| High | BTM Battery Control | C&I Curtailment-Turnkey-Manual HVAC Control | Medium Industrial |  | Winter Evening | % of Load | 1 | 2028 | 65535
| High | BTM Battery Control | C&I Curtailment-Turnkey-Manual HVAC Control | Medium Industrial |  | Winter Evening | % of Load | 0 | 2028 | 65535
| High | BTM Battery Control | C&I Curtailment-Turnkey-Auto-DR HVAC Control | Medium Industrial |  | Winter Evening | % of Load | 1 | 2028 | 65535
| High | BTM Battery Control | C&I Curtailment-Turnkey-Auto-DR HVAC Control | Medium Industrial |  | Winter Evening | % of Load | 0 | 2028 | 65535
| High | BTM Battery Control | C&I Curtailment-Turnkey-Standard Lighting Control | Medium Industrial |  | Winter Evening | % of Load | 1 | 2028 | 65535
| High | BTM Battery Control | C&I Curtailment-Turnkey-Standard Lighting Control | Medium Industrial |  | Winter Evening | % of Load | 0 | 2028 | 65535
| High | BTM Battery Control | C&I Curtailment-Turnkey-Advanced Lighting Control | Medium Industrial |  | Winter Evening | % of Load | 1 | 2028 | 65535
| High | BTM Battery Control | C&I Curtailment-Turnkey-Advanced Lighting Control | Medium Industrial |  | Winter Evening | % of Load | 0 | 2028 | 65535
| High | BTM Battery Control | C&I Curtailment-Turnkey-Water Heating Control | Medium Industrial |  | Winter Evening | % of Load | 1 | 2028 | 65535
| High | BTM Battery Control | C&I Curtailment-Turnkey-Water Heating Control | Medium Industrial |  | Winter Evening | % of Load | 0 | 2028 | 65535
| High | BTM Battery Control | C&I Curtailment-Turnkey-Other | Medium Industrial |  | Winter Evening | % of Load | 1 | 2028 | 65535
| High | BTM Battery Control | C&I Curtailment-Turnkey-Other | Medium Industrial |  | Winter Evening | % of Load | 0 | 2028 | 65535
| High | BTM Battery Control | BTM Battery Control-BYOB | Residential Charitable |  | Winter Morning | % of Load | 1 | 2028 | 65535
| High | BTM Battery Control | BTM Battery Control-BYOB | Residential Charitable |  | Winter Morning | % of Load | 0 | 2028 | 65535
| High | BTM Battery Control | BTM Battery Control-BYOB | Residential Charitable |  | Winter Evening | % of Load | 1 | 2028 | 65535
| High | BTM Battery Control | BTM Battery Control-BYOB | Residential Charitable |  | Winter Evening | % of Load | 0 | 2028 | 65535
| High | EV Charging Control | DLC-Switch-Water Heating | Small General |  | Winter Morning | % of Load | 1 | 2028 | 65535
| High | EV Charging Control | DLC-Switch-Water Heating | Small General |  | Winter Morning | % of Load | 0 | 2028 | 65535
| High | EV Charging Control | DLC-BYOD-Water Heating | Small General |  | Winter Morning | % of Load | 1 | 2028 | 65535
| High | EV Charging Control | DLC-BYOD-Water Heating | Small General |  | Winter Morning | % of Load | 0 | 2028 | 65535
| High | EV Charging Control | DLC-Thermostat-DI-Central Heat Pump | Small General |  | Winter Morning | % of Load | 1 | 2028 | 65535
| High | EV Charging Control | DLC-Thermostat-DI-Central Heat Pump | Small General |  | Winter Morning | % of Load | 0 | 2028 | 65535
| High | EV Charging Control | DLC-Thermostat-BYOT-Central Heat Pump | Small General |  | Winter Morning | % of Load | 1 | 2028 | 65535
| High | EV Charging Control | DLC-Thermostat-BYOT-Central Heat Pump | Small General |  | Winter Morning | % of Load | 0 | 2028 | 65535
| High | EV Charging Control | DLC-Thermostat-HVAC | Small General |  | Winter Morning | % of Load | 1 | 2028 | 65535
| High | EV Charging Control | DLC-Thermostat-HVAC | Small General |  | Winter Morning | % of Load | 0 | 2028 | 65535
| High | EV Charging Control | DLC-Thermostat-DI-Baseboard Heating | Small General |  | Winter Morning | % of Load | 1 | 2028 | 65535
| High | EV Charging Control | DLC-Thermostat-DI-Baseboard Heating | Small General |  | Winter Morning | % of Load | 0 | 2028 | 65535
| High | EV Charging Control | DLC-Thermostat-BYOT-Baseboard Heating | Small General |  | Winter Morning | % of Load | 1 | 2028 | 65535
| High | EV Charging Control | DLC-Thermostat-BYOT-Baseboard Heating | Small General |  | Winter Morning | % of Load | 0 | 2028 | 65535
| High | EV Charging Control | DLC-Thermostat-DI-MSHP | Small General |  | Winter Morning | % of Load | 1 | 2028 | 65535
| High | EV Charging Control | DLC-Thermostat-DI-MSHP | Small General |  | Winter Morning | % of Load | 0 | 2028 | 65535
| High | EV Charging Control | DLC-Thermostat-BYOT-MSHP | Small General |  | Winter Morning | % of Load | 1 | 2028 | 65535
| High | EV Charging Control | DLC-Thermostat-BYOT-MSHP | Small General |  | Winter Morning | % of Load | 0 | 2028 | 65535
| High | EV Charging Control | C&I Curtailment-Turnkey-Manual HVAC Control | Small General |  | Winter Morning | % of Load | 1 | 2028 | 65535
| High | EV Charging Control | C&I Curtailment-Turnkey-Manual HVAC Control | Small General |  | Winter Morning | % of Load | 0 | 2028 | 65535
| High | EV Charging Control | C&I Curtailment-Turnkey-Auto-DR HVAC Control | Small General |  | Winter Morning | % of Load | 1 | 2028 | 65535
| High | EV Charging Control | C&I Curtailment-Turnkey-Auto-DR HVAC Control | Small General |  | Winter Morning | % of Load | 0 | 2028 | 65535
| High | EV Charging Control | C&I Curtailment-Turnkey-Standard Lighting Control | Small General |  | Winter Morning | % of Load | 1 | 2028 | 65535
| High | EV Charging Control | C&I Curtailment-Turnkey-Standard Lighting Control | Small General |  | Winter Morning | % of Load | 0 | 2028 | 65535
| High | EV Charging Control | C&I Curtailment-Turnkey-Advanced Lighting Control | Small General |  | Winter Morning | % of Load | 1 | 2028 | 65535
| High | EV Charging Control | C&I Curtailment-Turnkey-Advanced Lighting Control | Small General |  | Winter Morning | % of Load | 0 | 2028 | 65535
| High | EV Charging Control | C&I Curtailment-Turnkey-Water Heating Control | Small General |  | Winter Morning | % of Load | 1 | 2028 | 65535
| High | EV Charging Control | C&I Curtailment-Turnkey-Water Heating Control | Small General |  | Winter Morning | % of Load | 0 | 2028 | 65535
| High | EV Charging Control | C&I Curtailment-Turnkey-Other | Small General |  | Winter Morning | % of Load | 1 | 2028 | 65535
| High | EV Charging Control | C&I Curtailment-Turnkey-Other | Small General |  | Winter Morning | % of Load | 0 | 2028 | 65535
| High | EV Charging Control | Dynamic Pricing with enabling tech. | Small General |  | Winter Morning | % of Load | 1 | 2028 | 65535
| High | EV Charging Control | Dynamic Pricing with enabling tech. | Small General |  | Winter Morning | % of Load | 0 | 2028 | 65535
| High | EV Charging Control | DLC-Switch-Water Heating | Small General |  | Winter Evening | % of Load | 1 | 2028 | 65535
| High | EV Charging Control | DLC-Switch-Water Heating | Small General |  | Winter Evening | % of Load | 0 | 2028 | 65535
| High | EV Charging Control | DLC-BYOD-Water Heating | Small General |  | Winter Evening | % of Load | 1 | 2028 | 65535
| High | EV Charging Control | DLC-BYOD-Water Heating | Small General |  | Winter Evening | % of Load | 0 | 2028 | 65535
| High | EV Charging Control | DLC-Thermostat-DI-Central Heat Pump | Small General |  | Winter Evening | % of Load | 1 | 2028 | 65535
| High | EV Charging Control | DLC-Thermostat-DI-Central Heat Pump | Small General |  | Winter Evening | % of Load | 0 | 2028 | 65535
| High | EV Charging Control | DLC-Thermostat-BYOT-Central Heat Pump | Small General |  | Winter Evening | % of Load | 1 | 2028 | 65535
| High | EV Charging Control | DLC-Thermostat-BYOT-Central Heat Pump | Small General |  | Winter Evening | % of Load | 0 | 2028 | 65535
| High | EV Charging Control | DLC-Thermostat-HVAC | Small General |  | Winter Evening | % of Load | 1 | 2028 | 65535
| High | EV Charging Control | DLC-Thermostat-HVAC | Small General |  | Winter Evening | % of Load | 0 | 2028 | 65535
| High | EV Charging Control | DLC-Thermostat-DI-Baseboard Heating | Small General |  | Winter Evening | % of Load | 1 | 2028 | 65535
| High | EV Charging Control | DLC-Thermostat-DI-Baseboard Heating | Small General |  | Winter Evening | % of Load | 0 | 2028 | 65535
| High | EV Charging Control | DLC-Thermostat-BYOT-Baseboard Heating | Small General |  | Winter Evening | % of Load | 1 | 2028 | 65535
| High | EV Charging Control | DLC-Thermostat-BYOT-Baseboard Heating | Small General |  | Winter Evening | % of Load | 0 | 2028 | 65535
| High | EV Charging Control | DLC-Thermostat-DI-MSHP | Small General |  | Winter Evening | % of Load | 1 | 2028 | 65535
| High | EV Charging Control | DLC-Thermostat-DI-MSHP | Small General |  | Winter Evening | % of Load | 0 | 2028 | 65535
| High | EV Charging Control | DLC-Thermostat-BYOT-MSHP | Small General |  | Winter Evening | % of Load | 1 | 2028 | 65535
| High | EV Charging Control | DLC-Thermostat-BYOT-MSHP | Small General |  | Winter Evening | % of Load | 0 | 2028 | 65535
| High | EV Charging Control | C&I Curtailment-Turnkey-Manual HVAC Control | Small General |  | Winter Evening | % of Load | 1 | 2028 | 65535
| High | EV Charging Control | C&I Curtailment-Turnkey-Manual HVAC Control | Small General |  | Winter Evening | % of Load | 0 | 2028 | 65535
| High | EV Charging Control | C&I Curtailment-Turnkey-Auto-DR HVAC Control | Small General |  | Winter Evening | % of Load | 1 | 2028 | 65535
| High | EV Charging Control | C&I Curtailment-Turnkey-Auto-DR HVAC Control | Small General |  | Winter Evening | % of Load | 0 | 2028 | 65535
| High | EV Charging Control | C&I Curtailment-Turnkey-Standard Lighting Control | Small General |  | Winter Evening | % of Load | 1 | 2028 | 65535
| High | EV Charging Control | C&I Curtailment-Turnkey-Standard Lighting Control | Small General |  | Winter Evening | % of Load | 0 | 2028 | 65535
| High | EV Charging Control | C&I Curtailment-Turnkey-Advanced Lighting Control | Small General |  | Winter Evening | % of Load | 1 | 2028 | 65535
| High | EV Charging Control | C&I Curtailment-Turnkey-Advanced Lighting Control | Small General |  | Winter Evening | % of Load | 0 | 2028 | 65535
| High | EV Charging Control | C&I Curtailment-Turnkey-Water Heating Control | Small General |  | Winter Evening | % of Load | 1 | 2028 | 65535
| High | EV Charging Control | C&I Curtailment-Turnkey-Water Heating Control | Small General |  | Winter Evening | % of Load | 0 | 2028 | 65535
| High | EV Charging Control | C&I Curtailment-Turnkey-Other | Small General |  | Winter Evening | % of Load | 1 | 2028 | 65535
| High | EV Charging Control | C&I Curtailment-Turnkey-Other | Small General |  | Winter Evening | % of Load | 0 | 2028 | 65535
| High | EV Charging Control | Dynamic Pricing with enabling tech. | Small General |  | Winter Evening | % of Load | 1 | 2028 | 65535
| High | EV Charging Control | Dynamic Pricing with enabling tech. | Small General |  | Winter Evening | % of Load | 0 | 2028 | 65535
| High | EV Charging Control | DLC-Switch-Water Heating | General |  | Winter Morning | % of Load | 1 | 2028 | 65535
| High | EV Charging Control | DLC-Switch-Water Heating | General |  | Winter Morning | % of Load | 0 | 2028 | 65535
| High | EV Charging Control | DLC-BYOD-Water Heating | General |  | Winter Morning | % of Load | 1 | 2028 | 65535
| High | EV Charging Control | DLC-BYOD-Water Heating | General |  | Winter Morning | % of Load | 0 | 2028 | 65535
| High | EV Charging Control | DLC-Thermostat-DI-Central Heat Pump | General |  | Winter Morning | % of Load | 1 | 2028 | 65535
| High | EV Charging Control | DLC-Thermostat-DI-Central Heat Pump | General |  | Winter Morning | % of Load | 0 | 2028 | 65535
| High | EV Charging Control | DLC-Thermostat-BYOT-Central Heat Pump | General |  | Winter Morning | % of Load | 1 | 2028 | 65535
| High | EV Charging Control | DLC-Thermostat-BYOT-Central Heat Pump | General |  | Winter Morning | % of Load | 0 | 2028 | 65535
| High | EV Charging Control | DLC-Thermostat-HVAC | General |  | Winter Morning | % of Load | 1 | 2028 | 65535
| High | EV Charging Control | DLC-Thermostat-HVAC | General |  | Winter Morning | % of Load | 0 | 2028 | 65535
| High | EV Charging Control | DLC-Thermostat-DI-Baseboard Heating | General |  | Winter Morning | % of Load | 1 | 2028 | 65535
| High | EV Charging Control | DLC-Thermostat-DI-Baseboard Heating | General |  | Winter Morning | % of Load | 0 | 2028 | 65535
| High | EV Charging Control | DLC-Thermostat-BYOT-Baseboard Heating | General |  | Winter Morning | % of Load | 1 | 2028 | 65535
| High | EV Charging Control | DLC-Thermostat-BYOT-Baseboard Heating | General |  | Winter Morning | % of Load | 0 | 2028 | 65535
| High | EV Charging Control | DLC-Thermostat-DI-MSHP | General |  | Winter Morning | % of Load | 1 | 2028 | 65535
| High | EV Charging Control | DLC-Thermostat-DI-MSHP | General |  | Winter Morning | % of Load | 0 | 2028 | 65535
| High | EV Charging Control | DLC-Thermostat-BYOT-MSHP | General |  | Winter Morning | % of Load | 1 | 2028 | 65535
| High | EV Charging Control | DLC-Thermostat-BYOT-MSHP | General |  | Winter Morning | % of Load | 0 | 2028 | 65535
| High | EV Charging Control | C&I Curtailment-Turnkey-Manual HVAC Control | General |  | Winter Morning | % of Load | 1 | 2028 | 65535
| High | EV Charging Control | C&I Curtailment-Turnkey-Manual HVAC Control | General |  | Winter Morning | % of Load | 0 | 2028 | 65535
| High | EV Charging Control | C&I Curtailment-Turnkey-Auto-DR HVAC Control | General |  | Winter Morning | % of Load | 1 | 2028 | 65535
| High | EV Charging Control | C&I Curtailment-Turnkey-Auto-DR HVAC Control | General |  | Winter Morning | % of Load | 0 | 2028 | 65535
| High | EV Charging Control | C&I Curtailment-Turnkey-Standard Lighting Control | General |  | Winter Morning | % of Load | 1 | 2028 | 65535
| High | EV Charging Control | C&I Curtailment-Turnkey-Standard Lighting Control | General |  | Winter Morning | % of Load | 0 | 2028 | 65535
| High | EV Charging Control | C&I Curtailment-Turnkey-Advanced Lighting Control | General |  | Winter Morning | % of Load | 1 | 2028 | 65535
| High | EV Charging Control | C&I Curtailment-Turnkey-Advanced Lighting Control | General |  | Winter Morning | % of Load | 0 | 2028 | 65535
| High | EV Charging Control | C&I Curtailment-Turnkey-Water Heating Control | General |  | Winter Morning | % of Load | 1 | 2028 | 65535
| High | EV Charging Control | C&I Curtailment-Turnkey-Water Heating Control | General |  | Winter Morning | % of Load | 0 | 2028 | 65535
| High | EV Charging Control | C&I Curtailment-Turnkey-Other | General |  | Winter Morning | % of Load | 1 | 2028 | 65535
| High | EV Charging Control | C&I Curtailment-Turnkey-Other | General |  | Winter Morning | % of Load | 0 | 2028 | 65535
| High | EV Charging Control | DLC-Switch-Water Heating | General |  | Winter Evening | % of Load | 1 | 2028 | 65535
| High | EV Charging Control | DLC-Switch-Water Heating | General |  | Winter Evening | % of Load | 0 | 2028 | 65535
| High | EV Charging Control | DLC-BYOD-Water Heating | General |  | Winter Evening | % of Load | 1 | 2028 | 65535
| High | EV Charging Control | DLC-BYOD-Water Heating | General |  | Winter Evening | % of Load | 0 | 2028 | 65535
| High | EV Charging Control | DLC-Thermostat-DI-Central Heat Pump | General |  | Winter Evening | % of Load | 1 | 2028 | 65535
| High | EV Charging Control | DLC-Thermostat-DI-Central Heat Pump | General |  | Winter Evening | % of Load | 0 | 2028 | 65535
| High | EV Charging Control | DLC-Thermostat-BYOT-Central Heat Pump | General |  | Winter Evening | % of Load | 1 | 2028 | 65535
| High | EV Charging Control | DLC-Thermostat-BYOT-Central Heat Pump | General |  | Winter Evening | % of Load | 0 | 2028 | 65535
| High | EV Charging Control | DLC-Thermostat-HVAC | General |  | Winter Evening | % of Load | 1 | 2028 | 65535
| High | EV Charging Control | DLC-Thermostat-HVAC | General |  | Winter Evening | % of Load | 0 | 2028 | 65535
| High | EV Charging Control | DLC-Thermostat-DI-Baseboard Heating | General |  | Winter Evening | % of Load | 1 | 2028 | 65535
| High | EV Charging Control | DLC-Thermostat-DI-Baseboard Heating | General |  | Winter Evening | % of Load | 0 | 2028 | 65535
| High | EV Charging Control | DLC-Thermostat-BYOT-Baseboard Heating | General |  | Winter Evening | % of Load | 1 | 2028 | 65535
| High | EV Charging Control | DLC-Thermostat-BYOT-Baseboard Heating | General |  | Winter Evening | % of Load | 0 | 2028 | 65535
| High | EV Charging Control | DLC-Thermostat-DI-MSHP | General |  | Winter Evening | % of Load | 1 | 2028 | 65535
| High | EV Charging Control | DLC-Thermostat-DI-MSHP | General |  | Winter Evening | % of Load | 0 | 2028 | 65535
| High | EV Charging Control | DLC-Thermostat-BYOT-MSHP | General |  | Winter Evening | % of Load | 1 | 2028 | 65535
| High | EV Charging Control | DLC-Thermostat-BYOT-MSHP | General |  | Winter Evening | % of Load | 0 | 2028 | 65535
| High | EV Charging Control | C&I Curtailment-Turnkey-Manual HVAC Control | General |  | Winter Evening | % of Load | 1 | 2028 | 65535
| High | EV Charging Control | C&I Curtailment-Turnkey-Manual HVAC Control | General |  | Winter Evening | % of Load | 0 | 2028 | 65535
| High | EV Charging Control | C&I Curtailment-Turnkey-Auto-DR HVAC Control | General |  | Winter Evening | % of Load | 1 | 2028 | 65535
| High | EV Charging Control | C&I Curtailment-Turnkey-Auto-DR HVAC Control | General |  | Winter Evening | % of Load | 0 | 2028 | 65535
| High | EV Charging Control | C&I Curtailment-Turnkey-Standard Lighting Control | General |  | Winter Evening | % of Load | 1 | 2028 | 65535
| High | EV Charging Control | C&I Curtailment-Turnkey-Standard Lighting Control | General |  | Winter Evening | % of Load | 0 | 2028 | 65535
| High | EV Charging Control | C&I Curtailment-Turnkey-Advanced Lighting Control | General |  | Winter Evening | % of Load | 1 | 2028 | 65535
| High | EV Charging Control | C&I Curtailment-Turnkey-Advanced Lighting Control | General |  | Winter Evening | % of Load | 0 | 2028 | 65535
| High | EV Charging Control | C&I Curtailment-Turnkey-Water Heating Control | General |  | Winter Evening | % of Load | 1 | 2028 | 65535
| High | EV Charging Control | C&I Curtailment-Turnkey-Water Heating Control | General |  | Winter Evening | % of Load | 0 | 2028 | 65535
| High | EV Charging Control | C&I Curtailment-Turnkey-Other | General |  | Winter Evening | % of Load | 1 | 2028 | 65535
| High | EV Charging Control | C&I Curtailment-Turnkey-Other | General |  | Winter Evening | % of Load | 0 | 2028 | 65535
| High | EV Charging Control | DLC-Switch-Water Heating | Small Industrial |  | Winter Morning | % of Load | 1 | 2028 | 65535
| High | EV Charging Control | DLC-Switch-Water Heating | Small Industrial |  | Winter Morning | % of Load | 0 | 2028 | 65535
| High | EV Charging Control | DLC-BYOD-Water Heating | Small Industrial |  | Winter Morning | % of Load | 1 | 2028 | 65535
| High | EV Charging Control | DLC-BYOD-Water Heating | Small Industrial |  | Winter Morning | % of Load | 0 | 2028 | 65535
| High | EV Charging Control | DLC-Thermostat-DI-Central Heat Pump | Small Industrial |  | Winter Morning | % of Load | 1 | 2028 | 65535
| High | EV Charging Control | DLC-Thermostat-DI-Central Heat Pump | Small Industrial |  | Winter Morning | % of Load | 0 | 2028 | 65535
| High | EV Charging Control | DLC-Thermostat-BYOT-Central Heat Pump | Small Industrial |  | Winter Morning | % of Load | 1 | 2028 | 65535
| High | EV Charging Control | DLC-Thermostat-BYOT-Central Heat Pump | Small Industrial |  | Winter Morning | % of Load | 0 | 2028 | 65535
| High | EV Charging Control | DLC-Thermostat-HVAC | Small Industrial |  | Winter Morning | % of Load | 1 | 2028 | 65535
| High | EV Charging Control | DLC-Thermostat-HVAC | Small Industrial |  | Winter Morning | % of Load | 0 | 2028 | 65535
| High | EV Charging Control | DLC-Thermostat-DI-Baseboard Heating | Small Industrial |  | Winter Morning | % of Load | 1 | 2028 | 65535
| High | EV Charging Control | DLC-Thermostat-DI-Baseboard Heating | Small Industrial |  | Winter Morning | % of Load | 0 | 2028 | 65535
| High | EV Charging Control | DLC-Thermostat-BYOT-Baseboard Heating | Small Industrial |  | Winter Morning | % of Load | 1 | 2028 | 65535
| High | EV Charging Control | DLC-Thermostat-BYOT-Baseboard Heating | Small Industrial |  | Winter Morning | % of Load | 0 | 2028 | 65535
| High | EV Charging Control | DLC-Thermostat-DI-MSHP | Small Industrial |  | Winter Morning | % of Load | 1 | 2028 | 65535
| High | EV Charging Control | DLC-Thermostat-DI-MSHP | Small Industrial |  | Winter Morning | % of Load | 0 | 2028 | 65535
| High | EV Charging Control | DLC-Thermostat-BYOT-MSHP | Small Industrial |  | Winter Morning | % of Load | 1 | 2028 | 65535
| High | EV Charging Control | DLC-Thermostat-BYOT-MSHP | Small Industrial |  | Winter Morning | % of Load | 0 | 2028 | 65535
| High | EV Charging Control | C&I Curtailment-Turnkey-Manual HVAC Control | Small Industrial |  | Winter Morning | % of Load | 1 | 2028 | 65535
| High | EV Charging Control | C&I Curtailment-Turnkey-Manual HVAC Control | Small Industrial |  | Winter Morning | % of Load | 0 | 2028 | 65535
| High | EV Charging Control | C&I Curtailment-Turnkey-Auto-DR HVAC Control | Small Industrial |  | Winter Morning | % of Load | 1 | 2028 | 65535
| High | EV Charging Control | C&I Curtailment-Turnkey-Auto-DR HVAC Control | Small Industrial |  | Winter Morning | % of Load | 0 | 2028 | 65535
| High | EV Charging Control | C&I Curtailment-Turnkey-Standard Lighting Control | Small Industrial |  | Winter Morning | % of Load | 1 | 2028 | 65535
| High | EV Charging Control | C&I Curtailment-Turnkey-Standard Lighting Control | Small Industrial |  | Winter Morning | % of Load | 0 | 2028 | 65535
| High | EV Charging Control | C&I Curtailment-Turnkey-Advanced Lighting Control | Small Industrial |  | Winter Morning | % of Load | 1 | 2028 | 65535
| High | EV Charging Control | C&I Curtailment-Turnkey-Advanced Lighting Control | Small Industrial |  | Winter Morning | % of Load | 0 | 2028 | 65535
| High | EV Charging Control | C&I Curtailment-Turnkey-Water Heating Control | Small Industrial |  | Winter Morning | % of Load | 1 | 2028 | 65535
| High | EV Charging Control | C&I Curtailment-Turnkey-Water Heating Control | Small Industrial |  | Winter Morning | % of Load | 0 | 2028 | 65535
| High | EV Charging Control | C&I Curtailment-Turnkey-Other | Small Industrial |  | Winter Morning | % of Load | 1 | 2028 | 65535
| High | EV Charging Control | C&I Curtailment-Turnkey-Other | Small Industrial |  | Winter Morning | % of Load | 0 | 2028 | 65535
| High | EV Charging Control | C&I Curtailment-Turnkey-Industrial | Small Industrial |  | Winter Morning | % of Load | 1 | 2028 | 65535
| High | EV Charging Control | C&I Curtailment-Turnkey-Industrial | Small Industrial |  | Winter Morning | % of Load | 0 | 2028 | 65535
| High | EV Charging Control | DLC-Switch-Water Heating | Small Industrial |  | Winter Evening | % of Load | 1 | 2028 | 65535
| High | EV Charging Control | DLC-Switch-Water Heating | Small Industrial |  | Winter Evening | % of Load | 0 | 2028 | 65535
| High | EV Charging Control | DLC-BYOD-Water Heating | Small Industrial |  | Winter Evening | % of Load | 1 | 2028 | 65535
| High | EV Charging Control | DLC-BYOD-Water Heating | Small Industrial |  | Winter Evening | % of Load | 0 | 2028 | 65535
| High | EV Charging Control | DLC-Thermostat-DI-Central Heat Pump | Small Industrial |  | Winter Evening | % of Load | 1 | 2028 | 65535
| High | EV Charging Control | DLC-Thermostat-DI-Central Heat Pump | Small Industrial |  | Winter Evening | % of Load | 0 | 2028 | 65535
| High | EV Charging Control | DLC-Thermostat-BYOT-Central Heat Pump | Small Industrial |  | Winter Evening | % of Load | 1 | 2028 | 65535
| High | EV Charging Control | DLC-Thermostat-BYOT-Central Heat Pump | Small Industrial |  | Winter Evening | % of Load | 0 | 2028 | 65535
| High | EV Charging Control | DLC-Thermostat-HVAC | Small Industrial |  | Winter Evening | % of Load | 1 | 2028 | 65535
| High | EV Charging Control | DLC-Thermostat-HVAC | Small Industrial |  | Winter Evening | % of Load | 0 | 2028 | 65535
| High | EV Charging Control | DLC-Thermostat-DI-Baseboard Heating | Small Industrial |  | Winter Evening | % of Load | 1 | 2028 | 65535
| High | EV Charging Control | DLC-Thermostat-DI-Baseboard Heating | Small Industrial |  | Winter Evening | % of Load | 0 | 2028 | 65535
| High | EV Charging Control | DLC-Thermostat-BYOT-Baseboard Heating | Small Industrial |  | Winter Evening | % of Load | 1 | 2028 | 65535
| High | EV Charging Control | DLC-Thermostat-BYOT-Baseboard Heating | Small Industrial |  | Winter Evening | % of Load | 0 | 2028 | 65535
| High | EV Charging Control | DLC-Thermostat-DI-MSHP | Small Industrial |  | Winter Evening | % of Load | 1 | 2028 | 65535
| High | EV Charging Control | DLC-Thermostat-DI-MSHP | Small Industrial |  | Winter Evening | % of Load | 0 | 2028 | 65535
| High | EV Charging Control | DLC-Thermostat-BYOT-MSHP | Small Industrial |  | Winter Evening | % of Load | 1 | 2028 | 65535
| High | EV Charging Control | DLC-Thermostat-BYOT-MSHP | Small Industrial |  | Winter Evening | % of Load | 0 | 2028 | 65535
| High | EV Charging Control | C&I Curtailment-Turnkey-Manual HVAC Control | Small Industrial |  | Winter Evening | % of Load | 1 | 2028 | 65535
| High | EV Charging Control | C&I Curtailment-Turnkey-Manual HVAC Control | Small Industrial |  | Winter Evening | % of Load | 0 | 2028 | 65535
| High | EV Charging Control | C&I Curtailment-Turnkey-Auto-DR HVAC Control | Small Industrial |  | Winter Evening | % of Load | 1 | 2028 | 65535
| High | EV Charging Control | C&I Curtailment-Turnkey-Auto-DR HVAC Control | Small Industrial |  | Winter Evening | % of Load | 0 | 2028 | 65535
| High | EV Charging Control | C&I Curtailment-Turnkey-Standard Lighting Control | Small Industrial |  | Winter Evening | % of Load | 1 | 2028 | 65535
| High | EV Charging Control | C&I Curtailment-Turnkey-Standard Lighting Control | Small Industrial |  | Winter Evening | % of Load | 0 | 2028 | 65535
| High | EV Charging Control | C&I Curtailment-Turnkey-Advanced Lighting Control | Small Industrial |  | Winter Evening | % of Load | 1 | 2028 | 65535
| High | EV Charging Control | C&I Curtailment-Turnkey-Advanced Lighting Control | Small Industrial |  | Winter Evening | % of Load | 0 | 2028 | 65535
| High | EV Charging Control | C&I Curtailment-Turnkey-Water Heating Control | Small Industrial |  | Winter Evening | % of Load | 1 | 2028 | 65535
| High | EV Charging Control | C&I Curtailment-Turnkey-Water Heating Control | Small Industrial |  | Winter Evening | % of Load | 0 | 2028 | 65535
| High | EV Charging Control | C&I Curtailment-Turnkey-Other | Small Industrial |  | Winter Evening | % of Load | 1 | 2028 | 65535
| High | EV Charging Control | C&I Curtailment-Turnkey-Other | Small Industrial |  | Winter Evening | % of Load | 0 | 2028 | 65535
| High | EV Charging Control | C&I Curtailment-Turnkey-Industrial | Small Industrial |  | Winter Evening | % of Load | 1 | 2028 | 65535
| High | EV Charging Control | C&I Curtailment-Turnkey-Industrial | Small Industrial |  | Winter Evening | % of Load | 0 | 2028 | 65535
| High | EV Charging Control | DLC-Switch-Water Heating | Medium Industrial |  | Winter Morning | % of Load | 1 | 2028 | 65535
| High | EV Charging Control | DLC-Switch-Water Heating | Medium Industrial |  | Winter Morning | % of Load | 0 | 2028 | 65535
| High | EV Charging Control | DLC-BYOD-Water Heating | Medium Industrial |  | Winter Morning | % of Load | 1 | 2028 | 65535
| High | EV Charging Control | DLC-BYOD-Water Heating | Medium Industrial |  | Winter Morning | % of Load | 0 | 2028 | 65535
| High | EV Charging Control | DLC-Thermostat-DI-Central Heat Pump | Medium Industrial |  | Winter Morning | % of Load | 1 | 2028 | 65535
| High | EV Charging Control | DLC-Thermostat-DI-Central Heat Pump | Medium Industrial |  | Winter Morning | % of Load | 0 | 2028 | 65535
| High | EV Charging Control | DLC-Thermostat-BYOT-Central Heat Pump | Medium Industrial |  | Winter Morning | % of Load | 1 | 2028 | 65535
| High | EV Charging Control | DLC-Thermostat-BYOT-Central Heat Pump | Medium Industrial |  | Winter Morning | % of Load | 0 | 2028 | 65535
| High | EV Charging Control | DLC-Thermostat-HVAC | Medium Industrial |  | Winter Morning | % of Load | 1 | 2028 | 65535
| High | EV Charging Control | DLC-Thermostat-HVAC | Medium Industrial |  | Winter Morning | % of Load | 0 | 2028 | 65535
| High | EV Charging Control | DLC-Thermostat-DI-Baseboard Heating | Medium Industrial |  | Winter Morning | % of Load | 1 | 2028 | 65535
| High | EV Charging Control | DLC-Thermostat-DI-Baseboard Heating | Medium Industrial |  | Winter Morning | % of Load | 0 | 2028 | 65535
| High | EV Charging Control | DLC-Thermostat-BYOT-Baseboard Heating | Medium Industrial |  | Winter Morning | % of Load | 1 | 2028 | 65535
| High | EV Charging Control | DLC-Thermostat-BYOT-Baseboard Heating | Medium Industrial |  | Winter Morning | % of Load | 0 | 2028 | 65535
| High | EV Charging Control | DLC-Thermostat-DI-MSHP | Medium Industrial |  | Winter Morning | % of Load | 1 | 2028 | 65535
| High | EV Charging Control | DLC-Thermostat-DI-MSHP | Medium Industrial |  | Winter Morning | % of Load | 0 | 2028 | 65535
| High | EV Charging Control | DLC-Thermostat-BYOT-MSHP | Medium Industrial |  | Winter Morning | % of Load | 1 | 2028 | 65535
| High | EV Charging Control | DLC-Thermostat-BYOT-MSHP | Medium Industrial |  | Winter Morning | % of Load | 0 | 2028 | 65535
| High | EV Charging Control | C&I Curtailment-Turnkey-Manual HVAC Control | Medium Industrial |  | Winter Morning | % of Load | 1 | 2028 | 65535
| High | EV Charging Control | C&I Curtailment-Turnkey-Manual HVAC Control | Medium Industrial |  | Winter Morning | % of Load | 0 | 2028 | 65535
| High | EV Charging Control | C&I Curtailment-Turnkey-Auto-DR HVAC Control | Medium Industrial |  | Winter Morning | % of Load | 1 | 2028 | 65535
| High | EV Charging Control | C&I Curtailment-Turnkey-Auto-DR HVAC Control | Medium Industrial |  | Winter Morning | % of Load | 0 | 2028 | 65535
| High | EV Charging Control | C&I Curtailment-Turnkey-Standard Lighting Control | Medium Industrial |  | Winter Morning | % of Load | 1 | 2028 | 65535
| High | EV Charging Control | C&I Curtailment-Turnkey-Standard Lighting Control | Medium Industrial |  | Winter Morning | % of Load | 0 | 2028 | 65535
| High | EV Charging Control | C&I Curtailment-Turnkey-Advanced Lighting Control | Medium Industrial |  | Winter Morning | % of Load | 1 | 2028 | 65535
| High | EV Charging Control | C&I Curtailment-Turnkey-Advanced Lighting Control | Medium Industrial |  | Winter Morning | % of Load | 0 | 2028 | 65535
| High | EV Charging Control | C&I Curtailment-Turnkey-Water Heating Control | Medium Industrial |  | Winter Morning | % of Load | 1 | 2028 | 65535
| High | EV Charging Control | C&I Curtailment-Turnkey-Water Heating Control | Medium Industrial |  | Winter Morning | % of Load | 0 | 2028 | 65535
| High | EV Charging Control | C&I Curtailment-Turnkey-Other | Medium Industrial |  | Winter Morning | % of Load | 1 | 2028 | 65535
| High | EV Charging Control | C&I Curtailment-Turnkey-Other | Medium Industrial |  | Winter Morning | % of Load | 0 | 2028 | 65535
| High | EV Charging Control | DLC-Switch-Water Heating | Medium Industrial |  | Winter Evening | % of Load | 1 | 2028 | 65535
| High | EV Charging Control | DLC-Switch-Water Heating | Medium Industrial |  | Winter Evening | % of Load | 0 | 2028 | 65535
| High | EV Charging Control | DLC-BYOD-Water Heating | Medium Industrial |  | Winter Evening | % of Load | 1 | 2028 | 65535
| High | EV Charging Control | DLC-BYOD-Water Heating | Medium Industrial |  | Winter Evening | % of Load | 0 | 2028 | 65535
| High | EV Charging Control | DLC-Thermostat-DI-Central Heat Pump | Medium Industrial |  | Winter Evening | % of Load | 1 | 2028 | 65535
| High | EV Charging Control | DLC-Thermostat-DI-Central Heat Pump | Medium Industrial |  | Winter Evening | % of Load | 0 | 2028 | 65535
| High | EV Charging Control | DLC-Thermostat-BYOT-Central Heat Pump | Medium Industrial |  | Winter Evening | % of Load | 1 | 2028 | 65535
| High | EV Charging Control | DLC-Thermostat-BYOT-Central Heat Pump | Medium Industrial |  | Winter Evening | % of Load | 0 | 2028 | 65535
| High | EV Charging Control | DLC-Thermostat-HVAC | Medium Industrial |  | Winter Evening | % of Load | 1 | 2028 | 65535
| High | EV Charging Control | DLC-Thermostat-HVAC | Medium Industrial |  | Winter Evening | % of Load | 0 | 2028 | 65535
| High | EV Charging Control | DLC-Thermostat-DI-Baseboard Heating | Medium Industrial |  | Winter Evening | % of Load | 1 | 2028 | 65535
| High | EV Charging Control | DLC-Thermostat-DI-Baseboard Heating | Medium Industrial |  | Winter Evening | % of Load | 0 | 2028 | 65535
| High | EV Charging Control | DLC-Thermostat-BYOT-Baseboard Heating | Medium Industrial |  | Winter Evening | % of Load | 1 | 2028 | 65535
| High | EV Charging Control | DLC-Thermostat-BYOT-Baseboard Heating | Medium Industrial |  | Winter Evening | % of Load | 0 | 2028 | 65535
| High | EV Charging Control | DLC-Thermostat-DI-MSHP | Medium Industrial |  | Winter Evening | % of Load | 1 | 2028 | 65535
| High | EV Charging Control | DLC-Thermostat-DI-MSHP | Medium Industrial |  | Winter Evening | % of Load | 0 | 2028 | 65535
| High | EV Charging Control | DLC-Thermostat-BYOT-MSHP | Medium Industrial |  | Winter Evening | % of Load | 1 | 2028 | 65535
| High | EV Charging Control | DLC-Thermostat-BYOT-MSHP | Medium Industrial |  | Winter Evening | % of Load | 0 | 2028 | 65535
| High | EV Charging Control | C&I Curtailment-Turnkey-Manual HVAC Control | Medium Industrial |  | Winter Evening | % of Load | 1 | 2028 | 65535
| High | EV Charging Control | C&I Curtailment-Turnkey-Manual HVAC Control | Medium Industrial |  | Winter Evening | % of Load | 0 | 2028 | 65535
| High | EV Charging Control | C&I Curtailment-Turnkey-Auto-DR HVAC Control | Medium Industrial |  | Winter Evening | % of Load | 1 | 2028 | 65535
| High | EV Charging Control | C&I Curtailment-Turnkey-Auto-DR HVAC Control | Medium Industrial |  | Winter Evening | % of Load | 0 | 2028 | 65535
| High | EV Charging Control | C&I Curtailment-Turnkey-Standard Lighting Control | Medium Industrial |  | Winter Evening | % of Load | 1 | 2028 | 65535
| High | EV Charging Control | C&I Curtailment-Turnkey-Standard Lighting Control | Medium Industrial |  | Winter Evening | % of Load | 0 | 2028 | 65535
| High | EV Charging Control | C&I Curtailment-Turnkey-Advanced Lighting Control | Medium Industrial |  | Winter Evening | % of Load | 1 | 2028 | 65535
| High | EV Charging Control | C&I Curtailment-Turnkey-Advanced Lighting Control | Medium Industrial |  | Winter Evening | % of Load | 0 | 2028 | 65535
| High | EV Charging Control | C&I Curtailment-Turnkey-Water Heating Control | Medium Industrial |  | Winter Evening | % of Load | 1 | 2028 | 65535
| High | EV Charging Control | C&I Curtailment-Turnkey-Water Heating Control | Medium Industrial |  | Winter Evening | % of Load | 0 | 2028 | 65535
| High | EV Charging Control | C&I Curtailment-Turnkey-Other | Medium Industrial |  | Winter Evening | % of Load | 1 | 2028 | 65535
| High | EV Charging Control | C&I Curtailment-Turnkey-Other | Medium Industrial |  | Winter Evening | % of Load | 0 | 2028 | 65535
| High | EV Charging Control | EV Charging Control | EV Res LDV |  | Winter Morning | % of Load | 1 | 2028 | 65535
| High | EV Charging Control | EV Charging Control | EV Res LDV |  | Winter Morning | % of Load | 0 | 2028 | 65535
| High | EV Charging Control | EV Charging Control | EV Res LDV |  | Winter Evening | % of Load | 1 | 2028 | 65535
| High | EV Charging Control | EV Charging Control | EV Res LDV |  | Winter Evening | % of Load | 0 | 2028 | 65535
| High | EV Charging Control | EV Charging Control | EV Com LDV |  | Winter Morning | % of Load | 1 | 2028 | 65535
| High | EV Charging Control | EV Charging Control | EV Com LDV |  | Winter Morning | % of Load | 0 | 2028 | 65535
| High | EV Charging Control | EV Charging Control | EV Com LDV |  | Winter Evening | % of Load | 1 | 2028 | 65535
| High | EV Charging Control | EV Charging Control | EV Com LDV |  | Winter Evening | % of Load | 0 | 2028 | 65535
| High | EV Charging Control | EV Charging Control | EV Com MDV |  | Winter Morning | % of Load | 1 | 2028 | 65535
| High | EV Charging Control | EV Charging Control | EV Com MDV |  | Winter Morning | % of Load | 0 | 2028 | 65535
| High | EV Charging Control | EV Charging Control | EV Com MDV |  | Winter Evening | % of Load | 1 | 2028 | 65535
| High | EV Charging Control | EV Charging Control | EV Com MDV |  | Winter Evening | % of Load | 0 | 2028 | 65535
| High | EV Charging Control | EV Charging Control | EV Com HDV |  | Winter Morning | % of Load | 1 | 2028 | 65535
| High | EV Charging Control | EV Charging Control | EV Com HDV |  | Winter Morning | % of Load | 0 | 2028 | 65535
| High | EV Charging Control | EV Charging Control | EV Com HDV |  | Winter Evening | % of Load | 1 | 2028 | 65535
| High | EV Charging Control | EV Charging Control | EV Com HDV |  | Winter Evening | % of Load | 0 | 2028 | 65535
| High | Behavioral DR | DLC-Switch-Water Heating | Small General |  | Winter Morning | % of Load | 1 | 2028 | 65535
| High | Behavioral DR | DLC-Switch-Water Heating | Small General |  | Winter Morning | % of Load | 0 | 2028 | 65535
| High | Behavioral DR | DLC-BYOD-Water Heating | Small General |  | Winter Morning | % of Load | 1 | 2028 | 65535
| High | Behavioral DR | DLC-BYOD-Water Heating | Small General |  | Winter Morning | % of Load | 0 | 2028 | 65535
| High | Behavioral DR | DLC-Thermostat-DI-Central Heat Pump | Small General |  | Winter Morning | % of Load | 1 | 2028 | 65535
| High | Behavioral DR | DLC-Thermostat-DI-Central Heat Pump | Small General |  | Winter Morning | % of Load | 0 | 2028 | 65535
| High | Behavioral DR | DLC-Thermostat-BYOT-Central Heat Pump | Small General |  | Winter Morning | % of Load | 1 | 2028 | 65535
| High | Behavioral DR | DLC-Thermostat-BYOT-Central Heat Pump | Small General |  | Winter Morning | % of Load | 0 | 2028 | 65535
| High | Behavioral DR | DLC-Thermostat-HVAC | Small General |  | Winter Morning | % of Load | 1 | 2028 | 65535
| High | Behavioral DR | DLC-Thermostat-HVAC | Small General |  | Winter Morning | % of Load | 0 | 2028 | 65535
| High | Behavioral DR | DLC-Thermostat-DI-Baseboard Heating | Small General |  | Winter Morning | % of Load | 1 | 2028 | 65535
| High | Behavioral DR | DLC-Thermostat-DI-Baseboard Heating | Small General |  | Winter Morning | % of Load | 0 | 2028 | 65535
| High | Behavioral DR | DLC-Thermostat-BYOT-Baseboard Heating | Small General |  | Winter Morning | % of Load | 1 | 2028 | 65535
| High | Behavioral DR | DLC-Thermostat-BYOT-Baseboard Heating | Small General |  | Winter Morning | % of Load | 0 | 2028 | 65535
| High | Behavioral DR | DLC-Thermostat-DI-MSHP | Small General |  | Winter Morning | % of Load | 1 | 2028 | 65535
| High | Behavioral DR | DLC-Thermostat-DI-MSHP | Small General |  | Winter Morning | % of Load | 0 | 2028 | 65535
| High | Behavioral DR | DLC-Thermostat-BYOT-MSHP | Small General |  | Winter Morning | % of Load | 1 | 2028 | 65535
| High | Behavioral DR | DLC-Thermostat-BYOT-MSHP | Small General |  | Winter Morning | % of Load | 0 | 2028 | 65535
| High | Behavioral DR | C&I Curtailment-Turnkey-Manual HVAC Control | Small General |  | Winter Morning | % of Load | 1 | 2028 | 65535
| High | Behavioral DR | C&I Curtailment-Turnkey-Manual HVAC Control | Small General |  | Winter Morning | % of Load | 0 | 2028 | 65535
| High | Behavioral DR | C&I Curtailment-Turnkey-Auto-DR HVAC Control | Small General |  | Winter Morning | % of Load | 1 | 2028 | 65535
| High | Behavioral DR | C&I Curtailment-Turnkey-Auto-DR HVAC Control | Small General |  | Winter Morning | % of Load | 0 | 2028 | 65535
| High | Behavioral DR | C&I Curtailment-Turnkey-Standard Lighting Control | Small General |  | Winter Morning | % of Load | 1 | 2028 | 65535
| High | Behavioral DR | C&I Curtailment-Turnkey-Standard Lighting Control | Small General |  | Winter Morning | % of Load | 0 | 2028 | 65535
| High | Behavioral DR | C&I Curtailment-Turnkey-Advanced Lighting Control | Small General |  | Winter Morning | % of Load | 1 | 2028 | 65535
| High | Behavioral DR | C&I Curtailment-Turnkey-Advanced Lighting Control | Small General |  | Winter Morning | % of Load | 0 | 2028 | 65535
| High | Behavioral DR | C&I Curtailment-Turnkey-Water Heating Control | Small General |  | Winter Morning | % of Load | 1 | 2028 | 65535
| High | Behavioral DR | C&I Curtailment-Turnkey-Water Heating Control | Small General |  | Winter Morning | % of Load | 0 | 2028 | 65535
| High | Behavioral DR | C&I Curtailment-Turnkey-Other | Small General |  | Winter Morning | % of Load | 1 | 2028 | 65535
| High | Behavioral DR | C&I Curtailment-Turnkey-Other | Small General |  | Winter Morning | % of Load | 0 | 2028 | 65535
| High | Behavioral DR | Dynamic Pricing with enabling tech. | Small General |  | Winter Morning | % of Load | 1 | 2028 | 65535
| High | Behavioral DR | Dynamic Pricing with enabling tech. | Small General |  | Winter Morning | % of Load | 0 | 2028 | 65535
| High | Behavioral DR | DLC-Switch-Water Heating | Small General |  | Winter Evening | % of Load | 1 | 2028 | 65535
| High | Behavioral DR | DLC-Switch-Water Heating | Small General |  | Winter Evening | % of Load | 0 | 2028 | 65535
| High | Behavioral DR | DLC-BYOD-Water Heating | Small General |  | Winter Evening | % of Load | 1 | 2028 | 65535
| High | Behavioral DR | DLC-BYOD-Water Heating | Small General |  | Winter Evening | % of Load | 0 | 2028 | 65535
| High | Behavioral DR | DLC-Thermostat-DI-Central Heat Pump | Small General |  | Winter Evening | % of Load | 1 | 2028 | 65535
| High | Behavioral DR | DLC-Thermostat-DI-Central Heat Pump | Small General |  | Winter Evening | % of Load | 0 | 2028 | 65535
| High | Behavioral DR | DLC-Thermostat-BYOT-Central Heat Pump | Small General |  | Winter Evening | % of Load | 1 | 2028 | 65535
| High | Behavioral DR | DLC-Thermostat-BYOT-Central Heat Pump | Small General |  | Winter Evening | % of Load | 0 | 2028 | 65535
| High | Behavioral DR | DLC-Thermostat-HVAC | Small General |  | Winter Evening | % of Load | 1 | 2028 | 65535
| High | Behavioral DR | DLC-Thermostat-HVAC | Small General |  | Winter Evening | % of Load | 0 | 2028 | 65535
| High | Behavioral DR | DLC-Thermostat-DI-Baseboard Heating | Small General |  | Winter Evening | % of Load | 1 | 2028 | 65535
| High | Behavioral DR | DLC-Thermostat-DI-Baseboard Heating | Small General |  | Winter Evening | % of Load | 0 | 2028 | 65535
| High | Behavioral DR | DLC-Thermostat-BYOT-Baseboard Heating | Small General |  | Winter Evening | % of Load | 1 | 2028 | 65535
| High | Behavioral DR | DLC-Thermostat-BYOT-Baseboard Heating | Small General |  | Winter Evening | % of Load | 0 | 2028 | 65535
| High | Behavioral DR | DLC-Thermostat-DI-MSHP | Small General |  | Winter Evening | % of Load | 1 | 2028 | 65535
| High | Behavioral DR | DLC-Thermostat-DI-MSHP | Small General |  | Winter Evening | % of Load | 0 | 2028 | 65535
| High | Behavioral DR | DLC-Thermostat-BYOT-MSHP | Small General |  | Winter Evening | % of Load | 1 | 2028 | 65535
| High | Behavioral DR | DLC-Thermostat-BYOT-MSHP | Small General |  | Winter Evening | % of Load | 0 | 2028 | 65535
| High | Behavioral DR | C&I Curtailment-Turnkey-Manual HVAC Control | Small General |  | Winter Evening | % of Load | 1 | 2028 | 65535
| High | Behavioral DR | C&I Curtailment-Turnkey-Manual HVAC Control | Small General |  | Winter Evening | % of Load | 0 | 2028 | 65535
| High | Behavioral DR | C&I Curtailment-Turnkey-Auto-DR HVAC Control | Small General |  | Winter Evening | % of Load | 1 | 2028 | 65535
| High | Behavioral DR | C&I Curtailment-Turnkey-Auto-DR HVAC Control | Small General |  | Winter Evening | % of Load | 0 | 2028 | 65535
| High | Behavioral DR | C&I Curtailment-Turnkey-Standard Lighting Control | Small General |  | Winter Evening | % of Load | 1 | 2028 | 65535
| High | Behavioral DR | C&I Curtailment-Turnkey-Standard Lighting Control | Small General |  | Winter Evening | % of Load | 0 | 2028 | 65535
| High | Behavioral DR | C&I Curtailment-Turnkey-Advanced Lighting Control | Small General |  | Winter Evening | % of Load | 1 | 2028 | 65535
| High | Behavioral DR | C&I Curtailment-Turnkey-Advanced Lighting Control | Small General |  | Winter Evening | % of Load | 0 | 2028 | 65535
| High | Behavioral DR | C&I Curtailment-Turnkey-Water Heating Control | Small General |  | Winter Evening | % of Load | 1 | 2028 | 65535
| High | Behavioral DR | C&I Curtailment-Turnkey-Water Heating Control | Small General |  | Winter Evening | % of Load | 0 | 2028 | 65535
| High | Behavioral DR | C&I Curtailment-Turnkey-Other | Small General |  | Winter Evening | % of Load | 1 | 2028 | 65535
| High | Behavioral DR | C&I Curtailment-Turnkey-Other | Small General |  | Winter Evening | % of Load | 0 | 2028 | 65535
| High | Behavioral DR | Dynamic Pricing with enabling tech. | Small General |  | Winter Evening | % of Load | 1 | 2028 | 65535
| High | Behavioral DR | Dynamic Pricing with enabling tech. | Small General |  | Winter Evening | % of Load | 0 | 2028 | 65535
| High | Behavioral DR | DLC-Switch-Water Heating | General |  | Winter Morning | % of Load | 1 | 2028 | 65535
| High | Behavioral DR | DLC-Switch-Water Heating | General |  | Winter Morning | % of Load | 0 | 2028 | 65535
| High | Behavioral DR | DLC-BYOD-Water Heating | General |  | Winter Morning | % of Load | 1 | 2028 | 65535
| High | Behavioral DR | DLC-BYOD-Water Heating | General |  | Winter Morning | % of Load | 0 | 2028 | 65535
| High | Behavioral DR | DLC-Thermostat-DI-Central Heat Pump | General |  | Winter Morning | % of Load | 1 | 2028 | 65535
| High | Behavioral DR | DLC-Thermostat-DI-Central Heat Pump | General |  | Winter Morning | % of Load | 0 | 2028 | 65535
| High | Behavioral DR | DLC-Thermostat-BYOT-Central Heat Pump | General |  | Winter Morning | % of Load | 1 | 2028 | 65535
| High | Behavioral DR | DLC-Thermostat-BYOT-Central Heat Pump | General |  | Winter Morning | % of Load | 0 | 2028 | 65535
| High | Behavioral DR | DLC-Thermostat-HVAC | General |  | Winter Morning | % of Load | 1 | 2028 | 65535
| High | Behavioral DR | DLC-Thermostat-HVAC | General |  | Winter Morning | % of Load | 0 | 2028 | 65535
| High | Behavioral DR | DLC-Thermostat-DI-Baseboard Heating | General |  | Winter Morning | % of Load | 1 | 2028 | 65535
| High | Behavioral DR | DLC-Thermostat-DI-Baseboard Heating | General |  | Winter Morning | % of Load | 0 | 2028 | 65535
| High | Behavioral DR | DLC-Thermostat-BYOT-Baseboard Heating | General |  | Winter Morning | % of Load | 1 | 2028 | 65535
| High | Behavioral DR | DLC-Thermostat-BYOT-Baseboard Heating | General |  | Winter Morning | % of Load | 0 | 2028 | 65535
| High | Behavioral DR | DLC-Thermostat-DI-MSHP | General |  | Winter Morning | % of Load | 1 | 2028 | 65535
| High | Behavioral DR | DLC-Thermostat-DI-MSHP | General |  | Winter Morning | % of Load | 0 | 2028 | 65535
| High | Behavioral DR | DLC-Thermostat-BYOT-MSHP | General |  | Winter Morning | % of Load | 1 | 2028 | 65535
| High | Behavioral DR | DLC-Thermostat-BYOT-MSHP | General |  | Winter Morning | % of Load | 0 | 2028 | 65535
| High | Behavioral DR | C&I Curtailment-Turnkey-Manual HVAC Control | General |  | Winter Morning | % of Load | 1 | 2028 | 65535
| High | Behavioral DR | C&I Curtailment-Turnkey-Manual HVAC Control | General |  | Winter Morning | % of Load | 0 | 2028 | 65535
| High | Behavioral DR | C&I Curtailment-Turnkey-Auto-DR HVAC Control | General |  | Winter Morning | % of Load | 1 | 2028 | 65535
| High | Behavioral DR | C&I Curtailment-Turnkey-Auto-DR HVAC Control | General |  | Winter Morning | % of Load | 0 | 2028 | 65535
| High | Behavioral DR | C&I Curtailment-Turnkey-Standard Lighting Control | General |  | Winter Morning | % of Load | 1 | 2028 | 65535
| High | Behavioral DR | C&I Curtailment-Turnkey-Standard Lighting Control | General |  | Winter Morning | % of Load | 0 | 2028 | 65535
| High | Behavioral DR | C&I Curtailment-Turnkey-Advanced Lighting Control | General |  | Winter Morning | % of Load | 1 | 2028 | 65535
| High | Behavioral DR | C&I Curtailment-Turnkey-Advanced Lighting Control | General |  | Winter Morning | % of Load | 0 | 2028 | 65535
| High | Behavioral DR | C&I Curtailment-Turnkey-Water Heating Control | General |  | Winter Morning | % of Load | 1 | 2028 | 65535
| High | Behavioral DR | C&I Curtailment-Turnkey-Water Heating Control | General |  | Winter Morning | % of Load | 0 | 2028 | 65535
| High | Behavioral DR | C&I Curtailment-Turnkey-Other | General |  | Winter Morning | % of Load | 1 | 2028 | 65535
| High | Behavioral DR | C&I Curtailment-Turnkey-Other | General |  | Winter Morning | % of Load | 0 | 2028 | 65535
| High | Behavioral DR | DLC-Switch-Water Heating | General |  | Winter Evening | % of Load | 1 | 2028 | 65535
| High | Behavioral DR | DLC-Switch-Water Heating | General |  | Winter Evening | % of Load | 0 | 2028 | 65535
| High | Behavioral DR | DLC-BYOD-Water Heating | General |  | Winter Evening | % of Load | 1 | 2028 | 65535
| High | Behavioral DR | DLC-BYOD-Water Heating | General |  | Winter Evening | % of Load | 0 | 2028 | 65535
| High | Behavioral DR | DLC-Thermostat-DI-Central Heat Pump | General |  | Winter Evening | % of Load | 1 | 2028 | 65535
| High | Behavioral DR | DLC-Thermostat-DI-Central Heat Pump | General |  | Winter Evening | % of Load | 0 | 2028 | 65535
| High | Behavioral DR | DLC-Thermostat-BYOT-Central Heat Pump | General |  | Winter Evening | % of Load | 1 | 2028 | 65535
| High | Behavioral DR | DLC-Thermostat-BYOT-Central Heat Pump | General |  | Winter Evening | % of Load | 0 | 2028 | 65535
| High | Behavioral DR | DLC-Thermostat-HVAC | General |  | Winter Evening | % of Load | 1 | 2028 | 65535
| High | Behavioral DR | DLC-Thermostat-HVAC | General |  | Winter Evening | % of Load | 0 | 2028 | 65535
| High | Behavioral DR | DLC-Thermostat-DI-Baseboard Heating | General |  | Winter Evening | % of Load | 1 | 2028 | 65535
| High | Behavioral DR | DLC-Thermostat-DI-Baseboard Heating | General |  | Winter Evening | % of Load | 0 | 2028 | 65535
| High | Behavioral DR | DLC-Thermostat-BYOT-Baseboard Heating | General |  | Winter Evening | % of Load | 1 | 2028 | 65535
| High | Behavioral DR | DLC-Thermostat-BYOT-Baseboard Heating | General |  | Winter Evening | % of Load | 0 | 2028 | 65535
| High | Behavioral DR | DLC-Thermostat-DI-MSHP | General |  | Winter Evening | % of Load | 1 | 2028 | 65535
| High | Behavioral DR | DLC-Thermostat-DI-MSHP | General |  | Winter Evening | % of Load | 0 | 2028 | 65535
| High | Behavioral DR | DLC-Thermostat-BYOT-MSHP | General |  | Winter Evening | % of Load | 1 | 2028 | 65535
| High | Behavioral DR | DLC-Thermostat-BYOT-MSHP | General |  | Winter Evening | % of Load | 0 | 2028 | 65535
| High | Behavioral DR | C&I Curtailment-Turnkey-Manual HVAC Control | General |  | Winter Evening | % of Load | 1 | 2028 | 65535
| High | Behavioral DR | C&I Curtailment-Turnkey-Manual HVAC Control | General |  | Winter Evening | % of Load | 0 | 2028 | 65535
| High | Behavioral DR | C&I Curtailment-Turnkey-Auto-DR HVAC Control | General |  | Winter Evening | % of Load | 1 | 2028 | 65535
| High | Behavioral DR | C&I Curtailment-Turnkey-Auto-DR HVAC Control | General |  | Winter Evening | % of Load | 0 | 2028 | 65535
| High | Behavioral DR | C&I Curtailment-Turnkey-Standard Lighting Control | General |  | Winter Evening | % of Load | 1 | 2028 | 65535
| High | Behavioral DR | C&I Curtailment-Turnkey-Standard Lighting Control | General |  | Winter Evening | % of Load | 0 | 2028 | 65535
| High | Behavioral DR | C&I Curtailment-Turnkey-Advanced Lighting Control | General |  | Winter Evening | % of Load | 1 | 2028 | 65535
| High | Behavioral DR | C&I Curtailment-Turnkey-Advanced Lighting Control | General |  | Winter Evening | % of Load | 0 | 2028 | 65535
| High | Behavioral DR | C&I Curtailment-Turnkey-Water Heating Control | General |  | Winter Evening | % of Load | 1 | 2028 | 65535
| High | Behavioral DR | C&I Curtailment-Turnkey-Water Heating Control | General |  | Winter Evening | % of Load | 0 | 2028 | 65535
| High | Behavioral DR | C&I Curtailment-Turnkey-Other | General |  | Winter Evening | % of Load | 1 | 2028 | 65535
| High | Behavioral DR | C&I Curtailment-Turnkey-Other | General |  | Winter Evening | % of Load | 0 | 2028 | 65535
| High | Behavioral DR | DLC-Switch-Water Heating | Small Industrial |  | Winter Morning | % of Load | 1 | 2028 | 65535
| High | Behavioral DR | DLC-Switch-Water Heating | Small Industrial |  | Winter Morning | % of Load | 0 | 2028 | 65535
| High | Behavioral DR | DLC-BYOD-Water Heating | Small Industrial |  | Winter Morning | % of Load | 1 | 2028 | 65535
| High | Behavioral DR | DLC-BYOD-Water Heating | Small Industrial |  | Winter Morning | % of Load | 0 | 2028 | 65535
| High | Behavioral DR | DLC-Thermostat-DI-Central Heat Pump | Small Industrial |  | Winter Morning | % of Load | 1 | 2028 | 65535
| High | Behavioral DR | DLC-Thermostat-DI-Central Heat Pump | Small Industrial |  | Winter Morning | % of Load | 0 | 2028 | 65535
| High | Behavioral DR | DLC-Thermostat-BYOT-Central Heat Pump | Small Industrial |  | Winter Morning | % of Load | 1 | 2028 | 65535
| High | Behavioral DR | DLC-Thermostat-BYOT-Central Heat Pump | Small Industrial |  | Winter Morning | % of Load | 0 | 2028 | 65535
| High | Behavioral DR | DLC-Thermostat-HVAC | Small Industrial |  | Winter Morning | % of Load | 1 | 2028 | 65535
| High | Behavioral DR | DLC-Thermostat-HVAC | Small Industrial |  | Winter Morning | % of Load | 0 | 2028 | 65535
| High | Behavioral DR | DLC-Thermostat-DI-Baseboard Heating | Small Industrial |  | Winter Morning | % of Load | 1 | 2028 | 65535
| High | Behavioral DR | DLC-Thermostat-DI-Baseboard Heating | Small Industrial |  | Winter Morning | % of Load | 0 | 2028 | 65535
| High | Behavioral DR | DLC-Thermostat-BYOT-Baseboard Heating | Small Industrial |  | Winter Morning | % of Load | 1 | 2028 | 65535
| High | Behavioral DR | DLC-Thermostat-BYOT-Baseboard Heating | Small Industrial |  | Winter Morning | % of Load | 0 | 2028 | 65535
| High | Behavioral DR | DLC-Thermostat-DI-MSHP | Small Industrial |  | Winter Morning | % of Load | 1 | 2028 | 65535
| High | Behavioral DR | DLC-Thermostat-DI-MSHP | Small Industrial |  | Winter Morning | % of Load | 0 | 2028 | 65535
| High | Behavioral DR | DLC-Thermostat-BYOT-MSHP | Small Industrial |  | Winter Morning | % of Load | 1 | 2028 | 65535
| High | Behavioral DR | DLC-Thermostat-BYOT-MSHP | Small Industrial |  | Winter Morning | % of Load | 0 | 2028 | 65535
| High | Behavioral DR | C&I Curtailment-Turnkey-Manual HVAC Control | Small Industrial |  | Winter Morning | % of Load | 1 | 2028 | 65535
| High | Behavioral DR | C&I Curtailment-Turnkey-Manual HVAC Control | Small Industrial |  | Winter Morning | % of Load | 0 | 2028 | 65535
| High | Behavioral DR | C&I Curtailment-Turnkey-Auto-DR HVAC Control | Small Industrial |  | Winter Morning | % of Load | 1 | 2028 | 65535
| High | Behavioral DR | C&I Curtailment-Turnkey-Auto-DR HVAC Control | Small Industrial |  | Winter Morning | % of Load | 0 | 2028 | 65535
| High | Behavioral DR | C&I Curtailment-Turnkey-Standard Lighting Control | Small Industrial |  | Winter Morning | % of Load | 1 | 2028 | 65535
| High | Behavioral DR | C&I Curtailment-Turnkey-Standard Lighting Control | Small Industrial |  | Winter Morning | % of Load | 0 | 2028 | 65535
| High | Behavioral DR | C&I Curtailment-Turnkey-Advanced Lighting Control | Small Industrial |  | Winter Morning | % of Load | 1 | 2028 | 65535
| High | Behavioral DR | C&I Curtailment-Turnkey-Advanced Lighting Control | Small Industrial |  | Winter Morning | % of Load | 0 | 2028 | 65535
| High | Behavioral DR | C&I Curtailment-Turnkey-Water Heating Control | Small Industrial |  | Winter Morning | % of Load | 1 | 2028 | 65535
| High | Behavioral DR | C&I Curtailment-Turnkey-Water Heating Control | Small Industrial |  | Winter Morning | % of Load | 0 | 2028 | 65535
| High | Behavioral DR | C&I Curtailment-Turnkey-Other | Small Industrial |  | Winter Morning | % of Load | 1 | 2028 | 65535
| High | Behavioral DR | C&I Curtailment-Turnkey-Other | Small Industrial |  | Winter Morning | % of Load | 0 | 2028 | 65535
| High | Behavioral DR | C&I Curtailment-Turnkey-Industrial | Small Industrial |  | Winter Morning | % of Load | 1 | 2028 | 65535
| High | Behavioral DR | C&I Curtailment-Turnkey-Industrial | Small Industrial |  | Winter Morning | % of Load | 0 | 2028 | 65535
| High | Behavioral DR | DLC-Switch-Water Heating | Small Industrial |  | Winter Evening | % of Load | 1 | 2028 | 65535
| High | Behavioral DR | DLC-Switch-Water Heating | Small Industrial |  | Winter Evening | % of Load | 0 | 2028 | 65535
| High | Behavioral DR | DLC-BYOD-Water Heating | Small Industrial |  | Winter Evening | % of Load | 1 | 2028 | 65535
| High | Behavioral DR | DLC-BYOD-Water Heating | Small Industrial |  | Winter Evening | % of Load | 0 | 2028 | 65535
| High | Behavioral DR | DLC-Thermostat-DI-Central Heat Pump | Small Industrial |  | Winter Evening | % of Load | 1 | 2028 | 65535
| High | Behavioral DR | DLC-Thermostat-DI-Central Heat Pump | Small Industrial |  | Winter Evening | % of Load | 0 | 2028 | 65535
| High | Behavioral DR | DLC-Thermostat-BYOT-Central Heat Pump | Small Industrial |  | Winter Evening | % of Load | 1 | 2028 | 65535
| High | Behavioral DR | DLC-Thermostat-BYOT-Central Heat Pump | Small Industrial |  | Winter Evening | % of Load | 0 | 2028 | 65535
| High | Behavioral DR | DLC-Thermostat-HVAC | Small Industrial |  | Winter Evening | % of Load | 1 | 2028 | 65535
| High | Behavioral DR | DLC-Thermostat-HVAC | Small Industrial |  | Winter Evening | % of Load | 0 | 2028 | 65535
| High | Behavioral DR | DLC-Thermostat-DI-Baseboard Heating | Small Industrial |  | Winter Evening | % of Load | 1 | 2028 | 65535
| High | Behavioral DR | DLC-Thermostat-DI-Baseboard Heating | Small Industrial |  | Winter Evening | % of Load | 0 | 2028 | 65535
| High | Behavioral DR | DLC-Thermostat-BYOT-Baseboard Heating | Small Industrial |  | Winter Evening | % of Load | 1 | 2028 | 65535
| High | Behavioral DR | DLC-Thermostat-BYOT-Baseboard Heating | Small Industrial |  | Winter Evening | % of Load | 0 | 2028 | 65535
| High | Behavioral DR | DLC-Thermostat-DI-MSHP | Small Industrial |  | Winter Evening | % of Load | 1 | 2028 | 65535
| High | Behavioral DR | DLC-Thermostat-DI-MSHP | Small Industrial |  | Winter Evening | % of Load | 0 | 2028 | 65535
| High | Behavioral DR | DLC-Thermostat-BYOT-MSHP | Small Industrial |  | Winter Evening | % of Load | 1 | 2028 | 65535
| High | Behavioral DR | DLC-Thermostat-BYOT-MSHP | Small Industrial |  | Winter Evening | % of Load | 0 | 2028 | 65535
| High | Behavioral DR | C&I Curtailment-Turnkey-Manual HVAC Control | Small Industrial |  | Winter Evening | % of Load | 1 | 2028 | 65535
| High | Behavioral DR | C&I Curtailment-Turnkey-Manual HVAC Control | Small Industrial |  | Winter Evening | % of Load | 0 | 2028 | 65535
| High | Behavioral DR | C&I Curtailment-Turnkey-Auto-DR HVAC Control | Small Industrial |  | Winter Evening | % of Load | 1 | 2028 | 65535
| High | Behavioral DR | C&I Curtailment-Turnkey-Auto-DR HVAC Control | Small Industrial |  | Winter Evening | % of Load | 0 | 2028 | 65535
| High | Behavioral DR | C&I Curtailment-Turnkey-Standard Lighting Control | Small Industrial |  | Winter Evening | % of Load | 1 | 2028 | 65535
| High | Behavioral DR | C&I Curtailment-Turnkey-Standard Lighting Control | Small Industrial |  | Winter Evening | % of Load | 0 | 2028 | 65535
| High | Behavioral DR | C&I Curtailment-Turnkey-Advanced Lighting Control | Small Industrial |  | Winter Evening | % of Load | 1 | 2028 | 65535
| High | Behavioral DR | C&I Curtailment-Turnkey-Advanced Lighting Control | Small Industrial |  | Winter Evening | % of Load | 0 | 2028 | 65535
| High | Behavioral DR | C&I Curtailment-Turnkey-Water Heating Control | Small Industrial |  | Winter Evening | % of Load | 1 | 2028 | 65535
| High | Behavioral DR | C&I Curtailment-Turnkey-Water Heating Control | Small Industrial |  | Winter Evening | % of Load | 0 | 2028 | 65535
| High | Behavioral DR | C&I Curtailment-Turnkey-Other | Small Industrial |  | Winter Evening | % of Load | 1 | 2028 | 65535
| High | Behavioral DR | C&I Curtailment-Turnkey-Other | Small Industrial |  | Winter Evening | % of Load | 0 | 2028 | 65535
| High | Behavioral DR | C&I Curtailment-Turnkey-Industrial | Small Industrial |  | Winter Evening | % of Load | 1 | 2028 | 65535
| High | Behavioral DR | C&I Curtailment-Turnkey-Industrial | Small Industrial |  | Winter Evening | % of Load | 0 | 2028 | 65535
| High | Behavioral DR | DLC-Switch-Water Heating | Medium Industrial |  | Winter Morning | % of Load | 1 | 2028 | 65535
| High | Behavioral DR | DLC-Switch-Water Heating | Medium Industrial |  | Winter Morning | % of Load | 0 | 2028 | 65535
| High | Behavioral DR | DLC-BYOD-Water Heating | Medium Industrial |  | Winter Morning | % of Load | 1 | 2028 | 65535
| High | Behavioral DR | DLC-BYOD-Water Heating | Medium Industrial |  | Winter Morning | % of Load | 0 | 2028 | 65535
| High | Behavioral DR | DLC-Thermostat-DI-Central Heat Pump | Medium Industrial |  | Winter Morning | % of Load | 1 | 2028 | 65535
| High | Behavioral DR | DLC-Thermostat-DI-Central Heat Pump | Medium Industrial |  | Winter Morning | % of Load | 0 | 2028 | 65535
| High | Behavioral DR | DLC-Thermostat-BYOT-Central Heat Pump | Medium Industrial |  | Winter Morning | % of Load | 1 | 2028 | 65535
| High | Behavioral DR | DLC-Thermostat-BYOT-Central Heat Pump | Medium Industrial |  | Winter Morning | % of Load | 0 | 2028 | 65535
| High | Behavioral DR | DLC-Thermostat-HVAC | Medium Industrial |  | Winter Morning | % of Load | 1 | 2028 | 65535
| High | Behavioral DR | DLC-Thermostat-HVAC | Medium Industrial |  | Winter Morning | % of Load | 0 | 2028 | 65535
| High | Behavioral DR | DLC-Thermostat-DI-Baseboard Heating | Medium Industrial |  | Winter Morning | % of Load | 1 | 2028 | 65535
| High | Behavioral DR | DLC-Thermostat-DI-Baseboard Heating | Medium Industrial |  | Winter Morning | % of Load | 0 | 2028 | 65535
| High | Behavioral DR | DLC-Thermostat-BYOT-Baseboard Heating | Medium Industrial |  | Winter Morning | % of Load | 1 | 2028 | 65535
| High | Behavioral DR | DLC-Thermostat-BYOT-Baseboard Heating | Medium Industrial |  | Winter Morning | % of Load | 0 | 2028 | 65535
| High | Behavioral DR | DLC-Thermostat-DI-MSHP | Medium Industrial |  | Winter Morning | % of Load | 1 | 2028 | 65535
| High | Behavioral DR | DLC-Thermostat-DI-MSHP | Medium Industrial |  | Winter Morning | % of Load | 0 | 2028 | 65535
| High | Behavioral DR | DLC-Thermostat-BYOT-MSHP | Medium Industrial |  | Winter Morning | % of Load | 1 | 2028 | 65535
| High | Behavioral DR | DLC-Thermostat-BYOT-MSHP | Medium Industrial |  | Winter Morning | % of Load | 0 | 2028 | 65535
| High | Behavioral DR | C&I Curtailment-Turnkey-Manual HVAC Control | Medium Industrial |  | Winter Morning | % of Load | 1 | 2028 | 65535
| High | Behavioral DR | C&I Curtailment-Turnkey-Manual HVAC Control | Medium Industrial |  | Winter Morning | % of Load | 0 | 2028 | 65535
| High | Behavioral DR | C&I Curtailment-Turnkey-Auto-DR HVAC Control | Medium Industrial |  | Winter Morning | % of Load | 1 | 2028 | 65535
| High | Behavioral DR | C&I Curtailment-Turnkey-Auto-DR HVAC Control | Medium Industrial |  | Winter Morning | % of Load | 0 | 2028 | 65535
| High | Behavioral DR | C&I Curtailment-Turnkey-Standard Lighting Control | Medium Industrial |  | Winter Morning | % of Load | 1 | 2028 | 65535
| High | Behavioral DR | C&I Curtailment-Turnkey-Standard Lighting Control | Medium Industrial |  | Winter Morning | % of Load | 0 | 2028 | 65535
| High | Behavioral DR | C&I Curtailment-Turnkey-Advanced Lighting Control | Medium Industrial |  | Winter Morning | % of Load | 1 | 2028 | 65535
| High | Behavioral DR | C&I Curtailment-Turnkey-Advanced Lighting Control | Medium Industrial |  | Winter Morning | % of Load | 0 | 2028 | 65535
| High | Behavioral DR | C&I Curtailment-Turnkey-Water Heating Control | Medium Industrial |  | Winter Morning | % of Load | 1 | 2028 | 65535
| High | Behavioral DR | C&I Curtailment-Turnkey-Water Heating Control | Medium Industrial |  | Winter Morning | % of Load | 0 | 2028 | 65535
| High | Behavioral DR | C&I Curtailment-Turnkey-Other | Medium Industrial |  | Winter Morning | % of Load | 1 | 2028 | 65535
| High | Behavioral DR | C&I Curtailment-Turnkey-Other | Medium Industrial |  | Winter Morning | % of Load | 0 | 2028 | 65535
| High | Behavioral DR | DLC-Switch-Water Heating | Medium Industrial |  | Winter Evening | % of Load | 1 | 2028 | 65535
| High | Behavioral DR | DLC-Switch-Water Heating | Medium Industrial |  | Winter Evening | % of Load | 0 | 2028 | 65535
| High | Behavioral DR | DLC-BYOD-Water Heating | Medium Industrial |  | Winter Evening | % of Load | 1 | 2028 | 65535
| High | Behavioral DR | DLC-BYOD-Water Heating | Medium Industrial |  | Winter Evening | % of Load | 0 | 2028 | 65535
| High | Behavioral DR | DLC-Thermostat-DI-Central Heat Pump | Medium Industrial |  | Winter Evening | % of Load | 1 | 2028 | 65535
| High | Behavioral DR | DLC-Thermostat-DI-Central Heat Pump | Medium Industrial |  | Winter Evening | % of Load | 0 | 2028 | 65535
| High | Behavioral DR | DLC-Thermostat-BYOT-Central Heat Pump | Medium Industrial |  | Winter Evening | % of Load | 1 | 2028 | 65535
| High | Behavioral DR | DLC-Thermostat-BYOT-Central Heat Pump | Medium Industrial |  | Winter Evening | % of Load | 0 | 2028 | 65535
| High | Behavioral DR | DLC-Thermostat-HVAC | Medium Industrial |  | Winter Evening | % of Load | 1 | 2028 | 65535
| High | Behavioral DR | DLC-Thermostat-HVAC | Medium Industrial |  | Winter Evening | % of Load | 0 | 2028 | 65535
| High | Behavioral DR | DLC-Thermostat-DI-Baseboard Heating | Medium Industrial |  | Winter Evening | % of Load | 1 | 2028 | 65535
| High | Behavioral DR | DLC-Thermostat-DI-Baseboard Heating | Medium Industrial |  | Winter Evening | % of Load | 0 | 2028 | 65535
| High | Behavioral DR | DLC-Thermostat-BYOT-Baseboard Heating | Medium Industrial |  | Winter Evening | % of Load | 1 | 2028 | 65535
| High | Behavioral DR | DLC-Thermostat-BYOT-Baseboard Heating | Medium Industrial |  | Winter Evening | % of Load | 0 | 2028 | 65535
| High | Behavioral DR | DLC-Thermostat-DI-MSHP | Medium Industrial |  | Winter Evening | % of Load | 1 | 2028 | 65535
| High | Behavioral DR | DLC-Thermostat-DI-MSHP | Medium Industrial |  | Winter Evening | % of Load | 0 | 2028 | 65535
| High | Behavioral DR | DLC-Thermostat-BYOT-MSHP | Medium Industrial |  | Winter Evening | % of Load | 1 | 2028 | 65535
| High | Behavioral DR | DLC-Thermostat-BYOT-MSHP | Medium Industrial |  | Winter Evening | % of Load | 0 | 2028 | 65535
| High | Behavioral DR | C&I Curtailment-Turnkey-Manual HVAC Control | Medium Industrial |  | Winter Evening | % of Load | 1 | 2028 | 65535
| High | Behavioral DR | C&I Curtailment-Turnkey-Manual HVAC Control | Medium Industrial |  | Winter Evening | % of Load | 0 | 2028 | 65535
| High | Behavioral DR | C&I Curtailment-Turnkey-Auto-DR HVAC Control | Medium Industrial |  | Winter Evening | % of Load | 1 | 2028 | 65535
| High | Behavioral DR | C&I Curtailment-Turnkey-Auto-DR HVAC Control | Medium Industrial |  | Winter Evening | % of Load | 0 | 2028 | 65535
| High | Behavioral DR | C&I Curtailment-Turnkey-Standard Lighting Control | Medium Industrial |  | Winter Evening | % of Load | 1 | 2028 | 65535
| High | Behavioral DR | C&I Curtailment-Turnkey-Standard Lighting Control | Medium Industrial |  | Winter Evening | % of Load | 0 | 2028 | 65535
| High | Behavioral DR | C&I Curtailment-Turnkey-Advanced Lighting Control | Medium Industrial |  | Winter Evening | % of Load | 1 | 2028 | 65535
| High | Behavioral DR | C&I Curtailment-Turnkey-Advanced Lighting Control | Medium Industrial |  | Winter Evening | % of Load | 0 | 2028 | 65535
| High | Behavioral DR | C&I Curtailment-Turnkey-Water Heating Control | Medium Industrial |  | Winter Evening | % of Load | 1 | 2028 | 65535
| High | Behavioral DR | C&I Curtailment-Turnkey-Water Heating Control | Medium Industrial |  | Winter Evening | % of Load | 0 | 2028 | 65535
| High | Behavioral DR | C&I Curtailment-Turnkey-Other | Medium Industrial |  | Winter Evening | % of Load | 1 | 2028 | 65535
| High | Behavioral DR | C&I Curtailment-Turnkey-Other | Medium Industrial |  | Winter Evening | % of Load | 0 | 2028 | 65535
| High | Behavioral DR | Behavioral DR | Residential Charitable |  | Winter Morning | % of Load | 1 | 2028 | 65535
| High | Behavioral DR | Behavioral DR | Residential Charitable |  | Winter Morning | % of Load | 0 | 2028 | 65535
| High | Behavioral DR | Behavioral DR | Residential Charitable |  | Winter Evening | % of Load | 1 | 2028 | 65535
| High | Behavioral DR | Behavioral DR | Residential Charitable |  | Winter Evening | % of Load | 0 | 2028 | 65535
| High | Time-of-Use Rates (TOU) | DLC-Switch-Water Heating | Small General |  | Winter Morning | % of Load | 1 | 2028 | 65535
| High | Time-of-Use Rates (TOU) | DLC-Switch-Water Heating | Small General |  | Winter Morning | % of Load | 0 | 2028 | 65535
| High | Time-of-Use Rates (TOU) | DLC-BYOD-Water Heating | Small General |  | Winter Morning | % of Load | 1 | 2028 | 65535
| High | Time-of-Use Rates (TOU) | DLC-BYOD-Water Heating | Small General |  | Winter Morning | % of Load | 0 | 2028 | 65535
| High | Time-of-Use Rates (TOU) | DLC-Thermostat-DI-Central Heat Pump | Small General |  | Winter Morning | % of Load | 1 | 2028 | 65535
| High | Time-of-Use Rates (TOU) | DLC-Thermostat-DI-Central Heat Pump | Small General |  | Winter Morning | % of Load | 0 | 2028 | 65535
| High | Time-of-Use Rates (TOU) | DLC-Thermostat-BYOT-Central Heat Pump | Small General |  | Winter Morning | % of Load | 1 | 2028 | 65535
| High | Time-of-Use Rates (TOU) | DLC-Thermostat-BYOT-Central Heat Pump | Small General |  | Winter Morning | % of Load | 0 | 2028 | 65535
| High | Time-of-Use Rates (TOU) | DLC-Thermostat-HVAC | Small General |  | Winter Morning | % of Load | 1 | 2028 | 65535
| High | Time-of-Use Rates (TOU) | DLC-Thermostat-HVAC | Small General |  | Winter Morning | % of Load | 0 | 2028 | 65535
| High | Time-of-Use Rates (TOU) | DLC-Thermostat-DI-Baseboard Heating | Small General |  | Winter Morning | % of Load | 1 | 2028 | 65535
| High | Time-of-Use Rates (TOU) | DLC-Thermostat-DI-Baseboard Heating | Small General |  | Winter Morning | % of Load | 0 | 2028 | 65535
| High | Time-of-Use Rates (TOU) | DLC-Thermostat-BYOT-Baseboard Heating | Small General |  | Winter Morning | % of Load | 1 | 2028 | 65535
| High | Time-of-Use Rates (TOU) | DLC-Thermostat-BYOT-Baseboard Heating | Small General |  | Winter Morning | % of Load | 0 | 2028 | 65535
| High | Time-of-Use Rates (TOU) | DLC-Thermostat-DI-MSHP | Small General |  | Winter Morning | % of Load | 1 | 2028 | 65535
| High | Time-of-Use Rates (TOU) | DLC-Thermostat-DI-MSHP | Small General |  | Winter Morning | % of Load | 0 | 2028 | 65535
| High | Time-of-Use Rates (TOU) | DLC-Thermostat-BYOT-MSHP | Small General |  | Winter Morning | % of Load | 1 | 2028 | 65535
| High | Time-of-Use Rates (TOU) | DLC-Thermostat-BYOT-MSHP | Small General |  | Winter Morning | % of Load | 0 | 2028 | 65535
| High | Time-of-Use Rates (TOU) | C&I Curtailment-Turnkey-Manual HVAC Control | Small General |  | Winter Morning | % of Load | 1 | 2028 | 65535
| High | Time-of-Use Rates (TOU) | C&I Curtailment-Turnkey-Manual HVAC Control | Small General |  | Winter Morning | % of Load | 0 | 2028 | 65535
| High | Time-of-Use Rates (TOU) | C&I Curtailment-Turnkey-Auto-DR HVAC Control | Small General |  | Winter Morning | % of Load | 1 | 2028 | 65535
| High | Time-of-Use Rates (TOU) | C&I Curtailment-Turnkey-Auto-DR HVAC Control | Small General |  | Winter Morning | % of Load | 0 | 2028 | 65535
| High | Time-of-Use Rates (TOU) | C&I Curtailment-Turnkey-Standard Lighting Control | Small General |  | Winter Morning | % of Load | 1 | 2028 | 65535
| High | Time-of-Use Rates (TOU) | C&I Curtailment-Turnkey-Standard Lighting Control | Small General |  | Winter Morning | % of Load | 0 | 2028 | 65535
| High | Time-of-Use Rates (TOU) | C&I Curtailment-Turnkey-Advanced Lighting Control | Small General |  | Winter Morning | % of Load | 1 | 2028 | 65535
| High | Time-of-Use Rates (TOU) | C&I Curtailment-Turnkey-Advanced Lighting Control | Small General |  | Winter Morning | % of Load | 0 | 2028 | 65535
| High | Time-of-Use Rates (TOU) | C&I Curtailment-Turnkey-Water Heating Control | Small General |  | Winter Morning | % of Load | 1 | 2028 | 65535
| High | Time-of-Use Rates (TOU) | C&I Curtailment-Turnkey-Water Heating Control | Small General |  | Winter Morning | % of Load | 0 | 2028 | 65535
| High | Time-of-Use Rates (TOU) | C&I Curtailment-Turnkey-Other | Small General |  | Winter Morning | % of Load | 1 | 2028 | 65535
| High | Time-of-Use Rates (TOU) | C&I Curtailment-Turnkey-Other | Small General |  | Winter Morning | % of Load | 0 | 2028 | 65535
| High | Time-of-Use Rates (TOU) | Dynamic Pricing with enabling tech. | Small General |  | Winter Morning | % of Load | 1 | 2028 | 65535
| High | Time-of-Use Rates (TOU) | Dynamic Pricing with enabling tech. | Small General |  | Winter Morning | % of Load | 0 | 2028 | 65535
| High | Time-of-Use Rates (TOU) | Time-of-Use Rates (TOU) | Small General |  | Winter Morning | % of Load | 1 | 2028 | 65535
| High | Time-of-Use Rates (TOU) | Time-of-Use Rates (TOU) | Small General |  | Winter Morning | % of Load | 0 | 2028 | 65535
| High | Time-of-Use Rates (TOU) | DLC-Switch-Water Heating | Small General |  | Winter Evening | % of Load | 1 | 2028 | 65535
| High | Time-of-Use Rates (TOU) | DLC-Switch-Water Heating | Small General |  | Winter Evening | % of Load | 0 | 2028 | 65535
| High | Time-of-Use Rates (TOU) | DLC-BYOD-Water Heating | Small General |  | Winter Evening | % of Load | 1 | 2028 | 65535
| High | Time-of-Use Rates (TOU) | DLC-BYOD-Water Heating | Small General |  | Winter Evening | % of Load | 0 | 2028 | 65535
| High | Time-of-Use Rates (TOU) | DLC-Thermostat-DI-Central Heat Pump | Small General |  | Winter Evening | % of Load | 1 | 2028 | 65535
| High | Time-of-Use Rates (TOU) | DLC-Thermostat-DI-Central Heat Pump | Small General |  | Winter Evening | % of Load | 0 | 2028 | 65535
| High | Time-of-Use Rates (TOU) | DLC-Thermostat-BYOT-Central Heat Pump | Small General |  | Winter Evening | % of Load | 1 | 2028 | 65535
| High | Time-of-Use Rates (TOU) | DLC-Thermostat-BYOT-Central Heat Pump | Small General |  | Winter Evening | % of Load | 0 | 2028 | 65535
| High | Time-of-Use Rates (TOU) | DLC-Thermostat-HVAC | Small General |  | Winter Evening | % of Load | 1 | 2028 | 65535
| High | Time-of-Use Rates (TOU) | DLC-Thermostat-HVAC | Small General |  | Winter Evening | % of Load | 0 | 2028 | 65535
| High | Time-of-Use Rates (TOU) | DLC-Thermostat-DI-Baseboard Heating | Small General |  | Winter Evening | % of Load | 1 | 2028 | 65535
| High | Time-of-Use Rates (TOU) | DLC-Thermostat-DI-Baseboard Heating | Small General |  | Winter Evening | % of Load | 0 | 2028 | 65535
| High | Time-of-Use Rates (TOU) | DLC-Thermostat-BYOT-Baseboard Heating | Small General |  | Winter Evening | % of Load | 1 | 2028 | 65535
| High | Time-of-Use Rates (TOU) | DLC-Thermostat-BYOT-Baseboard Heating | Small General |  | Winter Evening | % of Load | 0 | 2028 | 65535
| High | Time-of-Use Rates (TOU) | DLC-Thermostat-DI-MSHP | Small General |  | Winter Evening | % of Load | 1 | 2028 | 65535
| High | Time-of-Use Rates (TOU) | DLC-Thermostat-DI-MSHP | Small General |  | Winter Evening | % of Load | 0 | 2028 | 65535
| High | Time-of-Use Rates (TOU) | DLC-Thermostat-BYOT-MSHP | Small General |  | Winter Evening | % of Load | 1 | 2028 | 65535
| High | Time-of-Use Rates (TOU) | DLC-Thermostat-BYOT-MSHP | Small General |  | Winter Evening | % of Load | 0 | 2028 | 65535
| High | Time-of-Use Rates (TOU) | C&I Curtailment-Turnkey-Manual HVAC Control | Small General |  | Winter Evening | % of Load | 1 | 2028 | 65535
| High | Time-of-Use Rates (TOU) | C&I Curtailment-Turnkey-Manual HVAC Control | Small General |  | Winter Evening | % of Load | 0 | 2028 | 65535
| High | Time-of-Use Rates (TOU) | C&I Curtailment-Turnkey-Auto-DR HVAC Control | Small General |  | Winter Evening | % of Load | 1 | 2028 | 65535
| High | Time-of-Use Rates (TOU) | C&I Curtailment-Turnkey-Auto-DR HVAC Control | Small General |  | Winter Evening | % of Load | 0 | 2028 | 65535
| High | Time-of-Use Rates (TOU) | C&I Curtailment-Turnkey-Standard Lighting Control | Small General |  | Winter Evening | % of Load | 1 | 2028 | 65535
| High | Time-of-Use Rates (TOU) | C&I Curtailment-Turnkey-Standard Lighting Control | Small General |  | Winter Evening | % of Load | 0 | 2028 | 65535
| High | Time-of-Use Rates (TOU) | C&I Curtailment-Turnkey-Advanced Lighting Control | Small General |  | Winter Evening | % of Load | 1 | 2028 | 65535
| High | Time-of-Use Rates (TOU) | C&I Curtailment-Turnkey-Advanced Lighting Control | Small General |  | Winter Evening | % of Load | 0 | 2028 | 65535
| High | Time-of-Use Rates (TOU) | C&I Curtailment-Turnkey-Water Heating Control | Small General |  | Winter Evening | % of Load | 1 | 2028 | 65535
| High | Time-of-Use Rates (TOU) | C&I Curtailment-Turnkey-Water Heating Control | Small General |  | Winter Evening | % of Load | 0 | 2028 | 65535
| High | Time-of-Use Rates (TOU) | C&I Curtailment-Turnkey-Other | Small General |  | Winter Evening | % of Load | 1 | 2028 | 65535
| High | Time-of-Use Rates (TOU) | C&I Curtailment-Turnkey-Other | Small General |  | Winter Evening | % of Load | 0 | 2028 | 65535
| High | Time-of-Use Rates (TOU) | Dynamic Pricing with enabling tech. | Small General |  | Winter Evening | % of Load | 1 | 2028 | 65535
| High | Time-of-Use Rates (TOU) | Dynamic Pricing with enabling tech. | Small General |  | Winter Evening | % of Load | 0 | 2028 | 65535
| High | Time-of-Use Rates (TOU) | Time-of-Use Rates (TOU) | Small General |  | Winter Evening | % of Load | 1 | 2028 | 65535
| High | Time-of-Use Rates (TOU) | Time-of-Use Rates (TOU) | Small General |  | Winter Evening | % of Load | 0 | 2028 | 65535
| High | Time-of-Use Rates (TOU) | DLC-Switch-Water Heating | General |  | Winter Morning | % of Load | 1 | 2028 | 65535
| High | Time-of-Use Rates (TOU) | DLC-Switch-Water Heating | General |  | Winter Morning | % of Load | 0 | 2028 | 65535
| High | Time-of-Use Rates (TOU) | DLC-BYOD-Water Heating | General |  | Winter Morning | % of Load | 1 | 2028 | 65535
| High | Time-of-Use Rates (TOU) | DLC-BYOD-Water Heating | General |  | Winter Morning | % of Load | 0 | 2028 | 65535
| High | Time-of-Use Rates (TOU) | DLC-Thermostat-DI-Central Heat Pump | General |  | Winter Morning | % of Load | 1 | 2028 | 65535
| High | Time-of-Use Rates (TOU) | DLC-Thermostat-DI-Central Heat Pump | General |  | Winter Morning | % of Load | 0 | 2028 | 65535
| High | Time-of-Use Rates (TOU) | DLC-Thermostat-BYOT-Central Heat Pump | General |  | Winter Morning | % of Load | 1 | 2028 | 65535
| High | Time-of-Use Rates (TOU) | DLC-Thermostat-BYOT-Central Heat Pump | General |  | Winter Morning | % of Load | 0 | 2028 | 65535
| High | Time-of-Use Rates (TOU) | DLC-Thermostat-HVAC | General |  | Winter Morning | % of Load | 1 | 2028 | 65535
| High | Time-of-Use Rates (TOU) | DLC-Thermostat-HVAC | General |  | Winter Morning | % of Load | 0 | 2028 | 65535
| High | Time-of-Use Rates (TOU) | DLC-Thermostat-DI-Baseboard Heating | General |  | Winter Morning | % of Load | 1 | 2028 | 65535
| High | Time-of-Use Rates (TOU) | DLC-Thermostat-DI-Baseboard Heating | General |  | Winter Morning | % of Load | 0 | 2028 | 65535
| High | Time-of-Use Rates (TOU) | DLC-Thermostat-BYOT-Baseboard Heating | General |  | Winter Morning | % of Load | 1 | 2028 | 65535
| High | Time-of-Use Rates (TOU) | DLC-Thermostat-BYOT-Baseboard Heating | General |  | Winter Morning | % of Load | 0 | 2028 | 65535
| High | Time-of-Use Rates (TOU) | DLC-Thermostat-DI-MSHP | General |  | Winter Morning | % of Load | 1 | 2028 | 65535
| High | Time-of-Use Rates (TOU) | DLC-Thermostat-DI-MSHP | General |  | Winter Morning | % of Load | 0 | 2028 | 65535
| High | Time-of-Use Rates (TOU) | DLC-Thermostat-BYOT-MSHP | General |  | Winter Morning | % of Load | 1 | 2028 | 65535
| High | Time-of-Use Rates (TOU) | DLC-Thermostat-BYOT-MSHP | General |  | Winter Morning | % of Load | 0 | 2028 | 65535
| High | Time-of-Use Rates (TOU) | C&I Curtailment-Turnkey-Manual HVAC Control | General |  | Winter Morning | % of Load | 1 | 2028 | 65535
| High | Time-of-Use Rates (TOU) | C&I Curtailment-Turnkey-Manual HVAC Control | General |  | Winter Morning | % of Load | 0 | 2028 | 65535
| High | Time-of-Use Rates (TOU) | C&I Curtailment-Turnkey-Auto-DR HVAC Control | General |  | Winter Morning | % of Load | 1 | 2028 | 65535
| High | Time-of-Use Rates (TOU) | C&I Curtailment-Turnkey-Auto-DR HVAC Control | General |  | Winter Morning | % of Load | 0 | 2028 | 65535
| High | Time-of-Use Rates (TOU) | C&I Curtailment-Turnkey-Standard Lighting Control | General |  | Winter Morning | % of Load | 1 | 2028 | 65535
| High | Time-of-Use Rates (TOU) | C&I Curtailment-Turnkey-Standard Lighting Control | General |  | Winter Morning | % of Load | 0 | 2028 | 65535
| High | Time-of-Use Rates (TOU) | C&I Curtailment-Turnkey-Advanced Lighting Control | General |  | Winter Morning | % of Load | 1 | 2028 | 65535
| High | Time-of-Use Rates (TOU) | C&I Curtailment-Turnkey-Advanced Lighting Control | General |  | Winter Morning | % of Load | 0 | 2028 | 65535
| High | Time-of-Use Rates (TOU) | C&I Curtailment-Turnkey-Water Heating Control | General |  | Winter Morning | % of Load | 1 | 2028 | 65535
| High | Time-of-Use Rates (TOU) | C&I Curtailment-Turnkey-Water Heating Control | General |  | Winter Morning | % of Load | 0 | 2028 | 65535
| High | Time-of-Use Rates (TOU) | C&I Curtailment-Turnkey-Other | General |  | Winter Morning | % of Load | 1 | 2028 | 65535
| High | Time-of-Use Rates (TOU) | C&I Curtailment-Turnkey-Other | General |  | Winter Morning | % of Load | 0 | 2028 | 65535
| High | Time-of-Use Rates (TOU) | Time-of-Use Rates (TOU) | General |  | Winter Morning | % of Load | 1 | 2028 | 65535
| High | Time-of-Use Rates (TOU) | Time-of-Use Rates (TOU) | General |  | Winter Morning | % of Load | 0 | 2028 | 65535
| High | Time-of-Use Rates (TOU) | DLC-Switch-Water Heating | General |  | Winter Evening | % of Load | 1 | 2028 | 65535
| High | Time-of-Use Rates (TOU) | DLC-Switch-Water Heating | General |  | Winter Evening | % of Load | 0 | 2028 | 65535
| High | Time-of-Use Rates (TOU) | DLC-BYOD-Water Heating | General |  | Winter Evening | % of Load | 1 | 2028 | 65535
| High | Time-of-Use Rates (TOU) | DLC-BYOD-Water Heating | General |  | Winter Evening | % of Load | 0 | 2028 | 65535
| High | Time-of-Use Rates (TOU) | DLC-Thermostat-DI-Central Heat Pump | General |  | Winter Evening | % of Load | 1 | 2028 | 65535
| High | Time-of-Use Rates (TOU) | DLC-Thermostat-DI-Central Heat Pump | General |  | Winter Evening | % of Load | 0 | 2028 | 65535
| High | Time-of-Use Rates (TOU) | DLC-Thermostat-BYOT-Central Heat Pump | General |  | Winter Evening | % of Load | 1 | 2028 | 65535
| High | Time-of-Use Rates (TOU) | DLC-Thermostat-BYOT-Central Heat Pump | General |  | Winter Evening | % of Load | 0 | 2028 | 65535
| High | Time-of-Use Rates (TOU) | DLC-Thermostat-HVAC | General |  | Winter Evening | % of Load | 1 | 2028 | 65535
| High | Time-of-Use Rates (TOU) | DLC-Thermostat-HVAC | General |  | Winter Evening | % of Load | 0 | 2028 | 65535
| High | Time-of-Use Rates (TOU) | DLC-Thermostat-DI-Baseboard Heating | General |  | Winter Evening | % of Load | 1 | 2028 | 65535
| High | Time-of-Use Rates (TOU) | DLC-Thermostat-DI-Baseboard Heating | General |  | Winter Evening | % of Load | 0 | 2028 | 65535
| High | Time-of-Use Rates (TOU) | DLC-Thermostat-BYOT-Baseboard Heating | General |  | Winter Evening | % of Load | 1 | 2028 | 65535
| High | Time-of-Use Rates (TOU) | DLC-Thermostat-BYOT-Baseboard Heating | General |  | Winter Evening | % of Load | 0 | 2028 | 65535
| High | Time-of-Use Rates (TOU) | DLC-Thermostat-DI-MSHP | General |  | Winter Evening | % of Load | 1 | 2028 | 65535
| High | Time-of-Use Rates (TOU) | DLC-Thermostat-DI-MSHP | General |  | Winter Evening | % of Load | 0 | 2028 | 65535
| High | Time-of-Use Rates (TOU) | DLC-Thermostat-BYOT-MSHP | General |  | Winter Evening | % of Load | 1 | 2028 | 65535
| High | Time-of-Use Rates (TOU) | DLC-Thermostat-BYOT-MSHP | General |  | Winter Evening | % of Load | 0 | 2028 | 65535
| High | Time-of-Use Rates (TOU) | C&I Curtailment-Turnkey-Manual HVAC Control | General |  | Winter Evening | % of Load | 1 | 2028 | 65535
| High | Time-of-Use Rates (TOU) | C&I Curtailment-Turnkey-Manual HVAC Control | General |  | Winter Evening | % of Load | 0 | 2028 | 65535
| High | Time-of-Use Rates (TOU) | C&I Curtailment-Turnkey-Auto-DR HVAC Control | General |  | Winter Evening | % of Load | 1 | 2028 | 65535
| High | Time-of-Use Rates (TOU) | C&I Curtailment-Turnkey-Auto-DR HVAC Control | General |  | Winter Evening | % of Load | 0 | 2028 | 65535
| High | Time-of-Use Rates (TOU) | C&I Curtailment-Turnkey-Standard Lighting Control | General |  | Winter Evening | % of Load | 1 | 2028 | 65535
| High | Time-of-Use Rates (TOU) | C&I Curtailment-Turnkey-Standard Lighting Control | General |  | Winter Evening | % of Load | 0 | 2028 | 65535
| High | Time-of-Use Rates (TOU) | C&I Curtailment-Turnkey-Advanced Lighting Control | General |  | Winter Evening | % of Load | 1 | 2028 | 65535
| High | Time-of-Use Rates (TOU) | C&I Curtailment-Turnkey-Advanced Lighting Control | General |  | Winter Evening | % of Load | 0 | 2028 | 65535
| High | Time-of-Use Rates (TOU) | C&I Curtailment-Turnkey-Water Heating Control | General |  | Winter Evening | % of Load | 1 | 2028 | 65535
| High | Time-of-Use Rates (TOU) | C&I Curtailment-Turnkey-Water Heating Control | General |  | Winter Evening | % of Load | 0 | 2028 | 65535
| High | Time-of-Use Rates (TOU) | C&I Curtailment-Turnkey-Other | General |  | Winter Evening | % of Load | 1 | 2028 | 65535
| High | Time-of-Use Rates (TOU) | C&I Curtailment-Turnkey-Other | General |  | Winter Evening | % of Load | 0 | 2028 | 65535
| High | Time-of-Use Rates (TOU) | Time-of-Use Rates (TOU) | General |  | Winter Evening | % of Load | 1 | 2028 | 65535
| High | Time-of-Use Rates (TOU) | Time-of-Use Rates (TOU) | General |  | Winter Evening | % of Load | 0 | 2028 | 65535
| High | Time-of-Use Rates (TOU) | DLC-Switch-Water Heating | Small Industrial |  | Winter Morning | % of Load | 1 | 2028 | 65535
| High | Time-of-Use Rates (TOU) | DLC-Switch-Water Heating | Small Industrial |  | Winter Morning | % of Load | 0 | 2028 | 65535
| High | Time-of-Use Rates (TOU) | DLC-BYOD-Water Heating | Small Industrial |  | Winter Morning | % of Load | 1 | 2028 | 65535
| High | Time-of-Use Rates (TOU) | DLC-BYOD-Water Heating | Small Industrial |  | Winter Morning | % of Load | 0 | 2028 | 65535
| High | Time-of-Use Rates (TOU) | DLC-Thermostat-DI-Central Heat Pump | Small Industrial |  | Winter Morning | % of Load | 1 | 2028 | 65535
| High | Time-of-Use Rates (TOU) | DLC-Thermostat-DI-Central Heat Pump | Small Industrial |  | Winter Morning | % of Load | 0 | 2028 | 65535
| High | Time-of-Use Rates (TOU) | DLC-Thermostat-BYOT-Central Heat Pump | Small Industrial |  | Winter Morning | % of Load | 1 | 2028 | 65535
| High | Time-of-Use Rates (TOU) | DLC-Thermostat-BYOT-Central Heat Pump | Small Industrial |  | Winter Morning | % of Load | 0 | 2028 | 65535
| High | Time-of-Use Rates (TOU) | DLC-Thermostat-HVAC | Small Industrial |  | Winter Morning | % of Load | 1 | 2028 | 65535
| High | Time-of-Use Rates (TOU) | DLC-Thermostat-HVAC | Small Industrial |  | Winter Morning | % of Load | 0 | 2028 | 65535
| High | Time-of-Use Rates (TOU) | DLC-Thermostat-DI-Baseboard Heating | Small Industrial |  | Winter Morning | % of Load | 1 | 2028 | 65535
| High | Time-of-Use Rates (TOU) | DLC-Thermostat-DI-Baseboard Heating | Small Industrial |  | Winter Morning | % of Load | 0 | 2028 | 65535
| High | Time-of-Use Rates (TOU) | DLC-Thermostat-BYOT-Baseboard Heating | Small Industrial |  | Winter Morning | % of Load | 1 | 2028 | 65535
| High | Time-of-Use Rates (TOU) | DLC-Thermostat-BYOT-Baseboard Heating | Small Industrial |  | Winter Morning | % of Load | 0 | 2028 | 65535
| High | Time-of-Use Rates (TOU) | DLC-Thermostat-DI-MSHP | Small Industrial |  | Winter Morning | % of Load | 1 | 2028 | 65535
| High | Time-of-Use Rates (TOU) | DLC-Thermostat-DI-MSHP | Small Industrial |  | Winter Morning | % of Load | 0 | 2028 | 65535
| High | Time-of-Use Rates (TOU) | DLC-Thermostat-BYOT-MSHP | Small Industrial |  | Winter Morning | % of Load | 1 | 2028 | 65535
| High | Time-of-Use Rates (TOU) | DLC-Thermostat-BYOT-MSHP | Small Industrial |  | Winter Morning | % of Load | 0 | 2028 | 65535
| High | Time-of-Use Rates (TOU) | C&I Curtailment-Turnkey-Manual HVAC Control | Small Industrial |  | Winter Morning | % of Load | 1 | 2028 | 65535
| High | Time-of-Use Rates (TOU) | C&I Curtailment-Turnkey-Manual HVAC Control | Small Industrial |  | Winter Morning | % of Load | 0 | 2028 | 65535
| High | Time-of-Use Rates (TOU) | C&I Curtailment-Turnkey-Auto-DR HVAC Control | Small Industrial |  | Winter Morning | % of Load | 1 | 2028 | 65535
| High | Time-of-Use Rates (TOU) | C&I Curtailment-Turnkey-Auto-DR HVAC Control | Small Industrial |  | Winter Morning | % of Load | 0 | 2028 | 65535
| High | Time-of-Use Rates (TOU) | C&I Curtailment-Turnkey-Standard Lighting Control | Small Industrial |  | Winter Morning | % of Load | 1 | 2028 | 65535
| High | Time-of-Use Rates (TOU) | C&I Curtailment-Turnkey-Standard Lighting Control | Small Industrial |  | Winter Morning | % of Load | 0 | 2028 | 65535
| High | Time-of-Use Rates (TOU) | C&I Curtailment-Turnkey-Advanced Lighting Control | Small Industrial |  | Winter Morning | % of Load | 1 | 2028 | 65535
| High | Time-of-Use Rates (TOU) | C&I Curtailment-Turnkey-Advanced Lighting Control | Small Industrial |  | Winter Morning | % of Load | 0 | 2028 | 65535
| High | Time-of-Use Rates (TOU) | C&I Curtailment-Turnkey-Water Heating Control | Small Industrial |  | Winter Morning | % of Load | 1 | 2028 | 65535
| High | Time-of-Use Rates (TOU) | C&I Curtailment-Turnkey-Water Heating Control | Small Industrial |  | Winter Morning | % of Load | 0 | 2028 | 65535
| High | Time-of-Use Rates (TOU) | C&I Curtailment-Turnkey-Other | Small Industrial |  | Winter Morning | % of Load | 1 | 2028 | 65535
| High | Time-of-Use Rates (TOU) | C&I Curtailment-Turnkey-Other | Small Industrial |  | Winter Morning | % of Load | 0 | 2028 | 65535
| High | Time-of-Use Rates (TOU) | C&I Curtailment-Turnkey-Industrial | Small Industrial |  | Winter Morning | % of Load | 1 | 2028 | 65535
| High | Time-of-Use Rates (TOU) | C&I Curtailment-Turnkey-Industrial | Small Industrial |  | Winter Morning | % of Load | 0 | 2028 | 65535
| High | Time-of-Use Rates (TOU) | Time-of-Use Rates (TOU) | Small Industrial |  | Winter Morning | % of Load | 1 | 2028 | 65535
| High | Time-of-Use Rates (TOU) | Time-of-Use Rates (TOU) | Small Industrial |  | Winter Morning | % of Load | 0 | 2028 | 65535
| High | Time-of-Use Rates (TOU) | DLC-Switch-Water Heating | Small Industrial |  | Winter Evening | % of Load | 1 | 2028 | 65535
| High | Time-of-Use Rates (TOU) | DLC-Switch-Water Heating | Small Industrial |  | Winter Evening | % of Load | 0 | 2028 | 65535
| High | Time-of-Use Rates (TOU) | DLC-BYOD-Water Heating | Small Industrial |  | Winter Evening | % of Load | 1 | 2028 | 65535
| High | Time-of-Use Rates (TOU) | DLC-BYOD-Water Heating | Small Industrial |  | Winter Evening | % of Load | 0 | 2028 | 65535
| High | Time-of-Use Rates (TOU) | DLC-Thermostat-DI-Central Heat Pump | Small Industrial |  | Winter Evening | % of Load | 1 | 2028 | 65535
| High | Time-of-Use Rates (TOU) | DLC-Thermostat-DI-Central Heat Pump | Small Industrial |  | Winter Evening | % of Load | 0 | 2028 | 65535
| High | Time-of-Use Rates (TOU) | DLC-Thermostat-BYOT-Central Heat Pump | Small Industrial |  | Winter Evening | % of Load | 1 | 2028 | 65535
| High | Time-of-Use Rates (TOU) | DLC-Thermostat-BYOT-Central Heat Pump | Small Industrial |  | Winter Evening | % of Load | 0 | 2028 | 65535
| High | Time-of-Use Rates (TOU) | DLC-Thermostat-HVAC | Small Industrial |  | Winter Evening | % of Load | 1 | 2028 | 65535
| High | Time-of-Use Rates (TOU) | DLC-Thermostat-HVAC | Small Industrial |  | Winter Evening | % of Load | 0 | 2028 | 65535
| High | Time-of-Use Rates (TOU) | DLC-Thermostat-DI-Baseboard Heating | Small Industrial |  | Winter Evening | % of Load | 1 | 2028 | 65535
| High | Time-of-Use Rates (TOU) | DLC-Thermostat-DI-Baseboard Heating | Small Industrial |  | Winter Evening | % of Load | 0 | 2028 | 65535
| High | Time-of-Use Rates (TOU) | DLC-Thermostat-BYOT-Baseboard Heating | Small Industrial |  | Winter Evening | % of Load | 1 | 2028 | 65535
| High | Time-of-Use Rates (TOU) | DLC-Thermostat-BYOT-Baseboard Heating | Small Industrial |  | Winter Evening | % of Load | 0 | 2028 | 65535
| High | Time-of-Use Rates (TOU) | DLC-Thermostat-DI-MSHP | Small Industrial |  | Winter Evening | % of Load | 1 | 2028 | 65535
| High | Time-of-Use Rates (TOU) | DLC-Thermostat-DI-MSHP | Small Industrial |  | Winter Evening | % of Load | 0 | 2028 | 65535
| High | Time-of-Use Rates (TOU) | DLC-Thermostat-BYOT-MSHP | Small Industrial |  | Winter Evening | % of Load | 1 | 2028 | 65535
| High | Time-of-Use Rates (TOU) | DLC-Thermostat-BYOT-MSHP | Small Industrial |  | Winter Evening | % of Load | 0 | 2028 | 65535
| High | Time-of-Use Rates (TOU) | C&I Curtailment-Turnkey-Manual HVAC Control | Small Industrial |  | Winter Evening | % of Load | 1 | 2028 | 65535
| High | Time-of-Use Rates (TOU) | C&I Curtailment-Turnkey-Manual HVAC Control | Small Industrial |  | Winter Evening | % of Load | 0 | 2028 | 65535
| High | Time-of-Use Rates (TOU) | C&I Curtailment-Turnkey-Auto-DR HVAC Control | Small Industrial |  | Winter Evening | % of Load | 1 | 2028 | 65535
| High | Time-of-Use Rates (TOU) | C&I Curtailment-Turnkey-Auto-DR HVAC Control | Small Industrial |  | Winter Evening | % of Load | 0 | 2028 | 65535
| High | Time-of-Use Rates (TOU) | C&I Curtailment-Turnkey-Standard Lighting Control | Small Industrial |  | Winter Evening | % of Load | 1 | 2028 | 65535
| High | Time-of-Use Rates (TOU) | C&I Curtailment-Turnkey-Standard Lighting Control | Small Industrial |  | Winter Evening | % of Load | 0 | 2028 | 65535
| High | Time-of-Use Rates (TOU) | C&I Curtailment-Turnkey-Advanced Lighting Control | Small Industrial |  | Winter Evening | % of Load | 1 | 2028 | 65535
| High | Time-of-Use Rates (TOU) | C&I Curtailment-Turnkey-Advanced Lighting Control | Small Industrial |  | Winter Evening | % of Load | 0 | 2028 | 65535
| High | Time-of-Use Rates (TOU) | C&I Curtailment-Turnkey-Water Heating Control | Small Industrial |  | Winter Evening | % of Load | 1 | 2028 | 65535
| High | Time-of-Use Rates (TOU) | C&I Curtailment-Turnkey-Water Heating Control | Small Industrial |  | Winter Evening | % of Load | 0 | 2028 | 65535
| High | Time-of-Use Rates (TOU) | C&I Curtailment-Turnkey-Other | Small Industrial |  | Winter Evening | % of Load | 1 | 2028 | 65535
| High | Time-of-Use Rates (TOU) | C&I Curtailment-Turnkey-Other | Small Industrial |  | Winter Evening | % of Load | 0 | 2028 | 65535
| High | Time-of-Use Rates (TOU) | C&I Curtailment-Turnkey-Industrial | Small Industrial |  | Winter Evening | % of Load | 1 | 2028 | 65535
| High | Time-of-Use Rates (TOU) | C&I Curtailment-Turnkey-Industrial | Small Industrial |  | Winter Evening | % of Load | 0 | 2028 | 65535
| High | Time-of-Use Rates (TOU) | Time-of-Use Rates (TOU) | Small Industrial |  | Winter Evening | % of Load | 1 | 2028 | 65535
| High | Time-of-Use Rates (TOU) | Time-of-Use Rates (TOU) | Small Industrial |  | Winter Evening | % of Load | 0 | 2028 | 65535
| High | Time-of-Use Rates (TOU) | DLC-Switch-Water Heating | Medium Industrial |  | Winter Morning | % of Load | 1 | 2028 | 65535
| High | Time-of-Use Rates (TOU) | DLC-Switch-Water Heating | Medium Industrial |  | Winter Morning | % of Load | 0 | 2028 | 65535
| High | Time-of-Use Rates (TOU) | DLC-BYOD-Water Heating | Medium Industrial |  | Winter Morning | % of Load | 1 | 2028 | 65535
| High | Time-of-Use Rates (TOU) | DLC-BYOD-Water Heating | Medium Industrial |  | Winter Morning | % of Load | 0 | 2028 | 65535
| High | Time-of-Use Rates (TOU) | DLC-Thermostat-DI-Central Heat Pump | Medium Industrial |  | Winter Morning | % of Load | 1 | 2028 | 65535
| High | Time-of-Use Rates (TOU) | DLC-Thermostat-DI-Central Heat Pump | Medium Industrial |  | Winter Morning | % of Load | 0 | 2028 | 65535
| High | Time-of-Use Rates (TOU) | DLC-Thermostat-BYOT-Central Heat Pump | Medium Industrial |  | Winter Morning | % of Load | 1 | 2028 | 65535
| High | Time-of-Use Rates (TOU) | DLC-Thermostat-BYOT-Central Heat Pump | Medium Industrial |  | Winter Morning | % of Load | 0 | 2028 | 65535
| High | Time-of-Use Rates (TOU) | DLC-Thermostat-HVAC | Medium Industrial |  | Winter Morning | % of Load | 1 | 2028 | 65535
| High | Time-of-Use Rates (TOU) | DLC-Thermostat-HVAC | Medium Industrial |  | Winter Morning | % of Load | 0 | 2028 | 65535
| High | Time-of-Use Rates (TOU) | DLC-Thermostat-DI-Baseboard Heating | Medium Industrial |  | Winter Morning | % of Load | 1 | 2028 | 65535
| High | Time-of-Use Rates (TOU) | DLC-Thermostat-DI-Baseboard Heating | Medium Industrial |  | Winter Morning | % of Load | 0 | 2028 | 65535
| High | Time-of-Use Rates (TOU) | DLC-Thermostat-BYOT-Baseboard Heating | Medium Industrial |  | Winter Morning | % of Load | 1 | 2028 | 65535
| High | Time-of-Use Rates (TOU) | DLC-Thermostat-BYOT-Baseboard Heating | Medium Industrial |  | Winter Morning | % of Load | 0 | 2028 | 65535
| High | Time-of-Use Rates (TOU) | DLC-Thermostat-DI-MSHP | Medium Industrial |  | Winter Morning | % of Load | 1 | 2028 | 65535
| High | Time-of-Use Rates (TOU) | DLC-Thermostat-DI-MSHP | Medium Industrial |  | Winter Morning | % of Load | 0 | 2028 | 65535
| High | Time-of-Use Rates (TOU) | DLC-Thermostat-BYOT-MSHP | Medium Industrial |  | Winter Morning | % of Load | 1 | 2028 | 65535
| High | Time-of-Use Rates (TOU) | DLC-Thermostat-BYOT-MSHP | Medium Industrial |  | Winter Morning | % of Load | 0 | 2028 | 65535
| High | Time-of-Use Rates (TOU) | C&I Curtailment-Turnkey-Manual HVAC Control | Medium Industrial |  | Winter Morning | % of Load | 1 | 2028 | 65535
| High | Time-of-Use Rates (TOU) | C&I Curtailment-Turnkey-Manual HVAC Control | Medium Industrial |  | Winter Morning | % of Load | 0 | 2028 | 65535
| High | Time-of-Use Rates (TOU) | C&I Curtailment-Turnkey-Auto-DR HVAC Control | Medium Industrial |  | Winter Morning | % of Load | 1 | 2028 | 65535
| High | Time-of-Use Rates (TOU) | C&I Curtailment-Turnkey-Auto-DR HVAC Control | Medium Industrial |  | Winter Morning | % of Load | 0 | 2028 | 65535
| High | Time-of-Use Rates (TOU) | C&I Curtailment-Turnkey-Standard Lighting Control | Medium Industrial |  | Winter Morning | % of Load | 1 | 2028 | 65535
| High | Time-of-Use Rates (TOU) | C&I Curtailment-Turnkey-Standard Lighting Control | Medium Industrial |  | Winter Morning | % of Load | 0 | 2028 | 65535
| High | Time-of-Use Rates (TOU) | C&I Curtailment-Turnkey-Advanced Lighting Control | Medium Industrial |  | Winter Morning | % of Load | 1 | 2028 | 65535
| High | Time-of-Use Rates (TOU) | C&I Curtailment-Turnkey-Advanced Lighting Control | Medium Industrial |  | Winter Morning | % of Load | 0 | 2028 | 65535
| High | Time-of-Use Rates (TOU) | C&I Curtailment-Turnkey-Water Heating Control | Medium Industrial |  | Winter Morning | % of Load | 1 | 2028 | 65535
| High | Time-of-Use Rates (TOU) | C&I Curtailment-Turnkey-Water Heating Control | Medium Industrial |  | Winter Morning | % of Load | 0 | 2028 | 65535
| High | Time-of-Use Rates (TOU) | C&I Curtailment-Turnkey-Other | Medium Industrial |  | Winter Morning | % of Load | 1 | 2028 | 65535
| High | Time-of-Use Rates (TOU) | C&I Curtailment-Turnkey-Other | Medium Industrial |  | Winter Morning | % of Load | 0 | 2028 | 65535
| High | Time-of-Use Rates (TOU) | Time-of-Use Rates (TOU) | Medium Industrial |  | Winter Morning | % of Load | 1 | 2028 | 65535
| High | Time-of-Use Rates (TOU) | Time-of-Use Rates (TOU) | Medium Industrial |  | Winter Morning | % of Load | 0 | 2028 | 65535
| High | Time-of-Use Rates (TOU) | DLC-Switch-Water Heating | Medium Industrial |  | Winter Evening | % of Load | 1 | 2028 | 65535
| High | Time-of-Use Rates (TOU) | DLC-Switch-Water Heating | Medium Industrial |  | Winter Evening | % of Load | 0 | 2028 | 65535
| High | Time-of-Use Rates (TOU) | DLC-BYOD-Water Heating | Medium Industrial |  | Winter Evening | % of Load | 1 | 2028 | 65535
| High | Time-of-Use Rates (TOU) | DLC-BYOD-Water Heating | Medium Industrial |  | Winter Evening | % of Load | 0 | 2028 | 65535
| High | Time-of-Use Rates (TOU) | DLC-Thermostat-DI-Central Heat Pump | Medium Industrial |  | Winter Evening | % of Load | 1 | 2028 | 65535
| High | Time-of-Use Rates (TOU) | DLC-Thermostat-DI-Central Heat Pump | Medium Industrial |  | Winter Evening | % of Load | 0 | 2028 | 65535
| High | Time-of-Use Rates (TOU) | DLC-Thermostat-BYOT-Central Heat Pump | Medium Industrial |  | Winter Evening | % of Load | 1 | 2028 | 65535
| High | Time-of-Use Rates (TOU) | DLC-Thermostat-BYOT-Central Heat Pump | Medium Industrial |  | Winter Evening | % of Load | 0 | 2028 | 65535
| High | Time-of-Use Rates (TOU) | DLC-Thermostat-HVAC | Medium Industrial |  | Winter Evening | % of Load | 1 | 2028 | 65535
| High | Time-of-Use Rates (TOU) | DLC-Thermostat-HVAC | Medium Industrial |  | Winter Evening | % of Load | 0 | 2028 | 65535
| High | Time-of-Use Rates (TOU) | DLC-Thermostat-DI-Baseboard Heating | Medium Industrial |  | Winter Evening | % of Load | 1 | 2028 | 65535
| High | Time-of-Use Rates (TOU) | DLC-Thermostat-DI-Baseboard Heating | Medium Industrial |  | Winter Evening | % of Load | 0 | 2028 | 65535
| High | Time-of-Use Rates (TOU) | DLC-Thermostat-BYOT-Baseboard Heating | Medium Industrial |  | Winter Evening | % of Load | 1 | 2028 | 65535
| High | Time-of-Use Rates (TOU) | DLC-Thermostat-BYOT-Baseboard Heating | Medium Industrial |  | Winter Evening | % of Load | 0 | 2028 | 65535
| High | Time-of-Use Rates (TOU) | DLC-Thermostat-DI-MSHP | Medium Industrial |  | Winter Evening | % of Load | 1 | 2028 | 65535
| High | Time-of-Use Rates (TOU) | DLC-Thermostat-DI-MSHP | Medium Industrial |  | Winter Evening | % of Load | 0 | 2028 | 65535
| High | Time-of-Use Rates (TOU) | DLC-Thermostat-BYOT-MSHP | Medium Industrial |  | Winter Evening | % of Load | 1 | 2028 | 65535
| High | Time-of-Use Rates (TOU) | DLC-Thermostat-BYOT-MSHP | Medium Industrial |  | Winter Evening | % of Load | 0 | 2028 | 65535
| High | Time-of-Use Rates (TOU) | C&I Curtailment-Turnkey-Manual HVAC Control | Medium Industrial |  | Winter Evening | % of Load | 1 | 2028 | 65535
| High | Time-of-Use Rates (TOU) | C&I Curtailment-Turnkey-Manual HVAC Control | Medium Industrial |  | Winter Evening | % of Load | 0 | 2028 | 65535
| High | Time-of-Use Rates (TOU) | C&I Curtailment-Turnkey-Auto-DR HVAC Control | Medium Industrial |  | Winter Evening | % of Load | 1 | 2028 | 65535
| High | Time-of-Use Rates (TOU) | C&I Curtailment-Turnkey-Auto-DR HVAC Control | Medium Industrial |  | Winter Evening | % of Load | 0 | 2028 | 65535
| High | Time-of-Use Rates (TOU) | C&I Curtailment-Turnkey-Standard Lighting Control | Medium Industrial |  | Winter Evening | % of Load | 1 | 2028 | 65535
| High | Time-of-Use Rates (TOU) | C&I Curtailment-Turnkey-Standard Lighting Control | Medium Industrial |  | Winter Evening | % of Load | 0 | 2028 | 65535
| High | Time-of-Use Rates (TOU) | C&I Curtailment-Turnkey-Advanced Lighting Control | Medium Industrial |  | Winter Evening | % of Load | 1 | 2028 | 65535
| High | Time-of-Use Rates (TOU) | C&I Curtailment-Turnkey-Advanced Lighting Control | Medium Industrial |  | Winter Evening | % of Load | 0 | 2028 | 65535
| High | Time-of-Use Rates (TOU) | C&I Curtailment-Turnkey-Water Heating Control | Medium Industrial |  | Winter Evening | % of Load | 1 | 2028 | 65535
| High | Time-of-Use Rates (TOU) | C&I Curtailment-Turnkey-Water Heating Control | Medium Industrial |  | Winter Evening | % of Load | 0 | 2028 | 65535
| High | Time-of-Use Rates (TOU) | C&I Curtailment-Turnkey-Other | Medium Industrial |  | Winter Evening | % of Load | 1 | 2028 | 65535
| High | Time-of-Use Rates (TOU) | C&I Curtailment-Turnkey-Other | Medium Industrial |  | Winter Evening | % of Load | 0 | 2028 | 65535
| High | Time-of-Use Rates (TOU) | Time-of-Use Rates (TOU) | Medium Industrial |  | Winter Evening | % of Load | 1 | 2028 | 65535
| High | Time-of-Use Rates (TOU) | Time-of-Use Rates (TOU) | Medium Industrial |  | Winter Evening | % of Load | 0 | 2028 | 65535
| High | Time-of-Use Rates (TOU) | Time-of-Use Rates (TOU) | Residential Charitable |  | Winter Morning | % of Load | 1 | 2028 | 65535
| High | Time-of-Use Rates (TOU) | Time-of-Use Rates (TOU) | Residential Charitable |  | Winter Morning | % of Load | 0 | 2028 | 65535
| High | Time-of-Use Rates (TOU) | Time-of-Use Rates (TOU) | Residential Charitable |  | Winter Evening | % of Load | 1 | 2028 | 65535
| High | Time-of-Use Rates (TOU) | Time-of-Use Rates (TOU) | Residential Charitable |  | Winter Evening | % of Load | 0 | 2028 | 65535
| High | DLC-Thermostat | DLC-Switch-Water Heating | Small General |  | Winter Morning | % of Load | 1 | 2029 | 65535
| High | DLC-Thermostat | DLC-Switch-Water Heating | Small General |  | Winter Morning | % of Load | 0 | 2029 | 65535
| High | DLC-Thermostat | DLC-BYOD-Water Heating | Small General |  | Winter Morning | % of Load | 1 | 2029 | 65535
| High | DLC-Thermostat | DLC-BYOD-Water Heating | Small General |  | Winter Morning | % of Load | 0 | 2029 | 65535
| High | DLC-Thermostat | DLC-Thermostat-DI-Central Heat Pump | Small General |  | Winter Morning | % of Load | 1 | 2029 | 65535
| High | DLC-Thermostat | DLC-Thermostat-DI-Central Heat Pump | Small General |  | Winter Morning | % of Load | 0 | 2029 | 65535
| High | DLC-Thermostat | DLC-Thermostat-BYOT-Central Heat Pump | Small General |  | Winter Morning | % of Load | 1 | 2029 | 65535
| High | DLC-Thermostat | DLC-Thermostat-BYOT-Central Heat Pump | Small General |  | Winter Morning | % of Load | 0 | 2029 | 65535
| High | DLC-Thermostat | DLC-Thermostat-HVAC | Small General |  | Winter Morning | % of Load | 1 | 2029 | 65535
| High | DLC-Thermostat | DLC-Thermostat-HVAC | Small General |  | Winter Morning | % of Load | 0 | 2029 | 65535
| High | DLC-Thermostat | DLC-Thermostat-DI-Baseboard Heating | Small General |  | Winter Morning | % of Load | 1 | 2029 | 65535
| High | DLC-Thermostat | DLC-Thermostat-DI-Baseboard Heating | Small General |  | Winter Morning | % of Load | 0 | 2029 | 65535
| High | DLC-Thermostat | DLC-Thermostat-BYOT-Baseboard Heating | Small General |  | Winter Morning | % of Load | 1 | 2029 | 65535
| High | DLC-Thermostat | DLC-Thermostat-BYOT-Baseboard Heating | Small General |  | Winter Morning | % of Load | 0 | 2029 | 65535
| High | DLC-Thermostat | DLC-Thermostat-DI-MSHP | Small General |  | Winter Morning | % of Load | 1 | 2029 | 65535
| High | DLC-Thermostat | DLC-Thermostat-DI-MSHP | Small General |  | Winter Morning | % of Load | 0 | 2029 | 65535
| High | DLC-Thermostat | DLC-Thermostat-BYOT-MSHP | Small General |  | Winter Morning | % of Load | 1 | 2029 | 65535
| High | DLC-Thermostat | DLC-Thermostat-BYOT-MSHP | Small General |  | Winter Morning | % of Load | 0 | 2029 | 65535
| High | DLC-Thermostat | C&I Curtailment-Turnkey-Manual HVAC Control | Small General |  | Winter Morning | % of Load | 1 | 2029 | 65535
| High | DLC-Thermostat | C&I Curtailment-Turnkey-Manual HVAC Control | Small General |  | Winter Morning | % of Load | 0 | 2029 | 65535
| High | DLC-Thermostat | C&I Curtailment-Turnkey-Auto-DR HVAC Control | Small General |  | Winter Morning | % of Load | 1 | 2029 | 65535
| High | DLC-Thermostat | C&I Curtailment-Turnkey-Auto-DR HVAC Control | Small General |  | Winter Morning | % of Load | 0 | 2029 | 65535
| High | DLC-Thermostat | C&I Curtailment-Turnkey-Standard Lighting Control | Small General |  | Winter Morning | % of Load | 1 | 2029 | 65535
| High | DLC-Thermostat | C&I Curtailment-Turnkey-Standard Lighting Control | Small General |  | Winter Morning | % of Load | 0 | 2029 | 65535
| High | DLC-Thermostat | C&I Curtailment-Turnkey-Advanced Lighting Control | Small General |  | Winter Morning | % of Load | 1 | 2029 | 65535
| High | DLC-Thermostat | C&I Curtailment-Turnkey-Advanced Lighting Control | Small General |  | Winter Morning | % of Load | 0 | 2029 | 65535
| High | DLC-Thermostat | C&I Curtailment-Turnkey-Water Heating Control | Small General |  | Winter Morning | % of Load | 1 | 2029 | 65535
| High | DLC-Thermostat | C&I Curtailment-Turnkey-Water Heating Control | Small General |  | Winter Morning | % of Load | 0 | 2029 | 65535
| High | DLC-Thermostat | C&I Curtailment-Turnkey-Other | Small General |  | Winter Morning | % of Load | 1 | 2029 | 65535
| High | DLC-Thermostat | C&I Curtailment-Turnkey-Other | Small General |  | Winter Morning | % of Load | 0 | 2029 | 65535
| High | DLC-Thermostat | Dynamic Pricing with enabling tech. | Small General |  | Winter Morning | % of Load | 1 | 2029 | 65535
| High | DLC-Thermostat | Dynamic Pricing with enabling tech. | Small General |  | Winter Morning | % of Load | 0 | 2029 | 65535
| High | DLC-Thermostat | DLC-Switch-Water Heating | Small General |  | Winter Evening | % of Load | 1 | 2029 | 65535
| High | DLC-Thermostat | DLC-Switch-Water Heating | Small General |  | Winter Evening | % of Load | 0 | 2029 | 65535
| High | DLC-Thermostat | DLC-BYOD-Water Heating | Small General |  | Winter Evening | % of Load | 1 | 2029 | 65535
| High | DLC-Thermostat | DLC-BYOD-Water Heating | Small General |  | Winter Evening | % of Load | 0 | 2029 | 65535
| High | DLC-Thermostat | DLC-Thermostat-DI-Central Heat Pump | Small General |  | Winter Evening | % of Load | 1 | 2029 | 65535
| High | DLC-Thermostat | DLC-Thermostat-DI-Central Heat Pump | Small General |  | Winter Evening | % of Load | 0 | 2029 | 65535
| High | DLC-Thermostat | DLC-Thermostat-BYOT-Central Heat Pump | Small General |  | Winter Evening | % of Load | 1 | 2029 | 65535
| High | DLC-Thermostat | DLC-Thermostat-BYOT-Central Heat Pump | Small General |  | Winter Evening | % of Load | 0 | 2029 | 65535
| High | DLC-Thermostat | DLC-Thermostat-HVAC | Small General |  | Winter Evening | % of Load | 1 | 2029 | 65535
| High | DLC-Thermostat | DLC-Thermostat-HVAC | Small General |  | Winter Evening | % of Load | 0 | 2029 | 65535
| High | DLC-Thermostat | DLC-Thermostat-DI-Baseboard Heating | Small General |  | Winter Evening | % of Load | 1 | 2029 | 65535
| High | DLC-Thermostat | DLC-Thermostat-DI-Baseboard Heating | Small General |  | Winter Evening | % of Load | 0 | 2029 | 65535
| High | DLC-Thermostat | DLC-Thermostat-BYOT-Baseboard Heating | Small General |  | Winter Evening | % of Load | 1 | 2029 | 65535
| High | DLC-Thermostat | DLC-Thermostat-BYOT-Baseboard Heating | Small General |  | Winter Evening | % of Load | 0 | 2029 | 65535
| High | DLC-Thermostat | DLC-Thermostat-DI-MSHP | Small General |  | Winter Evening | % of Load | 1 | 2029 | 65535
| High | DLC-Thermostat | DLC-Thermostat-DI-MSHP | Small General |  | Winter Evening | % of Load | 0 | 2029 | 65535
| High | DLC-Thermostat | DLC-Thermostat-BYOT-MSHP | Small General |  | Winter Evening | % of Load | 1 | 2029 | 65535
| High | DLC-Thermostat | DLC-Thermostat-BYOT-MSHP | Small General |  | Winter Evening | % of Load | 0 | 2029 | 65535
| High | DLC-Thermostat | C&I Curtailment-Turnkey-Manual HVAC Control | Small General |  | Winter Evening | % of Load | 1 | 2029 | 65535
| High | DLC-Thermostat | C&I Curtailment-Turnkey-Manual HVAC Control | Small General |  | Winter Evening | % of Load | 0 | 2029 | 65535
| High | DLC-Thermostat | C&I Curtailment-Turnkey-Auto-DR HVAC Control | Small General |  | Winter Evening | % of Load | 1 | 2029 | 65535
| High | DLC-Thermostat | C&I Curtailment-Turnkey-Auto-DR HVAC Control | Small General |  | Winter Evening | % of Load | 0 | 2029 | 65535
| High | DLC-Thermostat | C&I Curtailment-Turnkey-Standard Lighting Control | Small General |  | Winter Evening | % of Load | 1 | 2029 | 65535
| High | DLC-Thermostat | C&I Curtailment-Turnkey-Standard Lighting Control | Small General |  | Winter Evening | % of Load | 0 | 2029 | 65535
| High | DLC-Thermostat | C&I Curtailment-Turnkey-Advanced Lighting Control | Small General |  | Winter Evening | % of Load | 1 | 2029 | 65535
| High | DLC-Thermostat | C&I Curtailment-Turnkey-Advanced Lighting Control | Small General |  | Winter Evening | % of Load | 0 | 2029 | 65535
| High | DLC-Thermostat | C&I Curtailment-Turnkey-Water Heating Control | Small General |  | Winter Evening | % of Load | 1 | 2029 | 65535
| High | DLC-Thermostat | C&I Curtailment-Turnkey-Water Heating Control | Small General |  | Winter Evening | % of Load | 0 | 2029 | 65535
| High | DLC-Thermostat | C&I Curtailment-Turnkey-Other | Small General |  | Winter Evening | % of Load | 1 | 2029 | 65535
| High | DLC-Thermostat | C&I Curtailment-Turnkey-Other | Small General |  | Winter Evening | % of Load | 0 | 2029 | 65535
| High | DLC-Thermostat | Dynamic Pricing with enabling tech. | Small General |  | Winter Evening | % of Load | 1 | 2029 | 65535
| High | DLC-Thermostat | Dynamic Pricing with enabling tech. | Small General |  | Winter Evening | % of Load | 0 | 2029 | 65535
| High | DLC-Thermostat | DLC-Switch-Water Heating | General |  | Winter Morning | % of Load | 1 | 2029 | 65535
| High | DLC-Thermostat | DLC-Switch-Water Heating | General |  | Winter Morning | % of Load | 0 | 2029 | 65535
| High | DLC-Thermostat | DLC-BYOD-Water Heating | General |  | Winter Morning | % of Load | 1 | 2029 | 65535
| High | DLC-Thermostat | DLC-BYOD-Water Heating | General |  | Winter Morning | % of Load | 0 | 2029 | 65535
| High | DLC-Thermostat | DLC-Thermostat-DI-Central Heat Pump | General |  | Winter Morning | % of Load | 1 | 2029 | 65535
| High | DLC-Thermostat | DLC-Thermostat-DI-Central Heat Pump | General |  | Winter Morning | % of Load | 0 | 2029 | 65535
| High | DLC-Thermostat | DLC-Thermostat-BYOT-Central Heat Pump | General |  | Winter Morning | % of Load | 1 | 2029 | 65535
| High | DLC-Thermostat | DLC-Thermostat-BYOT-Central Heat Pump | General |  | Winter Morning | % of Load | 0 | 2029 | 65535
| High | DLC-Thermostat | DLC-Thermostat-HVAC | General |  | Winter Morning | % of Load | 1 | 2029 | 65535
| High | DLC-Thermostat | DLC-Thermostat-HVAC | General |  | Winter Morning | % of Load | 0 | 2029 | 65535
| High | DLC-Thermostat | DLC-Thermostat-DI-Baseboard Heating | General |  | Winter Morning | % of Load | 1 | 2029 | 65535
| High | DLC-Thermostat | DLC-Thermostat-DI-Baseboard Heating | General |  | Winter Morning | % of Load | 0 | 2029 | 65535
| High | DLC-Thermostat | DLC-Thermostat-BYOT-Baseboard Heating | General |  | Winter Morning | % of Load | 1 | 2029 | 65535
| High | DLC-Thermostat | DLC-Thermostat-BYOT-Baseboard Heating | General |  | Winter Morning | % of Load | 0 | 2029 | 65535
| High | DLC-Thermostat | DLC-Thermostat-DI-MSHP | General |  | Winter Morning | % of Load | 1 | 2029 | 65535
| High | DLC-Thermostat | DLC-Thermostat-DI-MSHP | General |  | Winter Morning | % of Load | 0 | 2029 | 65535
| High | DLC-Thermostat | DLC-Thermostat-BYOT-MSHP | General |  | Winter Morning | % of Load | 1 | 2029 | 65535
| High | DLC-Thermostat | DLC-Thermostat-BYOT-MSHP | General |  | Winter Morning | % of Load | 0 | 2029 | 65535
| High | DLC-Thermostat | C&I Curtailment-Turnkey-Manual HVAC Control | General |  | Winter Morning | % of Load | 1 | 2029 | 65535
| High | DLC-Thermostat | C&I Curtailment-Turnkey-Manual HVAC Control | General |  | Winter Morning | % of Load | 0 | 2029 | 65535
| High | DLC-Thermostat | C&I Curtailment-Turnkey-Auto-DR HVAC Control | General |  | Winter Morning | % of Load | 1 | 2029 | 65535
| High | DLC-Thermostat | C&I Curtailment-Turnkey-Auto-DR HVAC Control | General |  | Winter Morning | % of Load | 0 | 2029 | 65535
| High | DLC-Thermostat | C&I Curtailment-Turnkey-Standard Lighting Control | General |  | Winter Morning | % of Load | 1 | 2029 | 65535
| High | DLC-Thermostat | C&I Curtailment-Turnkey-Standard Lighting Control | General |  | Winter Morning | % of Load | 0 | 2029 | 65535
| High | DLC-Thermostat | C&I Curtailment-Turnkey-Advanced Lighting Control | General |  | Winter Morning | % of Load | 1 | 2029 | 65535
| High | DLC-Thermostat | C&I Curtailment-Turnkey-Advanced Lighting Control | General |  | Winter Morning | % of Load | 0 | 2029 | 65535
| High | DLC-Thermostat | C&I Curtailment-Turnkey-Water Heating Control | General |  | Winter Morning | % of Load | 1 | 2029 | 65535
| High | DLC-Thermostat | C&I Curtailment-Turnkey-Water Heating Control | General |  | Winter Morning | % of Load | 0 | 2029 | 65535
| High | DLC-Thermostat | C&I Curtailment-Turnkey-Other | General |  | Winter Morning | % of Load | 1 | 2029 | 65535
| High | DLC-Thermostat | C&I Curtailment-Turnkey-Other | General |  | Winter Morning | % of Load | 0 | 2029 | 65535
| High | DLC-Thermostat | DLC-Switch-Water Heating | General |  | Winter Evening | % of Load | 1 | 2029 | 65535
| High | DLC-Thermostat | DLC-Switch-Water Heating | General |  | Winter Evening | % of Load | 0 | 2029 | 65535
| High | DLC-Thermostat | DLC-BYOD-Water Heating | General |  | Winter Evening | % of Load | 1 | 2029 | 65535
| High | DLC-Thermostat | DLC-BYOD-Water Heating | General |  | Winter Evening | % of Load | 0 | 2029 | 65535
| High | DLC-Thermostat | DLC-Thermostat-DI-Central Heat Pump | General |  | Winter Evening | % of Load | 1 | 2029 | 65535
| High | DLC-Thermostat | DLC-Thermostat-DI-Central Heat Pump | General |  | Winter Evening | % of Load | 0 | 2029 | 65535
| High | DLC-Thermostat | DLC-Thermostat-BYOT-Central Heat Pump | General |  | Winter Evening | % of Load | 1 | 2029 | 65535
| High | DLC-Thermostat | DLC-Thermostat-BYOT-Central Heat Pump | General |  | Winter Evening | % of Load | 0 | 2029 | 65535
| High | DLC-Thermostat | DLC-Thermostat-HVAC | General |  | Winter Evening | % of Load | 1 | 2029 | 65535
| High | DLC-Thermostat | DLC-Thermostat-HVAC | General |  | Winter Evening | % of Load | 0 | 2029 | 65535
| High | DLC-Thermostat | DLC-Thermostat-DI-Baseboard Heating | General |  | Winter Evening | % of Load | 1 | 2029 | 65535
| High | DLC-Thermostat | DLC-Thermostat-DI-Baseboard Heating | General |  | Winter Evening | % of Load | 0 | 2029 | 65535
| High | DLC-Thermostat | DLC-Thermostat-BYOT-Baseboard Heating | General |  | Winter Evening | % of Load | 1 | 2029 | 65535
| High | DLC-Thermostat | DLC-Thermostat-BYOT-Baseboard Heating | General |  | Winter Evening | % of Load | 0 | 2029 | 65535
| High | DLC-Thermostat | DLC-Thermostat-DI-MSHP | General |  | Winter Evening | % of Load | 1 | 2029 | 65535
| High | DLC-Thermostat | DLC-Thermostat-DI-MSHP | General |  | Winter Evening | % of Load | 0 | 2029 | 65535
| High | DLC-Thermostat | DLC-Thermostat-BYOT-MSHP | General |  | Winter Evening | % of Load | 1 | 2029 | 65535
| High | DLC-Thermostat | DLC-Thermostat-BYOT-MSHP | General |  | Winter Evening | % of Load | 0 | 2029 | 65535
| High | DLC-Thermostat | C&I Curtailment-Turnkey-Manual HVAC Control | General |  | Winter Evening | % of Load | 1 | 2029 | 65535
| High | DLC-Thermostat | C&I Curtailment-Turnkey-Manual HVAC Control | General |  | Winter Evening | % of Load | 0 | 2029 | 65535
| High | DLC-Thermostat | C&I Curtailment-Turnkey-Auto-DR HVAC Control | General |  | Winter Evening | % of Load | 1 | 2029 | 65535
| High | DLC-Thermostat | C&I Curtailment-Turnkey-Auto-DR HVAC Control | General |  | Winter Evening | % of Load | 0 | 2029 | 65535
| High | DLC-Thermostat | C&I Curtailment-Turnkey-Standard Lighting Control | General |  | Winter Evening | % of Load | 1 | 2029 | 65535
| High | DLC-Thermostat | C&I Curtailment-Turnkey-Standard Lighting Control | General |  | Winter Evening | % of Load | 0 | 2029 | 65535
| High | DLC-Thermostat | C&I Curtailment-Turnkey-Advanced Lighting Control | General |  | Winter Evening | % of Load | 1 | 2029 | 65535
| High | DLC-Thermostat | C&I Curtailment-Turnkey-Advanced Lighting Control | General |  | Winter Evening | % of Load | 0 | 2029 | 65535
| High | DLC-Thermostat | C&I Curtailment-Turnkey-Water Heating Control | General |  | Winter Evening | % of Load | 1 | 2029 | 65535
| High | DLC-Thermostat | C&I Curtailment-Turnkey-Water Heating Control | General |  | Winter Evening | % of Load | 0 | 2029 | 65535
| High | DLC-Thermostat | C&I Curtailment-Turnkey-Other | General |  | Winter Evening | % of Load | 1 | 2029 | 65535
| High | DLC-Thermostat | C&I Curtailment-Turnkey-Other | General |  | Winter Evening | % of Load | 0 | 2029 | 65535
| High | DLC-Thermostat | DLC-Switch-Water Heating | Small Industrial |  | Winter Morning | % of Load | 1 | 2029 | 65535
| High | DLC-Thermostat | DLC-Switch-Water Heating | Small Industrial |  | Winter Morning | % of Load | 0 | 2029 | 65535
| High | DLC-Thermostat | DLC-BYOD-Water Heating | Small Industrial |  | Winter Morning | % of Load | 1 | 2029 | 65535
| High | DLC-Thermostat | DLC-BYOD-Water Heating | Small Industrial |  | Winter Morning | % of Load | 0 | 2029 | 65535
| High | DLC-Thermostat | DLC-Thermostat-DI-Central Heat Pump | Small Industrial |  | Winter Morning | % of Load | 1 | 2029 | 65535
| High | DLC-Thermostat | DLC-Thermostat-DI-Central Heat Pump | Small Industrial |  | Winter Morning | % of Load | 0 | 2029 | 65535
| High | DLC-Thermostat | DLC-Thermostat-BYOT-Central Heat Pump | Small Industrial |  | Winter Morning | % of Load | 1 | 2029 | 65535
| High | DLC-Thermostat | DLC-Thermostat-BYOT-Central Heat Pump | Small Industrial |  | Winter Morning | % of Load | 0 | 2029 | 65535
| High | DLC-Thermostat | DLC-Thermostat-HVAC | Small Industrial |  | Winter Morning | % of Load | 1 | 2029 | 65535
| High | DLC-Thermostat | DLC-Thermostat-HVAC | Small Industrial |  | Winter Morning | % of Load | 0 | 2029 | 65535
| High | DLC-Thermostat | DLC-Thermostat-DI-Baseboard Heating | Small Industrial |  | Winter Morning | % of Load | 1 | 2029 | 65535
| High | DLC-Thermostat | DLC-Thermostat-DI-Baseboard Heating | Small Industrial |  | Winter Morning | % of Load | 0 | 2029 | 65535
| High | DLC-Thermostat | DLC-Thermostat-BYOT-Baseboard Heating | Small Industrial |  | Winter Morning | % of Load | 1 | 2029 | 65535
| High | DLC-Thermostat | DLC-Thermostat-BYOT-Baseboard Heating | Small Industrial |  | Winter Morning | % of Load | 0 | 2029 | 65535
| High | DLC-Thermostat | DLC-Thermostat-DI-MSHP | Small Industrial |  | Winter Morning | % of Load | 1 | 2029 | 65535
| High | DLC-Thermostat | DLC-Thermostat-DI-MSHP | Small Industrial |  | Winter Morning | % of Load | 0 | 2029 | 65535
| High | DLC-Thermostat | DLC-Thermostat-BYOT-MSHP | Small Industrial |  | Winter Morning | % of Load | 1 | 2029 | 65535
| High | DLC-Thermostat | DLC-Thermostat-BYOT-MSHP | Small Industrial |  | Winter Morning | % of Load | 0 | 2029 | 65535
| High | DLC-Thermostat | C&I Curtailment-Turnkey-Manual HVAC Control | Small Industrial |  | Winter Morning | % of Load | 1 | 2029 | 65535
| High | DLC-Thermostat | C&I Curtailment-Turnkey-Manual HVAC Control | Small Industrial |  | Winter Morning | % of Load | 0 | 2029 | 65535
| High | DLC-Thermostat | C&I Curtailment-Turnkey-Auto-DR HVAC Control | Small Industrial |  | Winter Morning | % of Load | 1 | 2029 | 65535
| High | DLC-Thermostat | C&I Curtailment-Turnkey-Auto-DR HVAC Control | Small Industrial |  | Winter Morning | % of Load | 0 | 2029 | 65535
| High | DLC-Thermostat | C&I Curtailment-Turnkey-Standard Lighting Control | Small Industrial |  | Winter Morning | % of Load | 1 | 2029 | 65535
| High | DLC-Thermostat | C&I Curtailment-Turnkey-Standard Lighting Control | Small Industrial |  | Winter Morning | % of Load | 0 | 2029 | 65535
| High | DLC-Thermostat | C&I Curtailment-Turnkey-Advanced Lighting Control | Small Industrial |  | Winter Morning | % of Load | 1 | 2029 | 65535
| High | DLC-Thermostat | C&I Curtailment-Turnkey-Advanced Lighting Control | Small Industrial |  | Winter Morning | % of Load | 0 | 2029 | 65535
| High | DLC-Thermostat | C&I Curtailment-Turnkey-Water Heating Control | Small Industrial |  | Winter Morning | % of Load | 1 | 2029 | 65535
| High | DLC-Thermostat | C&I Curtailment-Turnkey-Water Heating Control | Small Industrial |  | Winter Morning | % of Load | 0 | 2029 | 65535
| High | DLC-Thermostat | C&I Curtailment-Turnkey-Other | Small Industrial |  | Winter Morning | % of Load | 1 | 2029 | 65535
| High | DLC-Thermostat | C&I Curtailment-Turnkey-Other | Small Industrial |  | Winter Morning | % of Load | 0 | 2029 | 65535
| High | DLC-Thermostat | C&I Curtailment-Turnkey-Industrial | Small Industrial |  | Winter Morning | % of Load | 1 | 2029 | 65535
| High | DLC-Thermostat | C&I Curtailment-Turnkey-Industrial | Small Industrial |  | Winter Morning | % of Load | 0 | 2029 | 65535
| High | DLC-Thermostat | DLC-Switch-Water Heating | Small Industrial |  | Winter Evening | % of Load | 1 | 2029 | 65535
| High | DLC-Thermostat | DLC-Switch-Water Heating | Small Industrial |  | Winter Evening | % of Load | 0 | 2029 | 65535
| High | DLC-Thermostat | DLC-BYOD-Water Heating | Small Industrial |  | Winter Evening | % of Load | 1 | 2029 | 65535
| High | DLC-Thermostat | DLC-BYOD-Water Heating | Small Industrial |  | Winter Evening | % of Load | 0 | 2029 | 65535
| High | DLC-Thermostat | DLC-Thermostat-DI-Central Heat Pump | Small Industrial |  | Winter Evening | % of Load | 1 | 2029 | 65535
| High | DLC-Thermostat | DLC-Thermostat-DI-Central Heat Pump | Small Industrial |  | Winter Evening | % of Load | 0 | 2029 | 65535
| High | DLC-Thermostat | DLC-Thermostat-BYOT-Central Heat Pump | Small Industrial |  | Winter Evening | % of Load | 1 | 2029 | 65535
| High | DLC-Thermostat | DLC-Thermostat-BYOT-Central Heat Pump | Small Industrial |  | Winter Evening | % of Load | 0 | 2029 | 65535
| High | DLC-Thermostat | DLC-Thermostat-HVAC | Small Industrial |  | Winter Evening | % of Load | 1 | 2029 | 65535
| High | DLC-Thermostat | DLC-Thermostat-HVAC | Small Industrial |  | Winter Evening | % of Load | 0 | 2029 | 65535
| High | DLC-Thermostat | DLC-Thermostat-DI-Baseboard Heating | Small Industrial |  | Winter Evening | % of Load | 1 | 2029 | 65535
| High | DLC-Thermostat | DLC-Thermostat-DI-Baseboard Heating | Small Industrial |  | Winter Evening | % of Load | 0 | 2029 | 65535
| High | DLC-Thermostat | DLC-Thermostat-BYOT-Baseboard Heating | Small Industrial |  | Winter Evening | % of Load | 1 | 2029 | 65535
| High | DLC-Thermostat | DLC-Thermostat-BYOT-Baseboard Heating | Small Industrial |  | Winter Evening | % of Load | 0 | 2029 | 65535
| High | DLC-Thermostat | DLC-Thermostat-DI-MSHP | Small Industrial |  | Winter Evening | % of Load | 1 | 2029 | 65535
| High | DLC-Thermostat | DLC-Thermostat-DI-MSHP | Small Industrial |  | Winter Evening | % of Load | 0 | 2029 | 65535
| High | DLC-Thermostat | DLC-Thermostat-BYOT-MSHP | Small Industrial |  | Winter Evening | % of Load | 1 | 2029 | 65535
| High | DLC-Thermostat | DLC-Thermostat-BYOT-MSHP | Small Industrial |  | Winter Evening | % of Load | 0 | 2029 | 65535
| High | DLC-Thermostat | C&I Curtailment-Turnkey-Manual HVAC Control | Small Industrial |  | Winter Evening | % of Load | 1 | 2029 | 65535
| High | DLC-Thermostat | C&I Curtailment-Turnkey-Manual HVAC Control | Small Industrial |  | Winter Evening | % of Load | 0 | 2029 | 65535
| High | DLC-Thermostat | C&I Curtailment-Turnkey-Auto-DR HVAC Control | Small Industrial |  | Winter Evening | % of Load | 1 | 2029 | 65535
| High | DLC-Thermostat | C&I Curtailment-Turnkey-Auto-DR HVAC Control | Small Industrial |  | Winter Evening | % of Load | 0 | 2029 | 65535
| High | DLC-Thermostat | C&I Curtailment-Turnkey-Standard Lighting Control | Small Industrial |  | Winter Evening | % of Load | 1 | 2029 | 65535
| High | DLC-Thermostat | C&I Curtailment-Turnkey-Standard Lighting Control | Small Industrial |  | Winter Evening | % of Load | 0 | 2029 | 65535
| High | DLC-Thermostat | C&I Curtailment-Turnkey-Advanced Lighting Control | Small Industrial |  | Winter Evening | % of Load | 1 | 2029 | 65535
| High | DLC-Thermostat | C&I Curtailment-Turnkey-Advanced Lighting Control | Small Industrial |  | Winter Evening | % of Load | 0 | 2029 | 65535
| High | DLC-Thermostat | C&I Curtailment-Turnkey-Water Heating Control | Small Industrial |  | Winter Evening | % of Load | 1 | 2029 | 65535
| High | DLC-Thermostat | C&I Curtailment-Turnkey-Water Heating Control | Small Industrial |  | Winter Evening | % of Load | 0 | 2029 | 65535
| High | DLC-Thermostat | C&I Curtailment-Turnkey-Other | Small Industrial |  | Winter Evening | % of Load | 1 | 2029 | 65535
| High | DLC-Thermostat | C&I Curtailment-Turnkey-Other | Small Industrial |  | Winter Evening | % of Load | 0 | 2029 | 65535
| High | DLC-Thermostat | C&I Curtailment-Turnkey-Industrial | Small Industrial |  | Winter Evening | % of Load | 1 | 2029 | 65535
| High | DLC-Thermostat | C&I Curtailment-Turnkey-Industrial | Small Industrial |  | Winter Evening | % of Load | 0 | 2029 | 65535
| High | DLC-Thermostat | DLC-Switch-Water Heating | Medium Industrial |  | Winter Morning | % of Load | 1 | 2029 | 65535
| High | DLC-Thermostat | DLC-Switch-Water Heating | Medium Industrial |  | Winter Morning | % of Load | 0 | 2029 | 65535
| High | DLC-Thermostat | DLC-BYOD-Water Heating | Medium Industrial |  | Winter Morning | % of Load | 1 | 2029 | 65535
| High | DLC-Thermostat | DLC-BYOD-Water Heating | Medium Industrial |  | Winter Morning | % of Load | 0 | 2029 | 65535
| High | DLC-Thermostat | DLC-Thermostat-DI-Central Heat Pump | Medium Industrial |  | Winter Morning | % of Load | 1 | 2029 | 65535
| High | DLC-Thermostat | DLC-Thermostat-DI-Central Heat Pump | Medium Industrial |  | Winter Morning | % of Load | 0 | 2029 | 65535
| High | DLC-Thermostat | DLC-Thermostat-BYOT-Central Heat Pump | Medium Industrial |  | Winter Morning | % of Load | 1 | 2029 | 65535
| High | DLC-Thermostat | DLC-Thermostat-BYOT-Central Heat Pump | Medium Industrial |  | Winter Morning | % of Load | 0 | 2029 | 65535
| High | DLC-Thermostat | DLC-Thermostat-HVAC | Medium Industrial |  | Winter Morning | % of Load | 1 | 2029 | 65535
| High | DLC-Thermostat | DLC-Thermostat-HVAC | Medium Industrial |  | Winter Morning | % of Load | 0 | 2029 | 65535
| High | DLC-Thermostat | DLC-Thermostat-DI-Baseboard Heating | Medium Industrial |  | Winter Morning | % of Load | 1 | 2029 | 65535
| High | DLC-Thermostat | DLC-Thermostat-DI-Baseboard Heating | Medium Industrial |  | Winter Morning | % of Load | 0 | 2029 | 65535
| High | DLC-Thermostat | DLC-Thermostat-BYOT-Baseboard Heating | Medium Industrial |  | Winter Morning | % of Load | 1 | 2029 | 65535
| High | DLC-Thermostat | DLC-Thermostat-BYOT-Baseboard Heating | Medium Industrial |  | Winter Morning | % of Load | 0 | 2029 | 65535
| High | DLC-Thermostat | DLC-Thermostat-DI-MSHP | Medium Industrial |  | Winter Morning | % of Load | 1 | 2029 | 65535
| High | DLC-Thermostat | DLC-Thermostat-DI-MSHP | Medium Industrial |  | Winter Morning | % of Load | 0 | 2029 | 65535
| High | DLC-Thermostat | DLC-Thermostat-BYOT-MSHP | Medium Industrial |  | Winter Morning | % of Load | 1 | 2029 | 65535
| High | DLC-Thermostat | DLC-Thermostat-BYOT-MSHP | Medium Industrial |  | Winter Morning | % of Load | 0 | 2029 | 65535
| High | DLC-Thermostat | C&I Curtailment-Turnkey-Manual HVAC Control | Medium Industrial |  | Winter Morning | % of Load | 1 | 2029 | 65535
| High | DLC-Thermostat | C&I Curtailment-Turnkey-Manual HVAC Control | Medium Industrial |  | Winter Morning | % of Load | 0 | 2029 | 65535
| High | DLC-Thermostat | C&I Curtailment-Turnkey-Auto-DR HVAC Control | Medium Industrial |  | Winter Morning | % of Load | 1 | 2029 | 65535
| High | DLC-Thermostat | C&I Curtailment-Turnkey-Auto-DR HVAC Control | Medium Industrial |  | Winter Morning | % of Load | 0 | 2029 | 65535
| High | DLC-Thermostat | C&I Curtailment-Turnkey-Standard Lighting Control | Medium Industrial |  | Winter Morning | % of Load | 1 | 2029 | 65535
| High | DLC-Thermostat | C&I Curtailment-Turnkey-Standard Lighting Control | Medium Industrial |  | Winter Morning | % of Load | 0 | 2029 | 65535
| High | DLC-Thermostat | C&I Curtailment-Turnkey-Advanced Lighting Control | Medium Industrial |  | Winter Morning | % of Load | 1 | 2029 | 65535
| High | DLC-Thermostat | C&I Curtailment-Turnkey-Advanced Lighting Control | Medium Industrial |  | Winter Morning | % of Load | 0 | 2029 | 65535
| High | DLC-Thermostat | C&I Curtailment-Turnkey-Water Heating Control | Medium Industrial |  | Winter Morning | % of Load | 1 | 2029 | 65535
| High | DLC-Thermostat | C&I Curtailment-Turnkey-Water Heating Control | Medium Industrial |  | Winter Morning | % of Load | 0 | 2029 | 65535
| High | DLC-Thermostat | C&I Curtailment-Turnkey-Other | Medium Industrial |  | Winter Morning | % of Load | 1 | 2029 | 65535
| High | DLC-Thermostat | C&I Curtailment-Turnkey-Other | Medium Industrial |  | Winter Morning | % of Load | 0 | 2029 | 65535
| High | DLC-Thermostat | DLC-Switch-Water Heating | Medium Industrial |  | Winter Evening | % of Load | 1 | 2029 | 65535
| High | DLC-Thermostat | DLC-Switch-Water Heating | Medium Industrial |  | Winter Evening | % of Load | 0 | 2029 | 65535
| High | DLC-Thermostat | DLC-BYOD-Water Heating | Medium Industrial |  | Winter Evening | % of Load | 1 | 2029 | 65535
| High | DLC-Thermostat | DLC-BYOD-Water Heating | Medium Industrial |  | Winter Evening | % of Load | 0 | 2029 | 65535
| High | DLC-Thermostat | DLC-Thermostat-DI-Central Heat Pump | Medium Industrial |  | Winter Evening | % of Load | 1 | 2029 | 65535
| High | DLC-Thermostat | DLC-Thermostat-DI-Central Heat Pump | Medium Industrial |  | Winter Evening | % of Load | 0 | 2029 | 65535
| High | DLC-Thermostat | DLC-Thermostat-BYOT-Central Heat Pump | Medium Industrial |  | Winter Evening | % of Load | 1 | 2029 | 65535
| High | DLC-Thermostat | DLC-Thermostat-BYOT-Central Heat Pump | Medium Industrial |  | Winter Evening | % of Load | 0 | 2029 | 65535
| High | DLC-Thermostat | DLC-Thermostat-HVAC | Medium Industrial |  | Winter Evening | % of Load | 1 | 2029 | 65535
| High | DLC-Thermostat | DLC-Thermostat-HVAC | Medium Industrial |  | Winter Evening | % of Load | 0 | 2029 | 65535
| High | DLC-Thermostat | DLC-Thermostat-DI-Baseboard Heating | Medium Industrial |  | Winter Evening | % of Load | 1 | 2029 | 65535
| High | DLC-Thermostat | DLC-Thermostat-DI-Baseboard Heating | Medium Industrial |  | Winter Evening | % of Load | 0 | 2029 | 65535
| High | DLC-Thermostat | DLC-Thermostat-BYOT-Baseboard Heating | Medium Industrial |  | Winter Evening | % of Load | 1 | 2029 | 65535
| High | DLC-Thermostat | DLC-Thermostat-BYOT-Baseboard Heating | Medium Industrial |  | Winter Evening | % of Load | 0 | 2029 | 65535
| High | DLC-Thermostat | DLC-Thermostat-DI-MSHP | Medium Industrial |  | Winter Evening | % of Load | 1 | 2029 | 65535
| High | DLC-Thermostat | DLC-Thermostat-DI-MSHP | Medium Industrial |  | Winter Evening | % of Load | 0 | 2029 | 65535
| High | DLC-Thermostat | DLC-Thermostat-BYOT-MSHP | Medium Industrial |  | Winter Evening | % of Load | 1 | 2029 | 65535
| High | DLC-Thermostat | DLC-Thermostat-BYOT-MSHP | Medium Industrial |  | Winter Evening | % of Load | 0 | 2029 | 65535
| High | DLC-Thermostat | C&I Curtailment-Turnkey-Manual HVAC Control | Medium Industrial |  | Winter Evening | % of Load | 1 | 2029 | 65535
| High | DLC-Thermostat | C&I Curtailment-Turnkey-Manual HVAC Control | Medium Industrial |  | Winter Evening | % of Load | 0 | 2029 | 65535
| High | DLC-Thermostat | C&I Curtailment-Turnkey-Auto-DR HVAC Control | Medium Industrial |  | Winter Evening | % of Load | 1 | 2029 | 65535
| High | DLC-Thermostat | C&I Curtailment-Turnkey-Auto-DR HVAC Control | Medium Industrial |  | Winter Evening | % of Load | 0 | 2029 | 65535
| High | DLC-Thermostat | C&I Curtailment-Turnkey-Standard Lighting Control | Medium Industrial |  | Winter Evening | % of Load | 1 | 2029 | 65535
| High | DLC-Thermostat | C&I Curtailment-Turnkey-Standard Lighting Control | Medium Industrial |  | Winter Evening | % of Load | 0 | 2029 | 65535
| High | DLC-Thermostat | C&I Curtailment-Turnkey-Advanced Lighting Control | Medium Industrial |  | Winter Evening | % of Load | 1 | 2029 | 65535
| High | DLC-Thermostat | C&I Curtailment-Turnkey-Advanced Lighting Control | Medium Industrial |  | Winter Evening | % of Load | 0 | 2029 | 65535
| High | DLC-Thermostat | C&I Curtailment-Turnkey-Water Heating Control | Medium Industrial |  | Winter Evening | % of Load | 1 | 2029 | 65535
| High | DLC-Thermostat | C&I Curtailment-Turnkey-Water Heating Control | Medium Industrial |  | Winter Evening | % of Load | 0 | 2029 | 65535
| High | DLC-Thermostat | C&I Curtailment-Turnkey-Other | Medium Industrial |  | Winter Evening | % of Load | 1 | 2029 | 65535
| High | DLC-Thermostat | C&I Curtailment-Turnkey-Other | Medium Industrial |  | Winter Evening | % of Load | 0 | 2029 | 65535
| High | DLC-Thermostat | DLC-Thermostat-DI-Central Heat Pump | Residential Charitable |  | Winter Morning | % of Load | 1 | 2029 | 65535
| High | DLC-Thermostat | DLC-Thermostat-DI-Central Heat Pump | Residential Charitable |  | Winter Morning | % of Load | 0 | 2029 | 65535
| High | DLC-Thermostat | DLC-Thermostat-BYOT-Central Heat Pump | Residential Charitable |  | Winter Morning | % of Load | 1 | 2029 | 65535
| High | DLC-Thermostat | DLC-Thermostat-BYOT-Central Heat Pump | Residential Charitable |  | Winter Morning | % of Load | 0 | 2029 | 65535
| High | DLC-Thermostat | DLC-Thermostat-DI-Baseboard Heating | Residential Charitable |  | Winter Morning | % of Load | 1 | 2029 | 65535
| High | DLC-Thermostat | DLC-Thermostat-DI-Baseboard Heating | Residential Charitable |  | Winter Morning | % of Load | 0 | 2029 | 65535
| High | DLC-Thermostat | DLC-Thermostat-BYOT-Baseboard Heating | Residential Charitable |  | Winter Morning | % of Load | 1 | 2029 | 65535
| High | DLC-Thermostat | DLC-Thermostat-BYOT-Baseboard Heating | Residential Charitable |  | Winter Morning | % of Load | 0 | 2029 | 65535
| High | DLC-Thermostat | DLC-Thermostat-DI-MSHP | Residential Charitable |  | Winter Morning | % of Load | 1 | 2029 | 65535
| High | DLC-Thermostat | DLC-Thermostat-DI-MSHP | Residential Charitable |  | Winter Morning | % of Load | 0 | 2029 | 65535
| High | DLC-Thermostat | DLC-Thermostat-BYOT-MSHP | Residential Charitable |  | Winter Morning | % of Load | 1 | 2029 | 65535
| High | DLC-Thermostat | DLC-Thermostat-BYOT-MSHP | Residential Charitable |  | Winter Morning | % of Load | 0 | 2029 | 65535
| High | DLC-Thermostat | DLC-Thermostat-DI-Central Heat Pump | Residential Charitable |  | Winter Evening | % of Load | 1 | 2029 | 65535
| High | DLC-Thermostat | DLC-Thermostat-DI-Central Heat Pump | Residential Charitable |  | Winter Evening | % of Load | 0 | 2029 | 65535
| High | DLC-Thermostat | DLC-Thermostat-BYOT-Central Heat Pump | Residential Charitable |  | Winter Evening | % of Load | 1 | 2029 | 65535
| High | DLC-Thermostat | DLC-Thermostat-BYOT-Central Heat Pump | Residential Charitable |  | Winter Evening | % of Load | 0 | 2029 | 65535
| High | DLC-Thermostat | DLC-Thermostat-DI-Baseboard Heating | Residential Charitable |  | Winter Evening | % of Load | 1 | 2029 | 65535
| High | DLC-Thermostat | DLC-Thermostat-DI-Baseboard Heating | Residential Charitable |  | Winter Evening | % of Load | 0 | 2029 | 65535
| High | DLC-Thermostat | DLC-Thermostat-BYOT-Baseboard Heating | Residential Charitable |  | Winter Evening | % of Load | 1 | 2029 | 65535
| High | DLC-Thermostat | DLC-Thermostat-BYOT-Baseboard Heating | Residential Charitable |  | Winter Evening | % of Load | 0 | 2029 | 65535
| High | DLC-Thermostat | DLC-Thermostat-DI-MSHP | Residential Charitable |  | Winter Evening | % of Load | 1 | 2029 | 65535
| High | DLC-Thermostat | DLC-Thermostat-DI-MSHP | Residential Charitable |  | Winter Evening | % of Load | 0 | 2029 | 65535
| High | DLC-Thermostat | DLC-Thermostat-BYOT-MSHP | Residential Charitable |  | Winter Evening | % of Load | 1 | 2029 | 65535
| High | DLC-Thermostat | DLC-Thermostat-BYOT-MSHP | Residential Charitable |  | Winter Evening | % of Load | 0 | 2029 | 65535
| High | DLC-Water Heating | DLC-Switch-Water Heating | Small General |  | Winter Morning | % of Load | 1 | 2029 | 65535
| High | DLC-Water Heating | DLC-Switch-Water Heating | Small General |  | Winter Morning | % of Load | 0 | 2029 | 65535
| High | DLC-Water Heating | DLC-BYOD-Water Heating | Small General |  | Winter Morning | % of Load | 1 | 2029 | 65535
| High | DLC-Water Heating | DLC-BYOD-Water Heating | Small General |  | Winter Morning | % of Load | 0 | 2029 | 65535
| High | DLC-Water Heating | DLC-Thermostat-DI-Central Heat Pump | Small General |  | Winter Morning | % of Load | 1 | 2029 | 65535
| High | DLC-Water Heating | DLC-Thermostat-DI-Central Heat Pump | Small General |  | Winter Morning | % of Load | 0 | 2029 | 65535
| High | DLC-Water Heating | DLC-Thermostat-BYOT-Central Heat Pump | Small General |  | Winter Morning | % of Load | 1 | 2029 | 65535
| High | DLC-Water Heating | DLC-Thermostat-BYOT-Central Heat Pump | Small General |  | Winter Morning | % of Load | 0 | 2029 | 65535
| High | DLC-Water Heating | DLC-Thermostat-HVAC | Small General |  | Winter Morning | % of Load | 1 | 2029 | 65535
| High | DLC-Water Heating | DLC-Thermostat-HVAC | Small General |  | Winter Morning | % of Load | 0 | 2029 | 65535
| High | DLC-Water Heating | DLC-Thermostat-DI-Baseboard Heating | Small General |  | Winter Morning | % of Load | 1 | 2029 | 65535
| High | DLC-Water Heating | DLC-Thermostat-DI-Baseboard Heating | Small General |  | Winter Morning | % of Load | 0 | 2029 | 65535
| High | DLC-Water Heating | DLC-Thermostat-BYOT-Baseboard Heating | Small General |  | Winter Morning | % of Load | 1 | 2029 | 65535
| High | DLC-Water Heating | DLC-Thermostat-BYOT-Baseboard Heating | Small General |  | Winter Morning | % of Load | 0 | 2029 | 65535
| High | DLC-Water Heating | DLC-Thermostat-DI-MSHP | Small General |  | Winter Morning | % of Load | 1 | 2029 | 65535
| High | DLC-Water Heating | DLC-Thermostat-DI-MSHP | Small General |  | Winter Morning | % of Load | 0 | 2029 | 65535
| High | DLC-Water Heating | DLC-Thermostat-BYOT-MSHP | Small General |  | Winter Morning | % of Load | 1 | 2029 | 65535
| High | DLC-Water Heating | DLC-Thermostat-BYOT-MSHP | Small General |  | Winter Morning | % of Load | 0 | 2029 | 65535
| High | DLC-Water Heating | C&I Curtailment-Turnkey-Manual HVAC Control | Small General |  | Winter Morning | % of Load | 1 | 2029 | 65535
| High | DLC-Water Heating | C&I Curtailment-Turnkey-Manual HVAC Control | Small General |  | Winter Morning | % of Load | 0 | 2029 | 65535
| High | DLC-Water Heating | C&I Curtailment-Turnkey-Auto-DR HVAC Control | Small General |  | Winter Morning | % of Load | 1 | 2029 | 65535
| High | DLC-Water Heating | C&I Curtailment-Turnkey-Auto-DR HVAC Control | Small General |  | Winter Morning | % of Load | 0 | 2029 | 65535
| High | DLC-Water Heating | C&I Curtailment-Turnkey-Standard Lighting Control | Small General |  | Winter Morning | % of Load | 1 | 2029 | 65535
| High | DLC-Water Heating | C&I Curtailment-Turnkey-Standard Lighting Control | Small General |  | Winter Morning | % of Load | 0 | 2029 | 65535
| High | DLC-Water Heating | C&I Curtailment-Turnkey-Advanced Lighting Control | Small General |  | Winter Morning | % of Load | 1 | 2029 | 65535
| High | DLC-Water Heating | C&I Curtailment-Turnkey-Advanced Lighting Control | Small General |  | Winter Morning | % of Load | 0 | 2029 | 65535
| High | DLC-Water Heating | C&I Curtailment-Turnkey-Water Heating Control | Small General |  | Winter Morning | % of Load | 1 | 2029 | 65535
| High | DLC-Water Heating | C&I Curtailment-Turnkey-Water Heating Control | Small General |  | Winter Morning | % of Load | 0 | 2029 | 65535
| High | DLC-Water Heating | C&I Curtailment-Turnkey-Other | Small General |  | Winter Morning | % of Load | 1 | 2029 | 65535
| High | DLC-Water Heating | C&I Curtailment-Turnkey-Other | Small General |  | Winter Morning | % of Load | 0 | 2029 | 65535
| High | DLC-Water Heating | Dynamic Pricing with enabling tech. | Small General |  | Winter Morning | % of Load | 1 | 2029 | 65535
| High | DLC-Water Heating | Dynamic Pricing with enabling tech. | Small General |  | Winter Morning | % of Load | 0 | 2029 | 65535
| High | DLC-Water Heating | DLC-Switch-Water Heating | Small General |  | Winter Evening | % of Load | 1 | 2029 | 65535
| High | DLC-Water Heating | DLC-Switch-Water Heating | Small General |  | Winter Evening | % of Load | 0 | 2029 | 65535
| High | DLC-Water Heating | DLC-BYOD-Water Heating | Small General |  | Winter Evening | % of Load | 1 | 2029 | 65535
| High | DLC-Water Heating | DLC-BYOD-Water Heating | Small General |  | Winter Evening | % of Load | 0 | 2029 | 65535
| High | DLC-Water Heating | DLC-Thermostat-DI-Central Heat Pump | Small General |  | Winter Evening | % of Load | 1 | 2029 | 65535
| High | DLC-Water Heating | DLC-Thermostat-DI-Central Heat Pump | Small General |  | Winter Evening | % of Load | 0 | 2029 | 65535
| High | DLC-Water Heating | DLC-Thermostat-BYOT-Central Heat Pump | Small General |  | Winter Evening | % of Load | 1 | 2029 | 65535
| High | DLC-Water Heating | DLC-Thermostat-BYOT-Central Heat Pump | Small General |  | Winter Evening | % of Load | 0 | 2029 | 65535
| High | DLC-Water Heating | DLC-Thermostat-HVAC | Small General |  | Winter Evening | % of Load | 1 | 2029 | 65535
| High | DLC-Water Heating | DLC-Thermostat-HVAC | Small General |  | Winter Evening | % of Load | 0 | 2029 | 65535
| High | DLC-Water Heating | DLC-Thermostat-DI-Baseboard Heating | Small General |  | Winter Evening | % of Load | 1 | 2029 | 65535
| High | DLC-Water Heating | DLC-Thermostat-DI-Baseboard Heating | Small General |  | Winter Evening | % of Load | 0 | 2029 | 65535
| High | DLC-Water Heating | DLC-Thermostat-BYOT-Baseboard Heating | Small General |  | Winter Evening | % of Load | 1 | 2029 | 65535
| High | DLC-Water Heating | DLC-Thermostat-BYOT-Baseboard Heating | Small General |  | Winter Evening | % of Load | 0 | 2029 | 65535
| High | DLC-Water Heating | DLC-Thermostat-DI-MSHP | Small General |  | Winter Evening | % of Load | 1 | 2029 | 65535
| High | DLC-Water Heating | DLC-Thermostat-DI-MSHP | Small General |  | Winter Evening | % of Load | 0 | 2029 | 65535
| High | DLC-Water Heating | DLC-Thermostat-BYOT-MSHP | Small General |  | Winter Evening | % of Load | 1 | 2029 | 65535
| High | DLC-Water Heating | DLC-Thermostat-BYOT-MSHP | Small General |  | Winter Evening | % of Load | 0 | 2029 | 65535
| High | DLC-Water Heating | C&I Curtailment-Turnkey-Manual HVAC Control | Small General |  | Winter Evening | % of Load | 1 | 2029 | 65535
| High | DLC-Water Heating | C&I Curtailment-Turnkey-Manual HVAC Control | Small General |  | Winter Evening | % of Load | 0 | 2029 | 65535
| High | DLC-Water Heating | C&I Curtailment-Turnkey-Auto-DR HVAC Control | Small General |  | Winter Evening | % of Load | 1 | 2029 | 65535
| High | DLC-Water Heating | C&I Curtailment-Turnkey-Auto-DR HVAC Control | Small General |  | Winter Evening | % of Load | 0 | 2029 | 65535
| High | DLC-Water Heating | C&I Curtailment-Turnkey-Standard Lighting Control | Small General |  | Winter Evening | % of Load | 1 | 2029 | 65535
| High | DLC-Water Heating | C&I Curtailment-Turnkey-Standard Lighting Control | Small General |  | Winter Evening | % of Load | 0 | 2029 | 65535
| High | DLC-Water Heating | C&I Curtailment-Turnkey-Advanced Lighting Control | Small General |  | Winter Evening | % of Load | 1 | 2029 | 65535
| High | DLC-Water Heating | C&I Curtailment-Turnkey-Advanced Lighting Control | Small General |  | Winter Evening | % of Load | 0 | 2029 | 65535
| High | DLC-Water Heating | C&I Curtailment-Turnkey-Water Heating Control | Small General |  | Winter Evening | % of Load | 1 | 2029 | 65535
| High | DLC-Water Heating | C&I Curtailment-Turnkey-Water Heating Control | Small General |  | Winter Evening | % of Load | 0 | 2029 | 65535
| High | DLC-Water Heating | C&I Curtailment-Turnkey-Other | Small General |  | Winter Evening | % of Load | 1 | 2029 | 65535
| High | DLC-Water Heating | C&I Curtailment-Turnkey-Other | Small General |  | Winter Evening | % of Load | 0 | 2029 | 65535
| High | DLC-Water Heating | Dynamic Pricing with enabling tech. | Small General |  | Winter Evening | % of Load | 1 | 2029 | 65535
| High | DLC-Water Heating | Dynamic Pricing with enabling tech. | Small General |  | Winter Evening | % of Load | 0 | 2029 | 65535
| High | DLC-Water Heating | DLC-Switch-Water Heating | General |  | Winter Morning | % of Load | 1 | 2029 | 65535
| High | DLC-Water Heating | DLC-Switch-Water Heating | General |  | Winter Morning | % of Load | 0 | 2029 | 65535
| High | DLC-Water Heating | DLC-BYOD-Water Heating | General |  | Winter Morning | % of Load | 1 | 2029 | 65535
| High | DLC-Water Heating | DLC-BYOD-Water Heating | General |  | Winter Morning | % of Load | 0 | 2029 | 65535
| High | DLC-Water Heating | DLC-Thermostat-DI-Central Heat Pump | General |  | Winter Morning | % of Load | 1 | 2029 | 65535
| High | DLC-Water Heating | DLC-Thermostat-DI-Central Heat Pump | General |  | Winter Morning | % of Load | 0 | 2029 | 65535
| High | DLC-Water Heating | DLC-Thermostat-BYOT-Central Heat Pump | General |  | Winter Morning | % of Load | 1 | 2029 | 65535
| High | DLC-Water Heating | DLC-Thermostat-BYOT-Central Heat Pump | General |  | Winter Morning | % of Load | 0 | 2029 | 65535
| High | DLC-Water Heating | DLC-Thermostat-HVAC | General |  | Winter Morning | % of Load | 1 | 2029 | 65535
| High | DLC-Water Heating | DLC-Thermostat-HVAC | General |  | Winter Morning | % of Load | 0 | 2029 | 65535
| High | DLC-Water Heating | DLC-Thermostat-DI-Baseboard Heating | General |  | Winter Morning | % of Load | 1 | 2029 | 65535
| High | DLC-Water Heating | DLC-Thermostat-DI-Baseboard Heating | General |  | Winter Morning | % of Load | 0 | 2029 | 65535
| High | DLC-Water Heating | DLC-Thermostat-BYOT-Baseboard Heating | General |  | Winter Morning | % of Load | 1 | 2029 | 65535
| High | DLC-Water Heating | DLC-Thermostat-BYOT-Baseboard Heating | General |  | Winter Morning | % of Load | 0 | 2029 | 65535
| High | DLC-Water Heating | DLC-Thermostat-DI-MSHP | General |  | Winter Morning | % of Load | 1 | 2029 | 65535
| High | DLC-Water Heating | DLC-Thermostat-DI-MSHP | General |  | Winter Morning | % of Load | 0 | 2029 | 65535
| High | DLC-Water Heating | DLC-Thermostat-BYOT-MSHP | General |  | Winter Morning | % of Load | 1 | 2029 | 65535
| High | DLC-Water Heating | DLC-Thermostat-BYOT-MSHP | General |  | Winter Morning | % of Load | 0 | 2029 | 65535
| High | DLC-Water Heating | C&I Curtailment-Turnkey-Manual HVAC Control | General |  | Winter Morning | % of Load | 1 | 2029 | 65535
| High | DLC-Water Heating | C&I Curtailment-Turnkey-Manual HVAC Control | General |  | Winter Morning | % of Load | 0 | 2029 | 65535
| High | DLC-Water Heating | C&I Curtailment-Turnkey-Auto-DR HVAC Control | General |  | Winter Morning | % of Load | 1 | 2029 | 65535
| High | DLC-Water Heating | C&I Curtailment-Turnkey-Auto-DR HVAC Control | General |  | Winter Morning | % of Load | 0 | 2029 | 65535
| High | DLC-Water Heating | C&I Curtailment-Turnkey-Standard Lighting Control | General |  | Winter Morning | % of Load | 1 | 2029 | 65535
| High | DLC-Water Heating | C&I Curtailment-Turnkey-Standard Lighting Control | General |  | Winter Morning | % of Load | 0 | 2029 | 65535
| High | DLC-Water Heating | C&I Curtailment-Turnkey-Advanced Lighting Control | General |  | Winter Morning | % of Load | 1 | 2029 | 65535
| High | DLC-Water Heating | C&I Curtailment-Turnkey-Advanced Lighting Control | General |  | Winter Morning | % of Load | 0 | 2029 | 65535
| High | DLC-Water Heating | C&I Curtailment-Turnkey-Water Heating Control | General |  | Winter Morning | % of Load | 1 | 2029 | 65535
| High | DLC-Water Heating | C&I Curtailment-Turnkey-Water Heating Control | General |  | Winter Morning | % of Load | 0 | 2029 | 65535
| High | DLC-Water Heating | C&I Curtailment-Turnkey-Other | General |  | Winter Morning | % of Load | 1 | 2029 | 65535
| High | DLC-Water Heating | C&I Curtailment-Turnkey-Other | General |  | Winter Morning | % of Load | 0 | 2029 | 65535
| High | DLC-Water Heating | DLC-Switch-Water Heating | General |  | Winter Evening | % of Load | 1 | 2029 | 65535
| High | DLC-Water Heating | DLC-Switch-Water Heating | General |  | Winter Evening | % of Load | 0 | 2029 | 65535
| High | DLC-Water Heating | DLC-BYOD-Water Heating | General |  | Winter Evening | % of Load | 1 | 2029 | 65535
| High | DLC-Water Heating | DLC-BYOD-Water Heating | General |  | Winter Evening | % of Load | 0 | 2029 | 65535
| High | DLC-Water Heating | DLC-Thermostat-DI-Central Heat Pump | General |  | Winter Evening | % of Load | 1 | 2029 | 65535
| High | DLC-Water Heating | DLC-Thermostat-DI-Central Heat Pump | General |  | Winter Evening | % of Load | 0 | 2029 | 65535
| High | DLC-Water Heating | DLC-Thermostat-BYOT-Central Heat Pump | General |  | Winter Evening | % of Load | 1 | 2029 | 65535
| High | DLC-Water Heating | DLC-Thermostat-BYOT-Central Heat Pump | General |  | Winter Evening | % of Load | 0 | 2029 | 65535
| High | DLC-Water Heating | DLC-Thermostat-HVAC | General |  | Winter Evening | % of Load | 1 | 2029 | 65535
| High | DLC-Water Heating | DLC-Thermostat-HVAC | General |  | Winter Evening | % of Load | 0 | 2029 | 65535
| High | DLC-Water Heating | DLC-Thermostat-DI-Baseboard Heating | General |  | Winter Evening | % of Load | 1 | 2029 | 65535
| High | DLC-Water Heating | DLC-Thermostat-DI-Baseboard Heating | General |  | Winter Evening | % of Load | 0 | 2029 | 65535
| High | DLC-Water Heating | DLC-Thermostat-BYOT-Baseboard Heating | General |  | Winter Evening | % of Load | 1 | 2029 | 65535
| High | DLC-Water Heating | DLC-Thermostat-BYOT-Baseboard Heating | General |  | Winter Evening | % of Load | 0 | 2029 | 65535
| High | DLC-Water Heating | DLC-Thermostat-DI-MSHP | General |  | Winter Evening | % of Load | 1 | 2029 | 65535
| High | DLC-Water Heating | DLC-Thermostat-DI-MSHP | General |  | Winter Evening | % of Load | 0 | 2029 | 65535
| High | DLC-Water Heating | DLC-Thermostat-BYOT-MSHP | General |  | Winter Evening | % of Load | 1 | 2029 | 65535
| High | DLC-Water Heating | DLC-Thermostat-BYOT-MSHP | General |  | Winter Evening | % of Load | 0 | 2029 | 65535
| High | DLC-Water Heating | C&I Curtailment-Turnkey-Manual HVAC Control | General |  | Winter Evening | % of Load | 1 | 2029 | 65535
| High | DLC-Water Heating | C&I Curtailment-Turnkey-Manual HVAC Control | General |  | Winter Evening | % of Load | 0 | 2029 | 65535
| High | DLC-Water Heating | C&I Curtailment-Turnkey-Auto-DR HVAC Control | General |  | Winter Evening | % of Load | 1 | 2029 | 65535
| High | DLC-Water Heating | C&I Curtailment-Turnkey-Auto-DR HVAC Control | General |  | Winter Evening | % of Load | 0 | 2029 | 65535
| High | DLC-Water Heating | C&I Curtailment-Turnkey-Standard Lighting Control | General |  | Winter Evening | % of Load | 1 | 2029 | 65535
| High | DLC-Water Heating | C&I Curtailment-Turnkey-Standard Lighting Control | General |  | Winter Evening | % of Load | 0 | 2029 | 65535
| High | DLC-Water Heating | C&I Curtailment-Turnkey-Advanced Lighting Control | General |  | Winter Evening | % of Load | 1 | 2029 | 65535
| High | DLC-Water Heating | C&I Curtailment-Turnkey-Advanced Lighting Control | General |  | Winter Evening | % of Load | 0 | 2029 | 65535
| High | DLC-Water Heating | C&I Curtailment-Turnkey-Water Heating Control | General |  | Winter Evening | % of Load | 1 | 2029 | 65535
| High | DLC-Water Heating | C&I Curtailment-Turnkey-Water Heating Control | General |  | Winter Evening | % of Load | 0 | 2029 | 65535
| High | DLC-Water Heating | C&I Curtailment-Turnkey-Other | General |  | Winter Evening | % of Load | 1 | 2029 | 65535
| High | DLC-Water Heating | C&I Curtailment-Turnkey-Other | General |  | Winter Evening | % of Load | 0 | 2029 | 65535
| High | DLC-Water Heating | DLC-Switch-Water Heating | Small Industrial |  | Winter Morning | % of Load | 1 | 2029 | 65535
| High | DLC-Water Heating | DLC-Switch-Water Heating | Small Industrial |  | Winter Morning | % of Load | 0 | 2029 | 65535
| High | DLC-Water Heating | DLC-BYOD-Water Heating | Small Industrial |  | Winter Morning | % of Load | 1 | 2029 | 65535
| High | DLC-Water Heating | DLC-BYOD-Water Heating | Small Industrial |  | Winter Morning | % of Load | 0 | 2029 | 65535
| High | DLC-Water Heating | DLC-Thermostat-DI-Central Heat Pump | Small Industrial |  | Winter Morning | % of Load | 1 | 2029 | 65535
| High | DLC-Water Heating | DLC-Thermostat-DI-Central Heat Pump | Small Industrial |  | Winter Morning | % of Load | 0 | 2029 | 65535
| High | DLC-Water Heating | DLC-Thermostat-BYOT-Central Heat Pump | Small Industrial |  | Winter Morning | % of Load | 1 | 2029 | 65535
| High | DLC-Water Heating | DLC-Thermostat-BYOT-Central Heat Pump | Small Industrial |  | Winter Morning | % of Load | 0 | 2029 | 65535
| High | DLC-Water Heating | DLC-Thermostat-HVAC | Small Industrial |  | Winter Morning | % of Load | 1 | 2029 | 65535
| High | DLC-Water Heating | DLC-Thermostat-HVAC | Small Industrial |  | Winter Morning | % of Load | 0 | 2029 | 65535
| High | DLC-Water Heating | DLC-Thermostat-DI-Baseboard Heating | Small Industrial |  | Winter Morning | % of Load | 1 | 2029 | 65535
| High | DLC-Water Heating | DLC-Thermostat-DI-Baseboard Heating | Small Industrial |  | Winter Morning | % of Load | 0 | 2029 | 65535
| High | DLC-Water Heating | DLC-Thermostat-BYOT-Baseboard Heating | Small Industrial |  | Winter Morning | % of Load | 1 | 2029 | 65535
| High | DLC-Water Heating | DLC-Thermostat-BYOT-Baseboard Heating | Small Industrial |  | Winter Morning | % of Load | 0 | 2029 | 65535
| High | DLC-Water Heating | DLC-Thermostat-DI-MSHP | Small Industrial |  | Winter Morning | % of Load | 1 | 2029 | 65535
| High | DLC-Water Heating | DLC-Thermostat-DI-MSHP | Small Industrial |  | Winter Morning | % of Load | 0 | 2029 | 65535
| High | DLC-Water Heating | DLC-Thermostat-BYOT-MSHP | Small Industrial |  | Winter Morning | % of Load | 1 | 2029 | 65535
| High | DLC-Water Heating | DLC-Thermostat-BYOT-MSHP | Small Industrial |  | Winter Morning | % of Load | 0 | 2029 | 65535
| High | DLC-Water Heating | C&I Curtailment-Turnkey-Manual HVAC Control | Small Industrial |  | Winter Morning | % of Load | 1 | 2029 | 65535
| High | DLC-Water Heating | C&I Curtailment-Turnkey-Manual HVAC Control | Small Industrial |  | Winter Morning | % of Load | 0 | 2029 | 65535
| High | DLC-Water Heating | C&I Curtailment-Turnkey-Auto-DR HVAC Control | Small Industrial |  | Winter Morning | % of Load | 1 | 2029 | 65535
| High | DLC-Water Heating | C&I Curtailment-Turnkey-Auto-DR HVAC Control | Small Industrial |  | Winter Morning | % of Load | 0 | 2029 | 65535
| High | DLC-Water Heating | C&I Curtailment-Turnkey-Standard Lighting Control | Small Industrial |  | Winter Morning | % of Load | 1 | 2029 | 65535
| High | DLC-Water Heating | C&I Curtailment-Turnkey-Standard Lighting Control | Small Industrial |  | Winter Morning | % of Load | 0 | 2029 | 65535
| High | DLC-Water Heating | C&I Curtailment-Turnkey-Advanced Lighting Control | Small Industrial |  | Winter Morning | % of Load | 1 | 2029 | 65535
| High | DLC-Water Heating | C&I Curtailment-Turnkey-Advanced Lighting Control | Small Industrial |  | Winter Morning | % of Load | 0 | 2029 | 65535
| High | DLC-Water Heating | C&I Curtailment-Turnkey-Water Heating Control | Small Industrial |  | Winter Morning | % of Load | 1 | 2029 | 65535
| High | DLC-Water Heating | C&I Curtailment-Turnkey-Water Heating Control | Small Industrial |  | Winter Morning | % of Load | 0 | 2029 | 65535
| High | DLC-Water Heating | C&I Curtailment-Turnkey-Other | Small Industrial |  | Winter Morning | % of Load | 1 | 2029 | 65535
| High | DLC-Water Heating | C&I Curtailment-Turnkey-Other | Small Industrial |  | Winter Morning | % of Load | 0 | 2029 | 65535
| High | DLC-Water Heating | C&I Curtailment-Turnkey-Industrial | Small Industrial |  | Winter Morning | % of Load | 1 | 2029 | 65535
| High | DLC-Water Heating | C&I Curtailment-Turnkey-Industrial | Small Industrial |  | Winter Morning | % of Load | 0 | 2029 | 65535
| High | DLC-Water Heating | DLC-Switch-Water Heating | Small Industrial |  | Winter Evening | % of Load | 1 | 2029 | 65535
| High | DLC-Water Heating | DLC-Switch-Water Heating | Small Industrial |  | Winter Evening | % of Load | 0 | 2029 | 65535
| High | DLC-Water Heating | DLC-BYOD-Water Heating | Small Industrial |  | Winter Evening | % of Load | 1 | 2029 | 65535
| High | DLC-Water Heating | DLC-BYOD-Water Heating | Small Industrial |  | Winter Evening | % of Load | 0 | 2029 | 65535
| High | DLC-Water Heating | DLC-Thermostat-DI-Central Heat Pump | Small Industrial |  | Winter Evening | % of Load | 1 | 2029 | 65535
| High | DLC-Water Heating | DLC-Thermostat-DI-Central Heat Pump | Small Industrial |  | Winter Evening | % of Load | 0 | 2029 | 65535
| High | DLC-Water Heating | DLC-Thermostat-BYOT-Central Heat Pump | Small Industrial |  | Winter Evening | % of Load | 1 | 2029 | 65535
| High | DLC-Water Heating | DLC-Thermostat-BYOT-Central Heat Pump | Small Industrial |  | Winter Evening | % of Load | 0 | 2029 | 65535
| High | DLC-Water Heating | DLC-Thermostat-HVAC | Small Industrial |  | Winter Evening | % of Load | 1 | 2029 | 65535
| High | DLC-Water Heating | DLC-Thermostat-HVAC | Small Industrial |  | Winter Evening | % of Load | 0 | 2029 | 65535
| High | DLC-Water Heating | DLC-Thermostat-DI-Baseboard Heating | Small Industrial |  | Winter Evening | % of Load | 1 | 2029 | 65535
| High | DLC-Water Heating | DLC-Thermostat-DI-Baseboard Heating | Small Industrial |  | Winter Evening | % of Load | 0 | 2029 | 65535
| High | DLC-Water Heating | DLC-Thermostat-BYOT-Baseboard Heating | Small Industrial |  | Winter Evening | % of Load | 1 | 2029 | 65535
| High | DLC-Water Heating | DLC-Thermostat-BYOT-Baseboard Heating | Small Industrial |  | Winter Evening | % of Load | 0 | 2029 | 65535
| High | DLC-Water Heating | DLC-Thermostat-DI-MSHP | Small Industrial |  | Winter Evening | % of Load | 1 | 2029 | 65535
| High | DLC-Water Heating | DLC-Thermostat-DI-MSHP | Small Industrial |  | Winter Evening | % of Load | 0 | 2029 | 65535
| High | DLC-Water Heating | DLC-Thermostat-BYOT-MSHP | Small Industrial |  | Winter Evening | % of Load | 1 | 2029 | 65535
| High | DLC-Water Heating | DLC-Thermostat-BYOT-MSHP | Small Industrial |  | Winter Evening | % of Load | 0 | 2029 | 65535
| High | DLC-Water Heating | C&I Curtailment-Turnkey-Manual HVAC Control | Small Industrial |  | Winter Evening | % of Load | 1 | 2029 | 65535
| High | DLC-Water Heating | C&I Curtailment-Turnkey-Manual HVAC Control | Small Industrial |  | Winter Evening | % of Load | 0 | 2029 | 65535
| High | DLC-Water Heating | C&I Curtailment-Turnkey-Auto-DR HVAC Control | Small Industrial |  | Winter Evening | % of Load | 1 | 2029 | 65535
| High | DLC-Water Heating | C&I Curtailment-Turnkey-Auto-DR HVAC Control | Small Industrial |  | Winter Evening | % of Load | 0 | 2029 | 65535
| High | DLC-Water Heating | C&I Curtailment-Turnkey-Standard Lighting Control | Small Industrial |  | Winter Evening | % of Load | 1 | 2029 | 65535
| High | DLC-Water Heating | C&I Curtailment-Turnkey-Standard Lighting Control | Small Industrial |  | Winter Evening | % of Load | 0 | 2029 | 65535
| High | DLC-Water Heating | C&I Curtailment-Turnkey-Advanced Lighting Control | Small Industrial |  | Winter Evening | % of Load | 1 | 2029 | 65535
| High | DLC-Water Heating | C&I Curtailment-Turnkey-Advanced Lighting Control | Small Industrial |  | Winter Evening | % of Load | 0 | 2029 | 65535
| High | DLC-Water Heating | C&I Curtailment-Turnkey-Water Heating Control | Small Industrial |  | Winter Evening | % of Load | 1 | 2029 | 65535
| High | DLC-Water Heating | C&I Curtailment-Turnkey-Water Heating Control | Small Industrial |  | Winter Evening | % of Load | 0 | 2029 | 65535
| High | DLC-Water Heating | C&I Curtailment-Turnkey-Other | Small Industrial |  | Winter Evening | % of Load | 1 | 2029 | 65535
| High | DLC-Water Heating | C&I Curtailment-Turnkey-Other | Small Industrial |  | Winter Evening | % of Load | 0 | 2029 | 65535
| High | DLC-Water Heating | C&I Curtailment-Turnkey-Industrial | Small Industrial |  | Winter Evening | % of Load | 1 | 2029 | 65535
| High | DLC-Water Heating | C&I Curtailment-Turnkey-Industrial | Small Industrial |  | Winter Evening | % of Load | 0 | 2029 | 65535
| High | DLC-Water Heating | DLC-Switch-Water Heating | Medium Industrial |  | Winter Morning | % of Load | 1 | 2029 | 65535
| High | DLC-Water Heating | DLC-Switch-Water Heating | Medium Industrial |  | Winter Morning | % of Load | 0 | 2029 | 65535
| High | DLC-Water Heating | DLC-BYOD-Water Heating | Medium Industrial |  | Winter Morning | % of Load | 1 | 2029 | 65535
| High | DLC-Water Heating | DLC-BYOD-Water Heating | Medium Industrial |  | Winter Morning | % of Load | 0 | 2029 | 65535
| High | DLC-Water Heating | DLC-Thermostat-DI-Central Heat Pump | Medium Industrial |  | Winter Morning | % of Load | 1 | 2029 | 65535
| High | DLC-Water Heating | DLC-Thermostat-DI-Central Heat Pump | Medium Industrial |  | Winter Morning | % of Load | 0 | 2029 | 65535
| High | DLC-Water Heating | DLC-Thermostat-BYOT-Central Heat Pump | Medium Industrial |  | Winter Morning | % of Load | 1 | 2029 | 65535
| High | DLC-Water Heating | DLC-Thermostat-BYOT-Central Heat Pump | Medium Industrial |  | Winter Morning | % of Load | 0 | 2029 | 65535
| High | DLC-Water Heating | DLC-Thermostat-HVAC | Medium Industrial |  | Winter Morning | % of Load | 1 | 2029 | 65535
| High | DLC-Water Heating | DLC-Thermostat-HVAC | Medium Industrial |  | Winter Morning | % of Load | 0 | 2029 | 65535
| High | DLC-Water Heating | DLC-Thermostat-DI-Baseboard Heating | Medium Industrial |  | Winter Morning | % of Load | 1 | 2029 | 65535
| High | DLC-Water Heating | DLC-Thermostat-DI-Baseboard Heating | Medium Industrial |  | Winter Morning | % of Load | 0 | 2029 | 65535
| High | DLC-Water Heating | DLC-Thermostat-BYOT-Baseboard Heating | Medium Industrial |  | Winter Morning | % of Load | 1 | 2029 | 65535
| High | DLC-Water Heating | DLC-Thermostat-BYOT-Baseboard Heating | Medium Industrial |  | Winter Morning | % of Load | 0 | 2029 | 65535
| High | DLC-Water Heating | DLC-Thermostat-DI-MSHP | Medium Industrial |  | Winter Morning | % of Load | 1 | 2029 | 65535
| High | DLC-Water Heating | DLC-Thermostat-DI-MSHP | Medium Industrial |  | Winter Morning | % of Load | 0 | 2029 | 65535
| High | DLC-Water Heating | DLC-Thermostat-BYOT-MSHP | Medium Industrial |  | Winter Morning | % of Load | 1 | 2029 | 65535
| High | DLC-Water Heating | DLC-Thermostat-BYOT-MSHP | Medium Industrial |  | Winter Morning | % of Load | 0 | 2029 | 65535
| High | DLC-Water Heating | C&I Curtailment-Turnkey-Manual HVAC Control | Medium Industrial |  | Winter Morning | % of Load | 1 | 2029 | 65535
| High | DLC-Water Heating | C&I Curtailment-Turnkey-Manual HVAC Control | Medium Industrial |  | Winter Morning | % of Load | 0 | 2029 | 65535
| High | DLC-Water Heating | C&I Curtailment-Turnkey-Auto-DR HVAC Control | Medium Industrial |  | Winter Morning | % of Load | 1 | 2029 | 65535
| High | DLC-Water Heating | C&I Curtailment-Turnkey-Auto-DR HVAC Control | Medium Industrial |  | Winter Morning | % of Load | 0 | 2029 | 65535
| High | DLC-Water Heating | C&I Curtailment-Turnkey-Standard Lighting Control | Medium Industrial |  | Winter Morning | % of Load | 1 | 2029 | 65535
| High | DLC-Water Heating | C&I Curtailment-Turnkey-Standard Lighting Control | Medium Industrial |  | Winter Morning | % of Load | 0 | 2029 | 65535
| High | DLC-Water Heating | C&I Curtailment-Turnkey-Advanced Lighting Control | Medium Industrial |  | Winter Morning | % of Load | 1 | 2029 | 65535
| High | DLC-Water Heating | C&I Curtailment-Turnkey-Advanced Lighting Control | Medium Industrial |  | Winter Morning | % of Load | 0 | 2029 | 65535
| High | DLC-Water Heating | C&I Curtailment-Turnkey-Water Heating Control | Medium Industrial |  | Winter Morning | % of Load | 1 | 2029 | 65535
| High | DLC-Water Heating | C&I Curtailment-Turnkey-Water Heating Control | Medium Industrial |  | Winter Morning | % of Load | 0 | 2029 | 65535
| High | DLC-Water Heating | C&I Curtailment-Turnkey-Other | Medium Industrial |  | Winter Morning | % of Load | 1 | 2029 | 65535
| High | DLC-Water Heating | C&I Curtailment-Turnkey-Other | Medium Industrial |  | Winter Morning | % of Load | 0 | 2029 | 65535
| High | DLC-Water Heating | DLC-Switch-Water Heating | Medium Industrial |  | Winter Evening | % of Load | 1 | 2029 | 65535
| High | DLC-Water Heating | DLC-Switch-Water Heating | Medium Industrial |  | Winter Evening | % of Load | 0 | 2029 | 65535
| High | DLC-Water Heating | DLC-BYOD-Water Heating | Medium Industrial |  | Winter Evening | % of Load | 1 | 2029 | 65535
| High | DLC-Water Heating | DLC-BYOD-Water Heating | Medium Industrial |  | Winter Evening | % of Load | 0 | 2029 | 65535
| High | DLC-Water Heating | DLC-Thermostat-DI-Central Heat Pump | Medium Industrial |  | Winter Evening | % of Load | 1 | 2029 | 65535
| High | DLC-Water Heating | DLC-Thermostat-DI-Central Heat Pump | Medium Industrial |  | Winter Evening | % of Load | 0 | 2029 | 65535
| High | DLC-Water Heating | DLC-Thermostat-BYOT-Central Heat Pump | Medium Industrial |  | Winter Evening | % of Load | 1 | 2029 | 65535
| High | DLC-Water Heating | DLC-Thermostat-BYOT-Central Heat Pump | Medium Industrial |  | Winter Evening | % of Load | 0 | 2029 | 65535
| High | DLC-Water Heating | DLC-Thermostat-HVAC | Medium Industrial |  | Winter Evening | % of Load | 1 | 2029 | 65535
| High | DLC-Water Heating | DLC-Thermostat-HVAC | Medium Industrial |  | Winter Evening | % of Load | 0 | 2029 | 65535
| High | DLC-Water Heating | DLC-Thermostat-DI-Baseboard Heating | Medium Industrial |  | Winter Evening | % of Load | 1 | 2029 | 65535
| High | DLC-Water Heating | DLC-Thermostat-DI-Baseboard Heating | Medium Industrial |  | Winter Evening | % of Load | 0 | 2029 | 65535
| High | DLC-Water Heating | DLC-Thermostat-BYOT-Baseboard Heating | Medium Industrial |  | Winter Evening | % of Load | 1 | 2029 | 65535
| High | DLC-Water Heating | DLC-Thermostat-BYOT-Baseboard Heating | Medium Industrial |  | Winter Evening | % of Load | 0 | 2029 | 65535
| High | DLC-Water Heating | DLC-Thermostat-DI-MSHP | Medium Industrial |  | Winter Evening | % of Load | 1 | 2029 | 65535
| High | DLC-Water Heating | DLC-Thermostat-DI-MSHP | Medium Industrial |  | Winter Evening | % of Load | 0 | 2029 | 65535
| High | DLC-Water Heating | DLC-Thermostat-BYOT-MSHP | Medium Industrial |  | Winter Evening | % of Load | 1 | 2029 | 65535
| High | DLC-Water Heating | DLC-Thermostat-BYOT-MSHP | Medium Industrial |  | Winter Evening | % of Load | 0 | 2029 | 65535
| High | DLC-Water Heating | C&I Curtailment-Turnkey-Manual HVAC Control | Medium Industrial |  | Winter Evening | % of Load | 1 | 2029 | 65535
| High | DLC-Water Heating | C&I Curtailment-Turnkey-Manual HVAC Control | Medium Industrial |  | Winter Evening | % of Load | 0 | 2029 | 65535
| High | DLC-Water Heating | C&I Curtailment-Turnkey-Auto-DR HVAC Control | Medium Industrial |  | Winter Evening | % of Load | 1 | 2029 | 65535
| High | DLC-Water Heating | C&I Curtailment-Turnkey-Auto-DR HVAC Control | Medium Industrial |  | Winter Evening | % of Load | 0 | 2029 | 65535
| High | DLC-Water Heating | C&I Curtailment-Turnkey-Standard Lighting Control | Medium Industrial |  | Winter Evening | % of Load | 1 | 2029 | 65535
| High | DLC-Water Heating | C&I Curtailment-Turnkey-Standard Lighting Control | Medium Industrial |  | Winter Evening | % of Load | 0 | 2029 | 65535
| High | DLC-Water Heating | C&I Curtailment-Turnkey-Advanced Lighting Control | Medium Industrial |  | Winter Evening | % of Load | 1 | 2029 | 65535
| High | DLC-Water Heating | C&I Curtailment-Turnkey-Advanced Lighting Control | Medium Industrial |  | Winter Evening | % of Load | 0 | 2029 | 65535
| High | DLC-Water Heating | C&I Curtailment-Turnkey-Water Heating Control | Medium Industrial |  | Winter Evening | % of Load | 1 | 2029 | 65535
| High | DLC-Water Heating | C&I Curtailment-Turnkey-Water Heating Control | Medium Industrial |  | Winter Evening | % of Load | 0 | 2029 | 65535
| High | DLC-Water Heating | C&I Curtailment-Turnkey-Other | Medium Industrial |  | Winter Evening | % of Load | 1 | 2029 | 65535
| High | DLC-Water Heating | C&I Curtailment-Turnkey-Other | Medium Industrial |  | Winter Evening | % of Load | 0 | 2029 | 65535
| High | DLC-Water Heating | DLC-Switch-Water Heating | Residential Charitable |  | Winter Morning | % of Load | 1 | 2029 | 65535
| High | DLC-Water Heating | DLC-Switch-Water Heating | Residential Charitable |  | Winter Morning | % of Load | 0 | 2029 | 65535
| High | DLC-Water Heating | DLC-BYOD-Water Heating | Residential Charitable |  | Winter Morning | % of Load | 1 | 2029 | 65535
| High | DLC-Water Heating | DLC-BYOD-Water Heating | Residential Charitable |  | Winter Morning | % of Load | 0 | 2029 | 65535
| High | DLC-Water Heating | DLC-Switch-Water Heating | Residential Charitable |  | Winter Evening | % of Load | 1 | 2029 | 65535
| High | DLC-Water Heating | DLC-Switch-Water Heating | Residential Charitable |  | Winter Evening | % of Load | 0 | 2029 | 65535
| High | DLC-Water Heating | DLC-BYOD-Water Heating | Residential Charitable |  | Winter Evening | % of Load | 1 | 2029 | 65535
| High | DLC-Water Heating | DLC-BYOD-Water Heating | Residential Charitable |  | Winter Evening | % of Load | 0 | 2029 | 65535
| High | C&I Curtailment | DLC-Switch-Water Heating | Small General |  | Winter Morning | % of Load | 1 | 2029 | 65535
| High | C&I Curtailment | DLC-Switch-Water Heating | Small General |  | Winter Morning | % of Load | 0 | 2029 | 65535
| High | C&I Curtailment | DLC-BYOD-Water Heating | Small General |  | Winter Morning | % of Load | 1 | 2029 | 65535
| High | C&I Curtailment | DLC-BYOD-Water Heating | Small General |  | Winter Morning | % of Load | 0 | 2029 | 65535
| High | C&I Curtailment | DLC-Thermostat-DI-Central Heat Pump | Small General |  | Winter Morning | % of Load | 1 | 2029 | 65535
| High | C&I Curtailment | DLC-Thermostat-DI-Central Heat Pump | Small General |  | Winter Morning | % of Load | 0 | 2029 | 65535
| High | C&I Curtailment | DLC-Thermostat-BYOT-Central Heat Pump | Small General |  | Winter Morning | % of Load | 1 | 2029 | 65535
| High | C&I Curtailment | DLC-Thermostat-BYOT-Central Heat Pump | Small General |  | Winter Morning | % of Load | 0 | 2029 | 65535
| High | C&I Curtailment | DLC-Thermostat-HVAC | Small General |  | Winter Morning | % of Load | 1 | 2029 | 65535
| High | C&I Curtailment | DLC-Thermostat-HVAC | Small General |  | Winter Morning | % of Load | 0 | 2029 | 65535
| High | C&I Curtailment | DLC-Thermostat-DI-Baseboard Heating | Small General |  | Winter Morning | % of Load | 1 | 2029 | 65535
| High | C&I Curtailment | DLC-Thermostat-DI-Baseboard Heating | Small General |  | Winter Morning | % of Load | 0 | 2029 | 65535
| High | C&I Curtailment | DLC-Thermostat-BYOT-Baseboard Heating | Small General |  | Winter Morning | % of Load | 1 | 2029 | 65535
| High | C&I Curtailment | DLC-Thermostat-BYOT-Baseboard Heating | Small General |  | Winter Morning | % of Load | 0 | 2029 | 65535
| High | C&I Curtailment | DLC-Thermostat-DI-MSHP | Small General |  | Winter Morning | % of Load | 1 | 2029 | 65535
| High | C&I Curtailment | DLC-Thermostat-DI-MSHP | Small General |  | Winter Morning | % of Load | 0 | 2029 | 65535
| High | C&I Curtailment | DLC-Thermostat-BYOT-MSHP | Small General |  | Winter Morning | % of Load | 1 | 2029 | 65535
| High | C&I Curtailment | DLC-Thermostat-BYOT-MSHP | Small General |  | Winter Morning | % of Load | 0 | 2029 | 65535
| High | C&I Curtailment | C&I Curtailment-Turnkey-Manual HVAC Control | Small General |  | Winter Morning | % of Load | 1 | 2029 | 65535
| High | C&I Curtailment | C&I Curtailment-Turnkey-Manual HVAC Control | Small General |  | Winter Morning | % of Load | 0 | 2029 | 65535
| High | C&I Curtailment | C&I Curtailment-Turnkey-Auto-DR HVAC Control | Small General |  | Winter Morning | % of Load | 1 | 2029 | 65535
| High | C&I Curtailment | C&I Curtailment-Turnkey-Auto-DR HVAC Control | Small General |  | Winter Morning | % of Load | 0 | 2029 | 65535
| High | C&I Curtailment | C&I Curtailment-Turnkey-Standard Lighting Control | Small General |  | Winter Morning | % of Load | 1 | 2029 | 65535
| High | C&I Curtailment | C&I Curtailment-Turnkey-Standard Lighting Control | Small General |  | Winter Morning | % of Load | 0 | 2029 | 65535
| High | C&I Curtailment | C&I Curtailment-Turnkey-Advanced Lighting Control | Small General |  | Winter Morning | % of Load | 1 | 2029 | 65535
| High | C&I Curtailment | C&I Curtailment-Turnkey-Advanced Lighting Control | Small General |  | Winter Morning | % of Load | 0 | 2029 | 65535
| High | C&I Curtailment | C&I Curtailment-Turnkey-Water Heating Control | Small General |  | Winter Morning | % of Load | 1 | 2029 | 65535
| High | C&I Curtailment | C&I Curtailment-Turnkey-Water Heating Control | Small General |  | Winter Morning | % of Load | 0 | 2029 | 65535
| High | C&I Curtailment | C&I Curtailment-Turnkey-Other | Small General |  | Winter Morning | % of Load | 1 | 2029 | 65535
| High | C&I Curtailment | C&I Curtailment-Turnkey-Other | Small General |  | Winter Morning | % of Load | 0 | 2029 | 65535
| High | C&I Curtailment | Dynamic Pricing with enabling tech. | Small General |  | Winter Morning | % of Load | 1 | 2029 | 65535
| High | C&I Curtailment | Dynamic Pricing with enabling tech. | Small General |  | Winter Morning | % of Load | 0 | 2029 | 65535
| High | C&I Curtailment | DLC-Switch-Water Heating | Small General |  | Winter Evening | % of Load | 1 | 2029 | 65535
| High | C&I Curtailment | DLC-Switch-Water Heating | Small General |  | Winter Evening | % of Load | 0 | 2029 | 65535
| High | C&I Curtailment | DLC-BYOD-Water Heating | Small General |  | Winter Evening | % of Load | 1 | 2029 | 65535
| High | C&I Curtailment | DLC-BYOD-Water Heating | Small General |  | Winter Evening | % of Load | 0 | 2029 | 65535
| High | C&I Curtailment | DLC-Thermostat-DI-Central Heat Pump | Small General |  | Winter Evening | % of Load | 1 | 2029 | 65535
| High | C&I Curtailment | DLC-Thermostat-DI-Central Heat Pump | Small General |  | Winter Evening | % of Load | 0 | 2029 | 65535
| High | C&I Curtailment | DLC-Thermostat-BYOT-Central Heat Pump | Small General |  | Winter Evening | % of Load | 1 | 2029 | 65535
| High | C&I Curtailment | DLC-Thermostat-BYOT-Central Heat Pump | Small General |  | Winter Evening | % of Load | 0 | 2029 | 65535
| High | C&I Curtailment | DLC-Thermostat-HVAC | Small General |  | Winter Evening | % of Load | 1 | 2029 | 65535
| High | C&I Curtailment | DLC-Thermostat-HVAC | Small General |  | Winter Evening | % of Load | 0 | 2029 | 65535
| High | C&I Curtailment | DLC-Thermostat-DI-Baseboard Heating | Small General |  | Winter Evening | % of Load | 1 | 2029 | 65535
| High | C&I Curtailment | DLC-Thermostat-DI-Baseboard Heating | Small General |  | Winter Evening | % of Load | 0 | 2029 | 65535
| High | C&I Curtailment | DLC-Thermostat-BYOT-Baseboard Heating | Small General |  | Winter Evening | % of Load | 1 | 2029 | 65535
| High | C&I Curtailment | DLC-Thermostat-BYOT-Baseboard Heating | Small General |  | Winter Evening | % of Load | 0 | 2029 | 65535
| High | C&I Curtailment | DLC-Thermostat-DI-MSHP | Small General |  | Winter Evening | % of Load | 1 | 2029 | 65535
| High | C&I Curtailment | DLC-Thermostat-DI-MSHP | Small General |  | Winter Evening | % of Load | 0 | 2029 | 65535
| High | C&I Curtailment | DLC-Thermostat-BYOT-MSHP | Small General |  | Winter Evening | % of Load | 1 | 2029 | 65535
| High | C&I Curtailment | DLC-Thermostat-BYOT-MSHP | Small General |  | Winter Evening | % of Load | 0 | 2029 | 65535
| High | C&I Curtailment | C&I Curtailment-Turnkey-Manual HVAC Control | Small General |  | Winter Evening | % of Load | 1 | 2029 | 65535
| High | C&I Curtailment | C&I Curtailment-Turnkey-Manual HVAC Control | Small General |  | Winter Evening | % of Load | 0 | 2029 | 65535
| High | C&I Curtailment | C&I Curtailment-Turnkey-Auto-DR HVAC Control | Small General |  | Winter Evening | % of Load | 1 | 2029 | 65535
| High | C&I Curtailment | C&I Curtailment-Turnkey-Auto-DR HVAC Control | Small General |  | Winter Evening | % of Load | 0 | 2029 | 65535
| High | C&I Curtailment | C&I Curtailment-Turnkey-Standard Lighting Control | Small General |  | Winter Evening | % of Load | 1 | 2029 | 65535
| High | C&I Curtailment | C&I Curtailment-Turnkey-Standard Lighting Control | Small General |  | Winter Evening | % of Load | 0 | 2029 | 65535
| High | C&I Curtailment | C&I Curtailment-Turnkey-Advanced Lighting Control | Small General |  | Winter Evening | % of Load | 1 | 2029 | 65535
| High | C&I Curtailment | C&I Curtailment-Turnkey-Advanced Lighting Control | Small General |  | Winter Evening | % of Load | 0 | 2029 | 65535
| High | C&I Curtailment | C&I Curtailment-Turnkey-Water Heating Control | Small General |  | Winter Evening | % of Load | 1 | 2029 | 65535
| High | C&I Curtailment | C&I Curtailment-Turnkey-Water Heating Control | Small General |  | Winter Evening | % of Load | 0 | 2029 | 65535
| High | C&I Curtailment | C&I Curtailment-Turnkey-Other | Small General |  | Winter Evening | % of Load | 1 | 2029 | 65535
| High | C&I Curtailment | C&I Curtailment-Turnkey-Other | Small General |  | Winter Evening | % of Load | 0 | 2029 | 65535
| High | C&I Curtailment | Dynamic Pricing with enabling tech. | Small General |  | Winter Evening | % of Load | 1 | 2029 | 65535
| High | C&I Curtailment | Dynamic Pricing with enabling tech. | Small General |  | Winter Evening | % of Load | 0 | 2029 | 65535
| High | C&I Curtailment | DLC-Switch-Water Heating | General |  | Winter Morning | % of Load | 1 | 2029 | 65535
| High | C&I Curtailment | DLC-Switch-Water Heating | General |  | Winter Morning | % of Load | 0 | 2029 | 65535
| High | C&I Curtailment | DLC-BYOD-Water Heating | General |  | Winter Morning | % of Load | 1 | 2029 | 65535
| High | C&I Curtailment | DLC-BYOD-Water Heating | General |  | Winter Morning | % of Load | 0 | 2029 | 65535
| High | C&I Curtailment | DLC-Thermostat-DI-Central Heat Pump | General |  | Winter Morning | % of Load | 1 | 2029 | 65535
| High | C&I Curtailment | DLC-Thermostat-DI-Central Heat Pump | General |  | Winter Morning | % of Load | 0 | 2029 | 65535
| High | C&I Curtailment | DLC-Thermostat-BYOT-Central Heat Pump | General |  | Winter Morning | % of Load | 1 | 2029 | 65535
| High | C&I Curtailment | DLC-Thermostat-BYOT-Central Heat Pump | General |  | Winter Morning | % of Load | 0 | 2029 | 65535
| High | C&I Curtailment | DLC-Thermostat-HVAC | General |  | Winter Morning | % of Load | 1 | 2029 | 65535
| High | C&I Curtailment | DLC-Thermostat-HVAC | General |  | Winter Morning | % of Load | 0 | 2029 | 65535
| High | C&I Curtailment | DLC-Thermostat-DI-Baseboard Heating | General |  | Winter Morning | % of Load | 1 | 2029 | 65535
| High | C&I Curtailment | DLC-Thermostat-DI-Baseboard Heating | General |  | Winter Morning | % of Load | 0 | 2029 | 65535
| High | C&I Curtailment | DLC-Thermostat-BYOT-Baseboard Heating | General |  | Winter Morning | % of Load | 1 | 2029 | 65535
| High | C&I Curtailment | DLC-Thermostat-BYOT-Baseboard Heating | General |  | Winter Morning | % of Load | 0 | 2029 | 65535
| High | C&I Curtailment | DLC-Thermostat-DI-MSHP | General |  | Winter Morning | % of Load | 1 | 2029 | 65535
| High | C&I Curtailment | DLC-Thermostat-DI-MSHP | General |  | Winter Morning | % of Load | 0 | 2029 | 65535
| High | C&I Curtailment | DLC-Thermostat-BYOT-MSHP | General |  | Winter Morning | % of Load | 1 | 2029 | 65535
| High | C&I Curtailment | DLC-Thermostat-BYOT-MSHP | General |  | Winter Morning | % of Load | 0 | 2029 | 65535
| High | C&I Curtailment | C&I Curtailment-Turnkey-Manual HVAC Control | General |  | Winter Morning | % of Load | 1 | 2029 | 65535
| High | C&I Curtailment | C&I Curtailment-Turnkey-Manual HVAC Control | General |  | Winter Morning | % of Load | 0 | 2029 | 65535
| High | C&I Curtailment | C&I Curtailment-Turnkey-Auto-DR HVAC Control | General |  | Winter Morning | % of Load | 1 | 2029 | 65535
| High | C&I Curtailment | C&I Curtailment-Turnkey-Auto-DR HVAC Control | General |  | Winter Morning | % of Load | 0 | 2029 | 65535
| High | C&I Curtailment | C&I Curtailment-Turnkey-Standard Lighting Control | General |  | Winter Morning | % of Load | 1 | 2029 | 65535
| High | C&I Curtailment | C&I Curtailment-Turnkey-Standard Lighting Control | General |  | Winter Morning | % of Load | 0 | 2029 | 65535
| High | C&I Curtailment | C&I Curtailment-Turnkey-Advanced Lighting Control | General |  | Winter Morning | % of Load | 1 | 2029 | 65535
| High | C&I Curtailment | C&I Curtailment-Turnkey-Advanced Lighting Control | General |  | Winter Morning | % of Load | 0 | 2029 | 65535
| High | C&I Curtailment | C&I Curtailment-Turnkey-Water Heating Control | General |  | Winter Morning | % of Load | 1 | 2029 | 65535
| High | C&I Curtailment | C&I Curtailment-Turnkey-Water Heating Control | General |  | Winter Morning | % of Load | 0 | 2029 | 65535
| High | C&I Curtailment | C&I Curtailment-Turnkey-Other | General |  | Winter Morning | % of Load | 1 | 2029 | 65535
| High | C&I Curtailment | C&I Curtailment-Turnkey-Other | General |  | Winter Morning | % of Load | 0 | 2029 | 65535
| High | C&I Curtailment | DLC-Switch-Water Heating | General |  | Winter Evening | % of Load | 1 | 2029 | 65535
| High | C&I Curtailment | DLC-Switch-Water Heating | General |  | Winter Evening | % of Load | 0 | 2029 | 65535
| High | C&I Curtailment | DLC-BYOD-Water Heating | General |  | Winter Evening | % of Load | 1 | 2029 | 65535
| High | C&I Curtailment | DLC-BYOD-Water Heating | General |  | Winter Evening | % of Load | 0 | 2029 | 65535
| High | C&I Curtailment | DLC-Thermostat-DI-Central Heat Pump | General |  | Winter Evening | % of Load | 1 | 2029 | 65535
| High | C&I Curtailment | DLC-Thermostat-DI-Central Heat Pump | General |  | Winter Evening | % of Load | 0 | 2029 | 65535
| High | C&I Curtailment | DLC-Thermostat-BYOT-Central Heat Pump | General |  | Winter Evening | % of Load | 1 | 2029 | 65535
| High | C&I Curtailment | DLC-Thermostat-BYOT-Central Heat Pump | General |  | Winter Evening | % of Load | 0 | 2029 | 65535
| High | C&I Curtailment | DLC-Thermostat-HVAC | General |  | Winter Evening | % of Load | 1 | 2029 | 65535
| High | C&I Curtailment | DLC-Thermostat-HVAC | General |  | Winter Evening | % of Load | 0 | 2029 | 65535
| High | C&I Curtailment | DLC-Thermostat-DI-Baseboard Heating | General |  | Winter Evening | % of Load | 1 | 2029 | 65535
| High | C&I Curtailment | DLC-Thermostat-DI-Baseboard Heating | General |  | Winter Evening | % of Load | 0 | 2029 | 65535
| High | C&I Curtailment | DLC-Thermostat-BYOT-Baseboard Heating | General |  | Winter Evening | % of Load | 1 | 2029 | 65535
| High | C&I Curtailment | DLC-Thermostat-BYOT-Baseboard Heating | General |  | Winter Evening | % of Load | 0 | 2029 | 65535
| High | C&I Curtailment | DLC-Thermostat-DI-MSHP | General |  | Winter Evening | % of Load | 1 | 2029 | 65535
| High | C&I Curtailment | DLC-Thermostat-DI-MSHP | General |  | Winter Evening | % of Load | 0 | 2029 | 65535
| High | C&I Curtailment | DLC-Thermostat-BYOT-MSHP | General |  | Winter Evening | % of Load | 1 | 2029 | 65535
| High | C&I Curtailment | DLC-Thermostat-BYOT-MSHP | General |  | Winter Evening | % of Load | 0 | 2029 | 65535
| High | C&I Curtailment | C&I Curtailment-Turnkey-Manual HVAC Control | General |  | Winter Evening | % of Load | 1 | 2029 | 65535
| High | C&I Curtailment | C&I Curtailment-Turnkey-Manual HVAC Control | General |  | Winter Evening | % of Load | 0 | 2029 | 65535
| High | C&I Curtailment | C&I Curtailment-Turnkey-Auto-DR HVAC Control | General |  | Winter Evening | % of Load | 1 | 2029 | 65535
| High | C&I Curtailment | C&I Curtailment-Turnkey-Auto-DR HVAC Control | General |  | Winter Evening | % of Load | 0 | 2029 | 65535
| High | C&I Curtailment | C&I Curtailment-Turnkey-Standard Lighting Control | General |  | Winter Evening | % of Load | 1 | 2029 | 65535
| High | C&I Curtailment | C&I Curtailment-Turnkey-Standard Lighting Control | General |  | Winter Evening | % of Load | 0 | 2029 | 65535
| High | C&I Curtailment | C&I Curtailment-Turnkey-Advanced Lighting Control | General |  | Winter Evening | % of Load | 1 | 2029 | 65535
| High | C&I Curtailment | C&I Curtailment-Turnkey-Advanced Lighting Control | General |  | Winter Evening | % of Load | 0 | 2029 | 65535
| High | C&I Curtailment | C&I Curtailment-Turnkey-Water Heating Control | General |  | Winter Evening | % of Load | 1 | 2029 | 65535
| High | C&I Curtailment | C&I Curtailment-Turnkey-Water Heating Control | General |  | Winter Evening | % of Load | 0 | 2029 | 65535
| High | C&I Curtailment | C&I Curtailment-Turnkey-Other | General |  | Winter Evening | % of Load | 1 | 2029 | 65535
| High | C&I Curtailment | C&I Curtailment-Turnkey-Other | General |  | Winter Evening | % of Load | 0 | 2029 | 65535
| High | C&I Curtailment | C&I Curtailment-Turnkey-Manual HVAC Control | Large General |  | Winter Morning | % of Load | 1 | 2029 | 65535
| High | C&I Curtailment | C&I Curtailment-Turnkey-Manual HVAC Control | Large General |  | Winter Morning | % of Load | 0 | 2029 | 65535
| High | C&I Curtailment | C&I Curtailment-Turnkey-Auto-DR HVAC Control | Large General |  | Winter Morning | % of Load | 1 | 2029 | 65535
| High | C&I Curtailment | C&I Curtailment-Turnkey-Auto-DR HVAC Control | Large General |  | Winter Morning | % of Load | 0 | 2029 | 65535
| High | C&I Curtailment | C&I Curtailment-Turnkey-Standard Lighting Control | Large General |  | Winter Morning | % of Load | 1 | 2029 | 65535
| High | C&I Curtailment | C&I Curtailment-Turnkey-Standard Lighting Control | Large General |  | Winter Morning | % of Load | 0 | 2029 | 65535
| High | C&I Curtailment | C&I Curtailment-Turnkey-Water Heating Control | Large General |  | Winter Morning | % of Load | 1 | 2029 | 65535
| High | C&I Curtailment | C&I Curtailment-Turnkey-Water Heating Control | Large General |  | Winter Morning | % of Load | 0 | 2029 | 65535
| High | C&I Curtailment | C&I Curtailment-Turnkey-Other | Large General |  | Winter Morning | % of Load | 1 | 2029 | 65535
| High | C&I Curtailment | C&I Curtailment-Turnkey-Other | Large General |  | Winter Morning | % of Load | 0 | 2029 | 65535
| High | C&I Curtailment | C&I Curtailment-Turnkey-Manual HVAC Control | Large General |  | Winter Evening | % of Load | 1 | 2029 | 65535
| High | C&I Curtailment | C&I Curtailment-Turnkey-Manual HVAC Control | Large General |  | Winter Evening | % of Load | 0 | 2029 | 65535
| High | C&I Curtailment | C&I Curtailment-Turnkey-Auto-DR HVAC Control | Large General |  | Winter Evening | % of Load | 1 | 2029 | 65535
| High | C&I Curtailment | C&I Curtailment-Turnkey-Auto-DR HVAC Control | Large General |  | Winter Evening | % of Load | 0 | 2029 | 65535
| High | C&I Curtailment | C&I Curtailment-Turnkey-Standard Lighting Control | Large General |  | Winter Evening | % of Load | 1 | 2029 | 65535
| High | C&I Curtailment | C&I Curtailment-Turnkey-Standard Lighting Control | Large General |  | Winter Evening | % of Load | 0 | 2029 | 65535
| High | C&I Curtailment | C&I Curtailment-Turnkey-Water Heating Control | Large General |  | Winter Evening | % of Load | 1 | 2029 | 65535
| High | C&I Curtailment | C&I Curtailment-Turnkey-Water Heating Control | Large General |  | Winter Evening | % of Load | 0 | 2029 | 65535
| High | C&I Curtailment | C&I Curtailment-Turnkey-Other | Large General |  | Winter Evening | % of Load | 1 | 2029 | 65535
| High | C&I Curtailment | C&I Curtailment-Turnkey-Other | Large General |  | Winter Evening | % of Load | 0 | 2029 | 65535
| High | C&I Curtailment | DLC-Switch-Water Heating | Small Industrial |  | Winter Morning | % of Load | 1 | 2029 | 65535
| High | C&I Curtailment | DLC-Switch-Water Heating | Small Industrial |  | Winter Morning | % of Load | 0 | 2029 | 65535
| High | C&I Curtailment | DLC-BYOD-Water Heating | Small Industrial |  | Winter Morning | % of Load | 1 | 2029 | 65535
| High | C&I Curtailment | DLC-BYOD-Water Heating | Small Industrial |  | Winter Morning | % of Load | 0 | 2029 | 65535
| High | C&I Curtailment | DLC-Thermostat-DI-Central Heat Pump | Small Industrial |  | Winter Morning | % of Load | 1 | 2029 | 65535
| High | C&I Curtailment | DLC-Thermostat-DI-Central Heat Pump | Small Industrial |  | Winter Morning | % of Load | 0 | 2029 | 65535
| High | C&I Curtailment | DLC-Thermostat-BYOT-Central Heat Pump | Small Industrial |  | Winter Morning | % of Load | 1 | 2029 | 65535
| High | C&I Curtailment | DLC-Thermostat-BYOT-Central Heat Pump | Small Industrial |  | Winter Morning | % of Load | 0 | 2029 | 65535
| High | C&I Curtailment | DLC-Thermostat-HVAC | Small Industrial |  | Winter Morning | % of Load | 1 | 2029 | 65535
| High | C&I Curtailment | DLC-Thermostat-HVAC | Small Industrial |  | Winter Morning | % of Load | 0 | 2029 | 65535
| High | C&I Curtailment | DLC-Thermostat-DI-Baseboard Heating | Small Industrial |  | Winter Morning | % of Load | 1 | 2029 | 65535
| High | C&I Curtailment | DLC-Thermostat-DI-Baseboard Heating | Small Industrial |  | Winter Morning | % of Load | 0 | 2029 | 65535
| High | C&I Curtailment | DLC-Thermostat-BYOT-Baseboard Heating | Small Industrial |  | Winter Morning | % of Load | 1 | 2029 | 65535
| High | C&I Curtailment | DLC-Thermostat-BYOT-Baseboard Heating | Small Industrial |  | Winter Morning | % of Load | 0 | 2029 | 65535
| High | C&I Curtailment | DLC-Thermostat-DI-MSHP | Small Industrial |  | Winter Morning | % of Load | 1 | 2029 | 65535
| High | C&I Curtailment | DLC-Thermostat-DI-MSHP | Small Industrial |  | Winter Morning | % of Load | 0 | 2029 | 65535
| High | C&I Curtailment | DLC-Thermostat-BYOT-MSHP | Small Industrial |  | Winter Morning | % of Load | 1 | 2029 | 65535
| High | C&I Curtailment | DLC-Thermostat-BYOT-MSHP | Small Industrial |  | Winter Morning | % of Load | 0 | 2029 | 65535
| High | C&I Curtailment | C&I Curtailment-Turnkey-Manual HVAC Control | Small Industrial |  | Winter Morning | % of Load | 1 | 2029 | 65535
| High | C&I Curtailment | C&I Curtailment-Turnkey-Manual HVAC Control | Small Industrial |  | Winter Morning | % of Load | 0 | 2029 | 65535
| High | C&I Curtailment | C&I Curtailment-Turnkey-Auto-DR HVAC Control | Small Industrial |  | Winter Morning | % of Load | 1 | 2029 | 65535
| High | C&I Curtailment | C&I Curtailment-Turnkey-Auto-DR HVAC Control | Small Industrial |  | Winter Morning | % of Load | 0 | 2029 | 65535
| High | C&I Curtailment | C&I Curtailment-Turnkey-Standard Lighting Control | Small Industrial |  | Winter Morning | % of Load | 1 | 2029 | 65535
| High | C&I Curtailment | C&I Curtailment-Turnkey-Standard Lighting Control | Small Industrial |  | Winter Morning | % of Load | 0 | 2029 | 65535
| High | C&I Curtailment | C&I Curtailment-Turnkey-Advanced Lighting Control | Small Industrial |  | Winter Morning | % of Load | 1 | 2029 | 65535
| High | C&I Curtailment | C&I Curtailment-Turnkey-Advanced Lighting Control | Small Industrial |  | Winter Morning | % of Load | 0 | 2029 | 65535
| High | C&I Curtailment | C&I Curtailment-Turnkey-Water Heating Control | Small Industrial |  | Winter Morning | % of Load | 1 | 2029 | 65535
| High | C&I Curtailment | C&I Curtailment-Turnkey-Water Heating Control | Small Industrial |  | Winter Morning | % of Load | 0 | 2029 | 65535
| High | C&I Curtailment | C&I Curtailment-Turnkey-Other | Small Industrial |  | Winter Morning | % of Load | 1 | 2029 | 65535
| High | C&I Curtailment | C&I Curtailment-Turnkey-Other | Small Industrial |  | Winter Morning | % of Load | 0 | 2029 | 65535
| High | C&I Curtailment | C&I Curtailment-Turnkey-Industrial | Small Industrial |  | Winter Morning | % of Load | 1 | 2029 | 65535
| High | C&I Curtailment | C&I Curtailment-Turnkey-Industrial | Small Industrial |  | Winter Morning | % of Load | 0 | 2029 | 65535
| High | C&I Curtailment | DLC-Switch-Water Heating | Small Industrial |  | Winter Evening | % of Load | 1 | 2029 | 65535
| High | C&I Curtailment | DLC-Switch-Water Heating | Small Industrial |  | Winter Evening | % of Load | 0 | 2029 | 65535
| High | C&I Curtailment | DLC-BYOD-Water Heating | Small Industrial |  | Winter Evening | % of Load | 1 | 2029 | 65535
| High | C&I Curtailment | DLC-BYOD-Water Heating | Small Industrial |  | Winter Evening | % of Load | 0 | 2029 | 65535
| High | C&I Curtailment | DLC-Thermostat-DI-Central Heat Pump | Small Industrial |  | Winter Evening | % of Load | 1 | 2029 | 65535
| High | C&I Curtailment | DLC-Thermostat-DI-Central Heat Pump | Small Industrial |  | Winter Evening | % of Load | 0 | 2029 | 65535
| High | C&I Curtailment | DLC-Thermostat-BYOT-Central Heat Pump | Small Industrial |  | Winter Evening | % of Load | 1 | 2029 | 65535
| High | C&I Curtailment | DLC-Thermostat-BYOT-Central Heat Pump | Small Industrial |  | Winter Evening | % of Load | 0 | 2029 | 65535
| High | C&I Curtailment | DLC-Thermostat-HVAC | Small Industrial |  | Winter Evening | % of Load | 1 | 2029 | 65535
| High | C&I Curtailment | DLC-Thermostat-HVAC | Small Industrial |  | Winter Evening | % of Load | 0 | 2029 | 65535
| High | C&I Curtailment | DLC-Thermostat-DI-Baseboard Heating | Small Industrial |  | Winter Evening | % of Load | 1 | 2029 | 65535
| High | C&I Curtailment | DLC-Thermostat-DI-Baseboard Heating | Small Industrial |  | Winter Evening | % of Load | 0 | 2029 | 65535
| High | C&I Curtailment | DLC-Thermostat-BYOT-Baseboard Heating | Small Industrial |  | Winter Evening | % of Load | 1 | 2029 | 65535
| High | C&I Curtailment | DLC-Thermostat-BYOT-Baseboard Heating | Small Industrial |  | Winter Evening | % of Load | 0 | 2029 | 65535
| High | C&I Curtailment | DLC-Thermostat-DI-MSHP | Small Industrial |  | Winter Evening | % of Load | 1 | 2029 | 65535
| High | C&I Curtailment | DLC-Thermostat-DI-MSHP | Small Industrial |  | Winter Evening | % of Load | 0 | 2029 | 65535
| High | C&I Curtailment | DLC-Thermostat-BYOT-MSHP | Small Industrial |  | Winter Evening | % of Load | 1 | 2029 | 65535
| High | C&I Curtailment | DLC-Thermostat-BYOT-MSHP | Small Industrial |  | Winter Evening | % of Load | 0 | 2029 | 65535
| High | C&I Curtailment | C&I Curtailment-Turnkey-Manual HVAC Control | Small Industrial |  | Winter Evening | % of Load | 1 | 2029 | 65535
| High | C&I Curtailment | C&I Curtailment-Turnkey-Manual HVAC Control | Small Industrial |  | Winter Evening | % of Load | 0 | 2029 | 65535
| High | C&I Curtailment | C&I Curtailment-Turnkey-Auto-DR HVAC Control | Small Industrial |  | Winter Evening | % of Load | 1 | 2029 | 65535
| High | C&I Curtailment | C&I Curtailment-Turnkey-Auto-DR HVAC Control | Small Industrial |  | Winter Evening | % of Load | 0 | 2029 | 65535
| High | C&I Curtailment | C&I Curtailment-Turnkey-Standard Lighting Control | Small Industrial |  | Winter Evening | % of Load | 1 | 2029 | 65535
| High | C&I Curtailment | C&I Curtailment-Turnkey-Standard Lighting Control | Small Industrial |  | Winter Evening | % of Load | 0 | 2029 | 65535
| High | C&I Curtailment | C&I Curtailment-Turnkey-Advanced Lighting Control | Small Industrial |  | Winter Evening | % of Load | 1 | 2029 | 65535
| High | C&I Curtailment | C&I Curtailment-Turnkey-Advanced Lighting Control | Small Industrial |  | Winter Evening | % of Load | 0 | 2029 | 65535
| High | C&I Curtailment | C&I Curtailment-Turnkey-Water Heating Control | Small Industrial |  | Winter Evening | % of Load | 1 | 2029 | 65535
| High | C&I Curtailment | C&I Curtailment-Turnkey-Water Heating Control | Small Industrial |  | Winter Evening | % of Load | 0 | 2029 | 65535
| High | C&I Curtailment | C&I Curtailment-Turnkey-Other | Small Industrial |  | Winter Evening | % of Load | 1 | 2029 | 65535
| High | C&I Curtailment | C&I Curtailment-Turnkey-Other | Small Industrial |  | Winter Evening | % of Load | 0 | 2029 | 65535
| High | C&I Curtailment | C&I Curtailment-Turnkey-Industrial | Small Industrial |  | Winter Evening | % of Load | 1 | 2029 | 65535
| High | C&I Curtailment | C&I Curtailment-Turnkey-Industrial | Small Industrial |  | Winter Evening | % of Load | 0 | 2029 | 65535
| High | C&I Curtailment | DLC-Switch-Water Heating | Medium Industrial |  | Winter Morning | % of Load | 1 | 2029 | 65535
| High | C&I Curtailment | DLC-Switch-Water Heating | Medium Industrial |  | Winter Morning | % of Load | 0 | 2029 | 65535
| High | C&I Curtailment | DLC-BYOD-Water Heating | Medium Industrial |  | Winter Morning | % of Load | 1 | 2029 | 65535
| High | C&I Curtailment | DLC-BYOD-Water Heating | Medium Industrial |  | Winter Morning | % of Load | 0 | 2029 | 65535
| High | C&I Curtailment | DLC-Thermostat-DI-Central Heat Pump | Medium Industrial |  | Winter Morning | % of Load | 1 | 2029 | 65535
| High | C&I Curtailment | DLC-Thermostat-DI-Central Heat Pump | Medium Industrial |  | Winter Morning | % of Load | 0 | 2029 | 65535
| High | C&I Curtailment | DLC-Thermostat-BYOT-Central Heat Pump | Medium Industrial |  | Winter Morning | % of Load | 1 | 2029 | 65535
| High | C&I Curtailment | DLC-Thermostat-BYOT-Central Heat Pump | Medium Industrial |  | Winter Morning | % of Load | 0 | 2029 | 65535
| High | C&I Curtailment | DLC-Thermostat-HVAC | Medium Industrial |  | Winter Morning | % of Load | 1 | 2029 | 65535
| High | C&I Curtailment | DLC-Thermostat-HVAC | Medium Industrial |  | Winter Morning | % of Load | 0 | 2029 | 65535
| High | C&I Curtailment | DLC-Thermostat-DI-Baseboard Heating | Medium Industrial |  | Winter Morning | % of Load | 1 | 2029 | 65535
| High | C&I Curtailment | DLC-Thermostat-DI-Baseboard Heating | Medium Industrial |  | Winter Morning | % of Load | 0 | 2029 | 65535
| High | C&I Curtailment | DLC-Thermostat-BYOT-Baseboard Heating | Medium Industrial |  | Winter Morning | % of Load | 1 | 2029 | 65535
| High | C&I Curtailment | DLC-Thermostat-BYOT-Baseboard Heating | Medium Industrial |  | Winter Morning | % of Load | 0 | 2029 | 65535
| High | C&I Curtailment | DLC-Thermostat-DI-MSHP | Medium Industrial |  | Winter Morning | % of Load | 1 | 2029 | 65535
| High | C&I Curtailment | DLC-Thermostat-DI-MSHP | Medium Industrial |  | Winter Morning | % of Load | 0 | 2029 | 65535
| High | C&I Curtailment | DLC-Thermostat-BYOT-MSHP | Medium Industrial |  | Winter Morning | % of Load | 1 | 2029 | 65535
| High | C&I Curtailment | DLC-Thermostat-BYOT-MSHP | Medium Industrial |  | Winter Morning | % of Load | 0 | 2029 | 65535
| High | C&I Curtailment | C&I Curtailment-Turnkey-Manual HVAC Control | Medium Industrial |  | Winter Morning | % of Load | 1 | 2029 | 65535
| High | C&I Curtailment | C&I Curtailment-Turnkey-Manual HVAC Control | Medium Industrial |  | Winter Morning | % of Load | 0 | 2029 | 65535
| High | C&I Curtailment | C&I Curtailment-Turnkey-Auto-DR HVAC Control | Medium Industrial |  | Winter Morning | % of Load | 1 | 2029 | 65535
| High | C&I Curtailment | C&I Curtailment-Turnkey-Auto-DR HVAC Control | Medium Industrial |  | Winter Morning | % of Load | 0 | 2029 | 65535
| High | C&I Curtailment | C&I Curtailment-Turnkey-Standard Lighting Control | Medium Industrial |  | Winter Morning | % of Load | 1 | 2029 | 65535
| High | C&I Curtailment | C&I Curtailment-Turnkey-Standard Lighting Control | Medium Industrial |  | Winter Morning | % of Load | 0 | 2029 | 65535
| High | C&I Curtailment | C&I Curtailment-Turnkey-Advanced Lighting Control | Medium Industrial |  | Winter Morning | % of Load | 1 | 2029 | 65535
| High | C&I Curtailment | C&I Curtailment-Turnkey-Advanced Lighting Control | Medium Industrial |  | Winter Morning | % of Load | 0 | 2029 | 65535
| High | C&I Curtailment | C&I Curtailment-Turnkey-Water Heating Control | Medium Industrial |  | Winter Morning | % of Load | 1 | 2029 | 65535
| High | C&I Curtailment | C&I Curtailment-Turnkey-Water Heating Control | Medium Industrial |  | Winter Morning | % of Load | 0 | 2029 | 65535
| High | C&I Curtailment | C&I Curtailment-Turnkey-Other | Medium Industrial |  | Winter Morning | % of Load | 1 | 2029 | 65535
| High | C&I Curtailment | C&I Curtailment-Turnkey-Other | Medium Industrial |  | Winter Morning | % of Load | 0 | 2029 | 65535
| High | C&I Curtailment | DLC-Switch-Water Heating | Medium Industrial |  | Winter Evening | % of Load | 1 | 2029 | 65535
| High | C&I Curtailment | DLC-Switch-Water Heating | Medium Industrial |  | Winter Evening | % of Load | 0 | 2029 | 65535
| High | C&I Curtailment | DLC-BYOD-Water Heating | Medium Industrial |  | Winter Evening | % of Load | 1 | 2029 | 65535
| High | C&I Curtailment | DLC-BYOD-Water Heating | Medium Industrial |  | Winter Evening | % of Load | 0 | 2029 | 65535
| High | C&I Curtailment | DLC-Thermostat-DI-Central Heat Pump | Medium Industrial |  | Winter Evening | % of Load | 1 | 2029 | 65535
| High | C&I Curtailment | DLC-Thermostat-DI-Central Heat Pump | Medium Industrial |  | Winter Evening | % of Load | 0 | 2029 | 65535
| High | C&I Curtailment | DLC-Thermostat-BYOT-Central Heat Pump | Medium Industrial |  | Winter Evening | % of Load | 1 | 2029 | 65535
| High | C&I Curtailment | DLC-Thermostat-BYOT-Central Heat Pump | Medium Industrial |  | Winter Evening | % of Load | 0 | 2029 | 65535
| High | C&I Curtailment | DLC-Thermostat-HVAC | Medium Industrial |  | Winter Evening | % of Load | 1 | 2029 | 65535
| High | C&I Curtailment | DLC-Thermostat-HVAC | Medium Industrial |  | Winter Evening | % of Load | 0 | 2029 | 65535
| High | C&I Curtailment | DLC-Thermostat-DI-Baseboard Heating | Medium Industrial |  | Winter Evening | % of Load | 1 | 2029 | 65535
| High | C&I Curtailment | DLC-Thermostat-DI-Baseboard Heating | Medium Industrial |  | Winter Evening | % of Load | 0 | 2029 | 65535
| High | C&I Curtailment | DLC-Thermostat-BYOT-Baseboard Heating | Medium Industrial |  | Winter Evening | % of Load | 1 | 2029 | 65535
| High | C&I Curtailment | DLC-Thermostat-BYOT-Baseboard Heating | Medium Industrial |  | Winter Evening | % of Load | 0 | 2029 | 65535
| High | C&I Curtailment | DLC-Thermostat-DI-MSHP | Medium Industrial |  | Winter Evening | % of Load | 1 | 2029 | 65535
| High | C&I Curtailment | DLC-Thermostat-DI-MSHP | Medium Industrial |  | Winter Evening | % of Load | 0 | 2029 | 65535
| High | C&I Curtailment | DLC-Thermostat-BYOT-MSHP | Medium Industrial |  | Winter Evening | % of Load | 1 | 2029 | 65535
| High | C&I Curtailment | DLC-Thermostat-BYOT-MSHP | Medium Industrial |  | Winter Evening | % of Load | 0 | 2029 | 65535
| High | C&I Curtailment | C&I Curtailment-Turnkey-Manual HVAC Control | Medium Industrial |  | Winter Evening | % of Load | 1 | 2029 | 65535
| High | C&I Curtailment | C&I Curtailment-Turnkey-Manual HVAC Control | Medium Industrial |  | Winter Evening | % of Load | 0 | 2029 | 65535
| High | C&I Curtailment | C&I Curtailment-Turnkey-Auto-DR HVAC Control | Medium Industrial |  | Winter Evening | % of Load | 1 | 2029 | 65535
| High | C&I Curtailment | C&I Curtailment-Turnkey-Auto-DR HVAC Control | Medium Industrial |  | Winter Evening | % of Load | 0 | 2029 | 65535
| High | C&I Curtailment | C&I Curtailment-Turnkey-Standard Lighting Control | Medium Industrial |  | Winter Evening | % of Load | 1 | 2029 | 65535
| High | C&I Curtailment | C&I Curtailment-Turnkey-Standard Lighting Control | Medium Industrial |  | Winter Evening | % of Load | 0 | 2029 | 65535
| High | C&I Curtailment | C&I Curtailment-Turnkey-Advanced Lighting Control | Medium Industrial |  | Winter Evening | % of Load | 1 | 2029 | 65535
| High | C&I Curtailment | C&I Curtailment-Turnkey-Advanced Lighting Control | Medium Industrial |  | Winter Evening | % of Load | 0 | 2029 | 65535
| High | C&I Curtailment | C&I Curtailment-Turnkey-Water Heating Control | Medium Industrial |  | Winter Evening | % of Load | 1 | 2029 | 65535
| High | C&I Curtailment | C&I Curtailment-Turnkey-Water Heating Control | Medium Industrial |  | Winter Evening | % of Load | 0 | 2029 | 65535
| High | C&I Curtailment | C&I Curtailment-Turnkey-Other | Medium Industrial |  | Winter Evening | % of Load | 1 | 2029 | 65535
| High | C&I Curtailment | C&I Curtailment-Turnkey-Other | Medium Industrial |  | Winter Evening | % of Load | 0 | 2029 | 65535
| High | C&I Curtailment | C&I Curtailment-Turnkey-Manual HVAC Control | Large Industrial |  | Winter Morning | % of Load | 1 | 2029 | 65535
| High | C&I Curtailment | C&I Curtailment-Turnkey-Manual HVAC Control | Large Industrial |  | Winter Morning | % of Load | 0 | 2029 | 65535
| High | C&I Curtailment | C&I Curtailment-Turnkey-Auto-DR HVAC Control | Large Industrial |  | Winter Morning | % of Load | 1 | 2029 | 65535
| High | C&I Curtailment | C&I Curtailment-Turnkey-Auto-DR HVAC Control | Large Industrial |  | Winter Morning | % of Load | 0 | 2029 | 65535
| High | C&I Curtailment | C&I Curtailment-Turnkey-Standard Lighting Control | Large Industrial |  | Winter Morning | % of Load | 1 | 2029 | 65535
| High | C&I Curtailment | C&I Curtailment-Turnkey-Standard Lighting Control | Large Industrial |  | Winter Morning | % of Load | 0 | 2029 | 65535
| High | C&I Curtailment | C&I Curtailment-Turnkey-Water Heating Control | Large Industrial |  | Winter Morning | % of Load | 1 | 2029 | 65535
| High | C&I Curtailment | C&I Curtailment-Turnkey-Water Heating Control | Large Industrial |  | Winter Morning | % of Load | 0 | 2029 | 65535
| High | C&I Curtailment | C&I Curtailment-Turnkey-Other | Large Industrial |  | Winter Morning | % of Load | 1 | 2029 | 65535
| High | C&I Curtailment | C&I Curtailment-Turnkey-Other | Large Industrial |  | Winter Morning | % of Load | 0 | 2029 | 65535
| High | C&I Curtailment | C&I Curtailment-Turnkey-Industrial | Large Industrial |  | Winter Morning | % of Load | 1 | 2029 | 65535
| High | C&I Curtailment | C&I Curtailment-Turnkey-Industrial | Large Industrial |  | Winter Morning | % of Load | 0 | 2029 | 65535
| High | C&I Curtailment | C&I Curtailment-Turnkey-Manual HVAC Control | Large Industrial |  | Winter Evening | % of Load | 1 | 2029 | 65535
| High | C&I Curtailment | C&I Curtailment-Turnkey-Manual HVAC Control | Large Industrial |  | Winter Evening | % of Load | 0 | 2029 | 65535
| High | C&I Curtailment | C&I Curtailment-Turnkey-Auto-DR HVAC Control | Large Industrial |  | Winter Evening | % of Load | 1 | 2029 | 65535
| High | C&I Curtailment | C&I Curtailment-Turnkey-Auto-DR HVAC Control | Large Industrial |  | Winter Evening | % of Load | 0 | 2029 | 65535
| High | C&I Curtailment | C&I Curtailment-Turnkey-Standard Lighting Control | Large Industrial |  | Winter Evening | % of Load | 1 | 2029 | 65535
| High | C&I Curtailment | C&I Curtailment-Turnkey-Standard Lighting Control | Large Industrial |  | Winter Evening | % of Load | 0 | 2029 | 65535
| High | C&I Curtailment | C&I Curtailment-Turnkey-Water Heating Control | Large Industrial |  | Winter Evening | % of Load | 1 | 2029 | 65535
| High | C&I Curtailment | C&I Curtailment-Turnkey-Water Heating Control | Large Industrial |  | Winter Evening | % of Load | 0 | 2029 | 65535
| High | C&I Curtailment | C&I Curtailment-Turnkey-Other | Large Industrial |  | Winter Evening | % of Load | 1 | 2029 | 65535
| High | C&I Curtailment | C&I Curtailment-Turnkey-Other | Large Industrial |  | Winter Evening | % of Load | 0 | 2029 | 65535
| High | C&I Curtailment | C&I Curtailment-Turnkey-Industrial | Large Industrial |  | Winter Evening | % of Load | 1 | 2029 | 65535
| High | C&I Curtailment | C&I Curtailment-Turnkey-Industrial | Large Industrial |  | Winter Evening | % of Load | 0 | 2029 | 65535
| High | Dynamic Pricing | DLC-Switch-Water Heating | Small General |  | Winter Morning | % of Load | 1 | 2029 | 65535
| High | Dynamic Pricing | DLC-Switch-Water Heating | Small General |  | Winter Morning | % of Load | 0 | 2029 | 65535
| High | Dynamic Pricing | DLC-BYOD-Water Heating | Small General |  | Winter Morning | % of Load | 1 | 2029 | 65535
| High | Dynamic Pricing | DLC-BYOD-Water Heating | Small General |  | Winter Morning | % of Load | 0 | 2029 | 65535
| High | Dynamic Pricing | DLC-Thermostat-DI-Central Heat Pump | Small General |  | Winter Morning | % of Load | 1 | 2029 | 65535
| High | Dynamic Pricing | DLC-Thermostat-DI-Central Heat Pump | Small General |  | Winter Morning | % of Load | 0 | 2029 | 65535
| High | Dynamic Pricing | DLC-Thermostat-BYOT-Central Heat Pump | Small General |  | Winter Morning | % of Load | 1 | 2029 | 65535
| High | Dynamic Pricing | DLC-Thermostat-BYOT-Central Heat Pump | Small General |  | Winter Morning | % of Load | 0 | 2029 | 65535
| High | Dynamic Pricing | DLC-Thermostat-HVAC | Small General |  | Winter Morning | % of Load | 1 | 2029 | 65535
| High | Dynamic Pricing | DLC-Thermostat-HVAC | Small General |  | Winter Morning | % of Load | 0 | 2029 | 65535
| High | Dynamic Pricing | DLC-Thermostat-DI-Baseboard Heating | Small General |  | Winter Morning | % of Load | 1 | 2029 | 65535
| High | Dynamic Pricing | DLC-Thermostat-DI-Baseboard Heating | Small General |  | Winter Morning | % of Load | 0 | 2029 | 65535
| High | Dynamic Pricing | DLC-Thermostat-BYOT-Baseboard Heating | Small General |  | Winter Morning | % of Load | 1 | 2029 | 65535
| High | Dynamic Pricing | DLC-Thermostat-BYOT-Baseboard Heating | Small General |  | Winter Morning | % of Load | 0 | 2029 | 65535
| High | Dynamic Pricing | DLC-Thermostat-DI-MSHP | Small General |  | Winter Morning | % of Load | 1 | 2029 | 65535
| High | Dynamic Pricing | DLC-Thermostat-DI-MSHP | Small General |  | Winter Morning | % of Load | 0 | 2029 | 65535
| High | Dynamic Pricing | DLC-Thermostat-BYOT-MSHP | Small General |  | Winter Morning | % of Load | 1 | 2029 | 65535
| High | Dynamic Pricing | DLC-Thermostat-BYOT-MSHP | Small General |  | Winter Morning | % of Load | 0 | 2029 | 65535
| High | Dynamic Pricing | C&I Curtailment-Turnkey-Manual HVAC Control | Small General |  | Winter Morning | % of Load | 1 | 2029 | 65535
| High | Dynamic Pricing | C&I Curtailment-Turnkey-Manual HVAC Control | Small General |  | Winter Morning | % of Load | 0 | 2029 | 65535
| High | Dynamic Pricing | C&I Curtailment-Turnkey-Auto-DR HVAC Control | Small General |  | Winter Morning | % of Load | 1 | 2029 | 65535
| High | Dynamic Pricing | C&I Curtailment-Turnkey-Auto-DR HVAC Control | Small General |  | Winter Morning | % of Load | 0 | 2029 | 65535
| High | Dynamic Pricing | C&I Curtailment-Turnkey-Standard Lighting Control | Small General |  | Winter Morning | % of Load | 1 | 2029 | 65535
| High | Dynamic Pricing | C&I Curtailment-Turnkey-Standard Lighting Control | Small General |  | Winter Morning | % of Load | 0 | 2029 | 65535
| High | Dynamic Pricing | C&I Curtailment-Turnkey-Advanced Lighting Control | Small General |  | Winter Morning | % of Load | 1 | 2029 | 65535
| High | Dynamic Pricing | C&I Curtailment-Turnkey-Advanced Lighting Control | Small General |  | Winter Morning | % of Load | 0 | 2029 | 65535
| High | Dynamic Pricing | C&I Curtailment-Turnkey-Water Heating Control | Small General |  | Winter Morning | % of Load | 1 | 2029 | 65535
| High | Dynamic Pricing | C&I Curtailment-Turnkey-Water Heating Control | Small General |  | Winter Morning | % of Load | 0 | 2029 | 65535
| High | Dynamic Pricing | C&I Curtailment-Turnkey-Other | Small General |  | Winter Morning | % of Load | 1 | 2029 | 65535
| High | Dynamic Pricing | C&I Curtailment-Turnkey-Other | Small General |  | Winter Morning | % of Load | 0 | 2029 | 65535
| High | Dynamic Pricing | Dynamic Pricing with enabling tech. | Small General |  | Winter Morning | % of Load | 1 | 2029 | 65535
| High | Dynamic Pricing | Dynamic Pricing with enabling tech. | Small General |  | Winter Morning | % of Load | 0 | 2029 | 65535
| High | Dynamic Pricing | Dynamic Pricing w/o enabling tech. | Small General |  | Winter Morning | % of Load | 1 | 2029 | 65535
| High | Dynamic Pricing | Dynamic Pricing w/o enabling tech. | Small General |  | Winter Morning | % of Load | 0 | 2029 | 65535
| High | Dynamic Pricing | DLC-Switch-Water Heating | Small General |  | Winter Evening | % of Load | 1 | 2029 | 65535
| High | Dynamic Pricing | DLC-Switch-Water Heating | Small General |  | Winter Evening | % of Load | 0 | 2029 | 65535
| High | Dynamic Pricing | DLC-BYOD-Water Heating | Small General |  | Winter Evening | % of Load | 1 | 2029 | 65535
| High | Dynamic Pricing | DLC-BYOD-Water Heating | Small General |  | Winter Evening | % of Load | 0 | 2029 | 65535
| High | Dynamic Pricing | DLC-Thermostat-DI-Central Heat Pump | Small General |  | Winter Evening | % of Load | 1 | 2029 | 65535
| High | Dynamic Pricing | DLC-Thermostat-DI-Central Heat Pump | Small General |  | Winter Evening | % of Load | 0 | 2029 | 65535
| High | Dynamic Pricing | DLC-Thermostat-BYOT-Central Heat Pump | Small General |  | Winter Evening | % of Load | 1 | 2029 | 65535
| High | Dynamic Pricing | DLC-Thermostat-BYOT-Central Heat Pump | Small General |  | Winter Evening | % of Load | 0 | 2029 | 65535
| High | Dynamic Pricing | DLC-Thermostat-HVAC | Small General |  | Winter Evening | % of Load | 1 | 2029 | 65535
| High | Dynamic Pricing | DLC-Thermostat-HVAC | Small General |  | Winter Evening | % of Load | 0 | 2029 | 65535
| High | Dynamic Pricing | DLC-Thermostat-DI-Baseboard Heating | Small General |  | Winter Evening | % of Load | 1 | 2029 | 65535
| High | Dynamic Pricing | DLC-Thermostat-DI-Baseboard Heating | Small General |  | Winter Evening | % of Load | 0 | 2029 | 65535
| High | Dynamic Pricing | DLC-Thermostat-BYOT-Baseboard Heating | Small General |  | Winter Evening | % of Load | 1 | 2029 | 65535
| High | Dynamic Pricing | DLC-Thermostat-BYOT-Baseboard Heating | Small General |  | Winter Evening | % of Load | 0 | 2029 | 65535
| High | Dynamic Pricing | DLC-Thermostat-DI-MSHP | Small General |  | Winter Evening | % of Load | 1 | 2029 | 65535
| High | Dynamic Pricing | DLC-Thermostat-DI-MSHP | Small General |  | Winter Evening | % of Load | 0 | 2029 | 65535
| High | Dynamic Pricing | DLC-Thermostat-BYOT-MSHP | Small General |  | Winter Evening | % of Load | 1 | 2029 | 65535
| High | Dynamic Pricing | DLC-Thermostat-BYOT-MSHP | Small General |  | Winter Evening | % of Load | 0 | 2029 | 65535
| High | Dynamic Pricing | C&I Curtailment-Turnkey-Manual HVAC Control | Small General |  | Winter Evening | % of Load | 1 | 2029 | 65535
| High | Dynamic Pricing | C&I Curtailment-Turnkey-Manual HVAC Control | Small General |  | Winter Evening | % of Load | 0 | 2029 | 65535
| High | Dynamic Pricing | C&I Curtailment-Turnkey-Auto-DR HVAC Control | Small General |  | Winter Evening | % of Load | 1 | 2029 | 65535
| High | Dynamic Pricing | C&I Curtailment-Turnkey-Auto-DR HVAC Control | Small General |  | Winter Evening | % of Load | 0 | 2029 | 65535
| High | Dynamic Pricing | C&I Curtailment-Turnkey-Standard Lighting Control | Small General |  | Winter Evening | % of Load | 1 | 2029 | 65535
| High | Dynamic Pricing | C&I Curtailment-Turnkey-Standard Lighting Control | Small General |  | Winter Evening | % of Load | 0 | 2029 | 65535
| High | Dynamic Pricing | C&I Curtailment-Turnkey-Advanced Lighting Control | Small General |  | Winter Evening | % of Load | 1 | 2029 | 65535
| High | Dynamic Pricing | C&I Curtailment-Turnkey-Advanced Lighting Control | Small General |  | Winter Evening | % of Load | 0 | 2029 | 65535
| High | Dynamic Pricing | C&I Curtailment-Turnkey-Water Heating Control | Small General |  | Winter Evening | % of Load | 1 | 2029 | 65535
| High | Dynamic Pricing | C&I Curtailment-Turnkey-Water Heating Control | Small General |  | Winter Evening | % of Load | 0 | 2029 | 65535
| High | Dynamic Pricing | C&I Curtailment-Turnkey-Other | Small General |  | Winter Evening | % of Load | 1 | 2029 | 65535
| High | Dynamic Pricing | C&I Curtailment-Turnkey-Other | Small General |  | Winter Evening | % of Load | 0 | 2029 | 65535
| High | Dynamic Pricing | Dynamic Pricing with enabling tech. | Small General |  | Winter Evening | % of Load | 1 | 2029 | 65535
| High | Dynamic Pricing | Dynamic Pricing with enabling tech. | Small General |  | Winter Evening | % of Load | 0 | 2029 | 65535
| High | Dynamic Pricing | Dynamic Pricing w/o enabling tech. | Small General |  | Winter Evening | % of Load | 1 | 2029 | 65535
| High | Dynamic Pricing | Dynamic Pricing w/o enabling tech. | Small General |  | Winter Evening | % of Load | 0 | 2029 | 65535
| High | Dynamic Pricing | DLC-Switch-Water Heating | General |  | Winter Morning | % of Load | 1 | 2029 | 65535
| High | Dynamic Pricing | DLC-Switch-Water Heating | General |  | Winter Morning | % of Load | 0 | 2029 | 65535
| High | Dynamic Pricing | DLC-BYOD-Water Heating | General |  | Winter Morning | % of Load | 1 | 2029 | 65535
| High | Dynamic Pricing | DLC-BYOD-Water Heating | General |  | Winter Morning | % of Load | 0 | 2029 | 65535
| High | Dynamic Pricing | DLC-Thermostat-DI-Central Heat Pump | General |  | Winter Morning | % of Load | 1 | 2029 | 65535
| High | Dynamic Pricing | DLC-Thermostat-DI-Central Heat Pump | General |  | Winter Morning | % of Load | 0 | 2029 | 65535
| High | Dynamic Pricing | DLC-Thermostat-BYOT-Central Heat Pump | General |  | Winter Morning | % of Load | 1 | 2029 | 65535
| High | Dynamic Pricing | DLC-Thermostat-BYOT-Central Heat Pump | General |  | Winter Morning | % of Load | 0 | 2029 | 65535
| High | Dynamic Pricing | DLC-Thermostat-HVAC | General |  | Winter Morning | % of Load | 1 | 2029 | 65535
| High | Dynamic Pricing | DLC-Thermostat-HVAC | General |  | Winter Morning | % of Load | 0 | 2029 | 65535
| High | Dynamic Pricing | DLC-Thermostat-DI-Baseboard Heating | General |  | Winter Morning | % of Load | 1 | 2029 | 65535
| High | Dynamic Pricing | DLC-Thermostat-DI-Baseboard Heating | General |  | Winter Morning | % of Load | 0 | 2029 | 65535
| High | Dynamic Pricing | DLC-Thermostat-BYOT-Baseboard Heating | General |  | Winter Morning | % of Load | 1 | 2029 | 65535
| High | Dynamic Pricing | DLC-Thermostat-BYOT-Baseboard Heating | General |  | Winter Morning | % of Load | 0 | 2029 | 65535
| High | Dynamic Pricing | DLC-Thermostat-DI-MSHP | General |  | Winter Morning | % of Load | 1 | 2029 | 65535
| High | Dynamic Pricing | DLC-Thermostat-DI-MSHP | General |  | Winter Morning | % of Load | 0 | 2029 | 65535
| High | Dynamic Pricing | DLC-Thermostat-BYOT-MSHP | General |  | Winter Morning | % of Load | 1 | 2029 | 65535
| High | Dynamic Pricing | DLC-Thermostat-BYOT-MSHP | General |  | Winter Morning | % of Load | 0 | 2029 | 65535
| High | Dynamic Pricing | C&I Curtailment-Turnkey-Manual HVAC Control | General |  | Winter Morning | % of Load | 1 | 2029 | 65535
| High | Dynamic Pricing | C&I Curtailment-Turnkey-Manual HVAC Control | General |  | Winter Morning | % of Load | 0 | 2029 | 65535
| High | Dynamic Pricing | C&I Curtailment-Turnkey-Auto-DR HVAC Control | General |  | Winter Morning | % of Load | 1 | 2029 | 65535
| High | Dynamic Pricing | C&I Curtailment-Turnkey-Auto-DR HVAC Control | General |  | Winter Morning | % of Load | 0 | 2029 | 65535
| High | Dynamic Pricing | C&I Curtailment-Turnkey-Standard Lighting Control | General |  | Winter Morning | % of Load | 1 | 2029 | 65535
| High | Dynamic Pricing | C&I Curtailment-Turnkey-Standard Lighting Control | General |  | Winter Morning | % of Load | 0 | 2029 | 65535
| High | Dynamic Pricing | C&I Curtailment-Turnkey-Advanced Lighting Control | General |  | Winter Morning | % of Load | 1 | 2029 | 65535
| High | Dynamic Pricing | C&I Curtailment-Turnkey-Advanced Lighting Control | General |  | Winter Morning | % of Load | 0 | 2029 | 65535
| High | Dynamic Pricing | C&I Curtailment-Turnkey-Water Heating Control | General |  | Winter Morning | % of Load | 1 | 2029 | 65535
| High | Dynamic Pricing | C&I Curtailment-Turnkey-Water Heating Control | General |  | Winter Morning | % of Load | 0 | 2029 | 65535
| High | Dynamic Pricing | C&I Curtailment-Turnkey-Other | General |  | Winter Morning | % of Load | 1 | 2029 | 65535
| High | Dynamic Pricing | C&I Curtailment-Turnkey-Other | General |  | Winter Morning | % of Load | 0 | 2029 | 65535
| High | Dynamic Pricing | Dynamic Pricing with enabling tech. | General |  | Winter Morning | % of Load | 1 | 2029 | 65535
| High | Dynamic Pricing | Dynamic Pricing with enabling tech. | General |  | Winter Morning | % of Load | 0 | 2029 | 65535
| High | Dynamic Pricing | Dynamic Pricing w/o enabling tech. | General |  | Winter Morning | % of Load | 1 | 2029 | 65535
| High | Dynamic Pricing | Dynamic Pricing w/o enabling tech. | General |  | Winter Morning | % of Load | 0 | 2029 | 65535
| High | Dynamic Pricing | DLC-Switch-Water Heating | General |  | Winter Evening | % of Load | 1 | 2029 | 65535
| High | Dynamic Pricing | DLC-Switch-Water Heating | General |  | Winter Evening | % of Load | 0 | 2029 | 65535
| High | Dynamic Pricing | DLC-BYOD-Water Heating | General |  | Winter Evening | % of Load | 1 | 2029 | 65535
| High | Dynamic Pricing | DLC-BYOD-Water Heating | General |  | Winter Evening | % of Load | 0 | 2029 | 65535
| High | Dynamic Pricing | DLC-Thermostat-DI-Central Heat Pump | General |  | Winter Evening | % of Load | 1 | 2029 | 65535
| High | Dynamic Pricing | DLC-Thermostat-DI-Central Heat Pump | General |  | Winter Evening | % of Load | 0 | 2029 | 65535
| High | Dynamic Pricing | DLC-Thermostat-BYOT-Central Heat Pump | General |  | Winter Evening | % of Load | 1 | 2029 | 65535
| High | Dynamic Pricing | DLC-Thermostat-BYOT-Central Heat Pump | General |  | Winter Evening | % of Load | 0 | 2029 | 65535
| High | Dynamic Pricing | DLC-Thermostat-HVAC | General |  | Winter Evening | % of Load | 1 | 2029 | 65535
| High | Dynamic Pricing | DLC-Thermostat-HVAC | General |  | Winter Evening | % of Load | 0 | 2029 | 65535
| High | Dynamic Pricing | DLC-Thermostat-DI-Baseboard Heating | General |  | Winter Evening | % of Load | 1 | 2029 | 65535
| High | Dynamic Pricing | DLC-Thermostat-DI-Baseboard Heating | General |  | Winter Evening | % of Load | 0 | 2029 | 65535
| High | Dynamic Pricing | DLC-Thermostat-BYOT-Baseboard Heating | General |  | Winter Evening | % of Load | 1 | 2029 | 65535
| High | Dynamic Pricing | DLC-Thermostat-BYOT-Baseboard Heating | General |  | Winter Evening | % of Load | 0 | 2029 | 65535
| High | Dynamic Pricing | DLC-Thermostat-DI-MSHP | General |  | Winter Evening | % of Load | 1 | 2029 | 65535
| High | Dynamic Pricing | DLC-Thermostat-DI-MSHP | General |  | Winter Evening | % of Load | 0 | 2029 | 65535
| High | Dynamic Pricing | DLC-Thermostat-BYOT-MSHP | General |  | Winter Evening | % of Load | 1 | 2029 | 65535
| High | Dynamic Pricing | DLC-Thermostat-BYOT-MSHP | General |  | Winter Evening | % of Load | 0 | 2029 | 65535
| High | Dynamic Pricing | C&I Curtailment-Turnkey-Manual HVAC Control | General |  | Winter Evening | % of Load | 1 | 2029 | 65535
| High | Dynamic Pricing | C&I Curtailment-Turnkey-Manual HVAC Control | General |  | Winter Evening | % of Load | 0 | 2029 | 65535
| High | Dynamic Pricing | C&I Curtailment-Turnkey-Auto-DR HVAC Control | General |  | Winter Evening | % of Load | 1 | 2029 | 65535
| High | Dynamic Pricing | C&I Curtailment-Turnkey-Auto-DR HVAC Control | General |  | Winter Evening | % of Load | 0 | 2029 | 65535
| High | Dynamic Pricing | C&I Curtailment-Turnkey-Standard Lighting Control | General |  | Winter Evening | % of Load | 1 | 2029 | 65535
| High | Dynamic Pricing | C&I Curtailment-Turnkey-Standard Lighting Control | General |  | Winter Evening | % of Load | 0 | 2029 | 65535
| High | Dynamic Pricing | C&I Curtailment-Turnkey-Advanced Lighting Control | General |  | Winter Evening | % of Load | 1 | 2029 | 65535
| High | Dynamic Pricing | C&I Curtailment-Turnkey-Advanced Lighting Control | General |  | Winter Evening | % of Load | 0 | 2029 | 65535
| High | Dynamic Pricing | C&I Curtailment-Turnkey-Water Heating Control | General |  | Winter Evening | % of Load | 1 | 2029 | 65535
| High | Dynamic Pricing | C&I Curtailment-Turnkey-Water Heating Control | General |  | Winter Evening | % of Load | 0 | 2029 | 65535
| High | Dynamic Pricing | C&I Curtailment-Turnkey-Other | General |  | Winter Evening | % of Load | 1 | 2029 | 65535
| High | Dynamic Pricing | C&I Curtailment-Turnkey-Other | General |  | Winter Evening | % of Load | 0 | 2029 | 65535
| High | Dynamic Pricing | Dynamic Pricing with enabling tech. | General |  | Winter Evening | % of Load | 1 | 2029 | 65535
| High | Dynamic Pricing | Dynamic Pricing with enabling tech. | General |  | Winter Evening | % of Load | 0 | 2029 | 65535
| High | Dynamic Pricing | Dynamic Pricing w/o enabling tech. | General |  | Winter Evening | % of Load | 1 | 2029 | 65535
| High | Dynamic Pricing | Dynamic Pricing w/o enabling tech. | General |  | Winter Evening | % of Load | 0 | 2029 | 65535
| High | Dynamic Pricing | Dynamic Pricing with enabling tech. | Large General |  | Winter Morning | % of Load | 1 | 2029 | 65535
| High | Dynamic Pricing | Dynamic Pricing with enabling tech. | Large General |  | Winter Morning | % of Load | 0 | 2029 | 65535
| High | Dynamic Pricing | Dynamic Pricing w/o enabling tech. | Large General |  | Winter Morning | % of Load | 1 | 2029 | 65535
| High | Dynamic Pricing | Dynamic Pricing w/o enabling tech. | Large General |  | Winter Morning | % of Load | 0 | 2029 | 65535
| High | Dynamic Pricing | Dynamic Pricing with enabling tech. | Large General |  | Winter Evening | % of Load | 1 | 2029 | 65535
| High | Dynamic Pricing | Dynamic Pricing with enabling tech. | Large General |  | Winter Evening | % of Load | 0 | 2029 | 65535
| High | Dynamic Pricing | Dynamic Pricing w/o enabling tech. | Large General |  | Winter Evening | % of Load | 1 | 2029 | 65535
| High | Dynamic Pricing | Dynamic Pricing w/o enabling tech. | Large General |  | Winter Evening | % of Load | 0 | 2029 | 65535
| High | Dynamic Pricing | DLC-Switch-Water Heating | Small Industrial |  | Winter Morning | % of Load | 1 | 2029 | 65535
| High | Dynamic Pricing | DLC-Switch-Water Heating | Small Industrial |  | Winter Morning | % of Load | 0 | 2029 | 65535
| High | Dynamic Pricing | DLC-BYOD-Water Heating | Small Industrial |  | Winter Morning | % of Load | 1 | 2029 | 65535
| High | Dynamic Pricing | DLC-BYOD-Water Heating | Small Industrial |  | Winter Morning | % of Load | 0 | 2029 | 65535
| High | Dynamic Pricing | DLC-Thermostat-DI-Central Heat Pump | Small Industrial |  | Winter Morning | % of Load | 1 | 2029 | 65535
| High | Dynamic Pricing | DLC-Thermostat-DI-Central Heat Pump | Small Industrial |  | Winter Morning | % of Load | 0 | 2029 | 65535
| High | Dynamic Pricing | DLC-Thermostat-BYOT-Central Heat Pump | Small Industrial |  | Winter Morning | % of Load | 1 | 2029 | 65535
| High | Dynamic Pricing | DLC-Thermostat-BYOT-Central Heat Pump | Small Industrial |  | Winter Morning | % of Load | 0 | 2029 | 65535
| High | Dynamic Pricing | DLC-Thermostat-HVAC | Small Industrial |  | Winter Morning | % of Load | 1 | 2029 | 65535
| High | Dynamic Pricing | DLC-Thermostat-HVAC | Small Industrial |  | Winter Morning | % of Load | 0 | 2029 | 65535
| High | Dynamic Pricing | DLC-Thermostat-DI-Baseboard Heating | Small Industrial |  | Winter Morning | % of Load | 1 | 2029 | 65535
| High | Dynamic Pricing | DLC-Thermostat-DI-Baseboard Heating | Small Industrial |  | Winter Morning | % of Load | 0 | 2029 | 65535
| High | Dynamic Pricing | DLC-Thermostat-BYOT-Baseboard Heating | Small Industrial |  | Winter Morning | % of Load | 1 | 2029 | 65535
| High | Dynamic Pricing | DLC-Thermostat-BYOT-Baseboard Heating | Small Industrial |  | Winter Morning | % of Load | 0 | 2029 | 65535
| High | Dynamic Pricing | DLC-Thermostat-DI-MSHP | Small Industrial |  | Winter Morning | % of Load | 1 | 2029 | 65535
| High | Dynamic Pricing | DLC-Thermostat-DI-MSHP | Small Industrial |  | Winter Morning | % of Load | 0 | 2029 | 65535
| High | Dynamic Pricing | DLC-Thermostat-BYOT-MSHP | Small Industrial |  | Winter Morning | % of Load | 1 | 2029 | 65535
| High | Dynamic Pricing | DLC-Thermostat-BYOT-MSHP | Small Industrial |  | Winter Morning | % of Load | 0 | 2029 | 65535
| High | Dynamic Pricing | C&I Curtailment-Turnkey-Manual HVAC Control | Small Industrial |  | Winter Morning | % of Load | 1 | 2029 | 65535
| High | Dynamic Pricing | C&I Curtailment-Turnkey-Manual HVAC Control | Small Industrial |  | Winter Morning | % of Load | 0 | 2029 | 65535
| High | Dynamic Pricing | C&I Curtailment-Turnkey-Auto-DR HVAC Control | Small Industrial |  | Winter Morning | % of Load | 1 | 2029 | 65535
| High | Dynamic Pricing | C&I Curtailment-Turnkey-Auto-DR HVAC Control | Small Industrial |  | Winter Morning | % of Load | 0 | 2029 | 65535
| High | Dynamic Pricing | C&I Curtailment-Turnkey-Standard Lighting Control | Small Industrial |  | Winter Morning | % of Load | 1 | 2029 | 65535
| High | Dynamic Pricing | C&I Curtailment-Turnkey-Standard Lighting Control | Small Industrial |  | Winter Morning | % of Load | 0 | 2029 | 65535
| High | Dynamic Pricing | C&I Curtailment-Turnkey-Advanced Lighting Control | Small Industrial |  | Winter Morning | % of Load | 1 | 2029 | 65535
| High | Dynamic Pricing | C&I Curtailment-Turnkey-Advanced Lighting Control | Small Industrial |  | Winter Morning | % of Load | 0 | 2029 | 65535
| High | Dynamic Pricing | C&I Curtailment-Turnkey-Water Heating Control | Small Industrial |  | Winter Morning | % of Load | 1 | 2029 | 65535
| High | Dynamic Pricing | C&I Curtailment-Turnkey-Water Heating Control | Small Industrial |  | Winter Morning | % of Load | 0 | 2029 | 65535
| High | Dynamic Pricing | C&I Curtailment-Turnkey-Other | Small Industrial |  | Winter Morning | % of Load | 1 | 2029 | 65535
| High | Dynamic Pricing | C&I Curtailment-Turnkey-Other | Small Industrial |  | Winter Morning | % of Load | 0 | 2029 | 65535
| High | Dynamic Pricing | C&I Curtailment-Turnkey-Industrial | Small Industrial |  | Winter Morning | % of Load | 1 | 2029 | 65535
| High | Dynamic Pricing | C&I Curtailment-Turnkey-Industrial | Small Industrial |  | Winter Morning | % of Load | 0 | 2029 | 65535
| High | Dynamic Pricing | Dynamic Pricing with enabling tech. | Small Industrial |  | Winter Morning | % of Load | 1 | 2029 | 65535
| High | Dynamic Pricing | Dynamic Pricing with enabling tech. | Small Industrial |  | Winter Morning | % of Load | 0 | 2029 | 65535
| High | Dynamic Pricing | Dynamic Pricing w/o enabling tech. | Small Industrial |  | Winter Morning | % of Load | 1 | 2029 | 65535
| High | Dynamic Pricing | Dynamic Pricing w/o enabling tech. | Small Industrial |  | Winter Morning | % of Load | 0 | 2029 | 65535
| High | Dynamic Pricing | DLC-Switch-Water Heating | Small Industrial |  | Winter Evening | % of Load | 1 | 2029 | 65535
| High | Dynamic Pricing | DLC-Switch-Water Heating | Small Industrial |  | Winter Evening | % of Load | 0 | 2029 | 65535
| High | Dynamic Pricing | DLC-BYOD-Water Heating | Small Industrial |  | Winter Evening | % of Load | 1 | 2029 | 65535
| High | Dynamic Pricing | DLC-BYOD-Water Heating | Small Industrial |  | Winter Evening | % of Load | 0 | 2029 | 65535
| High | Dynamic Pricing | DLC-Thermostat-DI-Central Heat Pump | Small Industrial |  | Winter Evening | % of Load | 1 | 2029 | 65535
| High | Dynamic Pricing | DLC-Thermostat-DI-Central Heat Pump | Small Industrial |  | Winter Evening | % of Load | 0 | 2029 | 65535
| High | Dynamic Pricing | DLC-Thermostat-BYOT-Central Heat Pump | Small Industrial |  | Winter Evening | % of Load | 1 | 2029 | 65535
| High | Dynamic Pricing | DLC-Thermostat-BYOT-Central Heat Pump | Small Industrial |  | Winter Evening | % of Load | 0 | 2029 | 65535
| High | Dynamic Pricing | DLC-Thermostat-HVAC | Small Industrial |  | Winter Evening | % of Load | 1 | 2029 | 65535
| High | Dynamic Pricing | DLC-Thermostat-HVAC | Small Industrial |  | Winter Evening | % of Load | 0 | 2029 | 65535
| High | Dynamic Pricing | DLC-Thermostat-DI-Baseboard Heating | Small Industrial |  | Winter Evening | % of Load | 1 | 2029 | 65535
| High | Dynamic Pricing | DLC-Thermostat-DI-Baseboard Heating | Small Industrial |  | Winter Evening | % of Load | 0 | 2029 | 65535
| High | Dynamic Pricing | DLC-Thermostat-BYOT-Baseboard Heating | Small Industrial |  | Winter Evening | % of Load | 1 | 2029 | 65535
| High | Dynamic Pricing | DLC-Thermostat-BYOT-Baseboard Heating | Small Industrial |  | Winter Evening | % of Load | 0 | 2029 | 65535
| High | Dynamic Pricing | DLC-Thermostat-DI-MSHP | Small Industrial |  | Winter Evening | % of Load | 1 | 2029 | 65535
| High | Dynamic Pricing | DLC-Thermostat-DI-MSHP | Small Industrial |  | Winter Evening | % of Load | 0 | 2029 | 65535
| High | Dynamic Pricing | DLC-Thermostat-BYOT-MSHP | Small Industrial |  | Winter Evening | % of Load | 1 | 2029 | 65535
| High | Dynamic Pricing | DLC-Thermostat-BYOT-MSHP | Small Industrial |  | Winter Evening | % of Load | 0 | 2029 | 65535
| High | Dynamic Pricing | C&I Curtailment-Turnkey-Manual HVAC Control | Small Industrial |  | Winter Evening | % of Load | 1 | 2029 | 65535
| High | Dynamic Pricing | C&I Curtailment-Turnkey-Manual HVAC Control | Small Industrial |  | Winter Evening | % of Load | 0 | 2029 | 65535
| High | Dynamic Pricing | C&I Curtailment-Turnkey-Auto-DR HVAC Control | Small Industrial |  | Winter Evening | % of Load | 1 | 2029 | 65535
| High | Dynamic Pricing | C&I Curtailment-Turnkey-Auto-DR HVAC Control | Small Industrial |  | Winter Evening | % of Load | 0 | 2029 | 65535
| High | Dynamic Pricing | C&I Curtailment-Turnkey-Standard Lighting Control | Small Industrial |  | Winter Evening | % of Load | 1 | 2029 | 65535
| High | Dynamic Pricing | C&I Curtailment-Turnkey-Standard Lighting Control | Small Industrial |  | Winter Evening | % of Load | 0 | 2029 | 65535
| High | Dynamic Pricing | C&I Curtailment-Turnkey-Advanced Lighting Control | Small Industrial |  | Winter Evening | % of Load | 1 | 2029 | 65535
| High | Dynamic Pricing | C&I Curtailment-Turnkey-Advanced Lighting Control | Small Industrial |  | Winter Evening | % of Load | 0 | 2029 | 65535
| High | Dynamic Pricing | C&I Curtailment-Turnkey-Water Heating Control | Small Industrial |  | Winter Evening | % of Load | 1 | 2029 | 65535
| High | Dynamic Pricing | C&I Curtailment-Turnkey-Water Heating Control | Small Industrial |  | Winter Evening | % of Load | 0 | 2029 | 65535
| High | Dynamic Pricing | C&I Curtailment-Turnkey-Other | Small Industrial |  | Winter Evening | % of Load | 1 | 2029 | 65535
| High | Dynamic Pricing | C&I Curtailment-Turnkey-Other | Small Industrial |  | Winter Evening | % of Load | 0 | 2029 | 65535
| High | Dynamic Pricing | C&I Curtailment-Turnkey-Industrial | Small Industrial |  | Winter Evening | % of Load | 1 | 2029 | 65535
| High | Dynamic Pricing | C&I Curtailment-Turnkey-Industrial | Small Industrial |  | Winter Evening | % of Load | 0 | 2029 | 65535
| High | Dynamic Pricing | Dynamic Pricing with enabling tech. | Small Industrial |  | Winter Evening | % of Load | 1 | 2029 | 65535
| High | Dynamic Pricing | Dynamic Pricing with enabling tech. | Small Industrial |  | Winter Evening | % of Load | 0 | 2029 | 65535
| High | Dynamic Pricing | Dynamic Pricing w/o enabling tech. | Small Industrial |  | Winter Evening | % of Load | 1 | 2029 | 65535
| High | Dynamic Pricing | Dynamic Pricing w/o enabling tech. | Small Industrial |  | Winter Evening | % of Load | 0 | 2029 | 65535
| High | Dynamic Pricing | DLC-Switch-Water Heating | Medium Industrial |  | Winter Morning | % of Load | 1 | 2029 | 65535
| High | Dynamic Pricing | DLC-Switch-Water Heating | Medium Industrial |  | Winter Morning | % of Load | 0 | 2029 | 65535
| High | Dynamic Pricing | DLC-BYOD-Water Heating | Medium Industrial |  | Winter Morning | % of Load | 1 | 2029 | 65535
| High | Dynamic Pricing | DLC-BYOD-Water Heating | Medium Industrial |  | Winter Morning | % of Load | 0 | 2029 | 65535
| High | Dynamic Pricing | DLC-Thermostat-DI-Central Heat Pump | Medium Industrial |  | Winter Morning | % of Load | 1 | 2029 | 65535
| High | Dynamic Pricing | DLC-Thermostat-DI-Central Heat Pump | Medium Industrial |  | Winter Morning | % of Load | 0 | 2029 | 65535
| High | Dynamic Pricing | DLC-Thermostat-BYOT-Central Heat Pump | Medium Industrial |  | Winter Morning | % of Load | 1 | 2029 | 65535
| High | Dynamic Pricing | DLC-Thermostat-BYOT-Central Heat Pump | Medium Industrial |  | Winter Morning | % of Load | 0 | 2029 | 65535
| High | Dynamic Pricing | DLC-Thermostat-HVAC | Medium Industrial |  | Winter Morning | % of Load | 1 | 2029 | 65535
| High | Dynamic Pricing | DLC-Thermostat-HVAC | Medium Industrial |  | Winter Morning | % of Load | 0 | 2029 | 65535
| High | Dynamic Pricing | DLC-Thermostat-DI-Baseboard Heating | Medium Industrial |  | Winter Morning | % of Load | 1 | 2029 | 65535
| High | Dynamic Pricing | DLC-Thermostat-DI-Baseboard Heating | Medium Industrial |  | Winter Morning | % of Load | 0 | 2029 | 65535
| High | Dynamic Pricing | DLC-Thermostat-BYOT-Baseboard Heating | Medium Industrial |  | Winter Morning | % of Load | 1 | 2029 | 65535
| High | Dynamic Pricing | DLC-Thermostat-BYOT-Baseboard Heating | Medium Industrial |  | Winter Morning | % of Load | 0 | 2029 | 65535
| High | Dynamic Pricing | DLC-Thermostat-DI-MSHP | Medium Industrial |  | Winter Morning | % of Load | 1 | 2029 | 65535
| High | Dynamic Pricing | DLC-Thermostat-DI-MSHP | Medium Industrial |  | Winter Morning | % of Load | 0 | 2029 | 65535
| High | Dynamic Pricing | DLC-Thermostat-BYOT-MSHP | Medium Industrial |  | Winter Morning | % of Load | 1 | 2029 | 65535
| High | Dynamic Pricing | DLC-Thermostat-BYOT-MSHP | Medium Industrial |  | Winter Morning | % of Load | 0 | 2029 | 65535
| High | Dynamic Pricing | C&I Curtailment-Turnkey-Manual HVAC Control | Medium Industrial |  | Winter Morning | % of Load | 1 | 2029 | 65535
| High | Dynamic Pricing | C&I Curtailment-Turnkey-Manual HVAC Control | Medium Industrial |  | Winter Morning | % of Load | 0 | 2029 | 65535
| High | Dynamic Pricing | C&I Curtailment-Turnkey-Auto-DR HVAC Control | Medium Industrial |  | Winter Morning | % of Load | 1 | 2029 | 65535
| High | Dynamic Pricing | C&I Curtailment-Turnkey-Auto-DR HVAC Control | Medium Industrial |  | Winter Morning | % of Load | 0 | 2029 | 65535
| High | Dynamic Pricing | C&I Curtailment-Turnkey-Standard Lighting Control | Medium Industrial |  | Winter Morning | % of Load | 1 | 2029 | 65535
| High | Dynamic Pricing | C&I Curtailment-Turnkey-Standard Lighting Control | Medium Industrial |  | Winter Morning | % of Load | 0 | 2029 | 65535
| High | Dynamic Pricing | C&I Curtailment-Turnkey-Advanced Lighting Control | Medium Industrial |  | Winter Morning | % of Load | 1 | 2029 | 65535
| High | Dynamic Pricing | C&I Curtailment-Turnkey-Advanced Lighting Control | Medium Industrial |  | Winter Morning | % of Load | 0 | 2029 | 65535
| High | Dynamic Pricing | C&I Curtailment-Turnkey-Water Heating Control | Medium Industrial |  | Winter Morning | % of Load | 1 | 2029 | 65535
| High | Dynamic Pricing | C&I Curtailment-Turnkey-Water Heating Control | Medium Industrial |  | Winter Morning | % of Load | 0 | 2029 | 65535
| High | Dynamic Pricing | C&I Curtailment-Turnkey-Other | Medium Industrial |  | Winter Morning | % of Load | 1 | 2029 | 65535
| High | Dynamic Pricing | C&I Curtailment-Turnkey-Other | Medium Industrial |  | Winter Morning | % of Load | 0 | 2029 | 65535
| High | Dynamic Pricing | Dynamic Pricing with enabling tech. | Medium Industrial |  | Winter Morning | % of Load | 1 | 2029 | 65535
| High | Dynamic Pricing | Dynamic Pricing with enabling tech. | Medium Industrial |  | Winter Morning | % of Load | 0 | 2029 | 65535
| High | Dynamic Pricing | Dynamic Pricing w/o enabling tech. | Medium Industrial |  | Winter Morning | % of Load | 1 | 2029 | 65535
| High | Dynamic Pricing | Dynamic Pricing w/o enabling tech. | Medium Industrial |  | Winter Morning | % of Load | 0 | 2029 | 65535
| High | Dynamic Pricing | DLC-Switch-Water Heating | Medium Industrial |  | Winter Evening | % of Load | 1 | 2029 | 65535
| High | Dynamic Pricing | DLC-Switch-Water Heating | Medium Industrial |  | Winter Evening | % of Load | 0 | 2029 | 65535
| High | Dynamic Pricing | DLC-BYOD-Water Heating | Medium Industrial |  | Winter Evening | % of Load | 1 | 2029 | 65535
| High | Dynamic Pricing | DLC-BYOD-Water Heating | Medium Industrial |  | Winter Evening | % of Load | 0 | 2029 | 65535
| High | Dynamic Pricing | DLC-Thermostat-DI-Central Heat Pump | Medium Industrial |  | Winter Evening | % of Load | 1 | 2029 | 65535
| High | Dynamic Pricing | DLC-Thermostat-DI-Central Heat Pump | Medium Industrial |  | Winter Evening | % of Load | 0 | 2029 | 65535
| High | Dynamic Pricing | DLC-Thermostat-BYOT-Central Heat Pump | Medium Industrial |  | Winter Evening | % of Load | 1 | 2029 | 65535
| High | Dynamic Pricing | DLC-Thermostat-BYOT-Central Heat Pump | Medium Industrial |  | Winter Evening | % of Load | 0 | 2029 | 65535
| High | Dynamic Pricing | DLC-Thermostat-HVAC | Medium Industrial |  | Winter Evening | % of Load | 1 | 2029 | 65535
| High | Dynamic Pricing | DLC-Thermostat-HVAC | Medium Industrial |  | Winter Evening | % of Load | 0 | 2029 | 65535
| High | Dynamic Pricing | DLC-Thermostat-DI-Baseboard Heating | Medium Industrial |  | Winter Evening | % of Load | 1 | 2029 | 65535
| High | Dynamic Pricing | DLC-Thermostat-DI-Baseboard Heating | Medium Industrial |  | Winter Evening | % of Load | 0 | 2029 | 65535
| High | Dynamic Pricing | DLC-Thermostat-BYOT-Baseboard Heating | Medium Industrial |  | Winter Evening | % of Load | 1 | 2029 | 65535
| High | Dynamic Pricing | DLC-Thermostat-BYOT-Baseboard Heating | Medium Industrial |  | Winter Evening | % of Load | 0 | 2029 | 65535
| High | Dynamic Pricing | DLC-Thermostat-DI-MSHP | Medium Industrial |  | Winter Evening | % of Load | 1 | 2029 | 65535
| High | Dynamic Pricing | DLC-Thermostat-DI-MSHP | Medium Industrial |  | Winter Evening | % of Load | 0 | 2029 | 65535
| High | Dynamic Pricing | DLC-Thermostat-BYOT-MSHP | Medium Industrial |  | Winter Evening | % of Load | 1 | 2029 | 65535
| High | Dynamic Pricing | DLC-Thermostat-BYOT-MSHP | Medium Industrial |  | Winter Evening | % of Load | 0 | 2029 | 65535
| High | Dynamic Pricing | C&I Curtailment-Turnkey-Manual HVAC Control | Medium Industrial |  | Winter Evening | % of Load | 1 | 2029 | 65535
| High | Dynamic Pricing | C&I Curtailment-Turnkey-Manual HVAC Control | Medium Industrial |  | Winter Evening | % of Load | 0 | 2029 | 65535
| High | Dynamic Pricing | C&I Curtailment-Turnkey-Auto-DR HVAC Control | Medium Industrial |  | Winter Evening | % of Load | 1 | 2029 | 65535
| High | Dynamic Pricing | C&I Curtailment-Turnkey-Auto-DR HVAC Control | Medium Industrial |  | Winter Evening | % of Load | 0 | 2029 | 65535
| High | Dynamic Pricing | C&I Curtailment-Turnkey-Standard Lighting Control | Medium Industrial |  | Winter Evening | % of Load | 1 | 2029 | 65535
| High | Dynamic Pricing | C&I Curtailment-Turnkey-Standard Lighting Control | Medium Industrial |  | Winter Evening | % of Load | 0 | 2029 | 65535
| High | Dynamic Pricing | C&I Curtailment-Turnkey-Advanced Lighting Control | Medium Industrial |  | Winter Evening | % of Load | 1 | 2029 | 65535
| High | Dynamic Pricing | C&I Curtailment-Turnkey-Advanced Lighting Control | Medium Industrial |  | Winter Evening | % of Load | 0 | 2029 | 65535
| High | Dynamic Pricing | C&I Curtailment-Turnkey-Water Heating Control | Medium Industrial |  | Winter Evening | % of Load | 1 | 2029 | 65535
| High | Dynamic Pricing | C&I Curtailment-Turnkey-Water Heating Control | Medium Industrial |  | Winter Evening | % of Load | 0 | 2029 | 65535
| High | Dynamic Pricing | C&I Curtailment-Turnkey-Other | Medium Industrial |  | Winter Evening | % of Load | 1 | 2029 | 65535
| High | Dynamic Pricing | C&I Curtailment-Turnkey-Other | Medium Industrial |  | Winter Evening | % of Load | 0 | 2029 | 65535
| High | Dynamic Pricing | Dynamic Pricing with enabling tech. | Medium Industrial |  | Winter Evening | % of Load | 1 | 2029 | 65535
| High | Dynamic Pricing | Dynamic Pricing with enabling tech. | Medium Industrial |  | Winter Evening | % of Load | 0 | 2029 | 65535
| High | Dynamic Pricing | Dynamic Pricing w/o enabling tech. | Medium Industrial |  | Winter Evening | % of Load | 1 | 2029 | 65535
| High | Dynamic Pricing | Dynamic Pricing w/o enabling tech. | Medium Industrial |  | Winter Evening | % of Load | 0 | 2029 | 65535
| High | Dynamic Pricing | Dynamic Pricing with enabling tech. | Large Industrial |  | Winter Morning | % of Load | 1 | 2029 | 65535
| High | Dynamic Pricing | Dynamic Pricing with enabling tech. | Large Industrial |  | Winter Morning | % of Load | 0 | 2029 | 65535
| High | Dynamic Pricing | Dynamic Pricing w/o enabling tech. | Large Industrial |  | Winter Morning | % of Load | 1 | 2029 | 65535
| High | Dynamic Pricing | Dynamic Pricing w/o enabling tech. | Large Industrial |  | Winter Morning | % of Load | 0 | 2029 | 65535
| High | Dynamic Pricing | Dynamic Pricing with enabling tech. | Large Industrial |  | Winter Evening | % of Load | 1 | 2029 | 65535
| High | Dynamic Pricing | Dynamic Pricing with enabling tech. | Large Industrial |  | Winter Evening | % of Load | 0 | 2029 | 65535
| High | Dynamic Pricing | Dynamic Pricing w/o enabling tech. | Large Industrial |  | Winter Evening | % of Load | 1 | 2029 | 65535
| High | Dynamic Pricing | Dynamic Pricing w/o enabling tech. | Large Industrial |  | Winter Evening | % of Load | 0 | 2029 | 65535
| High | Dynamic Pricing | Dynamic Pricing with enabling tech. | Residential Charitable |  | Winter Morning | % of Load | 1 | 2029 | 65535
| High | Dynamic Pricing | Dynamic Pricing with enabling tech. | Residential Charitable |  | Winter Morning | % of Load | 0 | 2029 | 65535
| High | Dynamic Pricing | Dynamic Pricing w/o enabling tech. | Residential Charitable |  | Winter Morning | % of Load | 1 | 2029 | 65535
| High | Dynamic Pricing | Dynamic Pricing w/o enabling tech. | Residential Charitable |  | Winter Morning | % of Load | 0 | 2029 | 65535
| High | Dynamic Pricing | Dynamic Pricing with enabling tech. | Residential Charitable |  | Winter Evening | % of Load | 1 | 2029 | 65535
| High | Dynamic Pricing | Dynamic Pricing with enabling tech. | Residential Charitable |  | Winter Evening | % of Load | 0 | 2029 | 65535
| High | Dynamic Pricing | Dynamic Pricing w/o enabling tech. | Residential Charitable |  | Winter Evening | % of Load | 1 | 2029 | 65535
| High | Dynamic Pricing | Dynamic Pricing w/o enabling tech. | Residential Charitable |  | Winter Evening | % of Load | 0 | 2029 | 65535
| High | BTM Battery Control | DLC-Switch-Water Heating | Small General |  | Winter Morning | % of Load | 1 | 2029 | 65535
| High | BTM Battery Control | DLC-Switch-Water Heating | Small General |  | Winter Morning | % of Load | 0 | 2029 | 65535
| High | BTM Battery Control | DLC-BYOD-Water Heating | Small General |  | Winter Morning | % of Load | 1 | 2029 | 65535
| High | BTM Battery Control | DLC-BYOD-Water Heating | Small General |  | Winter Morning | % of Load | 0 | 2029 | 65535
| High | BTM Battery Control | DLC-Thermostat-DI-Central Heat Pump | Small General |  | Winter Morning | % of Load | 1 | 2029 | 65535
| High | BTM Battery Control | DLC-Thermostat-DI-Central Heat Pump | Small General |  | Winter Morning | % of Load | 0 | 2029 | 65535
| High | BTM Battery Control | DLC-Thermostat-BYOT-Central Heat Pump | Small General |  | Winter Morning | % of Load | 1 | 2029 | 65535
| High | BTM Battery Control | DLC-Thermostat-BYOT-Central Heat Pump | Small General |  | Winter Morning | % of Load | 0 | 2029 | 65535
| High | BTM Battery Control | DLC-Thermostat-HVAC | Small General |  | Winter Morning | % of Load | 1 | 2029 | 65535
| High | BTM Battery Control | DLC-Thermostat-HVAC | Small General |  | Winter Morning | % of Load | 0 | 2029 | 65535
| High | BTM Battery Control | DLC-Thermostat-DI-Baseboard Heating | Small General |  | Winter Morning | % of Load | 1 | 2029 | 65535
| High | BTM Battery Control | DLC-Thermostat-DI-Baseboard Heating | Small General |  | Winter Morning | % of Load | 0 | 2029 | 65535
| High | BTM Battery Control | DLC-Thermostat-BYOT-Baseboard Heating | Small General |  | Winter Morning | % of Load | 1 | 2029 | 65535
| High | BTM Battery Control | DLC-Thermostat-BYOT-Baseboard Heating | Small General |  | Winter Morning | % of Load | 0 | 2029 | 65535
| High | BTM Battery Control | DLC-Thermostat-DI-MSHP | Small General |  | Winter Morning | % of Load | 1 | 2029 | 65535
| High | BTM Battery Control | DLC-Thermostat-DI-MSHP | Small General |  | Winter Morning | % of Load | 0 | 2029 | 65535
| High | BTM Battery Control | DLC-Thermostat-BYOT-MSHP | Small General |  | Winter Morning | % of Load | 1 | 2029 | 65535
| High | BTM Battery Control | DLC-Thermostat-BYOT-MSHP | Small General |  | Winter Morning | % of Load | 0 | 2029 | 65535
| High | BTM Battery Control | C&I Curtailment-Turnkey-Manual HVAC Control | Small General |  | Winter Morning | % of Load | 1 | 2029 | 65535
| High | BTM Battery Control | C&I Curtailment-Turnkey-Manual HVAC Control | Small General |  | Winter Morning | % of Load | 0 | 2029 | 65535
| High | BTM Battery Control | C&I Curtailment-Turnkey-Auto-DR HVAC Control | Small General |  | Winter Morning | % of Load | 1 | 2029 | 65535
| High | BTM Battery Control | C&I Curtailment-Turnkey-Auto-DR HVAC Control | Small General |  | Winter Morning | % of Load | 0 | 2029 | 65535
| High | BTM Battery Control | C&I Curtailment-Turnkey-Standard Lighting Control | Small General |  | Winter Morning | % of Load | 1 | 2029 | 65535
| High | BTM Battery Control | C&I Curtailment-Turnkey-Standard Lighting Control | Small General |  | Winter Morning | % of Load | 0 | 2029 | 65535
| High | BTM Battery Control | C&I Curtailment-Turnkey-Advanced Lighting Control | Small General |  | Winter Morning | % of Load | 1 | 2029 | 65535
| High | BTM Battery Control | C&I Curtailment-Turnkey-Advanced Lighting Control | Small General |  | Winter Morning | % of Load | 0 | 2029 | 65535
| High | BTM Battery Control | C&I Curtailment-Turnkey-Water Heating Control | Small General |  | Winter Morning | % of Load | 1 | 2029 | 65535
| High | BTM Battery Control | C&I Curtailment-Turnkey-Water Heating Control | Small General |  | Winter Morning | % of Load | 0 | 2029 | 65535
| High | BTM Battery Control | C&I Curtailment-Turnkey-Other | Small General |  | Winter Morning | % of Load | 1 | 2029 | 65535
| High | BTM Battery Control | C&I Curtailment-Turnkey-Other | Small General |  | Winter Morning | % of Load | 0 | 2029 | 65535
| High | BTM Battery Control | Dynamic Pricing with enabling tech. | Small General |  | Winter Morning | % of Load | 1 | 2029 | 65535
| High | BTM Battery Control | Dynamic Pricing with enabling tech. | Small General |  | Winter Morning | % of Load | 0 | 2029 | 65535
| High | BTM Battery Control | DLC-Switch-Water Heating | Small General |  | Winter Evening | % of Load | 1 | 2029 | 65535
| High | BTM Battery Control | DLC-Switch-Water Heating | Small General |  | Winter Evening | % of Load | 0 | 2029 | 65535
| High | BTM Battery Control | DLC-BYOD-Water Heating | Small General |  | Winter Evening | % of Load | 1 | 2029 | 65535
| High | BTM Battery Control | DLC-BYOD-Water Heating | Small General |  | Winter Evening | % of Load | 0 | 2029 | 65535
| High | BTM Battery Control | DLC-Thermostat-DI-Central Heat Pump | Small General |  | Winter Evening | % of Load | 1 | 2029 | 65535
| High | BTM Battery Control | DLC-Thermostat-DI-Central Heat Pump | Small General |  | Winter Evening | % of Load | 0 | 2029 | 65535
| High | BTM Battery Control | DLC-Thermostat-BYOT-Central Heat Pump | Small General |  | Winter Evening | % of Load | 1 | 2029 | 65535
| High | BTM Battery Control | DLC-Thermostat-BYOT-Central Heat Pump | Small General |  | Winter Evening | % of Load | 0 | 2029 | 65535
| High | BTM Battery Control | DLC-Thermostat-HVAC | Small General |  | Winter Evening | % of Load | 1 | 2029 | 65535
| High | BTM Battery Control | DLC-Thermostat-HVAC | Small General |  | Winter Evening | % of Load | 0 | 2029 | 65535
| High | BTM Battery Control | DLC-Thermostat-DI-Baseboard Heating | Small General |  | Winter Evening | % of Load | 1 | 2029 | 65535
| High | BTM Battery Control | DLC-Thermostat-DI-Baseboard Heating | Small General |  | Winter Evening | % of Load | 0 | 2029 | 65535
| High | BTM Battery Control | DLC-Thermostat-BYOT-Baseboard Heating | Small General |  | Winter Evening | % of Load | 1 | 2029 | 65535
| High | BTM Battery Control | DLC-Thermostat-BYOT-Baseboard Heating | Small General |  | Winter Evening | % of Load | 0 | 2029 | 65535
| High | BTM Battery Control | DLC-Thermostat-DI-MSHP | Small General |  | Winter Evening | % of Load | 1 | 2029 | 65535
| High | BTM Battery Control | DLC-Thermostat-DI-MSHP | Small General |  | Winter Evening | % of Load | 0 | 2029 | 65535
| High | BTM Battery Control | DLC-Thermostat-BYOT-MSHP | Small General |  | Winter Evening | % of Load | 1 | 2029 | 65535
| High | BTM Battery Control | DLC-Thermostat-BYOT-MSHP | Small General |  | Winter Evening | % of Load | 0 | 2029 | 65535
| High | BTM Battery Control | C&I Curtailment-Turnkey-Manual HVAC Control | Small General |  | Winter Evening | % of Load | 1 | 2029 | 65535
| High | BTM Battery Control | C&I Curtailment-Turnkey-Manual HVAC Control | Small General |  | Winter Evening | % of Load | 0 | 2029 | 65535
| High | BTM Battery Control | C&I Curtailment-Turnkey-Auto-DR HVAC Control | Small General |  | Winter Evening | % of Load | 1 | 2029 | 65535
| High | BTM Battery Control | C&I Curtailment-Turnkey-Auto-DR HVAC Control | Small General |  | Winter Evening | % of Load | 0 | 2029 | 65535
| High | BTM Battery Control | C&I Curtailment-Turnkey-Standard Lighting Control | Small General |  | Winter Evening | % of Load | 1 | 2029 | 65535
| High | BTM Battery Control | C&I Curtailment-Turnkey-Standard Lighting Control | Small General |  | Winter Evening | % of Load | 0 | 2029 | 65535
| High | BTM Battery Control | C&I Curtailment-Turnkey-Advanced Lighting Control | Small General |  | Winter Evening | % of Load | 1 | 2029 | 65535
| High | BTM Battery Control | C&I Curtailment-Turnkey-Advanced Lighting Control | Small General |  | Winter Evening | % of Load | 0 | 2029 | 65535
| High | BTM Battery Control | C&I Curtailment-Turnkey-Water Heating Control | Small General |  | Winter Evening | % of Load | 1 | 2029 | 65535
| High | BTM Battery Control | C&I Curtailment-Turnkey-Water Heating Control | Small General |  | Winter Evening | % of Load | 0 | 2029 | 65535
| High | BTM Battery Control | C&I Curtailment-Turnkey-Other | Small General |  | Winter Evening | % of Load | 1 | 2029 | 65535
| High | BTM Battery Control | C&I Curtailment-Turnkey-Other | Small General |  | Winter Evening | % of Load | 0 | 2029 | 65535
| High | BTM Battery Control | Dynamic Pricing with enabling tech. | Small General |  | Winter Evening | % of Load | 1 | 2029 | 65535
| High | BTM Battery Control | Dynamic Pricing with enabling tech. | Small General |  | Winter Evening | % of Load | 0 | 2029 | 65535
| High | BTM Battery Control | DLC-Switch-Water Heating | General |  | Winter Morning | % of Load | 1 | 2029 | 65535
| High | BTM Battery Control | DLC-Switch-Water Heating | General |  | Winter Morning | % of Load | 0 | 2029 | 65535
| High | BTM Battery Control | DLC-BYOD-Water Heating | General |  | Winter Morning | % of Load | 1 | 2029 | 65535
| High | BTM Battery Control | DLC-BYOD-Water Heating | General |  | Winter Morning | % of Load | 0 | 2029 | 65535
| High | BTM Battery Control | DLC-Thermostat-DI-Central Heat Pump | General |  | Winter Morning | % of Load | 1 | 2029 | 65535
| High | BTM Battery Control | DLC-Thermostat-DI-Central Heat Pump | General |  | Winter Morning | % of Load | 0 | 2029 | 65535
| High | BTM Battery Control | DLC-Thermostat-BYOT-Central Heat Pump | General |  | Winter Morning | % of Load | 1 | 2029 | 65535
| High | BTM Battery Control | DLC-Thermostat-BYOT-Central Heat Pump | General |  | Winter Morning | % of Load | 0 | 2029 | 65535
| High | BTM Battery Control | DLC-Thermostat-HVAC | General |  | Winter Morning | % of Load | 1 | 2029 | 65535
| High | BTM Battery Control | DLC-Thermostat-HVAC | General |  | Winter Morning | % of Load | 0 | 2029 | 65535
| High | BTM Battery Control | DLC-Thermostat-DI-Baseboard Heating | General |  | Winter Morning | % of Load | 1 | 2029 | 65535
| High | BTM Battery Control | DLC-Thermostat-DI-Baseboard Heating | General |  | Winter Morning | % of Load | 0 | 2029 | 65535
| High | BTM Battery Control | DLC-Thermostat-BYOT-Baseboard Heating | General |  | Winter Morning | % of Load | 1 | 2029 | 65535
| High | BTM Battery Control | DLC-Thermostat-BYOT-Baseboard Heating | General |  | Winter Morning | % of Load | 0 | 2029 | 65535
| High | BTM Battery Control | DLC-Thermostat-DI-MSHP | General |  | Winter Morning | % of Load | 1 | 2029 | 65535
| High | BTM Battery Control | DLC-Thermostat-DI-MSHP | General |  | Winter Morning | % of Load | 0 | 2029 | 65535
| High | BTM Battery Control | DLC-Thermostat-BYOT-MSHP | General |  | Winter Morning | % of Load | 1 | 2029 | 65535
| High | BTM Battery Control | DLC-Thermostat-BYOT-MSHP | General |  | Winter Morning | % of Load | 0 | 2029 | 65535
| High | BTM Battery Control | C&I Curtailment-Turnkey-Manual HVAC Control | General |  | Winter Morning | % of Load | 1 | 2029 | 65535
| High | BTM Battery Control | C&I Curtailment-Turnkey-Manual HVAC Control | General |  | Winter Morning | % of Load | 0 | 2029 | 65535
| High | BTM Battery Control | C&I Curtailment-Turnkey-Auto-DR HVAC Control | General |  | Winter Morning | % of Load | 1 | 2029 | 65535
| High | BTM Battery Control | C&I Curtailment-Turnkey-Auto-DR HVAC Control | General |  | Winter Morning | % of Load | 0 | 2029 | 65535
| High | BTM Battery Control | C&I Curtailment-Turnkey-Standard Lighting Control | General |  | Winter Morning | % of Load | 1 | 2029 | 65535
| High | BTM Battery Control | C&I Curtailment-Turnkey-Standard Lighting Control | General |  | Winter Morning | % of Load | 0 | 2029 | 65535
| High | BTM Battery Control | C&I Curtailment-Turnkey-Advanced Lighting Control | General |  | Winter Morning | % of Load | 1 | 2029 | 65535
| High | BTM Battery Control | C&I Curtailment-Turnkey-Advanced Lighting Control | General |  | Winter Morning | % of Load | 0 | 2029 | 65535
| High | BTM Battery Control | C&I Curtailment-Turnkey-Water Heating Control | General |  | Winter Morning | % of Load | 1 | 2029 | 65535
| High | BTM Battery Control | C&I Curtailment-Turnkey-Water Heating Control | General |  | Winter Morning | % of Load | 0 | 2029 | 65535
| High | BTM Battery Control | C&I Curtailment-Turnkey-Other | General |  | Winter Morning | % of Load | 1 | 2029 | 65535
| High | BTM Battery Control | C&I Curtailment-Turnkey-Other | General |  | Winter Morning | % of Load | 0 | 2029 | 65535
| High | BTM Battery Control | DLC-Switch-Water Heating | General |  | Winter Evening | % of Load | 1 | 2029 | 65535
| High | BTM Battery Control | DLC-Switch-Water Heating | General |  | Winter Evening | % of Load | 0 | 2029 | 65535
| High | BTM Battery Control | DLC-BYOD-Water Heating | General |  | Winter Evening | % of Load | 1 | 2029 | 65535
| High | BTM Battery Control | DLC-BYOD-Water Heating | General |  | Winter Evening | % of Load | 0 | 2029 | 65535
| High | BTM Battery Control | DLC-Thermostat-DI-Central Heat Pump | General |  | Winter Evening | % of Load | 1 | 2029 | 65535
| High | BTM Battery Control | DLC-Thermostat-DI-Central Heat Pump | General |  | Winter Evening | % of Load | 0 | 2029 | 65535
| High | BTM Battery Control | DLC-Thermostat-BYOT-Central Heat Pump | General |  | Winter Evening | % of Load | 1 | 2029 | 65535
| High | BTM Battery Control | DLC-Thermostat-BYOT-Central Heat Pump | General |  | Winter Evening | % of Load | 0 | 2029 | 65535
| High | BTM Battery Control | DLC-Thermostat-HVAC | General |  | Winter Evening | % of Load | 1 | 2029 | 65535
| High | BTM Battery Control | DLC-Thermostat-HVAC | General |  | Winter Evening | % of Load | 0 | 2029 | 65535
| High | BTM Battery Control | DLC-Thermostat-DI-Baseboard Heating | General |  | Winter Evening | % of Load | 1 | 2029 | 65535
| High | BTM Battery Control | DLC-Thermostat-DI-Baseboard Heating | General |  | Winter Evening | % of Load | 0 | 2029 | 65535
| High | BTM Battery Control | DLC-Thermostat-BYOT-Baseboard Heating | General |  | Winter Evening | % of Load | 1 | 2029 | 65535
| High | BTM Battery Control | DLC-Thermostat-BYOT-Baseboard Heating | General |  | Winter Evening | % of Load | 0 | 2029 | 65535
| High | BTM Battery Control | DLC-Thermostat-DI-MSHP | General |  | Winter Evening | % of Load | 1 | 2029 | 65535
| High | BTM Battery Control | DLC-Thermostat-DI-MSHP | General |  | Winter Evening | % of Load | 0 | 2029 | 65535
| High | BTM Battery Control | DLC-Thermostat-BYOT-MSHP | General |  | Winter Evening | % of Load | 1 | 2029 | 65535
| High | BTM Battery Control | DLC-Thermostat-BYOT-MSHP | General |  | Winter Evening | % of Load | 0 | 2029 | 65535
| High | BTM Battery Control | C&I Curtailment-Turnkey-Manual HVAC Control | General |  | Winter Evening | % of Load | 1 | 2029 | 65535
| High | BTM Battery Control | C&I Curtailment-Turnkey-Manual HVAC Control | General |  | Winter Evening | % of Load | 0 | 2029 | 65535
| High | BTM Battery Control | C&I Curtailment-Turnkey-Auto-DR HVAC Control | General |  | Winter Evening | % of Load | 1 | 2029 | 65535
| High | BTM Battery Control | C&I Curtailment-Turnkey-Auto-DR HVAC Control | General |  | Winter Evening | % of Load | 0 | 2029 | 65535
| High | BTM Battery Control | C&I Curtailment-Turnkey-Standard Lighting Control | General |  | Winter Evening | % of Load | 1 | 2029 | 65535
| High | BTM Battery Control | C&I Curtailment-Turnkey-Standard Lighting Control | General |  | Winter Evening | % of Load | 0 | 2029 | 65535
| High | BTM Battery Control | C&I Curtailment-Turnkey-Advanced Lighting Control | General |  | Winter Evening | % of Load | 1 | 2029 | 65535
| High | BTM Battery Control | C&I Curtailment-Turnkey-Advanced Lighting Control | General |  | Winter Evening | % of Load | 0 | 2029 | 65535
| High | BTM Battery Control | C&I Curtailment-Turnkey-Water Heating Control | General |  | Winter Evening | % of Load | 1 | 2029 | 65535
| High | BTM Battery Control | C&I Curtailment-Turnkey-Water Heating Control | General |  | Winter Evening | % of Load | 0 | 2029 | 65535
| High | BTM Battery Control | C&I Curtailment-Turnkey-Other | General |  | Winter Evening | % of Load | 1 | 2029 | 65535
| High | BTM Battery Control | C&I Curtailment-Turnkey-Other | General |  | Winter Evening | % of Load | 0 | 2029 | 65535
| High | BTM Battery Control | DLC-Switch-Water Heating | Small Industrial |  | Winter Morning | % of Load | 1 | 2029 | 65535
| High | BTM Battery Control | DLC-Switch-Water Heating | Small Industrial |  | Winter Morning | % of Load | 0 | 2029 | 65535
| High | BTM Battery Control | DLC-BYOD-Water Heating | Small Industrial |  | Winter Morning | % of Load | 1 | 2029 | 65535
| High | BTM Battery Control | DLC-BYOD-Water Heating | Small Industrial |  | Winter Morning | % of Load | 0 | 2029 | 65535
| High | BTM Battery Control | DLC-Thermostat-DI-Central Heat Pump | Small Industrial |  | Winter Morning | % of Load | 1 | 2029 | 65535
| High | BTM Battery Control | DLC-Thermostat-DI-Central Heat Pump | Small Industrial |  | Winter Morning | % of Load | 0 | 2029 | 65535
| High | BTM Battery Control | DLC-Thermostat-BYOT-Central Heat Pump | Small Industrial |  | Winter Morning | % of Load | 1 | 2029 | 65535
| High | BTM Battery Control | DLC-Thermostat-BYOT-Central Heat Pump | Small Industrial |  | Winter Morning | % of Load | 0 | 2029 | 65535
| High | BTM Battery Control | DLC-Thermostat-HVAC | Small Industrial |  | Winter Morning | % of Load | 1 | 2029 | 65535
| High | BTM Battery Control | DLC-Thermostat-HVAC | Small Industrial |  | Winter Morning | % of Load | 0 | 2029 | 65535
| High | BTM Battery Control | DLC-Thermostat-DI-Baseboard Heating | Small Industrial |  | Winter Morning | % of Load | 1 | 2029 | 65535
| High | BTM Battery Control | DLC-Thermostat-DI-Baseboard Heating | Small Industrial |  | Winter Morning | % of Load | 0 | 2029 | 65535
| High | BTM Battery Control | DLC-Thermostat-BYOT-Baseboard Heating | Small Industrial |  | Winter Morning | % of Load | 1 | 2029 | 65535
| High | BTM Battery Control | DLC-Thermostat-BYOT-Baseboard Heating | Small Industrial |  | Winter Morning | % of Load | 0 | 2029 | 65535
| High | BTM Battery Control | DLC-Thermostat-DI-MSHP | Small Industrial |  | Winter Morning | % of Load | 1 | 2029 | 65535
| High | BTM Battery Control | DLC-Thermostat-DI-MSHP | Small Industrial |  | Winter Morning | % of Load | 0 | 2029 | 65535
| High | BTM Battery Control | DLC-Thermostat-BYOT-MSHP | Small Industrial |  | Winter Morning | % of Load | 1 | 2029 | 65535
| High | BTM Battery Control | DLC-Thermostat-BYOT-MSHP | Small Industrial |  | Winter Morning | % of Load | 0 | 2029 | 65535
| High | BTM Battery Control | C&I Curtailment-Turnkey-Manual HVAC Control | Small Industrial |  | Winter Morning | % of Load | 1 | 2029 | 65535
| High | BTM Battery Control | C&I Curtailment-Turnkey-Manual HVAC Control | Small Industrial |  | Winter Morning | % of Load | 0 | 2029 | 65535
| High | BTM Battery Control | C&I Curtailment-Turnkey-Auto-DR HVAC Control | Small Industrial |  | Winter Morning | % of Load | 1 | 2029 | 65535
| High | BTM Battery Control | C&I Curtailment-Turnkey-Auto-DR HVAC Control | Small Industrial |  | Winter Morning | % of Load | 0 | 2029 | 65535
| High | BTM Battery Control | C&I Curtailment-Turnkey-Standard Lighting Control | Small Industrial |  | Winter Morning | % of Load | 1 | 2029 | 65535
| High | BTM Battery Control | C&I Curtailment-Turnkey-Standard Lighting Control | Small Industrial |  | Winter Morning | % of Load | 0 | 2029 | 65535
| High | BTM Battery Control | C&I Curtailment-Turnkey-Advanced Lighting Control | Small Industrial |  | Winter Morning | % of Load | 1 | 2029 | 65535
| High | BTM Battery Control | C&I Curtailment-Turnkey-Advanced Lighting Control | Small Industrial |  | Winter Morning | % of Load | 0 | 2029 | 65535
| High | BTM Battery Control | C&I Curtailment-Turnkey-Water Heating Control | Small Industrial |  | Winter Morning | % of Load | 1 | 2029 | 65535
| High | BTM Battery Control | C&I Curtailment-Turnkey-Water Heating Control | Small Industrial |  | Winter Morning | % of Load | 0 | 2029 | 65535
| High | BTM Battery Control | C&I Curtailment-Turnkey-Other | Small Industrial |  | Winter Morning | % of Load | 1 | 2029 | 65535
| High | BTM Battery Control | C&I Curtailment-Turnkey-Other | Small Industrial |  | Winter Morning | % of Load | 0 | 2029 | 65535
| High | BTM Battery Control | C&I Curtailment-Turnkey-Industrial | Small Industrial |  | Winter Morning | % of Load | 1 | 2029 | 65535
| High | BTM Battery Control | C&I Curtailment-Turnkey-Industrial | Small Industrial |  | Winter Morning | % of Load | 0 | 2029 | 65535
| High | BTM Battery Control | DLC-Switch-Water Heating | Small Industrial |  | Winter Evening | % of Load | 1 | 2029 | 65535
| High | BTM Battery Control | DLC-Switch-Water Heating | Small Industrial |  | Winter Evening | % of Load | 0 | 2029 | 65535
| High | BTM Battery Control | DLC-BYOD-Water Heating | Small Industrial |  | Winter Evening | % of Load | 1 | 2029 | 65535
| High | BTM Battery Control | DLC-BYOD-Water Heating | Small Industrial |  | Winter Evening | % of Load | 0 | 2029 | 65535
| High | BTM Battery Control | DLC-Thermostat-DI-Central Heat Pump | Small Industrial |  | Winter Evening | % of Load | 1 | 2029 | 65535
| High | BTM Battery Control | DLC-Thermostat-DI-Central Heat Pump | Small Industrial |  | Winter Evening | % of Load | 0 | 2029 | 65535
| High | BTM Battery Control | DLC-Thermostat-BYOT-Central Heat Pump | Small Industrial |  | Winter Evening | % of Load | 1 | 2029 | 65535
| High | BTM Battery Control | DLC-Thermostat-BYOT-Central Heat Pump | Small Industrial |  | Winter Evening | % of Load | 0 | 2029 | 65535
| High | BTM Battery Control | DLC-Thermostat-HVAC | Small Industrial |  | Winter Evening | % of Load | 1 | 2029 | 65535
| High | BTM Battery Control | DLC-Thermostat-HVAC | Small Industrial |  | Winter Evening | % of Load | 0 | 2029 | 65535
| High | BTM Battery Control | DLC-Thermostat-DI-Baseboard Heating | Small Industrial |  | Winter Evening | % of Load | 1 | 2029 | 65535
| High | BTM Battery Control | DLC-Thermostat-DI-Baseboard Heating | Small Industrial |  | Winter Evening | % of Load | 0 | 2029 | 65535
| High | BTM Battery Control | DLC-Thermostat-BYOT-Baseboard Heating | Small Industrial |  | Winter Evening | % of Load | 1 | 2029 | 65535
| High | BTM Battery Control | DLC-Thermostat-BYOT-Baseboard Heating | Small Industrial |  | Winter Evening | % of Load | 0 | 2029 | 65535
| High | BTM Battery Control | DLC-Thermostat-DI-MSHP | Small Industrial |  | Winter Evening | % of Load | 1 | 2029 | 65535
| High | BTM Battery Control | DLC-Thermostat-DI-MSHP | Small Industrial |  | Winter Evening | % of Load | 0 | 2029 | 65535
| High | BTM Battery Control | DLC-Thermostat-BYOT-MSHP | Small Industrial |  | Winter Evening | % of Load | 1 | 2029 | 65535
| High | BTM Battery Control | DLC-Thermostat-BYOT-MSHP | Small Industrial |  | Winter Evening | % of Load | 0 | 2029 | 65535
| High | BTM Battery Control | C&I Curtailment-Turnkey-Manual HVAC Control | Small Industrial |  | Winter Evening | % of Load | 1 | 2029 | 65535
| High | BTM Battery Control | C&I Curtailment-Turnkey-Manual HVAC Control | Small Industrial |  | Winter Evening | % of Load | 0 | 2029 | 65535
| High | BTM Battery Control | C&I Curtailment-Turnkey-Auto-DR HVAC Control | Small Industrial |  | Winter Evening | % of Load | 1 | 2029 | 65535
| High | BTM Battery Control | C&I Curtailment-Turnkey-Auto-DR HVAC Control | Small Industrial |  | Winter Evening | % of Load | 0 | 2029 | 65535
| High | BTM Battery Control | C&I Curtailment-Turnkey-Standard Lighting Control | Small Industrial |  | Winter Evening | % of Load | 1 | 2029 | 65535
| High | BTM Battery Control | C&I Curtailment-Turnkey-Standard Lighting Control | Small Industrial |  | Winter Evening | % of Load | 0 | 2029 | 65535
| High | BTM Battery Control | C&I Curtailment-Turnkey-Advanced Lighting Control | Small Industrial |  | Winter Evening | % of Load | 1 | 2029 | 65535
| High | BTM Battery Control | C&I Curtailment-Turnkey-Advanced Lighting Control | Small Industrial |  | Winter Evening | % of Load | 0 | 2029 | 65535
| High | BTM Battery Control | C&I Curtailment-Turnkey-Water Heating Control | Small Industrial |  | Winter Evening | % of Load | 1 | 2029 | 65535
| High | BTM Battery Control | C&I Curtailment-Turnkey-Water Heating Control | Small Industrial |  | Winter Evening | % of Load | 0 | 2029 | 65535
| High | BTM Battery Control | C&I Curtailment-Turnkey-Other | Small Industrial |  | Winter Evening | % of Load | 1 | 2029 | 65535
| High | BTM Battery Control | C&I Curtailment-Turnkey-Other | Small Industrial |  | Winter Evening | % of Load | 0 | 2029 | 65535
| High | BTM Battery Control | C&I Curtailment-Turnkey-Industrial | Small Industrial |  | Winter Evening | % of Load | 1 | 2029 | 65535
| High | BTM Battery Control | C&I Curtailment-Turnkey-Industrial | Small Industrial |  | Winter Evening | % of Load | 0 | 2029 | 65535
| High | BTM Battery Control | DLC-Switch-Water Heating | Medium Industrial |  | Winter Morning | % of Load | 1 | 2029 | 65535
| High | BTM Battery Control | DLC-Switch-Water Heating | Medium Industrial |  | Winter Morning | % of Load | 0 | 2029 | 65535
| High | BTM Battery Control | DLC-BYOD-Water Heating | Medium Industrial |  | Winter Morning | % of Load | 1 | 2029 | 65535
| High | BTM Battery Control | DLC-BYOD-Water Heating | Medium Industrial |  | Winter Morning | % of Load | 0 | 2029 | 65535
| High | BTM Battery Control | DLC-Thermostat-DI-Central Heat Pump | Medium Industrial |  | Winter Morning | % of Load | 1 | 2029 | 65535
| High | BTM Battery Control | DLC-Thermostat-DI-Central Heat Pump | Medium Industrial |  | Winter Morning | % of Load | 0 | 2029 | 65535
| High | BTM Battery Control | DLC-Thermostat-BYOT-Central Heat Pump | Medium Industrial |  | Winter Morning | % of Load | 1 | 2029 | 65535
| High | BTM Battery Control | DLC-Thermostat-BYOT-Central Heat Pump | Medium Industrial |  | Winter Morning | % of Load | 0 | 2029 | 65535
| High | BTM Battery Control | DLC-Thermostat-HVAC | Medium Industrial |  | Winter Morning | % of Load | 1 | 2029 | 65535
| High | BTM Battery Control | DLC-Thermostat-HVAC | Medium Industrial |  | Winter Morning | % of Load | 0 | 2029 | 65535
| High | BTM Battery Control | DLC-Thermostat-DI-Baseboard Heating | Medium Industrial |  | Winter Morning | % of Load | 1 | 2029 | 65535
| High | BTM Battery Control | DLC-Thermostat-DI-Baseboard Heating | Medium Industrial |  | Winter Morning | % of Load | 0 | 2029 | 65535
| High | BTM Battery Control | DLC-Thermostat-BYOT-Baseboard Heating | Medium Industrial |  | Winter Morning | % of Load | 1 | 2029 | 65535
| High | BTM Battery Control | DLC-Thermostat-BYOT-Baseboard Heating | Medium Industrial |  | Winter Morning | % of Load | 0 | 2029 | 65535
| High | BTM Battery Control | DLC-Thermostat-DI-MSHP | Medium Industrial |  | Winter Morning | % of Load | 1 | 2029 | 65535
| High | BTM Battery Control | DLC-Thermostat-DI-MSHP | Medium Industrial |  | Winter Morning | % of Load | 0 | 2029 | 65535
| High | BTM Battery Control | DLC-Thermostat-BYOT-MSHP | Medium Industrial |  | Winter Morning | % of Load | 1 | 2029 | 65535
| High | BTM Battery Control | DLC-Thermostat-BYOT-MSHP | Medium Industrial |  | Winter Morning | % of Load | 0 | 2029 | 65535
| High | BTM Battery Control | C&I Curtailment-Turnkey-Manual HVAC Control | Medium Industrial |  | Winter Morning | % of Load | 1 | 2029 | 65535
| High | BTM Battery Control | C&I Curtailment-Turnkey-Manual HVAC Control | Medium Industrial |  | Winter Morning | % of Load | 0 | 2029 | 65535
| High | BTM Battery Control | C&I Curtailment-Turnkey-Auto-DR HVAC Control | Medium Industrial |  | Winter Morning | % of Load | 1 | 2029 | 65535
| High | BTM Battery Control | C&I Curtailment-Turnkey-Auto-DR HVAC Control | Medium Industrial |  | Winter Morning | % of Load | 0 | 2029 | 65535
| High | BTM Battery Control | C&I Curtailment-Turnkey-Standard Lighting Control | Medium Industrial |  | Winter Morning | % of Load | 1 | 2029 | 65535
| High | BTM Battery Control | C&I Curtailment-Turnkey-Standard Lighting Control | Medium Industrial |  | Winter Morning | % of Load | 0 | 2029 | 65535
| High | BTM Battery Control | C&I Curtailment-Turnkey-Advanced Lighting Control | Medium Industrial |  | Winter Morning | % of Load | 1 | 2029 | 65535
| High | BTM Battery Control | C&I Curtailment-Turnkey-Advanced Lighting Control | Medium Industrial |  | Winter Morning | % of Load | 0 | 2029 | 65535
| High | BTM Battery Control | C&I Curtailment-Turnkey-Water Heating Control | Medium Industrial |  | Winter Morning | % of Load | 1 | 2029 | 65535
| High | BTM Battery Control | C&I Curtailment-Turnkey-Water Heating Control | Medium Industrial |  | Winter Morning | % of Load | 0 | 2029 | 65535
| High | BTM Battery Control | C&I Curtailment-Turnkey-Other | Medium Industrial |  | Winter Morning | % of Load | 1 | 2029 | 65535
| High | BTM Battery Control | C&I Curtailment-Turnkey-Other | Medium Industrial |  | Winter Morning | % of Load | 0 | 2029 | 65535
| High | BTM Battery Control | DLC-Switch-Water Heating | Medium Industrial |  | Winter Evening | % of Load | 1 | 2029 | 65535
| High | BTM Battery Control | DLC-Switch-Water Heating | Medium Industrial |  | Winter Evening | % of Load | 0 | 2029 | 65535
| High | BTM Battery Control | DLC-BYOD-Water Heating | Medium Industrial |  | Winter Evening | % of Load | 1 | 2029 | 65535
| High | BTM Battery Control | DLC-BYOD-Water Heating | Medium Industrial |  | Winter Evening | % of Load | 0 | 2029 | 65535
| High | BTM Battery Control | DLC-Thermostat-DI-Central Heat Pump | Medium Industrial |  | Winter Evening | % of Load | 1 | 2029 | 65535
| High | BTM Battery Control | DLC-Thermostat-DI-Central Heat Pump | Medium Industrial |  | Winter Evening | % of Load | 0 | 2029 | 65535
| High | BTM Battery Control | DLC-Thermostat-BYOT-Central Heat Pump | Medium Industrial |  | Winter Evening | % of Load | 1 | 2029 | 65535
| High | BTM Battery Control | DLC-Thermostat-BYOT-Central Heat Pump | Medium Industrial |  | Winter Evening | % of Load | 0 | 2029 | 65535
| High | BTM Battery Control | DLC-Thermostat-HVAC | Medium Industrial |  | Winter Evening | % of Load | 1 | 2029 | 65535
| High | BTM Battery Control | DLC-Thermostat-HVAC | Medium Industrial |  | Winter Evening | % of Load | 0 | 2029 | 65535
| High | BTM Battery Control | DLC-Thermostat-DI-Baseboard Heating | Medium Industrial |  | Winter Evening | % of Load | 1 | 2029 | 65535
| High | BTM Battery Control | DLC-Thermostat-DI-Baseboard Heating | Medium Industrial |  | Winter Evening | % of Load | 0 | 2029 | 65535
| High | BTM Battery Control | DLC-Thermostat-BYOT-Baseboard Heating | Medium Industrial |  | Winter Evening | % of Load | 1 | 2029 | 65535
| High | BTM Battery Control | DLC-Thermostat-BYOT-Baseboard Heating | Medium Industrial |  | Winter Evening | % of Load | 0 | 2029 | 65535
| High | BTM Battery Control | DLC-Thermostat-DI-MSHP | Medium Industrial |  | Winter Evening | % of Load | 1 | 2029 | 65535
| High | BTM Battery Control | DLC-Thermostat-DI-MSHP | Medium Industrial |  | Winter Evening | % of Load | 0 | 2029 | 65535
| High | BTM Battery Control | DLC-Thermostat-BYOT-MSHP | Medium Industrial |  | Winter Evening | % of Load | 1 | 2029 | 65535
| High | BTM Battery Control | DLC-Thermostat-BYOT-MSHP | Medium Industrial |  | Winter Evening | % of Load | 0 | 2029 | 65535
| High | BTM Battery Control | C&I Curtailment-Turnkey-Manual HVAC Control | Medium Industrial |  | Winter Evening | % of Load | 1 | 2029 | 65535
| High | BTM Battery Control | C&I Curtailment-Turnkey-Manual HVAC Control | Medium Industrial |  | Winter Evening | % of Load | 0 | 2029 | 65535
| High | BTM Battery Control | C&I Curtailment-Turnkey-Auto-DR HVAC Control | Medium Industrial |  | Winter Evening | % of Load | 1 | 2029 | 65535
| High | BTM Battery Control | C&I Curtailment-Turnkey-Auto-DR HVAC Control | Medium Industrial |  | Winter Evening | % of Load | 0 | 2029 | 65535
| High | BTM Battery Control | C&I Curtailment-Turnkey-Standard Lighting Control | Medium Industrial |  | Winter Evening | % of Load | 1 | 2029 | 65535
| High | BTM Battery Control | C&I Curtailment-Turnkey-Standard Lighting Control | Medium Industrial |  | Winter Evening | % of Load | 0 | 2029 | 65535
| High | BTM Battery Control | C&I Curtailment-Turnkey-Advanced Lighting Control | Medium Industrial |  | Winter Evening | % of Load | 1 | 2029 | 65535
| High | BTM Battery Control | C&I Curtailment-Turnkey-Advanced Lighting Control | Medium Industrial |  | Winter Evening | % of Load | 0 | 2029 | 65535
| High | BTM Battery Control | C&I Curtailment-Turnkey-Water Heating Control | Medium Industrial |  | Winter Evening | % of Load | 1 | 2029 | 65535
| High | BTM Battery Control | C&I Curtailment-Turnkey-Water Heating Control | Medium Industrial |  | Winter Evening | % of Load | 0 | 2029 | 65535
| High | BTM Battery Control | C&I Curtailment-Turnkey-Other | Medium Industrial |  | Winter Evening | % of Load | 1 | 2029 | 65535
| High | BTM Battery Control | C&I Curtailment-Turnkey-Other | Medium Industrial |  | Winter Evening | % of Load | 0 | 2029 | 65535
| High | BTM Battery Control | BTM Battery Control-BYOB | Residential Charitable |  | Winter Morning | % of Load | 1 | 2029 | 65535
| High | BTM Battery Control | BTM Battery Control-BYOB | Residential Charitable |  | Winter Morning | % of Load | 0 | 2029 | 65535
| High | BTM Battery Control | BTM Battery Control-BYOB | Residential Charitable |  | Winter Evening | % of Load | 1 | 2029 | 65535
| High | BTM Battery Control | BTM Battery Control-BYOB | Residential Charitable |  | Winter Evening | % of Load | 0 | 2029 | 65535
| High | EV Charging Control | DLC-Switch-Water Heating | Small General |  | Winter Morning | % of Load | 1 | 2029 | 65535
| High | EV Charging Control | DLC-Switch-Water Heating | Small General |  | Winter Morning | % of Load | 0 | 2029 | 65535
| High | EV Charging Control | DLC-BYOD-Water Heating | Small General |  | Winter Morning | % of Load | 1 | 2029 | 65535
| High | EV Charging Control | DLC-BYOD-Water Heating | Small General |  | Winter Morning | % of Load | 0 | 2029 | 65535
| High | EV Charging Control | DLC-Thermostat-DI-Central Heat Pump | Small General |  | Winter Morning | % of Load | 1 | 2029 | 65535
| High | EV Charging Control | DLC-Thermostat-DI-Central Heat Pump | Small General |  | Winter Morning | % of Load | 0 | 2029 | 65535
| High | EV Charging Control | DLC-Thermostat-BYOT-Central Heat Pump | Small General |  | Winter Morning | % of Load | 1 | 2029 | 65535
| High | EV Charging Control | DLC-Thermostat-BYOT-Central Heat Pump | Small General |  | Winter Morning | % of Load | 0 | 2029 | 65535
| High | EV Charging Control | DLC-Thermostat-HVAC | Small General |  | Winter Morning | % of Load | 1 | 2029 | 65535
| High | EV Charging Control | DLC-Thermostat-HVAC | Small General |  | Winter Morning | % of Load | 0 | 2029 | 65535
| High | EV Charging Control | DLC-Thermostat-DI-Baseboard Heating | Small General |  | Winter Morning | % of Load | 1 | 2029 | 65535
| High | EV Charging Control | DLC-Thermostat-DI-Baseboard Heating | Small General |  | Winter Morning | % of Load | 0 | 2029 | 65535
| High | EV Charging Control | DLC-Thermostat-BYOT-Baseboard Heating | Small General |  | Winter Morning | % of Load | 1 | 2029 | 65535
| High | EV Charging Control | DLC-Thermostat-BYOT-Baseboard Heating | Small General |  | Winter Morning | % of Load | 0 | 2029 | 65535
| High | EV Charging Control | DLC-Thermostat-DI-MSHP | Small General |  | Winter Morning | % of Load | 1 | 2029 | 65535
| High | EV Charging Control | DLC-Thermostat-DI-MSHP | Small General |  | Winter Morning | % of Load | 0 | 2029 | 65535
| High | EV Charging Control | DLC-Thermostat-BYOT-MSHP | Small General |  | Winter Morning | % of Load | 1 | 2029 | 65535
| High | EV Charging Control | DLC-Thermostat-BYOT-MSHP | Small General |  | Winter Morning | % of Load | 0 | 2029 | 65535
| High | EV Charging Control | C&I Curtailment-Turnkey-Manual HVAC Control | Small General |  | Winter Morning | % of Load | 1 | 2029 | 65535
| High | EV Charging Control | C&I Curtailment-Turnkey-Manual HVAC Control | Small General |  | Winter Morning | % of Load | 0 | 2029 | 65535
| High | EV Charging Control | C&I Curtailment-Turnkey-Auto-DR HVAC Control | Small General |  | Winter Morning | % of Load | 1 | 2029 | 65535
| High | EV Charging Control | C&I Curtailment-Turnkey-Auto-DR HVAC Control | Small General |  | Winter Morning | % of Load | 0 | 2029 | 65535
| High | EV Charging Control | C&I Curtailment-Turnkey-Standard Lighting Control | Small General |  | Winter Morning | % of Load | 1 | 2029 | 65535
| High | EV Charging Control | C&I Curtailment-Turnkey-Standard Lighting Control | Small General |  | Winter Morning | % of Load | 0 | 2029 | 65535
| High | EV Charging Control | C&I Curtailment-Turnkey-Advanced Lighting Control | Small General |  | Winter Morning | % of Load | 1 | 2029 | 65535
| High | EV Charging Control | C&I Curtailment-Turnkey-Advanced Lighting Control | Small General |  | Winter Morning | % of Load | 0 | 2029 | 65535
| High | EV Charging Control | C&I Curtailment-Turnkey-Water Heating Control | Small General |  | Winter Morning | % of Load | 1 | 2029 | 65535
| High | EV Charging Control | C&I Curtailment-Turnkey-Water Heating Control | Small General |  | Winter Morning | % of Load | 0 | 2029 | 65535
| High | EV Charging Control | C&I Curtailment-Turnkey-Other | Small General |  | Winter Morning | % of Load | 1 | 2029 | 65535
| High | EV Charging Control | C&I Curtailment-Turnkey-Other | Small General |  | Winter Morning | % of Load | 0 | 2029 | 65535
| High | EV Charging Control | Dynamic Pricing with enabling tech. | Small General |  | Winter Morning | % of Load | 1 | 2029 | 65535
| High | EV Charging Control | Dynamic Pricing with enabling tech. | Small General |  | Winter Morning | % of Load | 0 | 2029 | 65535
| High | EV Charging Control | DLC-Switch-Water Heating | Small General |  | Winter Evening | % of Load | 1 | 2029 | 65535
| High | EV Charging Control | DLC-Switch-Water Heating | Small General |  | Winter Evening | % of Load | 0 | 2029 | 65535
| High | EV Charging Control | DLC-BYOD-Water Heating | Small General |  | Winter Evening | % of Load | 1 | 2029 | 65535
| High | EV Charging Control | DLC-BYOD-Water Heating | Small General |  | Winter Evening | % of Load | 0 | 2029 | 65535
| High | EV Charging Control | DLC-Thermostat-DI-Central Heat Pump | Small General |  | Winter Evening | % of Load | 1 | 2029 | 65535
| High | EV Charging Control | DLC-Thermostat-DI-Central Heat Pump | Small General |  | Winter Evening | % of Load | 0 | 2029 | 65535
| High | EV Charging Control | DLC-Thermostat-BYOT-Central Heat Pump | Small General |  | Winter Evening | % of Load | 1 | 2029 | 65535
| High | EV Charging Control | DLC-Thermostat-BYOT-Central Heat Pump | Small General |  | Winter Evening | % of Load | 0 | 2029 | 65535
| High | EV Charging Control | DLC-Thermostat-HVAC | Small General |  | Winter Evening | % of Load | 1 | 2029 | 65535
| High | EV Charging Control | DLC-Thermostat-HVAC | Small General |  | Winter Evening | % of Load | 0 | 2029 | 65535
| High | EV Charging Control | DLC-Thermostat-DI-Baseboard Heating | Small General |  | Winter Evening | % of Load | 1 | 2029 | 65535
| High | EV Charging Control | DLC-Thermostat-DI-Baseboard Heating | Small General |  | Winter Evening | % of Load | 0 | 2029 | 65535
| High | EV Charging Control | DLC-Thermostat-BYOT-Baseboard Heating | Small General |  | Winter Evening | % of Load | 1 | 2029 | 65535
| High | EV Charging Control | DLC-Thermostat-BYOT-Baseboard Heating | Small General |  | Winter Evening | % of Load | 0 | 2029 | 65535
| High | EV Charging Control | DLC-Thermostat-DI-MSHP | Small General |  | Winter Evening | % of Load | 1 | 2029 | 65535
| High | EV Charging Control | DLC-Thermostat-DI-MSHP | Small General |  | Winter Evening | % of Load | 0 | 2029 | 65535
| High | EV Charging Control | DLC-Thermostat-BYOT-MSHP | Small General |  | Winter Evening | % of Load | 1 | 2029 | 65535
| High | EV Charging Control | DLC-Thermostat-BYOT-MSHP | Small General |  | Winter Evening | % of Load | 0 | 2029 | 65535
| High | EV Charging Control | C&I Curtailment-Turnkey-Manual HVAC Control | Small General |  | Winter Evening | % of Load | 1 | 2029 | 65535
| High | EV Charging Control | C&I Curtailment-Turnkey-Manual HVAC Control | Small General |  | Winter Evening | % of Load | 0 | 2029 | 65535
| High | EV Charging Control | C&I Curtailment-Turnkey-Auto-DR HVAC Control | Small General |  | Winter Evening | % of Load | 1 | 2029 | 65535
| High | EV Charging Control | C&I Curtailment-Turnkey-Auto-DR HVAC Control | Small General |  | Winter Evening | % of Load | 0 | 2029 | 65535
| High | EV Charging Control | C&I Curtailment-Turnkey-Standard Lighting Control | Small General |  | Winter Evening | % of Load | 1 | 2029 | 65535
| High | EV Charging Control | C&I Curtailment-Turnkey-Standard Lighting Control | Small General |  | Winter Evening | % of Load | 0 | 2029 | 65535
| High | EV Charging Control | C&I Curtailment-Turnkey-Advanced Lighting Control | Small General |  | Winter Evening | % of Load | 1 | 2029 | 65535
| High | EV Charging Control | C&I Curtailment-Turnkey-Advanced Lighting Control | Small General |  | Winter Evening | % of Load | 0 | 2029 | 65535
| High | EV Charging Control | C&I Curtailment-Turnkey-Water Heating Control | Small General |  | Winter Evening | % of Load | 1 | 2029 | 65535
| High | EV Charging Control | C&I Curtailment-Turnkey-Water Heating Control | Small General |  | Winter Evening | % of Load | 0 | 2029 | 65535
| High | EV Charging Control | C&I Curtailment-Turnkey-Other | Small General |  | Winter Evening | % of Load | 1 | 2029 | 65535
| High | EV Charging Control | C&I Curtailment-Turnkey-Other | Small General |  | Winter Evening | % of Load | 0 | 2029 | 65535
| High | EV Charging Control | Dynamic Pricing with enabling tech. | Small General |  | Winter Evening | % of Load | 1 | 2029 | 65535
| High | EV Charging Control | Dynamic Pricing with enabling tech. | Small General |  | Winter Evening | % of Load | 0 | 2029 | 65535
| High | EV Charging Control | DLC-Switch-Water Heating | General |  | Winter Morning | % of Load | 1 | 2029 | 65535
| High | EV Charging Control | DLC-Switch-Water Heating | General |  | Winter Morning | % of Load | 0 | 2029 | 65535
| High | EV Charging Control | DLC-BYOD-Water Heating | General |  | Winter Morning | % of Load | 1 | 2029 | 65535
| High | EV Charging Control | DLC-BYOD-Water Heating | General |  | Winter Morning | % of Load | 0 | 2029 | 65535
| High | EV Charging Control | DLC-Thermostat-DI-Central Heat Pump | General |  | Winter Morning | % of Load | 1 | 2029 | 65535
| High | EV Charging Control | DLC-Thermostat-DI-Central Heat Pump | General |  | Winter Morning | % of Load | 0 | 2029 | 65535
| High | EV Charging Control | DLC-Thermostat-BYOT-Central Heat Pump | General |  | Winter Morning | % of Load | 1 | 2029 | 65535
| High | EV Charging Control | DLC-Thermostat-BYOT-Central Heat Pump | General |  | Winter Morning | % of Load | 0 | 2029 | 65535
| High | EV Charging Control | DLC-Thermostat-HVAC | General |  | Winter Morning | % of Load | 1 | 2029 | 65535
| High | EV Charging Control | DLC-Thermostat-HVAC | General |  | Winter Morning | % of Load | 0 | 2029 | 65535
| High | EV Charging Control | DLC-Thermostat-DI-Baseboard Heating | General |  | Winter Morning | % of Load | 1 | 2029 | 65535
| High | EV Charging Control | DLC-Thermostat-DI-Baseboard Heating | General |  | Winter Morning | % of Load | 0 | 2029 | 65535
| High | EV Charging Control | DLC-Thermostat-BYOT-Baseboard Heating | General |  | Winter Morning | % of Load | 1 | 2029 | 65535
| High | EV Charging Control | DLC-Thermostat-BYOT-Baseboard Heating | General |  | Winter Morning | % of Load | 0 | 2029 | 65535
| High | EV Charging Control | DLC-Thermostat-DI-MSHP | General |  | Winter Morning | % of Load | 1 | 2029 | 65535
| High | EV Charging Control | DLC-Thermostat-DI-MSHP | General |  | Winter Morning | % of Load | 0 | 2029 | 65535
| High | EV Charging Control | DLC-Thermostat-BYOT-MSHP | General |  | Winter Morning | % of Load | 1 | 2029 | 65535
| High | EV Charging Control | DLC-Thermostat-BYOT-MSHP | General |  | Winter Morning | % of Load | 0 | 2029 | 65535
| High | EV Charging Control | C&I Curtailment-Turnkey-Manual HVAC Control | General |  | Winter Morning | % of Load | 1 | 2029 | 65535
| High | EV Charging Control | C&I Curtailment-Turnkey-Manual HVAC Control | General |  | Winter Morning | % of Load | 0 | 2029 | 65535
| High | EV Charging Control | C&I Curtailment-Turnkey-Auto-DR HVAC Control | General |  | Winter Morning | % of Load | 1 | 2029 | 65535
| High | EV Charging Control | C&I Curtailment-Turnkey-Auto-DR HVAC Control | General |  | Winter Morning | % of Load | 0 | 2029 | 65535
| High | EV Charging Control | C&I Curtailment-Turnkey-Standard Lighting Control | General |  | Winter Morning | % of Load | 1 | 2029 | 65535
| High | EV Charging Control | C&I Curtailment-Turnkey-Standard Lighting Control | General |  | Winter Morning | % of Load | 0 | 2029 | 65535
| High | EV Charging Control | C&I Curtailment-Turnkey-Advanced Lighting Control | General |  | Winter Morning | % of Load | 1 | 2029 | 65535
| High | EV Charging Control | C&I Curtailment-Turnkey-Advanced Lighting Control | General |  | Winter Morning | % of Load | 0 | 2029 | 65535
| High | EV Charging Control | C&I Curtailment-Turnkey-Water Heating Control | General |  | Winter Morning | % of Load | 1 | 2029 | 65535
| High | EV Charging Control | C&I Curtailment-Turnkey-Water Heating Control | General |  | Winter Morning | % of Load | 0 | 2029 | 65535
| High | EV Charging Control | C&I Curtailment-Turnkey-Other | General |  | Winter Morning | % of Load | 1 | 2029 | 65535
| High | EV Charging Control | C&I Curtailment-Turnkey-Other | General |  | Winter Morning | % of Load | 0 | 2029 | 65535
| High | EV Charging Control | DLC-Switch-Water Heating | General |  | Winter Evening | % of Load | 1 | 2029 | 65535
| High | EV Charging Control | DLC-Switch-Water Heating | General |  | Winter Evening | % of Load | 0 | 2029 | 65535
| High | EV Charging Control | DLC-BYOD-Water Heating | General |  | Winter Evening | % of Load | 1 | 2029 | 65535
| High | EV Charging Control | DLC-BYOD-Water Heating | General |  | Winter Evening | % of Load | 0 | 2029 | 65535
| High | EV Charging Control | DLC-Thermostat-DI-Central Heat Pump | General |  | Winter Evening | % of Load | 1 | 2029 | 65535
| High | EV Charging Control | DLC-Thermostat-DI-Central Heat Pump | General |  | Winter Evening | % of Load | 0 | 2029 | 65535
| High | EV Charging Control | DLC-Thermostat-BYOT-Central Heat Pump | General |  | Winter Evening | % of Load | 1 | 2029 | 65535
| High | EV Charging Control | DLC-Thermostat-BYOT-Central Heat Pump | General |  | Winter Evening | % of Load | 0 | 2029 | 65535
| High | EV Charging Control | DLC-Thermostat-HVAC | General |  | Winter Evening | % of Load | 1 | 2029 | 65535
| High | EV Charging Control | DLC-Thermostat-HVAC | General |  | Winter Evening | % of Load | 0 | 2029 | 65535
| High | EV Charging Control | DLC-Thermostat-DI-Baseboard Heating | General |  | Winter Evening | % of Load | 1 | 2029 | 65535
| High | EV Charging Control | DLC-Thermostat-DI-Baseboard Heating | General |  | Winter Evening | % of Load | 0 | 2029 | 65535
| High | EV Charging Control | DLC-Thermostat-BYOT-Baseboard Heating | General |  | Winter Evening | % of Load | 1 | 2029 | 65535
| High | EV Charging Control | DLC-Thermostat-BYOT-Baseboard Heating | General |  | Winter Evening | % of Load | 0 | 2029 | 65535
| High | EV Charging Control | DLC-Thermostat-DI-MSHP | General |  | Winter Evening | % of Load | 1 | 2029 | 65535
| High | EV Charging Control | DLC-Thermostat-DI-MSHP | General |  | Winter Evening | % of Load | 0 | 2029 | 65535
| High | EV Charging Control | DLC-Thermostat-BYOT-MSHP | General |  | Winter Evening | % of Load | 1 | 2029 | 65535
| High | EV Charging Control | DLC-Thermostat-BYOT-MSHP | General |  | Winter Evening | % of Load | 0 | 2029 | 65535
| High | EV Charging Control | C&I Curtailment-Turnkey-Manual HVAC Control | General |  | Winter Evening | % of Load | 1 | 2029 | 65535
| High | EV Charging Control | C&I Curtailment-Turnkey-Manual HVAC Control | General |  | Winter Evening | % of Load | 0 | 2029 | 65535
| High | EV Charging Control | C&I Curtailment-Turnkey-Auto-DR HVAC Control | General |  | Winter Evening | % of Load | 1 | 2029 | 65535
| High | EV Charging Control | C&I Curtailment-Turnkey-Auto-DR HVAC Control | General |  | Winter Evening | % of Load | 0 | 2029 | 65535
| High | EV Charging Control | C&I Curtailment-Turnkey-Standard Lighting Control | General |  | Winter Evening | % of Load | 1 | 2029 | 65535
| High | EV Charging Control | C&I Curtailment-Turnkey-Standard Lighting Control | General |  | Winter Evening | % of Load | 0 | 2029 | 65535
| High | EV Charging Control | C&I Curtailment-Turnkey-Advanced Lighting Control | General |  | Winter Evening | % of Load | 1 | 2029 | 65535
| High | EV Charging Control | C&I Curtailment-Turnkey-Advanced Lighting Control | General |  | Winter Evening | % of Load | 0 | 2029 | 65535
| High | EV Charging Control | C&I Curtailment-Turnkey-Water Heating Control | General |  | Winter Evening | % of Load | 1 | 2029 | 65535
| High | EV Charging Control | C&I Curtailment-Turnkey-Water Heating Control | General |  | Winter Evening | % of Load | 0 | 2029 | 65535
| High | EV Charging Control | C&I Curtailment-Turnkey-Other | General |  | Winter Evening | % of Load | 1 | 2029 | 65535
| High | EV Charging Control | C&I Curtailment-Turnkey-Other | General |  | Winter Evening | % of Load | 0 | 2029 | 65535
| High | EV Charging Control | DLC-Switch-Water Heating | Small Industrial |  | Winter Morning | % of Load | 1 | 2029 | 65535
| High | EV Charging Control | DLC-Switch-Water Heating | Small Industrial |  | Winter Morning | % of Load | 0 | 2029 | 65535
| High | EV Charging Control | DLC-BYOD-Water Heating | Small Industrial |  | Winter Morning | % of Load | 1 | 2029 | 65535
| High | EV Charging Control | DLC-BYOD-Water Heating | Small Industrial |  | Winter Morning | % of Load | 0 | 2029 | 65535
| High | EV Charging Control | DLC-Thermostat-DI-Central Heat Pump | Small Industrial |  | Winter Morning | % of Load | 1 | 2029 | 65535
| High | EV Charging Control | DLC-Thermostat-DI-Central Heat Pump | Small Industrial |  | Winter Morning | % of Load | 0 | 2029 | 65535
| High | EV Charging Control | DLC-Thermostat-BYOT-Central Heat Pump | Small Industrial |  | Winter Morning | % of Load | 1 | 2029 | 65535
| High | EV Charging Control | DLC-Thermostat-BYOT-Central Heat Pump | Small Industrial |  | Winter Morning | % of Load | 0 | 2029 | 65535
| High | EV Charging Control | DLC-Thermostat-HVAC | Small Industrial |  | Winter Morning | % of Load | 1 | 2029 | 65535
| High | EV Charging Control | DLC-Thermostat-HVAC | Small Industrial |  | Winter Morning | % of Load | 0 | 2029 | 65535
| High | EV Charging Control | DLC-Thermostat-DI-Baseboard Heating | Small Industrial |  | Winter Morning | % of Load | 1 | 2029 | 65535
| High | EV Charging Control | DLC-Thermostat-DI-Baseboard Heating | Small Industrial |  | Winter Morning | % of Load | 0 | 2029 | 65535
| High | EV Charging Control | DLC-Thermostat-BYOT-Baseboard Heating | Small Industrial |  | Winter Morning | % of Load | 1 | 2029 | 65535
| High | EV Charging Control | DLC-Thermostat-BYOT-Baseboard Heating | Small Industrial |  | Winter Morning | % of Load | 0 | 2029 | 65535
| High | EV Charging Control | DLC-Thermostat-DI-MSHP | Small Industrial |  | Winter Morning | % of Load | 1 | 2029 | 65535
| High | EV Charging Control | DLC-Thermostat-DI-MSHP | Small Industrial |  | Winter Morning | % of Load | 0 | 2029 | 65535
| High | EV Charging Control | DLC-Thermostat-BYOT-MSHP | Small Industrial |  | Winter Morning | % of Load | 1 | 2029 | 65535
| High | EV Charging Control | DLC-Thermostat-BYOT-MSHP | Small Industrial |  | Winter Morning | % of Load | 0 | 2029 | 65535
| High | EV Charging Control | C&I Curtailment-Turnkey-Manual HVAC Control | Small Industrial |  | Winter Morning | % of Load | 1 | 2029 | 65535
| High | EV Charging Control | C&I Curtailment-Turnkey-Manual HVAC Control | Small Industrial |  | Winter Morning | % of Load | 0 | 2029 | 65535
| High | EV Charging Control | C&I Curtailment-Turnkey-Auto-DR HVAC Control | Small Industrial |  | Winter Morning | % of Load | 1 | 2029 | 65535
| High | EV Charging Control | C&I Curtailment-Turnkey-Auto-DR HVAC Control | Small Industrial |  | Winter Morning | % of Load | 0 | 2029 | 65535
| High | EV Charging Control | C&I Curtailment-Turnkey-Standard Lighting Control | Small Industrial |  | Winter Morning | % of Load | 1 | 2029 | 65535
| High | EV Charging Control | C&I Curtailment-Turnkey-Standard Lighting Control | Small Industrial |  | Winter Morning | % of Load | 0 | 2029 | 65535
| High | EV Charging Control | C&I Curtailment-Turnkey-Advanced Lighting Control | Small Industrial |  | Winter Morning | % of Load | 1 | 2029 | 65535
| High | EV Charging Control | C&I Curtailment-Turnkey-Advanced Lighting Control | Small Industrial |  | Winter Morning | % of Load | 0 | 2029 | 65535
| High | EV Charging Control | C&I Curtailment-Turnkey-Water Heating Control | Small Industrial |  | Winter Morning | % of Load | 1 | 2029 | 65535
| High | EV Charging Control | C&I Curtailment-Turnkey-Water Heating Control | Small Industrial |  | Winter Morning | % of Load | 0 | 2029 | 65535
| High | EV Charging Control | C&I Curtailment-Turnkey-Other | Small Industrial |  | Winter Morning | % of Load | 1 | 2029 | 65535
| High | EV Charging Control | C&I Curtailment-Turnkey-Other | Small Industrial |  | Winter Morning | % of Load | 0 | 2029 | 65535
| High | EV Charging Control | C&I Curtailment-Turnkey-Industrial | Small Industrial |  | Winter Morning | % of Load | 1 | 2029 | 65535
| High | EV Charging Control | C&I Curtailment-Turnkey-Industrial | Small Industrial |  | Winter Morning | % of Load | 0 | 2029 | 65535
| High | EV Charging Control | DLC-Switch-Water Heating | Small Industrial |  | Winter Evening | % of Load | 1 | 2029 | 65535
| High | EV Charging Control | DLC-Switch-Water Heating | Small Industrial |  | Winter Evening | % of Load | 0 | 2029 | 65535
| High | EV Charging Control | DLC-BYOD-Water Heating | Small Industrial |  | Winter Evening | % of Load | 1 | 2029 | 65535
| High | EV Charging Control | DLC-BYOD-Water Heating | Small Industrial |  | Winter Evening | % of Load | 0 | 2029 | 65535
| High | EV Charging Control | DLC-Thermostat-DI-Central Heat Pump | Small Industrial |  | Winter Evening | % of Load | 1 | 2029 | 65535
| High | EV Charging Control | DLC-Thermostat-DI-Central Heat Pump | Small Industrial |  | Winter Evening | % of Load | 0 | 2029 | 65535
| High | EV Charging Control | DLC-Thermostat-BYOT-Central Heat Pump | Small Industrial |  | Winter Evening | % of Load | 1 | 2029 | 65535
| High | EV Charging Control | DLC-Thermostat-BYOT-Central Heat Pump | Small Industrial |  | Winter Evening | % of Load | 0 | 2029 | 65535
| High | EV Charging Control | DLC-Thermostat-HVAC | Small Industrial |  | Winter Evening | % of Load | 1 | 2029 | 65535
| High | EV Charging Control | DLC-Thermostat-HVAC | Small Industrial |  | Winter Evening | % of Load | 0 | 2029 | 65535
| High | EV Charging Control | DLC-Thermostat-DI-Baseboard Heating | Small Industrial |  | Winter Evening | % of Load | 1 | 2029 | 65535
| High | EV Charging Control | DLC-Thermostat-DI-Baseboard Heating | Small Industrial |  | Winter Evening | % of Load | 0 | 2029 | 65535
| High | EV Charging Control | DLC-Thermostat-BYOT-Baseboard Heating | Small Industrial |  | Winter Evening | % of Load | 1 | 2029 | 65535
| High | EV Charging Control | DLC-Thermostat-BYOT-Baseboard Heating | Small Industrial |  | Winter Evening | % of Load | 0 | 2029 | 65535
| High | EV Charging Control | DLC-Thermostat-DI-MSHP | Small Industrial |  | Winter Evening | % of Load | 1 | 2029 | 65535
| High | EV Charging Control | DLC-Thermostat-DI-MSHP | Small Industrial |  | Winter Evening | % of Load | 0 | 2029 | 65535
| High | EV Charging Control | DLC-Thermostat-BYOT-MSHP | Small Industrial |  | Winter Evening | % of Load | 1 | 2029 | 65535
| High | EV Charging Control | DLC-Thermostat-BYOT-MSHP | Small Industrial |  | Winter Evening | % of Load | 0 | 2029 | 65535
| High | EV Charging Control | C&I Curtailment-Turnkey-Manual HVAC Control | Small Industrial |  | Winter Evening | % of Load | 1 | 2029 | 65535
| High | EV Charging Control | C&I Curtailment-Turnkey-Manual HVAC Control | Small Industrial |  | Winter Evening | % of Load | 0 | 2029 | 65535
| High | EV Charging Control | C&I Curtailment-Turnkey-Auto-DR HVAC Control | Small Industrial |  | Winter Evening | % of Load | 1 | 2029 | 65535
| High | EV Charging Control | C&I Curtailment-Turnkey-Auto-DR HVAC Control | Small Industrial |  | Winter Evening | % of Load | 0 | 2029 | 65535
| High | EV Charging Control | C&I Curtailment-Turnkey-Standard Lighting Control | Small Industrial |  | Winter Evening | % of Load | 1 | 2029 | 65535
| High | EV Charging Control | C&I Curtailment-Turnkey-Standard Lighting Control | Small Industrial |  | Winter Evening | % of Load | 0 | 2029 | 65535
| High | EV Charging Control | C&I Curtailment-Turnkey-Advanced Lighting Control | Small Industrial |  | Winter Evening | % of Load | 1 | 2029 | 65535
| High | EV Charging Control | C&I Curtailment-Turnkey-Advanced Lighting Control | Small Industrial |  | Winter Evening | % of Load | 0 | 2029 | 65535
| High | EV Charging Control | C&I Curtailment-Turnkey-Water Heating Control | Small Industrial |  | Winter Evening | % of Load | 1 | 2029 | 65535
| High | EV Charging Control | C&I Curtailment-Turnkey-Water Heating Control | Small Industrial |  | Winter Evening | % of Load | 0 | 2029 | 65535
| High | EV Charging Control | C&I Curtailment-Turnkey-Other | Small Industrial |  | Winter Evening | % of Load | 1 | 2029 | 65535
| High | EV Charging Control | C&I Curtailment-Turnkey-Other | Small Industrial |  | Winter Evening | % of Load | 0 | 2029 | 65535
| High | EV Charging Control | C&I Curtailment-Turnkey-Industrial | Small Industrial |  | Winter Evening | % of Load | 1 | 2029 | 65535
| High | EV Charging Control | C&I Curtailment-Turnkey-Industrial | Small Industrial |  | Winter Evening | % of Load | 0 | 2029 | 65535
| High | EV Charging Control | DLC-Switch-Water Heating | Medium Industrial |  | Winter Morning | % of Load | 1 | 2029 | 65535
| High | EV Charging Control | DLC-Switch-Water Heating | Medium Industrial |  | Winter Morning | % of Load | 0 | 2029 | 65535
| High | EV Charging Control | DLC-BYOD-Water Heating | Medium Industrial |  | Winter Morning | % of Load | 1 | 2029 | 65535
| High | EV Charging Control | DLC-BYOD-Water Heating | Medium Industrial |  | Winter Morning | % of Load | 0 | 2029 | 65535
| High | EV Charging Control | DLC-Thermostat-DI-Central Heat Pump | Medium Industrial |  | Winter Morning | % of Load | 1 | 2029 | 65535
| High | EV Charging Control | DLC-Thermostat-DI-Central Heat Pump | Medium Industrial |  | Winter Morning | % of Load | 0 | 2029 | 65535
| High | EV Charging Control | DLC-Thermostat-BYOT-Central Heat Pump | Medium Industrial |  | Winter Morning | % of Load | 1 | 2029 | 65535
| High | EV Charging Control | DLC-Thermostat-BYOT-Central Heat Pump | Medium Industrial |  | Winter Morning | % of Load | 0 | 2029 | 65535
| High | EV Charging Control | DLC-Thermostat-HVAC | Medium Industrial |  | Winter Morning | % of Load | 1 | 2029 | 65535
| High | EV Charging Control | DLC-Thermostat-HVAC | Medium Industrial |  | Winter Morning | % of Load | 0 | 2029 | 65535
| High | EV Charging Control | DLC-Thermostat-DI-Baseboard Heating | Medium Industrial |  | Winter Morning | % of Load | 1 | 2029 | 65535
| High | EV Charging Control | DLC-Thermostat-DI-Baseboard Heating | Medium Industrial |  | Winter Morning | % of Load | 0 | 2029 | 65535
| High | EV Charging Control | DLC-Thermostat-BYOT-Baseboard Heating | Medium Industrial |  | Winter Morning | % of Load | 1 | 2029 | 65535
| High | EV Charging Control | DLC-Thermostat-BYOT-Baseboard Heating | Medium Industrial |  | Winter Morning | % of Load | 0 | 2029 | 65535
| High | EV Charging Control | DLC-Thermostat-DI-MSHP | Medium Industrial |  | Winter Morning | % of Load | 1 | 2029 | 65535
| High | EV Charging Control | DLC-Thermostat-DI-MSHP | Medium Industrial |  | Winter Morning | % of Load | 0 | 2029 | 65535
| High | EV Charging Control | DLC-Thermostat-BYOT-MSHP | Medium Industrial |  | Winter Morning | % of Load | 1 | 2029 | 65535
| High | EV Charging Control | DLC-Thermostat-BYOT-MSHP | Medium Industrial |  | Winter Morning | % of Load | 0 | 2029 | 65535
| High | EV Charging Control | C&I Curtailment-Turnkey-Manual HVAC Control | Medium Industrial |  | Winter Morning | % of Load | 1 | 2029 | 65535
| High | EV Charging Control | C&I Curtailment-Turnkey-Manual HVAC Control | Medium Industrial |  | Winter Morning | % of Load | 0 | 2029 | 65535
| High | EV Charging Control | C&I Curtailment-Turnkey-Auto-DR HVAC Control | Medium Industrial |  | Winter Morning | % of Load | 1 | 2029 | 65535
| High | EV Charging Control | C&I Curtailment-Turnkey-Auto-DR HVAC Control | Medium Industrial |  | Winter Morning | % of Load | 0 | 2029 | 65535
| High | EV Charging Control | C&I Curtailment-Turnkey-Standard Lighting Control | Medium Industrial |  | Winter Morning | % of Load | 1 | 2029 | 65535
| High | EV Charging Control | C&I Curtailment-Turnkey-Standard Lighting Control | Medium Industrial |  | Winter Morning | % of Load | 0 | 2029 | 65535
| High | EV Charging Control | C&I Curtailment-Turnkey-Advanced Lighting Control | Medium Industrial |  | Winter Morning | % of Load | 1 | 2029 | 65535
| High | EV Charging Control | C&I Curtailment-Turnkey-Advanced Lighting Control | Medium Industrial |  | Winter Morning | % of Load | 0 | 2029 | 65535
| High | EV Charging Control | C&I Curtailment-Turnkey-Water Heating Control | Medium Industrial |  | Winter Morning | % of Load | 1 | 2029 | 65535
| High | EV Charging Control | C&I Curtailment-Turnkey-Water Heating Control | Medium Industrial |  | Winter Morning | % of Load | 0 | 2029 | 65535
| High | EV Charging Control | C&I Curtailment-Turnkey-Other | Medium Industrial |  | Winter Morning | % of Load | 1 | 2029 | 65535
| High | EV Charging Control | C&I Curtailment-Turnkey-Other | Medium Industrial |  | Winter Morning | % of Load | 0 | 2029 | 65535
| High | EV Charging Control | DLC-Switch-Water Heating | Medium Industrial |  | Winter Evening | % of Load | 1 | 2029 | 65535
| High | EV Charging Control | DLC-Switch-Water Heating | Medium Industrial |  | Winter Evening | % of Load | 0 | 2029 | 65535
| High | EV Charging Control | DLC-BYOD-Water Heating | Medium Industrial |  | Winter Evening | % of Load | 1 | 2029 | 65535
| High | EV Charging Control | DLC-BYOD-Water Heating | Medium Industrial |  | Winter Evening | % of Load | 0 | 2029 | 65535
| High | EV Charging Control | DLC-Thermostat-DI-Central Heat Pump | Medium Industrial |  | Winter Evening | % of Load | 1 | 2029 | 65535
| High | EV Charging Control | DLC-Thermostat-DI-Central Heat Pump | Medium Industrial |  | Winter Evening | % of Load | 0 | 2029 | 65535
| High | EV Charging Control | DLC-Thermostat-BYOT-Central Heat Pump | Medium Industrial |  | Winter Evening | % of Load | 1 | 2029 | 65535
| High | EV Charging Control | DLC-Thermostat-BYOT-Central Heat Pump | Medium Industrial |  | Winter Evening | % of Load | 0 | 2029 | 65535
| High | EV Charging Control | DLC-Thermostat-HVAC | Medium Industrial |  | Winter Evening | % of Load | 1 | 2029 | 65535
| High | EV Charging Control | DLC-Thermostat-HVAC | Medium Industrial |  | Winter Evening | % of Load | 0 | 2029 | 65535
| High | EV Charging Control | DLC-Thermostat-DI-Baseboard Heating | Medium Industrial |  | Winter Evening | % of Load | 1 | 2029 | 65535
| High | EV Charging Control | DLC-Thermostat-DI-Baseboard Heating | Medium Industrial |  | Winter Evening | % of Load | 0 | 2029 | 65535
| High | EV Charging Control | DLC-Thermostat-BYOT-Baseboard Heating | Medium Industrial |  | Winter Evening | % of Load | 1 | 2029 | 65535
| High | EV Charging Control | DLC-Thermostat-BYOT-Baseboard Heating | Medium Industrial |  | Winter Evening | % of Load | 0 | 2029 | 65535
| High | EV Charging Control | DLC-Thermostat-DI-MSHP | Medium Industrial |  | Winter Evening | % of Load | 1 | 2029 | 65535
| High | EV Charging Control | DLC-Thermostat-DI-MSHP | Medium Industrial |  | Winter Evening | % of Load | 0 | 2029 | 65535
| High | EV Charging Control | DLC-Thermostat-BYOT-MSHP | Medium Industrial |  | Winter Evening | % of Load | 1 | 2029 | 65535
| High | EV Charging Control | DLC-Thermostat-BYOT-MSHP | Medium Industrial |  | Winter Evening | % of Load | 0 | 2029 | 65535
| High | EV Charging Control | C&I Curtailment-Turnkey-Manual HVAC Control | Medium Industrial |  | Winter Evening | % of Load | 1 | 2029 | 65535
| High | EV Charging Control | C&I Curtailment-Turnkey-Manual HVAC Control | Medium Industrial |  | Winter Evening | % of Load | 0 | 2029 | 65535
| High | EV Charging Control | C&I Curtailment-Turnkey-Auto-DR HVAC Control | Medium Industrial |  | Winter Evening | % of Load | 1 | 2029 | 65535
| High | EV Charging Control | C&I Curtailment-Turnkey-Auto-DR HVAC Control | Medium Industrial |  | Winter Evening | % of Load | 0 | 2029 | 65535
| High | EV Charging Control | C&I Curtailment-Turnkey-Standard Lighting Control | Medium Industrial |  | Winter Evening | % of Load | 1 | 2029 | 65535
| High | EV Charging Control | C&I Curtailment-Turnkey-Standard Lighting Control | Medium Industrial |  | Winter Evening | % of Load | 0 | 2029 | 65535
| High | EV Charging Control | C&I Curtailment-Turnkey-Advanced Lighting Control | Medium Industrial |  | Winter Evening | % of Load | 1 | 2029 | 65535
| High | EV Charging Control | C&I Curtailment-Turnkey-Advanced Lighting Control | Medium Industrial |  | Winter Evening | % of Load | 0 | 2029 | 65535
| High | EV Charging Control | C&I Curtailment-Turnkey-Water Heating Control | Medium Industrial |  | Winter Evening | % of Load | 1 | 2029 | 65535
| High | EV Charging Control | C&I Curtailment-Turnkey-Water Heating Control | Medium Industrial |  | Winter Evening | % of Load | 0 | 2029 | 65535
| High | EV Charging Control | C&I Curtailment-Turnkey-Other | Medium Industrial |  | Winter Evening | % of Load | 1 | 2029 | 65535
| High | EV Charging Control | C&I Curtailment-Turnkey-Other | Medium Industrial |  | Winter Evening | % of Load | 0 | 2029 | 65535
| High | EV Charging Control | EV Charging Control | EV Res LDV |  | Winter Morning | % of Load | 1 | 2029 | 65535
| High | EV Charging Control | EV Charging Control | EV Res LDV |  | Winter Morning | % of Load | 0 | 2029 | 65535
| High | EV Charging Control | EV Charging Control | EV Res LDV |  | Winter Evening | % of Load | 1 | 2029 | 65535
| High | EV Charging Control | EV Charging Control | EV Res LDV |  | Winter Evening | % of Load | 0 | 2029 | 65535
| High | EV Charging Control | EV Charging Control | EV Com LDV |  | Winter Morning | % of Load | 1 | 2029 | 65535
| High | EV Charging Control | EV Charging Control | EV Com LDV |  | Winter Morning | % of Load | 0 | 2029 | 65535
| High | EV Charging Control | EV Charging Control | EV Com LDV |  | Winter Evening | % of Load | 1 | 2029 | 65535
| High | EV Charging Control | EV Charging Control | EV Com LDV |  | Winter Evening | % of Load | 0 | 2029 | 65535
| High | EV Charging Control | EV Charging Control | EV Com MDV |  | Winter Morning | % of Load | 1 | 2029 | 65535
| High | EV Charging Control | EV Charging Control | EV Com MDV |  | Winter Morning | % of Load | 0 | 2029 | 65535
| High | EV Charging Control | EV Charging Control | EV Com MDV |  | Winter Evening | % of Load | 1 | 2029 | 65535
| High | EV Charging Control | EV Charging Control | EV Com MDV |  | Winter Evening | % of Load | 0 | 2029 | 65535
| High | EV Charging Control | EV Charging Control | EV Com HDV |  | Winter Morning | % of Load | 1 | 2029 | 65535
| High | EV Charging Control | EV Charging Control | EV Com HDV |  | Winter Morning | % of Load | 0 | 2029 | 65535
| High | EV Charging Control | EV Charging Control | EV Com HDV |  | Winter Evening | % of Load | 1 | 2029 | 65535
| High | EV Charging Control | EV Charging Control | EV Com HDV |  | Winter Evening | % of Load | 0 | 2029 | 65535
| High | Behavioral DR | DLC-Switch-Water Heating | Small General |  | Winter Morning | % of Load | 1 | 2029 | 65535
| High | Behavioral DR | DLC-Switch-Water Heating | Small General |  | Winter Morning | % of Load | 0 | 2029 | 65535
| High | Behavioral DR | DLC-BYOD-Water Heating | Small General |  | Winter Morning | % of Load | 1 | 2029 | 65535
| High | Behavioral DR | DLC-BYOD-Water Heating | Small General |  | Winter Morning | % of Load | 0 | 2029 | 65535
| High | Behavioral DR | DLC-Thermostat-DI-Central Heat Pump | Small General |  | Winter Morning | % of Load | 1 | 2029 | 65535
| High | Behavioral DR | DLC-Thermostat-DI-Central Heat Pump | Small General |  | Winter Morning | % of Load | 0 | 2029 | 65535
| High | Behavioral DR | DLC-Thermostat-BYOT-Central Heat Pump | Small General |  | Winter Morning | % of Load | 1 | 2029 | 65535
| High | Behavioral DR | DLC-Thermostat-BYOT-Central Heat Pump | Small General |  | Winter Morning | % of Load | 0 | 2029 | 65535
| High | Behavioral DR | DLC-Thermostat-HVAC | Small General |  | Winter Morning | % of Load | 1 | 2029 | 65535
| High | Behavioral DR | DLC-Thermostat-HVAC | Small General |  | Winter Morning | % of Load | 0 | 2029 | 65535
| High | Behavioral DR | DLC-Thermostat-DI-Baseboard Heating | Small General |  | Winter Morning | % of Load | 1 | 2029 | 65535
| High | Behavioral DR | DLC-Thermostat-DI-Baseboard Heating | Small General |  | Winter Morning | % of Load | 0 | 2029 | 65535
| High | Behavioral DR | DLC-Thermostat-BYOT-Baseboard Heating | Small General |  | Winter Morning | % of Load | 1 | 2029 | 65535
| High | Behavioral DR | DLC-Thermostat-BYOT-Baseboard Heating | Small General |  | Winter Morning | % of Load | 0 | 2029 | 65535
| High | Behavioral DR | DLC-Thermostat-DI-MSHP | Small General |  | Winter Morning | % of Load | 1 | 2029 | 65535
| High | Behavioral DR | DLC-Thermostat-DI-MSHP | Small General |  | Winter Morning | % of Load | 0 | 2029 | 65535
| High | Behavioral DR | DLC-Thermostat-BYOT-MSHP | Small General |  | Winter Morning | % of Load | 1 | 2029 | 65535
| High | Behavioral DR | DLC-Thermostat-BYOT-MSHP | Small General |  | Winter Morning | % of Load | 0 | 2029 | 65535
| High | Behavioral DR | C&I Curtailment-Turnkey-Manual HVAC Control | Small General |  | Winter Morning | % of Load | 1 | 2029 | 65535
| High | Behavioral DR | C&I Curtailment-Turnkey-Manual HVAC Control | Small General |  | Winter Morning | % of Load | 0 | 2029 | 65535
| High | Behavioral DR | C&I Curtailment-Turnkey-Auto-DR HVAC Control | Small General |  | Winter Morning | % of Load | 1 | 2029 | 65535
| High | Behavioral DR | C&I Curtailment-Turnkey-Auto-DR HVAC Control | Small General |  | Winter Morning | % of Load | 0 | 2029 | 65535
| High | Behavioral DR | C&I Curtailment-Turnkey-Standard Lighting Control | Small General |  | Winter Morning | % of Load | 1 | 2029 | 65535
| High | Behavioral DR | C&I Curtailment-Turnkey-Standard Lighting Control | Small General |  | Winter Morning | % of Load | 0 | 2029 | 65535
| High | Behavioral DR | C&I Curtailment-Turnkey-Advanced Lighting Control | Small General |  | Winter Morning | % of Load | 1 | 2029 | 65535
| High | Behavioral DR | C&I Curtailment-Turnkey-Advanced Lighting Control | Small General |  | Winter Morning | % of Load | 0 | 2029 | 65535
| High | Behavioral DR | C&I Curtailment-Turnkey-Water Heating Control | Small General |  | Winter Morning | % of Load | 1 | 2029 | 65535
| High | Behavioral DR | C&I Curtailment-Turnkey-Water Heating Control | Small General |  | Winter Morning | % of Load | 0 | 2029 | 65535
| High | Behavioral DR | C&I Curtailment-Turnkey-Other | Small General |  | Winter Morning | % of Load | 1 | 2029 | 65535
| High | Behavioral DR | C&I Curtailment-Turnkey-Other | Small General |  | Winter Morning | % of Load | 0 | 2029 | 65535
| High | Behavioral DR | Dynamic Pricing with enabling tech. | Small General |  | Winter Morning | % of Load | 1 | 2029 | 65535
| High | Behavioral DR | Dynamic Pricing with enabling tech. | Small General |  | Winter Morning | % of Load | 0 | 2029 | 65535
| High | Behavioral DR | DLC-Switch-Water Heating | Small General |  | Winter Evening | % of Load | 1 | 2029 | 65535
| High | Behavioral DR | DLC-Switch-Water Heating | Small General |  | Winter Evening | % of Load | 0 | 2029 | 65535
| High | Behavioral DR | DLC-BYOD-Water Heating | Small General |  | Winter Evening | % of Load | 1 | 2029 | 65535
| High | Behavioral DR | DLC-BYOD-Water Heating | Small General |  | Winter Evening | % of Load | 0 | 2029 | 65535
| High | Behavioral DR | DLC-Thermostat-DI-Central Heat Pump | Small General |  | Winter Evening | % of Load | 1 | 2029 | 65535
| High | Behavioral DR | DLC-Thermostat-DI-Central Heat Pump | Small General |  | Winter Evening | % of Load | 0 | 2029 | 65535
| High | Behavioral DR | DLC-Thermostat-BYOT-Central Heat Pump | Small General |  | Winter Evening | % of Load | 1 | 2029 | 65535
| High | Behavioral DR | DLC-Thermostat-BYOT-Central Heat Pump | Small General |  | Winter Evening | % of Load | 0 | 2029 | 65535
| High | Behavioral DR | DLC-Thermostat-HVAC | Small General |  | Winter Evening | % of Load | 1 | 2029 | 65535
| High | Behavioral DR | DLC-Thermostat-HVAC | Small General |  | Winter Evening | % of Load | 0 | 2029 | 65535
| High | Behavioral DR | DLC-Thermostat-DI-Baseboard Heating | Small General |  | Winter Evening | % of Load | 1 | 2029 | 65535
| High | Behavioral DR | DLC-Thermostat-DI-Baseboard Heating | Small General |  | Winter Evening | % of Load | 0 | 2029 | 65535
| High | Behavioral DR | DLC-Thermostat-BYOT-Baseboard Heating | Small General |  | Winter Evening | % of Load | 1 | 2029 | 65535
| High | Behavioral DR | DLC-Thermostat-BYOT-Baseboard Heating | Small General |  | Winter Evening | % of Load | 0 | 2029 | 65535
| High | Behavioral DR | DLC-Thermostat-DI-MSHP | Small General |  | Winter Evening | % of Load | 1 | 2029 | 65535
| High | Behavioral DR | DLC-Thermostat-DI-MSHP | Small General |  | Winter Evening | % of Load | 0 | 2029 | 65535
| High | Behavioral DR | DLC-Thermostat-BYOT-MSHP | Small General |  | Winter Evening | % of Load | 1 | 2029 | 65535
| High | Behavioral DR | DLC-Thermostat-BYOT-MSHP | Small General |  | Winter Evening | % of Load | 0 | 2029 | 65535
| High | Behavioral DR | C&I Curtailment-Turnkey-Manual HVAC Control | Small General |  | Winter Evening | % of Load | 1 | 2029 | 65535
| High | Behavioral DR | C&I Curtailment-Turnkey-Manual HVAC Control | Small General |  | Winter Evening | % of Load | 0 | 2029 | 65535
| High | Behavioral DR | C&I Curtailment-Turnkey-Auto-DR HVAC Control | Small General |  | Winter Evening | % of Load | 1 | 2029 | 65535
| High | Behavioral DR | C&I Curtailment-Turnkey-Auto-DR HVAC Control | Small General |  | Winter Evening | % of Load | 0 | 2029 | 65535
| High | Behavioral DR | C&I Curtailment-Turnkey-Standard Lighting Control | Small General |  | Winter Evening | % of Load | 1 | 2029 | 65535
| High | Behavioral DR | C&I Curtailment-Turnkey-Standard Lighting Control | Small General |  | Winter Evening | % of Load | 0 | 2029 | 65535
| High | Behavioral DR | C&I Curtailment-Turnkey-Advanced Lighting Control | Small General |  | Winter Evening | % of Load | 1 | 2029 | 65535
| High | Behavioral DR | C&I Curtailment-Turnkey-Advanced Lighting Control | Small General |  | Winter Evening | % of Load | 0 | 2029 | 65535
| High | Behavioral DR | C&I Curtailment-Turnkey-Water Heating Control | Small General |  | Winter Evening | % of Load | 1 | 2029 | 65535
| High | Behavioral DR | C&I Curtailment-Turnkey-Water Heating Control | Small General |  | Winter Evening | % of Load | 0 | 2029 | 65535
| High | Behavioral DR | C&I Curtailment-Turnkey-Other | Small General |  | Winter Evening | % of Load | 1 | 2029 | 65535
| High | Behavioral DR | C&I Curtailment-Turnkey-Other | Small General |  | Winter Evening | % of Load | 0 | 2029 | 65535
| High | Behavioral DR | Dynamic Pricing with enabling tech. | Small General |  | Winter Evening | % of Load | 1 | 2029 | 65535
| High | Behavioral DR | Dynamic Pricing with enabling tech. | Small General |  | Winter Evening | % of Load | 0 | 2029 | 65535
| High | Behavioral DR | DLC-Switch-Water Heating | General |  | Winter Morning | % of Load | 1 | 2029 | 65535
| High | Behavioral DR | DLC-Switch-Water Heating | General |  | Winter Morning | % of Load | 0 | 2029 | 65535
| High | Behavioral DR | DLC-BYOD-Water Heating | General |  | Winter Morning | % of Load | 1 | 2029 | 65535
| High | Behavioral DR | DLC-BYOD-Water Heating | General |  | Winter Morning | % of Load | 0 | 2029 | 65535
| High | Behavioral DR | DLC-Thermostat-DI-Central Heat Pump | General |  | Winter Morning | % of Load | 1 | 2029 | 65535
| High | Behavioral DR | DLC-Thermostat-DI-Central Heat Pump | General |  | Winter Morning | % of Load | 0 | 2029 | 65535
| High | Behavioral DR | DLC-Thermostat-BYOT-Central Heat Pump | General |  | Winter Morning | % of Load | 1 | 2029 | 65535
| High | Behavioral DR | DLC-Thermostat-BYOT-Central Heat Pump | General |  | Winter Morning | % of Load | 0 | 2029 | 65535
| High | Behavioral DR | DLC-Thermostat-HVAC | General |  | Winter Morning | % of Load | 1 | 2029 | 65535
| High | Behavioral DR | DLC-Thermostat-HVAC | General |  | Winter Morning | % of Load | 0 | 2029 | 65535
| High | Behavioral DR | DLC-Thermostat-DI-Baseboard Heating | General |  | Winter Morning | % of Load | 1 | 2029 | 65535
| High | Behavioral DR | DLC-Thermostat-DI-Baseboard Heating | General |  | Winter Morning | % of Load | 0 | 2029 | 65535
| High | Behavioral DR | DLC-Thermostat-BYOT-Baseboard Heating | General |  | Winter Morning | % of Load | 1 | 2029 | 65535
| High | Behavioral DR | DLC-Thermostat-BYOT-Baseboard Heating | General |  | Winter Morning | % of Load | 0 | 2029 | 65535
| High | Behavioral DR | DLC-Thermostat-DI-MSHP | General |  | Winter Morning | % of Load | 1 | 2029 | 65535
| High | Behavioral DR | DLC-Thermostat-DI-MSHP | General |  | Winter Morning | % of Load | 0 | 2029 | 65535
| High | Behavioral DR | DLC-Thermostat-BYOT-MSHP | General |  | Winter Morning | % of Load | 1 | 2029 | 65535
| High | Behavioral DR | DLC-Thermostat-BYOT-MSHP | General |  | Winter Morning | % of Load | 0 | 2029 | 65535
| High | Behavioral DR | C&I Curtailment-Turnkey-Manual HVAC Control | General |  | Winter Morning | % of Load | 1 | 2029 | 65535
| High | Behavioral DR | C&I Curtailment-Turnkey-Manual HVAC Control | General |  | Winter Morning | % of Load | 0 | 2029 | 65535
| High | Behavioral DR | C&I Curtailment-Turnkey-Auto-DR HVAC Control | General |  | Winter Morning | % of Load | 1 | 2029 | 65535
| High | Behavioral DR | C&I Curtailment-Turnkey-Auto-DR HVAC Control | General |  | Winter Morning | % of Load | 0 | 2029 | 65535
| High | Behavioral DR | C&I Curtailment-Turnkey-Standard Lighting Control | General |  | Winter Morning | % of Load | 1 | 2029 | 65535
| High | Behavioral DR | C&I Curtailment-Turnkey-Standard Lighting Control | General |  | Winter Morning | % of Load | 0 | 2029 | 65535
| High | Behavioral DR | C&I Curtailment-Turnkey-Advanced Lighting Control | General |  | Winter Morning | % of Load | 1 | 2029 | 65535
| High | Behavioral DR | C&I Curtailment-Turnkey-Advanced Lighting Control | General |  | Winter Morning | % of Load | 0 | 2029 | 65535
| High | Behavioral DR | C&I Curtailment-Turnkey-Water Heating Control | General |  | Winter Morning | % of Load | 1 | 2029 | 65535
| High | Behavioral DR | C&I Curtailment-Turnkey-Water Heating Control | General |  | Winter Morning | % of Load | 0 | 2029 | 65535
| High | Behavioral DR | C&I Curtailment-Turnkey-Other | General |  | Winter Morning | % of Load | 1 | 2029 | 65535
| High | Behavioral DR | C&I Curtailment-Turnkey-Other | General |  | Winter Morning | % of Load | 0 | 2029 | 65535
| High | Behavioral DR | DLC-Switch-Water Heating | General |  | Winter Evening | % of Load | 1 | 2029 | 65535
| High | Behavioral DR | DLC-Switch-Water Heating | General |  | Winter Evening | % of Load | 0 | 2029 | 65535
| High | Behavioral DR | DLC-BYOD-Water Heating | General |  | Winter Evening | % of Load | 1 | 2029 | 65535
| High | Behavioral DR | DLC-BYOD-Water Heating | General |  | Winter Evening | % of Load | 0 | 2029 | 65535
| High | Behavioral DR | DLC-Thermostat-DI-Central Heat Pump | General |  | Winter Evening | % of Load | 1 | 2029 | 65535
| High | Behavioral DR | DLC-Thermostat-DI-Central Heat Pump | General |  | Winter Evening | % of Load | 0 | 2029 | 65535
| High | Behavioral DR | DLC-Thermostat-BYOT-Central Heat Pump | General |  | Winter Evening | % of Load | 1 | 2029 | 65535
| High | Behavioral DR | DLC-Thermostat-BYOT-Central Heat Pump | General |  | Winter Evening | % of Load | 0 | 2029 | 65535
| High | Behavioral DR | DLC-Thermostat-HVAC | General |  | Winter Evening | % of Load | 1 | 2029 | 65535
| High | Behavioral DR | DLC-Thermostat-HVAC | General |  | Winter Evening | % of Load | 0 | 2029 | 65535
| High | Behavioral DR | DLC-Thermostat-DI-Baseboard Heating | General |  | Winter Evening | % of Load | 1 | 2029 | 65535
| High | Behavioral DR | DLC-Thermostat-DI-Baseboard Heating | General |  | Winter Evening | % of Load | 0 | 2029 | 65535
| High | Behavioral DR | DLC-Thermostat-BYOT-Baseboard Heating | General |  | Winter Evening | % of Load | 1 | 2029 | 65535
| High | Behavioral DR | DLC-Thermostat-BYOT-Baseboard Heating | General |  | Winter Evening | % of Load | 0 | 2029 | 65535
| High | Behavioral DR | DLC-Thermostat-DI-MSHP | General |  | Winter Evening | % of Load | 1 | 2029 | 65535
| High | Behavioral DR | DLC-Thermostat-DI-MSHP | General |  | Winter Evening | % of Load | 0 | 2029 | 65535
| High | Behavioral DR | DLC-Thermostat-BYOT-MSHP | General |  | Winter Evening | % of Load | 1 | 2029 | 65535
| High | Behavioral DR | DLC-Thermostat-BYOT-MSHP | General |  | Winter Evening | % of Load | 0 | 2029 | 65535
| High | Behavioral DR | C&I Curtailment-Turnkey-Manual HVAC Control | General |  | Winter Evening | % of Load | 1 | 2029 | 65535
| High | Behavioral DR | C&I Curtailment-Turnkey-Manual HVAC Control | General |  | Winter Evening | % of Load | 0 | 2029 | 65535
| High | Behavioral DR | C&I Curtailment-Turnkey-Auto-DR HVAC Control | General |  | Winter Evening | % of Load | 1 | 2029 | 65535
| High | Behavioral DR | C&I Curtailment-Turnkey-Auto-DR HVAC Control | General |  | Winter Evening | % of Load | 0 | 2029 | 65535
| High | Behavioral DR | C&I Curtailment-Turnkey-Standard Lighting Control | General |  | Winter Evening | % of Load | 1 | 2029 | 65535
| High | Behavioral DR | C&I Curtailment-Turnkey-Standard Lighting Control | General |  | Winter Evening | % of Load | 0 | 2029 | 65535
| High | Behavioral DR | C&I Curtailment-Turnkey-Advanced Lighting Control | General |  | Winter Evening | % of Load | 1 | 2029 | 65535
| High | Behavioral DR | C&I Curtailment-Turnkey-Advanced Lighting Control | General |  | Winter Evening | % of Load | 0 | 2029 | 65535
| High | Behavioral DR | C&I Curtailment-Turnkey-Water Heating Control | General |  | Winter Evening | % of Load | 1 | 2029 | 65535
| High | Behavioral DR | C&I Curtailment-Turnkey-Water Heating Control | General |  | Winter Evening | % of Load | 0 | 2029 | 65535
| High | Behavioral DR | C&I Curtailment-Turnkey-Other | General |  | Winter Evening | % of Load | 1 | 2029 | 65535
| High | Behavioral DR | C&I Curtailment-Turnkey-Other | General |  | Winter Evening | % of Load | 0 | 2029 | 65535
| High | Behavioral DR | DLC-Switch-Water Heating | Small Industrial |  | Winter Morning | % of Load | 1 | 2029 | 65535
| High | Behavioral DR | DLC-Switch-Water Heating | Small Industrial |  | Winter Morning | % of Load | 0 | 2029 | 65535
| High | Behavioral DR | DLC-BYOD-Water Heating | Small Industrial |  | Winter Morning | % of Load | 1 | 2029 | 65535
| High | Behavioral DR | DLC-BYOD-Water Heating | Small Industrial |  | Winter Morning | % of Load | 0 | 2029 | 65535
| High | Behavioral DR | DLC-Thermostat-DI-Central Heat Pump | Small Industrial |  | Winter Morning | % of Load | 1 | 2029 | 65535
| High | Behavioral DR | DLC-Thermostat-DI-Central Heat Pump | Small Industrial |  | Winter Morning | % of Load | 0 | 2029 | 65535
| High | Behavioral DR | DLC-Thermostat-BYOT-Central Heat Pump | Small Industrial |  | Winter Morning | % of Load | 1 | 2029 | 65535
| High | Behavioral DR | DLC-Thermostat-BYOT-Central Heat Pump | Small Industrial |  | Winter Morning | % of Load | 0 | 2029 | 65535
| High | Behavioral DR | DLC-Thermostat-HVAC | Small Industrial |  | Winter Morning | % of Load | 1 | 2029 | 65535
| High | Behavioral DR | DLC-Thermostat-HVAC | Small Industrial |  | Winter Morning | % of Load | 0 | 2029 | 65535
| High | Behavioral DR | DLC-Thermostat-DI-Baseboard Heating | Small Industrial |  | Winter Morning | % of Load | 1 | 2029 | 65535
| High | Behavioral DR | DLC-Thermostat-DI-Baseboard Heating | Small Industrial |  | Winter Morning | % of Load | 0 | 2029 | 65535
| High | Behavioral DR | DLC-Thermostat-BYOT-Baseboard Heating | Small Industrial |  | Winter Morning | % of Load | 1 | 2029 | 65535
| High | Behavioral DR | DLC-Thermostat-BYOT-Baseboard Heating | Small Industrial |  | Winter Morning | % of Load | 0 | 2029 | 65535
| High | Behavioral DR | DLC-Thermostat-DI-MSHP | Small Industrial |  | Winter Morning | % of Load | 1 | 2029 | 65535
| High | Behavioral DR | DLC-Thermostat-DI-MSHP | Small Industrial |  | Winter Morning | % of Load | 0 | 2029 | 65535
| High | Behavioral DR | DLC-Thermostat-BYOT-MSHP | Small Industrial |  | Winter Morning | % of Load | 1 | 2029 | 65535
| High | Behavioral DR | DLC-Thermostat-BYOT-MSHP | Small Industrial |  | Winter Morning | % of Load | 0 | 2029 | 65535
| High | Behavioral DR | C&I Curtailment-Turnkey-Manual HVAC Control | Small Industrial |  | Winter Morning | % of Load | 1 | 2029 | 65535
| High | Behavioral DR | C&I Curtailment-Turnkey-Manual HVAC Control | Small Industrial |  | Winter Morning | % of Load | 0 | 2029 | 65535
| High | Behavioral DR | C&I Curtailment-Turnkey-Auto-DR HVAC Control | Small Industrial |  | Winter Morning | % of Load | 1 | 2029 | 65535
| High | Behavioral DR | C&I Curtailment-Turnkey-Auto-DR HVAC Control | Small Industrial |  | Winter Morning | % of Load | 0 | 2029 | 65535
| High | Behavioral DR | C&I Curtailment-Turnkey-Standard Lighting Control | Small Industrial |  | Winter Morning | % of Load | 1 | 2029 | 65535
| High | Behavioral DR | C&I Curtailment-Turnkey-Standard Lighting Control | Small Industrial |  | Winter Morning | % of Load | 0 | 2029 | 65535
| High | Behavioral DR | C&I Curtailment-Turnkey-Advanced Lighting Control | Small Industrial |  | Winter Morning | % of Load | 1 | 2029 | 65535
| High | Behavioral DR | C&I Curtailment-Turnkey-Advanced Lighting Control | Small Industrial |  | Winter Morning | % of Load | 0 | 2029 | 65535
| High | Behavioral DR | C&I Curtailment-Turnkey-Water Heating Control | Small Industrial |  | Winter Morning | % of Load | 1 | 2029 | 65535
| High | Behavioral DR | C&I Curtailment-Turnkey-Water Heating Control | Small Industrial |  | Winter Morning | % of Load | 0 | 2029 | 65535
| High | Behavioral DR | C&I Curtailment-Turnkey-Other | Small Industrial |  | Winter Morning | % of Load | 1 | 2029 | 65535
| High | Behavioral DR | C&I Curtailment-Turnkey-Other | Small Industrial |  | Winter Morning | % of Load | 0 | 2029 | 65535
| High | Behavioral DR | C&I Curtailment-Turnkey-Industrial | Small Industrial |  | Winter Morning | % of Load | 1 | 2029 | 65535
| High | Behavioral DR | C&I Curtailment-Turnkey-Industrial | Small Industrial |  | Winter Morning | % of Load | 0 | 2029 | 65535
| High | Behavioral DR | DLC-Switch-Water Heating | Small Industrial |  | Winter Evening | % of Load | 1 | 2029 | 65535
| High | Behavioral DR | DLC-Switch-Water Heating | Small Industrial |  | Winter Evening | % of Load | 0 | 2029 | 65535
| High | Behavioral DR | DLC-BYOD-Water Heating | Small Industrial |  | Winter Evening | % of Load | 1 | 2029 | 65535
| High | Behavioral DR | DLC-BYOD-Water Heating | Small Industrial |  | Winter Evening | % of Load | 0 | 2029 | 65535
| High | Behavioral DR | DLC-Thermostat-DI-Central Heat Pump | Small Industrial |  | Winter Evening | % of Load | 1 | 2029 | 65535
| High | Behavioral DR | DLC-Thermostat-DI-Central Heat Pump | Small Industrial |  | Winter Evening | % of Load | 0 | 2029 | 65535
| High | Behavioral DR | DLC-Thermostat-BYOT-Central Heat Pump | Small Industrial |  | Winter Evening | % of Load | 1 | 2029 | 65535
| High | Behavioral DR | DLC-Thermostat-BYOT-Central Heat Pump | Small Industrial |  | Winter Evening | % of Load | 0 | 2029 | 65535
| High | Behavioral DR | DLC-Thermostat-HVAC | Small Industrial |  | Winter Evening | % of Load | 1 | 2029 | 65535
| High | Behavioral DR | DLC-Thermostat-HVAC | Small Industrial |  | Winter Evening | % of Load | 0 | 2029 | 65535
| High | Behavioral DR | DLC-Thermostat-DI-Baseboard Heating | Small Industrial |  | Winter Evening | % of Load | 1 | 2029 | 65535
| High | Behavioral DR | DLC-Thermostat-DI-Baseboard Heating | Small Industrial |  | Winter Evening | % of Load | 0 | 2029 | 65535
| High | Behavioral DR | DLC-Thermostat-BYOT-Baseboard Heating | Small Industrial |  | Winter Evening | % of Load | 1 | 2029 | 65535
| High | Behavioral DR | DLC-Thermostat-BYOT-Baseboard Heating | Small Industrial |  | Winter Evening | % of Load | 0 | 2029 | 65535
| High | Behavioral DR | DLC-Thermostat-DI-MSHP | Small Industrial |  | Winter Evening | % of Load | 1 | 2029 | 65535
| High | Behavioral DR | DLC-Thermostat-DI-MSHP | Small Industrial |  | Winter Evening | % of Load | 0 | 2029 | 65535
| High | Behavioral DR | DLC-Thermostat-BYOT-MSHP | Small Industrial |  | Winter Evening | % of Load | 1 | 2029 | 65535
| High | Behavioral DR | DLC-Thermostat-BYOT-MSHP | Small Industrial |  | Winter Evening | % of Load | 0 | 2029 | 65535
| High | Behavioral DR | C&I Curtailment-Turnkey-Manual HVAC Control | Small Industrial |  | Winter Evening | % of Load | 1 | 2029 | 65535
| High | Behavioral DR | C&I Curtailment-Turnkey-Manual HVAC Control | Small Industrial |  | Winter Evening | % of Load | 0 | 2029 | 65535
| High | Behavioral DR | C&I Curtailment-Turnkey-Auto-DR HVAC Control | Small Industrial |  | Winter Evening | % of Load | 1 | 2029 | 65535
| High | Behavioral DR | C&I Curtailment-Turnkey-Auto-DR HVAC Control | Small Industrial |  | Winter Evening | % of Load | 0 | 2029 | 65535
| High | Behavioral DR | C&I Curtailment-Turnkey-Standard Lighting Control | Small Industrial |  | Winter Evening | % of Load | 1 | 2029 | 65535
| High | Behavioral DR | C&I Curtailment-Turnkey-Standard Lighting Control | Small Industrial |  | Winter Evening | % of Load | 0 | 2029 | 65535
| High | Behavioral DR | C&I Curtailment-Turnkey-Advanced Lighting Control | Small Industrial |  | Winter Evening | % of Load | 1 | 2029 | 65535
| High | Behavioral DR | C&I Curtailment-Turnkey-Advanced Lighting Control | Small Industrial |  | Winter Evening | % of Load | 0 | 2029 | 65535
| High | Behavioral DR | C&I Curtailment-Turnkey-Water Heating Control | Small Industrial |  | Winter Evening | % of Load | 1 | 2029 | 65535
| High | Behavioral DR | C&I Curtailment-Turnkey-Water Heating Control | Small Industrial |  | Winter Evening | % of Load | 0 | 2029 | 65535
| High | Behavioral DR | C&I Curtailment-Turnkey-Other | Small Industrial |  | Winter Evening | % of Load | 1 | 2029 | 65535
| High | Behavioral DR | C&I Curtailment-Turnkey-Other | Small Industrial |  | Winter Evening | % of Load | 0 | 2029 | 65535
| High | Behavioral DR | C&I Curtailment-Turnkey-Industrial | Small Industrial |  | Winter Evening | % of Load | 1 | 2029 | 65535
| High | Behavioral DR | C&I Curtailment-Turnkey-Industrial | Small Industrial |  | Winter Evening | % of Load | 0 | 2029 | 65535
| High | Behavioral DR | DLC-Switch-Water Heating | Medium Industrial |  | Winter Morning | % of Load | 1 | 2029 | 65535
| High | Behavioral DR | DLC-Switch-Water Heating | Medium Industrial |  | Winter Morning | % of Load | 0 | 2029 | 65535
| High | Behavioral DR | DLC-BYOD-Water Heating | Medium Industrial |  | Winter Morning | % of Load | 1 | 2029 | 65535
| High | Behavioral DR | DLC-BYOD-Water Heating | Medium Industrial |  | Winter Morning | % of Load | 0 | 2029 | 65535
| High | Behavioral DR | DLC-Thermostat-DI-Central Heat Pump | Medium Industrial |  | Winter Morning | % of Load | 1 | 2029 | 65535
| High | Behavioral DR | DLC-Thermostat-DI-Central Heat Pump | Medium Industrial |  | Winter Morning | % of Load | 0 | 2029 | 65535
| High | Behavioral DR | DLC-Thermostat-BYOT-Central Heat Pump | Medium Industrial |  | Winter Morning | % of Load | 1 | 2029 | 65535
| High | Behavioral DR | DLC-Thermostat-BYOT-Central Heat Pump | Medium Industrial |  | Winter Morning | % of Load | 0 | 2029 | 65535
| High | Behavioral DR | DLC-Thermostat-HVAC | Medium Industrial |  | Winter Morning | % of Load | 1 | 2029 | 65535
| High | Behavioral DR | DLC-Thermostat-HVAC | Medium Industrial |  | Winter Morning | % of Load | 0 | 2029 | 65535
| High | Behavioral DR | DLC-Thermostat-DI-Baseboard Heating | Medium Industrial |  | Winter Morning | % of Load | 1 | 2029 | 65535
| High | Behavioral DR | DLC-Thermostat-DI-Baseboard Heating | Medium Industrial |  | Winter Morning | % of Load | 0 | 2029 | 65535
| High | Behavioral DR | DLC-Thermostat-BYOT-Baseboard Heating | Medium Industrial |  | Winter Morning | % of Load | 1 | 2029 | 65535
| High | Behavioral DR | DLC-Thermostat-BYOT-Baseboard Heating | Medium Industrial |  | Winter Morning | % of Load | 0 | 2029 | 65535
| High | Behavioral DR | DLC-Thermostat-DI-MSHP | Medium Industrial |  | Winter Morning | % of Load | 1 | 2029 | 65535
| High | Behavioral DR | DLC-Thermostat-DI-MSHP | Medium Industrial |  | Winter Morning | % of Load | 0 | 2029 | 65535
| High | Behavioral DR | DLC-Thermostat-BYOT-MSHP | Medium Industrial |  | Winter Morning | % of Load | 1 | 2029 | 65535
| High | Behavioral DR | DLC-Thermostat-BYOT-MSHP | Medium Industrial |  | Winter Morning | % of Load | 0 | 2029 | 65535
| High | Behavioral DR | C&I Curtailment-Turnkey-Manual HVAC Control | Medium Industrial |  | Winter Morning | % of Load | 1 | 2029 | 65535
| High | Behavioral DR | C&I Curtailment-Turnkey-Manual HVAC Control | Medium Industrial |  | Winter Morning | % of Load | 0 | 2029 | 65535
| High | Behavioral DR | C&I Curtailment-Turnkey-Auto-DR HVAC Control | Medium Industrial |  | Winter Morning | % of Load | 1 | 2029 | 65535
| High | Behavioral DR | C&I Curtailment-Turnkey-Auto-DR HVAC Control | Medium Industrial |  | Winter Morning | % of Load | 0 | 2029 | 65535
| High | Behavioral DR | C&I Curtailment-Turnkey-Standard Lighting Control | Medium Industrial |  | Winter Morning | % of Load | 1 | 2029 | 65535
| High | Behavioral DR | C&I Curtailment-Turnkey-Standard Lighting Control | Medium Industrial |  | Winter Morning | % of Load | 0 | 2029 | 65535
| High | Behavioral DR | C&I Curtailment-Turnkey-Advanced Lighting Control | Medium Industrial |  | Winter Morning | % of Load | 1 | 2029 | 65535
| High | Behavioral DR | C&I Curtailment-Turnkey-Advanced Lighting Control | Medium Industrial |  | Winter Morning | % of Load | 0 | 2029 | 65535
| High | Behavioral DR | C&I Curtailment-Turnkey-Water Heating Control | Medium Industrial |  | Winter Morning | % of Load | 1 | 2029 | 65535
| High | Behavioral DR | C&I Curtailment-Turnkey-Water Heating Control | Medium Industrial |  | Winter Morning | % of Load | 0 | 2029 | 65535
| High | Behavioral DR | C&I Curtailment-Turnkey-Other | Medium Industrial |  | Winter Morning | % of Load | 1 | 2029 | 65535
| High | Behavioral DR | C&I Curtailment-Turnkey-Other | Medium Industrial |  | Winter Morning | % of Load | 0 | 2029 | 65535
| High | Behavioral DR | DLC-Switch-Water Heating | Medium Industrial |  | Winter Evening | % of Load | 1 | 2029 | 65535
| High | Behavioral DR | DLC-Switch-Water Heating | Medium Industrial |  | Winter Evening | % of Load | 0 | 2029 | 65535
| High | Behavioral DR | DLC-BYOD-Water Heating | Medium Industrial |  | Winter Evening | % of Load | 1 | 2029 | 65535
| High | Behavioral DR | DLC-BYOD-Water Heating | Medium Industrial |  | Winter Evening | % of Load | 0 | 2029 | 65535
| High | Behavioral DR | DLC-Thermostat-DI-Central Heat Pump | Medium Industrial |  | Winter Evening | % of Load | 1 | 2029 | 65535
| High | Behavioral DR | DLC-Thermostat-DI-Central Heat Pump | Medium Industrial |  | Winter Evening | % of Load | 0 | 2029 | 65535
| High | Behavioral DR | DLC-Thermostat-BYOT-Central Heat Pump | Medium Industrial |  | Winter Evening | % of Load | 1 | 2029 | 65535
| High | Behavioral DR | DLC-Thermostat-BYOT-Central Heat Pump | Medium Industrial |  | Winter Evening | % of Load | 0 | 2029 | 65535
| High | Behavioral DR | DLC-Thermostat-HVAC | Medium Industrial |  | Winter Evening | % of Load | 1 | 2029 | 65535
| High | Behavioral DR | DLC-Thermostat-HVAC | Medium Industrial |  | Winter Evening | % of Load | 0 | 2029 | 65535
| High | Behavioral DR | DLC-Thermostat-DI-Baseboard Heating | Medium Industrial |  | Winter Evening | % of Load | 1 | 2029 | 65535
| High | Behavioral DR | DLC-Thermostat-DI-Baseboard Heating | Medium Industrial |  | Winter Evening | % of Load | 0 | 2029 | 65535
| High | Behavioral DR | DLC-Thermostat-BYOT-Baseboard Heating | Medium Industrial |  | Winter Evening | % of Load | 1 | 2029 | 65535
| High | Behavioral DR | DLC-Thermostat-BYOT-Baseboard Heating | Medium Industrial |  | Winter Evening | % of Load | 0 | 2029 | 65535
| High | Behavioral DR | DLC-Thermostat-DI-MSHP | Medium Industrial |  | Winter Evening | % of Load | 1 | 2029 | 65535
| High | Behavioral DR | DLC-Thermostat-DI-MSHP | Medium Industrial |  | Winter Evening | % of Load | 0 | 2029 | 65535
| High | Behavioral DR | DLC-Thermostat-BYOT-MSHP | Medium Industrial |  | Winter Evening | % of Load | 1 | 2029 | 65535
| High | Behavioral DR | DLC-Thermostat-BYOT-MSHP | Medium Industrial |  | Winter Evening | % of Load | 0 | 2029 | 65535
| High | Behavioral DR | C&I Curtailment-Turnkey-Manual HVAC Control | Medium Industrial |  | Winter Evening | % of Load | 1 | 2029 | 65535
| High | Behavioral DR | C&I Curtailment-Turnkey-Manual HVAC Control | Medium Industrial |  | Winter Evening | % of Load | 0 | 2029 | 65535
| High | Behavioral DR | C&I Curtailment-Turnkey-Auto-DR HVAC Control | Medium Industrial |  | Winter Evening | % of Load | 1 | 2029 | 65535
| High | Behavioral DR | C&I Curtailment-Turnkey-Auto-DR HVAC Control | Medium Industrial |  | Winter Evening | % of Load | 0 | 2029 | 65535
| High | Behavioral DR | C&I Curtailment-Turnkey-Standard Lighting Control | Medium Industrial |  | Winter Evening | % of Load | 1 | 2029 | 65535
| High | Behavioral DR | C&I Curtailment-Turnkey-Standard Lighting Control | Medium Industrial |  | Winter Evening | % of Load | 0 | 2029 | 65535
| High | Behavioral DR | C&I Curtailment-Turnkey-Advanced Lighting Control | Medium Industrial |  | Winter Evening | % of Load | 1 | 2029 | 65535
| High | Behavioral DR | C&I Curtailment-Turnkey-Advanced Lighting Control | Medium Industrial |  | Winter Evening | % of Load | 0 | 2029 | 65535
| High | Behavioral DR | C&I Curtailment-Turnkey-Water Heating Control | Medium Industrial |  | Winter Evening | % of Load | 1 | 2029 | 65535
| High | Behavioral DR | C&I Curtailment-Turnkey-Water Heating Control | Medium Industrial |  | Winter Evening | % of Load | 0 | 2029 | 65535
| High | Behavioral DR | C&I Curtailment-Turnkey-Other | Medium Industrial |  | Winter Evening | % of Load | 1 | 2029 | 65535
| High | Behavioral DR | C&I Curtailment-Turnkey-Other | Medium Industrial |  | Winter Evening | % of Load | 0 | 2029 | 65535
| High | Behavioral DR | Behavioral DR | Residential Charitable |  | Winter Morning | % of Load | 1 | 2029 | 65535
| High | Behavioral DR | Behavioral DR | Residential Charitable |  | Winter Morning | % of Load | 0 | 2029 | 65535
| High | Behavioral DR | Behavioral DR | Residential Charitable |  | Winter Evening | % of Load | 1 | 2029 | 65535
| High | Behavioral DR | Behavioral DR | Residential Charitable |  | Winter Evening | % of Load | 0 | 2029 | 65535
| High | Time-of-Use Rates (TOU) | DLC-Switch-Water Heating | Small General |  | Winter Morning | % of Load | 1 | 2029 | 65535
| High | Time-of-Use Rates (TOU) | DLC-Switch-Water Heating | Small General |  | Winter Morning | % of Load | 0 | 2029 | 65535
| High | Time-of-Use Rates (TOU) | DLC-BYOD-Water Heating | Small General |  | Winter Morning | % of Load | 1 | 2029 | 65535
| High | Time-of-Use Rates (TOU) | DLC-BYOD-Water Heating | Small General |  | Winter Morning | % of Load | 0 | 2029 | 65535
| High | Time-of-Use Rates (TOU) | DLC-Thermostat-DI-Central Heat Pump | Small General |  | Winter Morning | % of Load | 1 | 2029 | 65535
| High | Time-of-Use Rates (TOU) | DLC-Thermostat-DI-Central Heat Pump | Small General |  | Winter Morning | % of Load | 0 | 2029 | 65535
| High | Time-of-Use Rates (TOU) | DLC-Thermostat-BYOT-Central Heat Pump | Small General |  | Winter Morning | % of Load | 1 | 2029 | 65535
| High | Time-of-Use Rates (TOU) | DLC-Thermostat-BYOT-Central Heat Pump | Small General |  | Winter Morning | % of Load | 0 | 2029 | 65535
| High | Time-of-Use Rates (TOU) | DLC-Thermostat-HVAC | Small General |  | Winter Morning | % of Load | 1 | 2029 | 65535
| High | Time-of-Use Rates (TOU) | DLC-Thermostat-HVAC | Small General |  | Winter Morning | % of Load | 0 | 2029 | 65535
| High | Time-of-Use Rates (TOU) | DLC-Thermostat-DI-Baseboard Heating | Small General |  | Winter Morning | % of Load | 1 | 2029 | 65535
| High | Time-of-Use Rates (TOU) | DLC-Thermostat-DI-Baseboard Heating | Small General |  | Winter Morning | % of Load | 0 | 2029 | 65535
| High | Time-of-Use Rates (TOU) | DLC-Thermostat-BYOT-Baseboard Heating | Small General |  | Winter Morning | % of Load | 1 | 2029 | 65535
| High | Time-of-Use Rates (TOU) | DLC-Thermostat-BYOT-Baseboard Heating | Small General |  | Winter Morning | % of Load | 0 | 2029 | 65535
| High | Time-of-Use Rates (TOU) | DLC-Thermostat-DI-MSHP | Small General |  | Winter Morning | % of Load | 1 | 2029 | 65535
| High | Time-of-Use Rates (TOU) | DLC-Thermostat-DI-MSHP | Small General |  | Winter Morning | % of Load | 0 | 2029 | 65535
| High | Time-of-Use Rates (TOU) | DLC-Thermostat-BYOT-MSHP | Small General |  | Winter Morning | % of Load | 1 | 2029 | 65535
| High | Time-of-Use Rates (TOU) | DLC-Thermostat-BYOT-MSHP | Small General |  | Winter Morning | % of Load | 0 | 2029 | 65535
| High | Time-of-Use Rates (TOU) | C&I Curtailment-Turnkey-Manual HVAC Control | Small General |  | Winter Morning | % of Load | 1 | 2029 | 65535
| High | Time-of-Use Rates (TOU) | C&I Curtailment-Turnkey-Manual HVAC Control | Small General |  | Winter Morning | % of Load | 0 | 2029 | 65535
| High | Time-of-Use Rates (TOU) | C&I Curtailment-Turnkey-Auto-DR HVAC Control | Small General |  | Winter Morning | % of Load | 1 | 2029 | 65535
| High | Time-of-Use Rates (TOU) | C&I Curtailment-Turnkey-Auto-DR HVAC Control | Small General |  | Winter Morning | % of Load | 0 | 2029 | 65535
| High | Time-of-Use Rates (TOU) | C&I Curtailment-Turnkey-Standard Lighting Control | Small General |  | Winter Morning | % of Load | 1 | 2029 | 65535
| High | Time-of-Use Rates (TOU) | C&I Curtailment-Turnkey-Standard Lighting Control | Small General |  | Winter Morning | % of Load | 0 | 2029 | 65535
| High | Time-of-Use Rates (TOU) | C&I Curtailment-Turnkey-Advanced Lighting Control | Small General |  | Winter Morning | % of Load | 1 | 2029 | 65535
| High | Time-of-Use Rates (TOU) | C&I Curtailment-Turnkey-Advanced Lighting Control | Small General |  | Winter Morning | % of Load | 0 | 2029 | 65535
| High | Time-of-Use Rates (TOU) | C&I Curtailment-Turnkey-Water Heating Control | Small General |  | Winter Morning | % of Load | 1 | 2029 | 65535
| High | Time-of-Use Rates (TOU) | C&I Curtailment-Turnkey-Water Heating Control | Small General |  | Winter Morning | % of Load | 0 | 2029 | 65535
| High | Time-of-Use Rates (TOU) | C&I Curtailment-Turnkey-Other | Small General |  | Winter Morning | % of Load | 1 | 2029 | 65535
| High | Time-of-Use Rates (TOU) | C&I Curtailment-Turnkey-Other | Small General |  | Winter Morning | % of Load | 0 | 2029 | 65535
| High | Time-of-Use Rates (TOU) | Dynamic Pricing with enabling tech. | Small General |  | Winter Morning | % of Load | 1 | 2029 | 65535
| High | Time-of-Use Rates (TOU) | Dynamic Pricing with enabling tech. | Small General |  | Winter Morning | % of Load | 0 | 2029 | 65535
| High | Time-of-Use Rates (TOU) | Time-of-Use Rates (TOU) | Small General |  | Winter Morning | % of Load | 1 | 2029 | 65535
| High | Time-of-Use Rates (TOU) | Time-of-Use Rates (TOU) | Small General |  | Winter Morning | % of Load | 0 | 2029 | 65535
| High | Time-of-Use Rates (TOU) | DLC-Switch-Water Heating | Small General |  | Winter Evening | % of Load | 1 | 2029 | 65535
| High | Time-of-Use Rates (TOU) | DLC-Switch-Water Heating | Small General |  | Winter Evening | % of Load | 0 | 2029 | 65535
| High | Time-of-Use Rates (TOU) | DLC-BYOD-Water Heating | Small General |  | Winter Evening | % of Load | 1 | 2029 | 65535
| High | Time-of-Use Rates (TOU) | DLC-BYOD-Water Heating | Small General |  | Winter Evening | % of Load | 0 | 2029 | 65535
| High | Time-of-Use Rates (TOU) | DLC-Thermostat-DI-Central Heat Pump | Small General |  | Winter Evening | % of Load | 1 | 2029 | 65535
| High | Time-of-Use Rates (TOU) | DLC-Thermostat-DI-Central Heat Pump | Small General |  | Winter Evening | % of Load | 0 | 2029 | 65535
| High | Time-of-Use Rates (TOU) | DLC-Thermostat-BYOT-Central Heat Pump | Small General |  | Winter Evening | % of Load | 1 | 2029 | 65535
| High | Time-of-Use Rates (TOU) | DLC-Thermostat-BYOT-Central Heat Pump | Small General |  | Winter Evening | % of Load | 0 | 2029 | 65535
| High | Time-of-Use Rates (TOU) | DLC-Thermostat-HVAC | Small General |  | Winter Evening | % of Load | 1 | 2029 | 65535
| High | Time-of-Use Rates (TOU) | DLC-Thermostat-HVAC | Small General |  | Winter Evening | % of Load | 0 | 2029 | 65535
| High | Time-of-Use Rates (TOU) | DLC-Thermostat-DI-Baseboard Heating | Small General |  | Winter Evening | % of Load | 1 | 2029 | 65535
| High | Time-of-Use Rates (TOU) | DLC-Thermostat-DI-Baseboard Heating | Small General |  | Winter Evening | % of Load | 0 | 2029 | 65535
| High | Time-of-Use Rates (TOU) | DLC-Thermostat-BYOT-Baseboard Heating | Small General |  | Winter Evening | % of Load | 1 | 2029 | 65535
| High | Time-of-Use Rates (TOU) | DLC-Thermostat-BYOT-Baseboard Heating | Small General |  | Winter Evening | % of Load | 0 | 2029 | 65535
| High | Time-of-Use Rates (TOU) | DLC-Thermostat-DI-MSHP | Small General |  | Winter Evening | % of Load | 1 | 2029 | 65535
| High | Time-of-Use Rates (TOU) | DLC-Thermostat-DI-MSHP | Small General |  | Winter Evening | % of Load | 0 | 2029 | 65535
| High | Time-of-Use Rates (TOU) | DLC-Thermostat-BYOT-MSHP | Small General |  | Winter Evening | % of Load | 1 | 2029 | 65535
| High | Time-of-Use Rates (TOU) | DLC-Thermostat-BYOT-MSHP | Small General |  | Winter Evening | % of Load | 0 | 2029 | 65535
| High | Time-of-Use Rates (TOU) | C&I Curtailment-Turnkey-Manual HVAC Control | Small General |  | Winter Evening | % of Load | 1 | 2029 | 65535
| High | Time-of-Use Rates (TOU) | C&I Curtailment-Turnkey-Manual HVAC Control | Small General |  | Winter Evening | % of Load | 0 | 2029 | 65535
| High | Time-of-Use Rates (TOU) | C&I Curtailment-Turnkey-Auto-DR HVAC Control | Small General |  | Winter Evening | % of Load | 1 | 2029 | 65535
| High | Time-of-Use Rates (TOU) | C&I Curtailment-Turnkey-Auto-DR HVAC Control | Small General |  | Winter Evening | % of Load | 0 | 2029 | 65535
| High | Time-of-Use Rates (TOU) | C&I Curtailment-Turnkey-Standard Lighting Control | Small General |  | Winter Evening | % of Load | 1 | 2029 | 65535
| High | Time-of-Use Rates (TOU) | C&I Curtailment-Turnkey-Standard Lighting Control | Small General |  | Winter Evening | % of Load | 0 | 2029 | 65535
| High | Time-of-Use Rates (TOU) | C&I Curtailment-Turnkey-Advanced Lighting Control | Small General |  | Winter Evening | % of Load | 1 | 2029 | 65535
| High | Time-of-Use Rates (TOU) | C&I Curtailment-Turnkey-Advanced Lighting Control | Small General |  | Winter Evening | % of Load | 0 | 2029 | 65535
| High | Time-of-Use Rates (TOU) | C&I Curtailment-Turnkey-Water Heating Control | Small General |  | Winter Evening | % of Load | 1 | 2029 | 65535
| High | Time-of-Use Rates (TOU) | C&I Curtailment-Turnkey-Water Heating Control | Small General |  | Winter Evening | % of Load | 0 | 2029 | 65535
| High | Time-of-Use Rates (TOU) | C&I Curtailment-Turnkey-Other | Small General |  | Winter Evening | % of Load | 1 | 2029 | 65535
| High | Time-of-Use Rates (TOU) | C&I Curtailment-Turnkey-Other | Small General |  | Winter Evening | % of Load | 0 | 2029 | 65535
| High | Time-of-Use Rates (TOU) | Dynamic Pricing with enabling tech. | Small General |  | Winter Evening | % of Load | 1 | 2029 | 65535
| High | Time-of-Use Rates (TOU) | Dynamic Pricing with enabling tech. | Small General |  | Winter Evening | % of Load | 0 | 2029 | 65535
| High | Time-of-Use Rates (TOU) | Time-of-Use Rates (TOU) | Small General |  | Winter Evening | % of Load | 1 | 2029 | 65535
| High | Time-of-Use Rates (TOU) | Time-of-Use Rates (TOU) | Small General |  | Winter Evening | % of Load | 0 | 2029 | 65535
| High | Time-of-Use Rates (TOU) | DLC-Switch-Water Heating | General |  | Winter Morning | % of Load | 1 | 2029 | 65535
| High | Time-of-Use Rates (TOU) | DLC-Switch-Water Heating | General |  | Winter Morning | % of Load | 0 | 2029 | 65535
| High | Time-of-Use Rates (TOU) | DLC-BYOD-Water Heating | General |  | Winter Morning | % of Load | 1 | 2029 | 65535
| High | Time-of-Use Rates (TOU) | DLC-BYOD-Water Heating | General |  | Winter Morning | % of Load | 0 | 2029 | 65535
| High | Time-of-Use Rates (TOU) | DLC-Thermostat-DI-Central Heat Pump | General |  | Winter Morning | % of Load | 1 | 2029 | 65535
| High | Time-of-Use Rates (TOU) | DLC-Thermostat-DI-Central Heat Pump | General |  | Winter Morning | % of Load | 0 | 2029 | 65535
| High | Time-of-Use Rates (TOU) | DLC-Thermostat-BYOT-Central Heat Pump | General |  | Winter Morning | % of Load | 1 | 2029 | 65535
| High | Time-of-Use Rates (TOU) | DLC-Thermostat-BYOT-Central Heat Pump | General |  | Winter Morning | % of Load | 0 | 2029 | 65535
| High | Time-of-Use Rates (TOU) | DLC-Thermostat-HVAC | General |  | Winter Morning | % of Load | 1 | 2029 | 65535
| High | Time-of-Use Rates (TOU) | DLC-Thermostat-HVAC | General |  | Winter Morning | % of Load | 0 | 2029 | 65535
| High | Time-of-Use Rates (TOU) | DLC-Thermostat-DI-Baseboard Heating | General |  | Winter Morning | % of Load | 1 | 2029 | 65535
| High | Time-of-Use Rates (TOU) | DLC-Thermostat-DI-Baseboard Heating | General |  | Winter Morning | % of Load | 0 | 2029 | 65535
| High | Time-of-Use Rates (TOU) | DLC-Thermostat-BYOT-Baseboard Heating | General |  | Winter Morning | % of Load | 1 | 2029 | 65535
| High | Time-of-Use Rates (TOU) | DLC-Thermostat-BYOT-Baseboard Heating | General |  | Winter Morning | % of Load | 0 | 2029 | 65535
| High | Time-of-Use Rates (TOU) | DLC-Thermostat-DI-MSHP | General |  | Winter Morning | % of Load | 1 | 2029 | 65535
| High | Time-of-Use Rates (TOU) | DLC-Thermostat-DI-MSHP | General |  | Winter Morning | % of Load | 0 | 2029 | 65535
| High | Time-of-Use Rates (TOU) | DLC-Thermostat-BYOT-MSHP | General |  | Winter Morning | % of Load | 1 | 2029 | 65535
| High | Time-of-Use Rates (TOU) | DLC-Thermostat-BYOT-MSHP | General |  | Winter Morning | % of Load | 0 | 2029 | 65535
| High | Time-of-Use Rates (TOU) | C&I Curtailment-Turnkey-Manual HVAC Control | General |  | Winter Morning | % of Load | 1 | 2029 | 65535
| High | Time-of-Use Rates (TOU) | C&I Curtailment-Turnkey-Manual HVAC Control | General |  | Winter Morning | % of Load | 0 | 2029 | 65535
| High | Time-of-Use Rates (TOU) | C&I Curtailment-Turnkey-Auto-DR HVAC Control | General |  | Winter Morning | % of Load | 1 | 2029 | 65535
| High | Time-of-Use Rates (TOU) | C&I Curtailment-Turnkey-Auto-DR HVAC Control | General |  | Winter Morning | % of Load | 0 | 2029 | 65535
| High | Time-of-Use Rates (TOU) | C&I Curtailment-Turnkey-Standard Lighting Control | General |  | Winter Morning | % of Load | 1 | 2029 | 65535
| High | Time-of-Use Rates (TOU) | C&I Curtailment-Turnkey-Standard Lighting Control | General |  | Winter Morning | % of Load | 0 | 2029 | 65535
| High | Time-of-Use Rates (TOU) | C&I Curtailment-Turnkey-Advanced Lighting Control | General |  | Winter Morning | % of Load | 1 | 2029 | 65535
| High | Time-of-Use Rates (TOU) | C&I Curtailment-Turnkey-Advanced Lighting Control | General |  | Winter Morning | % of Load | 0 | 2029 | 65535
| High | Time-of-Use Rates (TOU) | C&I Curtailment-Turnkey-Water Heating Control | General |  | Winter Morning | % of Load | 1 | 2029 | 65535
| High | Time-of-Use Rates (TOU) | C&I Curtailment-Turnkey-Water Heating Control | General |  | Winter Morning | % of Load | 0 | 2029 | 65535
| High | Time-of-Use Rates (TOU) | C&I Curtailment-Turnkey-Other | General |  | Winter Morning | % of Load | 1 | 2029 | 65535
| High | Time-of-Use Rates (TOU) | C&I Curtailment-Turnkey-Other | General |  | Winter Morning | % of Load | 0 | 2029 | 65535
| High | Time-of-Use Rates (TOU) | Time-of-Use Rates (TOU) | General |  | Winter Morning | % of Load | 1 | 2029 | 65535
| High | Time-of-Use Rates (TOU) | Time-of-Use Rates (TOU) | General |  | Winter Morning | % of Load | 0 | 2029 | 65535
| High | Time-of-Use Rates (TOU) | DLC-Switch-Water Heating | General |  | Winter Evening | % of Load | 1 | 2029 | 65535
| High | Time-of-Use Rates (TOU) | DLC-Switch-Water Heating | General |  | Winter Evening | % of Load | 0 | 2029 | 65535
| High | Time-of-Use Rates (TOU) | DLC-BYOD-Water Heating | General |  | Winter Evening | % of Load | 1 | 2029 | 65535
| High | Time-of-Use Rates (TOU) | DLC-BYOD-Water Heating | General |  | Winter Evening | % of Load | 0 | 2029 | 65535
| High | Time-of-Use Rates (TOU) | DLC-Thermostat-DI-Central Heat Pump | General |  | Winter Evening | % of Load | 1 | 2029 | 65535
| High | Time-of-Use Rates (TOU) | DLC-Thermostat-DI-Central Heat Pump | General |  | Winter Evening | % of Load | 0 | 2029 | 65535
| High | Time-of-Use Rates (TOU) | DLC-Thermostat-BYOT-Central Heat Pump | General |  | Winter Evening | % of Load | 1 | 2029 | 65535
| High | Time-of-Use Rates (TOU) | DLC-Thermostat-BYOT-Central Heat Pump | General |  | Winter Evening | % of Load | 0 | 2029 | 65535
| High | Time-of-Use Rates (TOU) | DLC-Thermostat-HVAC | General |  | Winter Evening | % of Load | 1 | 2029 | 65535
| High | Time-of-Use Rates (TOU) | DLC-Thermostat-HVAC | General |  | Winter Evening | % of Load | 0 | 2029 | 65535
| High | Time-of-Use Rates (TOU) | DLC-Thermostat-DI-Baseboard Heating | General |  | Winter Evening | % of Load | 1 | 2029 | 65535
| High | Time-of-Use Rates (TOU) | DLC-Thermostat-DI-Baseboard Heating | General |  | Winter Evening | % of Load | 0 | 2029 | 65535
| High | Time-of-Use Rates (TOU) | DLC-Thermostat-BYOT-Baseboard Heating | General |  | Winter Evening | % of Load | 1 | 2029 | 65535
| High | Time-of-Use Rates (TOU) | DLC-Thermostat-BYOT-Baseboard Heating | General |  | Winter Evening | % of Load | 0 | 2029 | 65535
| High | Time-of-Use Rates (TOU) | DLC-Thermostat-DI-MSHP | General |  | Winter Evening | % of Load | 1 | 2029 | 65535
| High | Time-of-Use Rates (TOU) | DLC-Thermostat-DI-MSHP | General |  | Winter Evening | % of Load | 0 | 2029 | 65535
| High | Time-of-Use Rates (TOU) | DLC-Thermostat-BYOT-MSHP | General |  | Winter Evening | % of Load | 1 | 2029 | 65535
| High | Time-of-Use Rates (TOU) | DLC-Thermostat-BYOT-MSHP | General |  | Winter Evening | % of Load | 0 | 2029 | 65535
| High | Time-of-Use Rates (TOU) | C&I Curtailment-Turnkey-Manual HVAC Control | General |  | Winter Evening | % of Load | 1 | 2029 | 65535
| High | Time-of-Use Rates (TOU) | C&I Curtailment-Turnkey-Manual HVAC Control | General |  | Winter Evening | % of Load | 0 | 2029 | 65535
| High | Time-of-Use Rates (TOU) | C&I Curtailment-Turnkey-Auto-DR HVAC Control | General |  | Winter Evening | % of Load | 1 | 2029 | 65535
| High | Time-of-Use Rates (TOU) | C&I Curtailment-Turnkey-Auto-DR HVAC Control | General |  | Winter Evening | % of Load | 0 | 2029 | 65535
| High | Time-of-Use Rates (TOU) | C&I Curtailment-Turnkey-Standard Lighting Control | General |  | Winter Evening | % of Load | 1 | 2029 | 65535
| High | Time-of-Use Rates (TOU) | C&I Curtailment-Turnkey-Standard Lighting Control | General |  | Winter Evening | % of Load | 0 | 2029 | 65535
| High | Time-of-Use Rates (TOU) | C&I Curtailment-Turnkey-Advanced Lighting Control | General |  | Winter Evening | % of Load | 1 | 2029 | 65535
| High | Time-of-Use Rates (TOU) | C&I Curtailment-Turnkey-Advanced Lighting Control | General |  | Winter Evening | % of Load | 0 | 2029 | 65535
| High | Time-of-Use Rates (TOU) | C&I Curtailment-Turnkey-Water Heating Control | General |  | Winter Evening | % of Load | 1 | 2029 | 65535
| High | Time-of-Use Rates (TOU) | C&I Curtailment-Turnkey-Water Heating Control | General |  | Winter Evening | % of Load | 0 | 2029 | 65535
| High | Time-of-Use Rates (TOU) | C&I Curtailment-Turnkey-Other | General |  | Winter Evening | % of Load | 1 | 2029 | 65535
| High | Time-of-Use Rates (TOU) | C&I Curtailment-Turnkey-Other | General |  | Winter Evening | % of Load | 0 | 2029 | 65535
| High | Time-of-Use Rates (TOU) | Time-of-Use Rates (TOU) | General |  | Winter Evening | % of Load | 1 | 2029 | 65535
| High | Time-of-Use Rates (TOU) | Time-of-Use Rates (TOU) | General |  | Winter Evening | % of Load | 0 | 2029 | 65535
| High | Time-of-Use Rates (TOU) | DLC-Switch-Water Heating | Small Industrial |  | Winter Morning | % of Load | 1 | 2029 | 65535
| High | Time-of-Use Rates (TOU) | DLC-Switch-Water Heating | Small Industrial |  | Winter Morning | % of Load | 0 | 2029 | 65535
| High | Time-of-Use Rates (TOU) | DLC-BYOD-Water Heating | Small Industrial |  | Winter Morning | % of Load | 1 | 2029 | 65535
| High | Time-of-Use Rates (TOU) | DLC-BYOD-Water Heating | Small Industrial |  | Winter Morning | % of Load | 0 | 2029 | 65535
| High | Time-of-Use Rates (TOU) | DLC-Thermostat-DI-Central Heat Pump | Small Industrial |  | Winter Morning | % of Load | 1 | 2029 | 65535
| High | Time-of-Use Rates (TOU) | DLC-Thermostat-DI-Central Heat Pump | Small Industrial |  | Winter Morning | % of Load | 0 | 2029 | 65535
| High | Time-of-Use Rates (TOU) | DLC-Thermostat-BYOT-Central Heat Pump | Small Industrial |  | Winter Morning | % of Load | 1 | 2029 | 65535
| High | Time-of-Use Rates (TOU) | DLC-Thermostat-BYOT-Central Heat Pump | Small Industrial |  | Winter Morning | % of Load | 0 | 2029 | 65535
| High | Time-of-Use Rates (TOU) | DLC-Thermostat-HVAC | Small Industrial |  | Winter Morning | % of Load | 1 | 2029 | 65535
| High | Time-of-Use Rates (TOU) | DLC-Thermostat-HVAC | Small Industrial |  | Winter Morning | % of Load | 0 | 2029 | 65535
| High | Time-of-Use Rates (TOU) | DLC-Thermostat-DI-Baseboard Heating | Small Industrial |  | Winter Morning | % of Load | 1 | 2029 | 65535
| High | Time-of-Use Rates (TOU) | DLC-Thermostat-DI-Baseboard Heating | Small Industrial |  | Winter Morning | % of Load | 0 | 2029 | 65535
| High | Time-of-Use Rates (TOU) | DLC-Thermostat-BYOT-Baseboard Heating | Small Industrial |  | Winter Morning | % of Load | 1 | 2029 | 65535
| High | Time-of-Use Rates (TOU) | DLC-Thermostat-BYOT-Baseboard Heating | Small Industrial |  | Winter Morning | % of Load | 0 | 2029 | 65535
| High | Time-of-Use Rates (TOU) | DLC-Thermostat-DI-MSHP | Small Industrial |  | Winter Morning | % of Load | 1 | 2029 | 65535
| High | Time-of-Use Rates (TOU) | DLC-Thermostat-DI-MSHP | Small Industrial |  | Winter Morning | % of Load | 0 | 2029 | 65535
| High | Time-of-Use Rates (TOU) | DLC-Thermostat-BYOT-MSHP | Small Industrial |  | Winter Morning | % of Load | 1 | 2029 | 65535
| High | Time-of-Use Rates (TOU) | DLC-Thermostat-BYOT-MSHP | Small Industrial |  | Winter Morning | % of Load | 0 | 2029 | 65535
| High | Time-of-Use Rates (TOU) | C&I Curtailment-Turnkey-Manual HVAC Control | Small Industrial |  | Winter Morning | % of Load | 1 | 2029 | 65535
| High | Time-of-Use Rates (TOU) | C&I Curtailment-Turnkey-Manual HVAC Control | Small Industrial |  | Winter Morning | % of Load | 0 | 2029 | 65535
| High | Time-of-Use Rates (TOU) | C&I Curtailment-Turnkey-Auto-DR HVAC Control | Small Industrial |  | Winter Morning | % of Load | 1 | 2029 | 65535
| High | Time-of-Use Rates (TOU) | C&I Curtailment-Turnkey-Auto-DR HVAC Control | Small Industrial |  | Winter Morning | % of Load | 0 | 2029 | 65535
| High | Time-of-Use Rates (TOU) | C&I Curtailment-Turnkey-Standard Lighting Control | Small Industrial |  | Winter Morning | % of Load | 1 | 2029 | 65535
| High | Time-of-Use Rates (TOU) | C&I Curtailment-Turnkey-Standard Lighting Control | Small Industrial |  | Winter Morning | % of Load | 0 | 2029 | 65535
| High | Time-of-Use Rates (TOU) | C&I Curtailment-Turnkey-Advanced Lighting Control | Small Industrial |  | Winter Morning | % of Load | 1 | 2029 | 65535
| High | Time-of-Use Rates (TOU) | C&I Curtailment-Turnkey-Advanced Lighting Control | Small Industrial |  | Winter Morning | % of Load | 0 | 2029 | 65535
| High | Time-of-Use Rates (TOU) | C&I Curtailment-Turnkey-Water Heating Control | Small Industrial |  | Winter Morning | % of Load | 1 | 2029 | 65535
| High | Time-of-Use Rates (TOU) | C&I Curtailment-Turnkey-Water Heating Control | Small Industrial |  | Winter Morning | % of Load | 0 | 2029 | 65535
| High | Time-of-Use Rates (TOU) | C&I Curtailment-Turnkey-Other | Small Industrial |  | Winter Morning | % of Load | 1 | 2029 | 65535
| High | Time-of-Use Rates (TOU) | C&I Curtailment-Turnkey-Other | Small Industrial |  | Winter Morning | % of Load | 0 | 2029 | 65535
| High | Time-of-Use Rates (TOU) | C&I Curtailment-Turnkey-Industrial | Small Industrial |  | Winter Morning | % of Load | 1 | 2029 | 65535
| High | Time-of-Use Rates (TOU) | C&I Curtailment-Turnkey-Industrial | Small Industrial |  | Winter Morning | % of Load | 0 | 2029 | 65535
| High | Time-of-Use Rates (TOU) | Time-of-Use Rates (TOU) | Small Industrial |  | Winter Morning | % of Load | 1 | 2029 | 65535
| High | Time-of-Use Rates (TOU) | Time-of-Use Rates (TOU) | Small Industrial |  | Winter Morning | % of Load | 0 | 2029 | 65535
| High | Time-of-Use Rates (TOU) | DLC-Switch-Water Heating | Small Industrial |  | Winter Evening | % of Load | 1 | 2029 | 65535
| High | Time-of-Use Rates (TOU) | DLC-Switch-Water Heating | Small Industrial |  | Winter Evening | % of Load | 0 | 2029 | 65535
| High | Time-of-Use Rates (TOU) | DLC-BYOD-Water Heating | Small Industrial |  | Winter Evening | % of Load | 1 | 2029 | 65535
| High | Time-of-Use Rates (TOU) | DLC-BYOD-Water Heating | Small Industrial |  | Winter Evening | % of Load | 0 | 2029 | 65535
| High | Time-of-Use Rates (TOU) | DLC-Thermostat-DI-Central Heat Pump | Small Industrial |  | Winter Evening | % of Load | 1 | 2029 | 65535
| High | Time-of-Use Rates (TOU) | DLC-Thermostat-DI-Central Heat Pump | Small Industrial |  | Winter Evening | % of Load | 0 | 2029 | 65535
| High | Time-of-Use Rates (TOU) | DLC-Thermostat-BYOT-Central Heat Pump | Small Industrial |  | Winter Evening | % of Load | 1 | 2029 | 65535
| High | Time-of-Use Rates (TOU) | DLC-Thermostat-BYOT-Central Heat Pump | Small Industrial |  | Winter Evening | % of Load | 0 | 2029 | 65535
| High | Time-of-Use Rates (TOU) | DLC-Thermostat-HVAC | Small Industrial |  | Winter Evening | % of Load | 1 | 2029 | 65535
| High | Time-of-Use Rates (TOU) | DLC-Thermostat-HVAC | Small Industrial |  | Winter Evening | % of Load | 0 | 2029 | 65535
| High | Time-of-Use Rates (TOU) | DLC-Thermostat-DI-Baseboard Heating | Small Industrial |  | Winter Evening | % of Load | 1 | 2029 | 65535
| High | Time-of-Use Rates (TOU) | DLC-Thermostat-DI-Baseboard Heating | Small Industrial |  | Winter Evening | % of Load | 0 | 2029 | 65535
| High | Time-of-Use Rates (TOU) | DLC-Thermostat-BYOT-Baseboard Heating | Small Industrial |  | Winter Evening | % of Load | 1 | 2029 | 65535
| High | Time-of-Use Rates (TOU) | DLC-Thermostat-BYOT-Baseboard Heating | Small Industrial |  | Winter Evening | % of Load | 0 | 2029 | 65535
| High | Time-of-Use Rates (TOU) | DLC-Thermostat-DI-MSHP | Small Industrial |  | Winter Evening | % of Load | 1 | 2029 | 65535
| High | Time-of-Use Rates (TOU) | DLC-Thermostat-DI-MSHP | Small Industrial |  | Winter Evening | % of Load | 0 | 2029 | 65535
| High | Time-of-Use Rates (TOU) | DLC-Thermostat-BYOT-MSHP | Small Industrial |  | Winter Evening | % of Load | 1 | 2029 | 65535
| High | Time-of-Use Rates (TOU) | DLC-Thermostat-BYOT-MSHP | Small Industrial |  | Winter Evening | % of Load | 0 | 2029 | 65535
| High | Time-of-Use Rates (TOU) | C&I Curtailment-Turnkey-Manual HVAC Control | Small Industrial |  | Winter Evening | % of Load | 1 | 2029 | 65535
| High | Time-of-Use Rates (TOU) | C&I Curtailment-Turnkey-Manual HVAC Control | Small Industrial |  | Winter Evening | % of Load | 0 | 2029 | 65535
| High | Time-of-Use Rates (TOU) | C&I Curtailment-Turnkey-Auto-DR HVAC Control | Small Industrial |  | Winter Evening | % of Load | 1 | 2029 | 65535
| High | Time-of-Use Rates (TOU) | C&I Curtailment-Turnkey-Auto-DR HVAC Control | Small Industrial |  | Winter Evening | % of Load | 0 | 2029 | 65535
| High | Time-of-Use Rates (TOU) | C&I Curtailment-Turnkey-Standard Lighting Control | Small Industrial |  | Winter Evening | % of Load | 1 | 2029 | 65535
| High | Time-of-Use Rates (TOU) | C&I Curtailment-Turnkey-Standard Lighting Control | Small Industrial |  | Winter Evening | % of Load | 0 | 2029 | 65535
| High | Time-of-Use Rates (TOU) | C&I Curtailment-Turnkey-Advanced Lighting Control | Small Industrial |  | Winter Evening | % of Load | 1 | 2029 | 65535
| High | Time-of-Use Rates (TOU) | C&I Curtailment-Turnkey-Advanced Lighting Control | Small Industrial |  | Winter Evening | % of Load | 0 | 2029 | 65535
| High | Time-of-Use Rates (TOU) | C&I Curtailment-Turnkey-Water Heating Control | Small Industrial |  | Winter Evening | % of Load | 1 | 2029 | 65535
| High | Time-of-Use Rates (TOU) | C&I Curtailment-Turnkey-Water Heating Control | Small Industrial |  | Winter Evening | % of Load | 0 | 2029 | 65535
| High | Time-of-Use Rates (TOU) | C&I Curtailment-Turnkey-Other | Small Industrial |  | Winter Evening | % of Load | 1 | 2029 | 65535
| High | Time-of-Use Rates (TOU) | C&I Curtailment-Turnkey-Other | Small Industrial |  | Winter Evening | % of Load | 0 | 2029 | 65535
| High | Time-of-Use Rates (TOU) | C&I Curtailment-Turnkey-Industrial | Small Industrial |  | Winter Evening | % of Load | 1 | 2029 | 65535
| High | Time-of-Use Rates (TOU) | C&I Curtailment-Turnkey-Industrial | Small Industrial |  | Winter Evening | % of Load | 0 | 2029 | 65535
| High | Time-of-Use Rates (TOU) | Time-of-Use Rates (TOU) | Small Industrial |  | Winter Evening | % of Load | 1 | 2029 | 65535
| High | Time-of-Use Rates (TOU) | Time-of-Use Rates (TOU) | Small Industrial |  | Winter Evening | % of Load | 0 | 2029 | 65535
| High | Time-of-Use Rates (TOU) | DLC-Switch-Water Heating | Medium Industrial |  | Winter Morning | % of Load | 1 | 2029 | 65535
| High | Time-of-Use Rates (TOU) | DLC-Switch-Water Heating | Medium Industrial |  | Winter Morning | % of Load | 0 | 2029 | 65535
| High | Time-of-Use Rates (TOU) | DLC-BYOD-Water Heating | Medium Industrial |  | Winter Morning | % of Load | 1 | 2029 | 65535
| High | Time-of-Use Rates (TOU) | DLC-BYOD-Water Heating | Medium Industrial |  | Winter Morning | % of Load | 0 | 2029 | 65535
| High | Time-of-Use Rates (TOU) | DLC-Thermostat-DI-Central Heat Pump | Medium Industrial |  | Winter Morning | % of Load | 1 | 2029 | 65535
| High | Time-of-Use Rates (TOU) | DLC-Thermostat-DI-Central Heat Pump | Medium Industrial |  | Winter Morning | % of Load | 0 | 2029 | 65535
| High | Time-of-Use Rates (TOU) | DLC-Thermostat-BYOT-Central Heat Pump | Medium Industrial |  | Winter Morning | % of Load | 1 | 2029 | 65535
| High | Time-of-Use Rates (TOU) | DLC-Thermostat-BYOT-Central Heat Pump | Medium Industrial |  | Winter Morning | % of Load | 0 | 2029 | 65535
| High | Time-of-Use Rates (TOU) | DLC-Thermostat-HVAC | Medium Industrial |  | Winter Morning | % of Load | 1 | 2029 | 65535
| High | Time-of-Use Rates (TOU) | DLC-Thermostat-HVAC | Medium Industrial |  | Winter Morning | % of Load | 0 | 2029 | 65535
| High | Time-of-Use Rates (TOU) | DLC-Thermostat-DI-Baseboard Heating | Medium Industrial |  | Winter Morning | % of Load | 1 | 2029 | 65535
| High | Time-of-Use Rates (TOU) | DLC-Thermostat-DI-Baseboard Heating | Medium Industrial |  | Winter Morning | % of Load | 0 | 2029 | 65535
| High | Time-of-Use Rates (TOU) | DLC-Thermostat-BYOT-Baseboard Heating | Medium Industrial |  | Winter Morning | % of Load | 1 | 2029 | 65535
| High | Time-of-Use Rates (TOU) | DLC-Thermostat-BYOT-Baseboard Heating | Medium Industrial |  | Winter Morning | % of Load | 0 | 2029 | 65535
| High | Time-of-Use Rates (TOU) | DLC-Thermostat-DI-MSHP | Medium Industrial |  | Winter Morning | % of Load | 1 | 2029 | 65535
| High | Time-of-Use Rates (TOU) | DLC-Thermostat-DI-MSHP | Medium Industrial |  | Winter Morning | % of Load | 0 | 2029 | 65535
| High | Time-of-Use Rates (TOU) | DLC-Thermostat-BYOT-MSHP | Medium Industrial |  | Winter Morning | % of Load | 1 | 2029 | 65535
| High | Time-of-Use Rates (TOU) | DLC-Thermostat-BYOT-MSHP | Medium Industrial |  | Winter Morning | % of Load | 0 | 2029 | 65535
| High | Time-of-Use Rates (TOU) | C&I Curtailment-Turnkey-Manual HVAC Control | Medium Industrial |  | Winter Morning | % of Load | 1 | 2029 | 65535
| High | Time-of-Use Rates (TOU) | C&I Curtailment-Turnkey-Manual HVAC Control | Medium Industrial |  | Winter Morning | % of Load | 0 | 2029 | 65535
| High | Time-of-Use Rates (TOU) | C&I Curtailment-Turnkey-Auto-DR HVAC Control | Medium Industrial |  | Winter Morning | % of Load | 1 | 2029 | 65535
| High | Time-of-Use Rates (TOU) | C&I Curtailment-Turnkey-Auto-DR HVAC Control | Medium Industrial |  | Winter Morning | % of Load | 0 | 2029 | 65535
| High | Time-of-Use Rates (TOU) | C&I Curtailment-Turnkey-Standard Lighting Control | Medium Industrial |  | Winter Morning | % of Load | 1 | 2029 | 65535
| High | Time-of-Use Rates (TOU) | C&I Curtailment-Turnkey-Standard Lighting Control | Medium Industrial |  | Winter Morning | % of Load | 0 | 2029 | 65535
| High | Time-of-Use Rates (TOU) | C&I Curtailment-Turnkey-Advanced Lighting Control | Medium Industrial |  | Winter Morning | % of Load | 1 | 2029 | 65535
| High | Time-of-Use Rates (TOU) | C&I Curtailment-Turnkey-Advanced Lighting Control | Medium Industrial |  | Winter Morning | % of Load | 0 | 2029 | 65535
| High | Time-of-Use Rates (TOU) | C&I Curtailment-Turnkey-Water Heating Control | Medium Industrial |  | Winter Morning | % of Load | 1 | 2029 | 65535
| High | Time-of-Use Rates (TOU) | C&I Curtailment-Turnkey-Water Heating Control | Medium Industrial |  | Winter Morning | % of Load | 0 | 2029 | 65535
| High | Time-of-Use Rates (TOU) | C&I Curtailment-Turnkey-Other | Medium Industrial |  | Winter Morning | % of Load | 1 | 2029 | 65535
| High | Time-of-Use Rates (TOU) | C&I Curtailment-Turnkey-Other | Medium Industrial |  | Winter Morning | % of Load | 0 | 2029 | 65535
| High | Time-of-Use Rates (TOU) | Time-of-Use Rates (TOU) | Medium Industrial |  | Winter Morning | % of Load | 1 | 2029 | 65535
| High | Time-of-Use Rates (TOU) | Time-of-Use Rates (TOU) | Medium Industrial |  | Winter Morning | % of Load | 0 | 2029 | 65535
| High | Time-of-Use Rates (TOU) | DLC-Switch-Water Heating | Medium Industrial |  | Winter Evening | % of Load | 1 | 2029 | 65535
| High | Time-of-Use Rates (TOU) | DLC-Switch-Water Heating | Medium Industrial |  | Winter Evening | % of Load | 0 | 2029 | 65535
| High | Time-of-Use Rates (TOU) | DLC-BYOD-Water Heating | Medium Industrial |  | Winter Evening | % of Load | 1 | 2029 | 65535
| High | Time-of-Use Rates (TOU) | DLC-BYOD-Water Heating | Medium Industrial |  | Winter Evening | % of Load | 0 | 2029 | 65535
| High | Time-of-Use Rates (TOU) | DLC-Thermostat-DI-Central Heat Pump | Medium Industrial |  | Winter Evening | % of Load | 1 | 2029 | 65535
| High | Time-of-Use Rates (TOU) | DLC-Thermostat-DI-Central Heat Pump | Medium Industrial |  | Winter Evening | % of Load | 0 | 2029 | 65535
| High | Time-of-Use Rates (TOU) | DLC-Thermostat-BYOT-Central Heat Pump | Medium Industrial |  | Winter Evening | % of Load | 1 | 2029 | 65535
| High | Time-of-Use Rates (TOU) | DLC-Thermostat-BYOT-Central Heat Pump | Medium Industrial |  | Winter Evening | % of Load | 0 | 2029 | 65535
| High | Time-of-Use Rates (TOU) | DLC-Thermostat-HVAC | Medium Industrial |  | Winter Evening | % of Load | 1 | 2029 | 65535
| High | Time-of-Use Rates (TOU) | DLC-Thermostat-HVAC | Medium Industrial |  | Winter Evening | % of Load | 0 | 2029 | 65535
| High | Time-of-Use Rates (TOU) | DLC-Thermostat-DI-Baseboard Heating | Medium Industrial |  | Winter Evening | % of Load | 1 | 2029 | 65535
| High | Time-of-Use Rates (TOU) | DLC-Thermostat-DI-Baseboard Heating | Medium Industrial |  | Winter Evening | % of Load | 0 | 2029 | 65535
| High | Time-of-Use Rates (TOU) | DLC-Thermostat-BYOT-Baseboard Heating | Medium Industrial |  | Winter Evening | % of Load | 1 | 2029 | 65535
| High | Time-of-Use Rates (TOU) | DLC-Thermostat-BYOT-Baseboard Heating | Medium Industrial |  | Winter Evening | % of Load | 0 | 2029 | 65535
| High | Time-of-Use Rates (TOU) | DLC-Thermostat-DI-MSHP | Medium Industrial |  | Winter Evening | % of Load | 1 | 2029 | 65535
| High | Time-of-Use Rates (TOU) | DLC-Thermostat-DI-MSHP | Medium Industrial |  | Winter Evening | % of Load | 0 | 2029 | 65535
| High | Time-of-Use Rates (TOU) | DLC-Thermostat-BYOT-MSHP | Medium Industrial |  | Winter Evening | % of Load | 1 | 2029 | 65535
| High | Time-of-Use Rates (TOU) | DLC-Thermostat-BYOT-MSHP | Medium Industrial |  | Winter Evening | % of Load | 0 | 2029 | 65535
| High | Time-of-Use Rates (TOU) | C&I Curtailment-Turnkey-Manual HVAC Control | Medium Industrial |  | Winter Evening | % of Load | 1 | 2029 | 65535
| High | Time-of-Use Rates (TOU) | C&I Curtailment-Turnkey-Manual HVAC Control | Medium Industrial |  | Winter Evening | % of Load | 0 | 2029 | 65535
| High | Time-of-Use Rates (TOU) | C&I Curtailment-Turnkey-Auto-DR HVAC Control | Medium Industrial |  | Winter Evening | % of Load | 1 | 2029 | 65535
| High | Time-of-Use Rates (TOU) | C&I Curtailment-Turnkey-Auto-DR HVAC Control | Medium Industrial |  | Winter Evening | % of Load | 0 | 2029 | 65535
| High | Time-of-Use Rates (TOU) | C&I Curtailment-Turnkey-Standard Lighting Control | Medium Industrial |  | Winter Evening | % of Load | 1 | 2029 | 65535
| High | Time-of-Use Rates (TOU) | C&I Curtailment-Turnkey-Standard Lighting Control | Medium Industrial |  | Winter Evening | % of Load | 0 | 2029 | 65535
| High | Time-of-Use Rates (TOU) | C&I Curtailment-Turnkey-Advanced Lighting Control | Medium Industrial |  | Winter Evening | % of Load | 1 | 2029 | 65535
| High | Time-of-Use Rates (TOU) | C&I Curtailment-Turnkey-Advanced Lighting Control | Medium Industrial |  | Winter Evening | % of Load | 0 | 2029 | 65535
| High | Time-of-Use Rates (TOU) | C&I Curtailment-Turnkey-Water Heating Control | Medium Industrial |  | Winter Evening | % of Load | 1 | 2029 | 65535
| High | Time-of-Use Rates (TOU) | C&I Curtailment-Turnkey-Water Heating Control | Medium Industrial |  | Winter Evening | % of Load | 0 | 2029 | 65535
| High | Time-of-Use Rates (TOU) | C&I Curtailment-Turnkey-Other | Medium Industrial |  | Winter Evening | % of Load | 1 | 2029 | 65535
| High | Time-of-Use Rates (TOU) | C&I Curtailment-Turnkey-Other | Medium Industrial |  | Winter Evening | % of Load | 0 | 2029 | 65535
| High | Time-of-Use Rates (TOU) | Time-of-Use Rates (TOU) | Medium Industrial |  | Winter Evening | % of Load | 1 | 2029 | 65535
| High | Time-of-Use Rates (TOU) | Time-of-Use Rates (TOU) | Medium Industrial |  | Winter Evening | % of Load | 0 | 2029 | 65535
| High | Time-of-Use Rates (TOU) | Time-of-Use Rates (TOU) | Residential Charitable |  | Winter Morning | % of Load | 1 | 2029 | 65535
| High | Time-of-Use Rates (TOU) | Time-of-Use Rates (TOU) | Residential Charitable |  | Winter Morning | % of Load | 0 | 2029 | 65535
| High | Time-of-Use Rates (TOU) | Time-of-Use Rates (TOU) | Residential Charitable |  | Winter Evening | % of Load | 1 | 2029 | 65535
| High | Time-of-Use Rates (TOU) | Time-of-Use Rates (TOU) | Residential Charitable |  | Winter Evening | % of Load | 0 | 2029 | 65535
| High | DLC-Thermostat | DLC-Switch-Water Heating | Small General |  | Winter Morning | % of Load | 1 | 2030 | 65535
| High | DLC-Thermostat | DLC-Switch-Water Heating | Small General |  | Winter Morning | % of Load | 0 | 2030 | 65535
| High | DLC-Thermostat | DLC-BYOD-Water Heating | Small General |  | Winter Morning | % of Load | 1 | 2030 | 65535
| High | DLC-Thermostat | DLC-BYOD-Water Heating | Small General |  | Winter Morning | % of Load | 0 | 2030 | 65535
| High | DLC-Thermostat | DLC-Thermostat-DI-Central Heat Pump | Small General |  | Winter Morning | % of Load | 1 | 2030 | 65535
| High | DLC-Thermostat | DLC-Thermostat-DI-Central Heat Pump | Small General |  | Winter Morning | % of Load | 0 | 2030 | 65535
| High | DLC-Thermostat | DLC-Thermostat-BYOT-Central Heat Pump | Small General |  | Winter Morning | % of Load | 1 | 2030 | 65535
| High | DLC-Thermostat | DLC-Thermostat-BYOT-Central Heat Pump | Small General |  | Winter Morning | % of Load | 0 | 2030 | 65535
| High | DLC-Thermostat | DLC-Thermostat-HVAC | Small General |  | Winter Morning | % of Load | 1 | 2030 | 65535
| High | DLC-Thermostat | DLC-Thermostat-HVAC | Small General |  | Winter Morning | % of Load | 0 | 2030 | 65535
| High | DLC-Thermostat | DLC-Thermostat-DI-Baseboard Heating | Small General |  | Winter Morning | % of Load | 1 | 2030 | 65535
| High | DLC-Thermostat | DLC-Thermostat-DI-Baseboard Heating | Small General |  | Winter Morning | % of Load | 0 | 2030 | 65535
| High | DLC-Thermostat | DLC-Thermostat-BYOT-Baseboard Heating | Small General |  | Winter Morning | % of Load | 1 | 2030 | 65535
| High | DLC-Thermostat | DLC-Thermostat-BYOT-Baseboard Heating | Small General |  | Winter Morning | % of Load | 0 | 2030 | 65535
| High | DLC-Thermostat | DLC-Thermostat-DI-MSHP | Small General |  | Winter Morning | % of Load | 1 | 2030 | 65535
| High | DLC-Thermostat | DLC-Thermostat-DI-MSHP | Small General |  | Winter Morning | % of Load | 0 | 2030 | 65535
| High | DLC-Thermostat | DLC-Thermostat-BYOT-MSHP | Small General |  | Winter Morning | % of Load | 1 | 2030 | 65535
| High | DLC-Thermostat | DLC-Thermostat-BYOT-MSHP | Small General |  | Winter Morning | % of Load | 0 | 2030 | 65535
| High | DLC-Thermostat | C&I Curtailment-Turnkey-Manual HVAC Control | Small General |  | Winter Morning | % of Load | 1 | 2030 | 65535
| High | DLC-Thermostat | C&I Curtailment-Turnkey-Manual HVAC Control | Small General |  | Winter Morning | % of Load | 0 | 2030 | 65535
| High | DLC-Thermostat | C&I Curtailment-Turnkey-Auto-DR HVAC Control | Small General |  | Winter Morning | % of Load | 1 | 2030 | 65535
| High | DLC-Thermostat | C&I Curtailment-Turnkey-Auto-DR HVAC Control | Small General |  | Winter Morning | % of Load | 0 | 2030 | 65535
| High | DLC-Thermostat | C&I Curtailment-Turnkey-Standard Lighting Control | Small General |  | Winter Morning | % of Load | 1 | 2030 | 65535
| High | DLC-Thermostat | C&I Curtailment-Turnkey-Standard Lighting Control | Small General |  | Winter Morning | % of Load | 0 | 2030 | 65535
| High | DLC-Thermostat | C&I Curtailment-Turnkey-Advanced Lighting Control | Small General |  | Winter Morning | % of Load | 1 | 2030 | 65535
| High | DLC-Thermostat | C&I Curtailment-Turnkey-Advanced Lighting Control | Small General |  | Winter Morning | % of Load | 0 | 2030 | 65535
| High | DLC-Thermostat | C&I Curtailment-Turnkey-Water Heating Control | Small General |  | Winter Morning | % of Load | 1 | 2030 | 65535
| High | DLC-Thermostat | C&I Curtailment-Turnkey-Water Heating Control | Small General |  | Winter Morning | % of Load | 0 | 2030 | 65535
| High | DLC-Thermostat | C&I Curtailment-Turnkey-Other | Small General |  | Winter Morning | % of Load | 1 | 2030 | 65535
| High | DLC-Thermostat | C&I Curtailment-Turnkey-Other | Small General |  | Winter Morning | % of Load | 0 | 2030 | 65535
| High | DLC-Thermostat | Dynamic Pricing with enabling tech. | Small General |  | Winter Morning | % of Load | 1 | 2030 | 65535
| High | DLC-Thermostat | Dynamic Pricing with enabling tech. | Small General |  | Winter Morning | % of Load | 0 | 2030 | 65535
| High | DLC-Thermostat | DLC-Switch-Water Heating | Small General |  | Winter Evening | % of Load | 1 | 2030 | 65535
| High | DLC-Thermostat | DLC-Switch-Water Heating | Small General |  | Winter Evening | % of Load | 0 | 2030 | 65535
| High | DLC-Thermostat | DLC-BYOD-Water Heating | Small General |  | Winter Evening | % of Load | 1 | 2030 | 65535
| High | DLC-Thermostat | DLC-BYOD-Water Heating | Small General |  | Winter Evening | % of Load | 0 | 2030 | 65535
| High | DLC-Thermostat | DLC-Thermostat-DI-Central Heat Pump | Small General |  | Winter Evening | % of Load | 1 | 2030 | 65535
| High | DLC-Thermostat | DLC-Thermostat-DI-Central Heat Pump | Small General |  | Winter Evening | % of Load | 0 | 2030 | 65535
| High | DLC-Thermostat | DLC-Thermostat-BYOT-Central Heat Pump | Small General |  | Winter Evening | % of Load | 1 | 2030 | 65535
| High | DLC-Thermostat | DLC-Thermostat-BYOT-Central Heat Pump | Small General |  | Winter Evening | % of Load | 0 | 2030 | 65535
| High | DLC-Thermostat | DLC-Thermostat-HVAC | Small General |  | Winter Evening | % of Load | 1 | 2030 | 65535
| High | DLC-Thermostat | DLC-Thermostat-HVAC | Small General |  | Winter Evening | % of Load | 0 | 2030 | 65535
| High | DLC-Thermostat | DLC-Thermostat-DI-Baseboard Heating | Small General |  | Winter Evening | % of Load | 1 | 2030 | 65535
| High | DLC-Thermostat | DLC-Thermostat-DI-Baseboard Heating | Small General |  | Winter Evening | % of Load | 0 | 2030 | 65535
| High | DLC-Thermostat | DLC-Thermostat-BYOT-Baseboard Heating | Small General |  | Winter Evening | % of Load | 1 | 2030 | 65535
| High | DLC-Thermostat | DLC-Thermostat-BYOT-Baseboard Heating | Small General |  | Winter Evening | % of Load | 0 | 2030 | 65535
| High | DLC-Thermostat | DLC-Thermostat-DI-MSHP | Small General |  | Winter Evening | % of Load | 1 | 2030 | 65535
| High | DLC-Thermostat | DLC-Thermostat-DI-MSHP | Small General |  | Winter Evening | % of Load | 0 | 2030 | 65535
| High | DLC-Thermostat | DLC-Thermostat-BYOT-MSHP | Small General |  | Winter Evening | % of Load | 1 | 2030 | 65535
| High | DLC-Thermostat | DLC-Thermostat-BYOT-MSHP | Small General |  | Winter Evening | % of Load | 0 | 2030 | 65535
| High | DLC-Thermostat | C&I Curtailment-Turnkey-Manual HVAC Control | Small General |  | Winter Evening | % of Load | 1 | 2030 | 65535
| High | DLC-Thermostat | C&I Curtailment-Turnkey-Manual HVAC Control | Small General |  | Winter Evening | % of Load | 0 | 2030 | 65535
| High | DLC-Thermostat | C&I Curtailment-Turnkey-Auto-DR HVAC Control | Small General |  | Winter Evening | % of Load | 1 | 2030 | 65535
| High | DLC-Thermostat | C&I Curtailment-Turnkey-Auto-DR HVAC Control | Small General |  | Winter Evening | % of Load | 0 | 2030 | 65535
| High | DLC-Thermostat | C&I Curtailment-Turnkey-Standard Lighting Control | Small General |  | Winter Evening | % of Load | 1 | 2030 | 65535
| High | DLC-Thermostat | C&I Curtailment-Turnkey-Standard Lighting Control | Small General |  | Winter Evening | % of Load | 0 | 2030 | 65535
| High | DLC-Thermostat | C&I Curtailment-Turnkey-Advanced Lighting Control | Small General |  | Winter Evening | % of Load | 1 | 2030 | 65535
| High | DLC-Thermostat | C&I Curtailment-Turnkey-Advanced Lighting Control | Small General |  | Winter Evening | % of Load | 0 | 2030 | 65535
| High | DLC-Thermostat | C&I Curtailment-Turnkey-Water Heating Control | Small General |  | Winter Evening | % of Load | 1 | 2030 | 65535
| High | DLC-Thermostat | C&I Curtailment-Turnkey-Water Heating Control | Small General |  | Winter Evening | % of Load | 0 | 2030 | 65535
| High | DLC-Thermostat | C&I Curtailment-Turnkey-Other | Small General |  | Winter Evening | % of Load | 1 | 2030 | 65535
| High | DLC-Thermostat | C&I Curtailment-Turnkey-Other | Small General |  | Winter Evening | % of Load | 0 | 2030 | 65535
| High | DLC-Thermostat | Dynamic Pricing with enabling tech. | Small General |  | Winter Evening | % of Load | 1 | 2030 | 65535
| High | DLC-Thermostat | Dynamic Pricing with enabling tech. | Small General |  | Winter Evening | % of Load | 0 | 2030 | 65535
| High | DLC-Thermostat | DLC-Switch-Water Heating | General |  | Winter Morning | % of Load | 1 | 2030 | 65535
| High | DLC-Thermostat | DLC-Switch-Water Heating | General |  | Winter Morning | % of Load | 0 | 2030 | 65535
| High | DLC-Thermostat | DLC-BYOD-Water Heating | General |  | Winter Morning | % of Load | 1 | 2030 | 65535
| High | DLC-Thermostat | DLC-BYOD-Water Heating | General |  | Winter Morning | % of Load | 0 | 2030 | 65535
| High | DLC-Thermostat | DLC-Thermostat-DI-Central Heat Pump | General |  | Winter Morning | % of Load | 1 | 2030 | 65535
| High | DLC-Thermostat | DLC-Thermostat-DI-Central Heat Pump | General |  | Winter Morning | % of Load | 0 | 2030 | 65535
| High | DLC-Thermostat | DLC-Thermostat-BYOT-Central Heat Pump | General |  | Winter Morning | % of Load | 1 | 2030 | 65535
| High | DLC-Thermostat | DLC-Thermostat-BYOT-Central Heat Pump | General |  | Winter Morning | % of Load | 0 | 2030 | 65535
| High | DLC-Thermostat | DLC-Thermostat-HVAC | General |  | Winter Morning | % of Load | 1 | 2030 | 65535
| High | DLC-Thermostat | DLC-Thermostat-HVAC | General |  | Winter Morning | % of Load | 0 | 2030 | 65535
| High | DLC-Thermostat | DLC-Thermostat-DI-Baseboard Heating | General |  | Winter Morning | % of Load | 1 | 2030 | 65535
| High | DLC-Thermostat | DLC-Thermostat-DI-Baseboard Heating | General |  | Winter Morning | % of Load | 0 | 2030 | 65535
| High | DLC-Thermostat | DLC-Thermostat-BYOT-Baseboard Heating | General |  | Winter Morning | % of Load | 1 | 2030 | 65535
| High | DLC-Thermostat | DLC-Thermostat-BYOT-Baseboard Heating | General |  | Winter Morning | % of Load | 0 | 2030 | 65535
| High | DLC-Thermostat | DLC-Thermostat-DI-MSHP | General |  | Winter Morning | % of Load | 1 | 2030 | 65535
| High | DLC-Thermostat | DLC-Thermostat-DI-MSHP | General |  | Winter Morning | % of Load | 0 | 2030 | 65535
| High | DLC-Thermostat | DLC-Thermostat-BYOT-MSHP | General |  | Winter Morning | % of Load | 1 | 2030 | 65535
| High | DLC-Thermostat | DLC-Thermostat-BYOT-MSHP | General |  | Winter Morning | % of Load | 0 | 2030 | 65535
| High | DLC-Thermostat | C&I Curtailment-Turnkey-Manual HVAC Control | General |  | Winter Morning | % of Load | 1 | 2030 | 65535
| High | DLC-Thermostat | C&I Curtailment-Turnkey-Manual HVAC Control | General |  | Winter Morning | % of Load | 0 | 2030 | 65535
| High | DLC-Thermostat | C&I Curtailment-Turnkey-Auto-DR HVAC Control | General |  | Winter Morning | % of Load | 1 | 2030 | 65535
| High | DLC-Thermostat | C&I Curtailment-Turnkey-Auto-DR HVAC Control | General |  | Winter Morning | % of Load | 0 | 2030 | 65535
| High | DLC-Thermostat | C&I Curtailment-Turnkey-Standard Lighting Control | General |  | Winter Morning | % of Load | 1 | 2030 | 65535
| High | DLC-Thermostat | C&I Curtailment-Turnkey-Standard Lighting Control | General |  | Winter Morning | % of Load | 0 | 2030 | 65535
| High | DLC-Thermostat | C&I Curtailment-Turnkey-Advanced Lighting Control | General |  | Winter Morning | % of Load | 1 | 2030 | 65535
| High | DLC-Thermostat | C&I Curtailment-Turnkey-Advanced Lighting Control | General |  | Winter Morning | % of Load | 0 | 2030 | 65535
| High | DLC-Thermostat | C&I Curtailment-Turnkey-Water Heating Control | General |  | Winter Morning | % of Load | 1 | 2030 | 65535
| High | DLC-Thermostat | C&I Curtailment-Turnkey-Water Heating Control | General |  | Winter Morning | % of Load | 0 | 2030 | 65535
| High | DLC-Thermostat | C&I Curtailment-Turnkey-Other | General |  | Winter Morning | % of Load | 1 | 2030 | 65535
| High | DLC-Thermostat | C&I Curtailment-Turnkey-Other | General |  | Winter Morning | % of Load | 0 | 2030 | 65535
| High | DLC-Thermostat | DLC-Switch-Water Heating | General |  | Winter Evening | % of Load | 1 | 2030 | 65535
| High | DLC-Thermostat | DLC-Switch-Water Heating | General |  | Winter Evening | % of Load | 0 | 2030 | 65535
| High | DLC-Thermostat | DLC-BYOD-Water Heating | General |  | Winter Evening | % of Load | 1 | 2030 | 65535
| High | DLC-Thermostat | DLC-BYOD-Water Heating | General |  | Winter Evening | % of Load | 0 | 2030 | 65535
| High | DLC-Thermostat | DLC-Thermostat-DI-Central Heat Pump | General |  | Winter Evening | % of Load | 1 | 2030 | 65535
| High | DLC-Thermostat | DLC-Thermostat-DI-Central Heat Pump | General |  | Winter Evening | % of Load | 0 | 2030 | 65535
| High | DLC-Thermostat | DLC-Thermostat-BYOT-Central Heat Pump | General |  | Winter Evening | % of Load | 1 | 2030 | 65535
| High | DLC-Thermostat | DLC-Thermostat-BYOT-Central Heat Pump | General |  | Winter Evening | % of Load | 0 | 2030 | 65535
| High | DLC-Thermostat | DLC-Thermostat-HVAC | General |  | Winter Evening | % of Load | 1 | 2030 | 65535
| High | DLC-Thermostat | DLC-Thermostat-HVAC | General |  | Winter Evening | % of Load | 0 | 2030 | 65535
| High | DLC-Thermostat | DLC-Thermostat-DI-Baseboard Heating | General |  | Winter Evening | % of Load | 1 | 2030 | 65535
| High | DLC-Thermostat | DLC-Thermostat-DI-Baseboard Heating | General |  | Winter Evening | % of Load | 0 | 2030 | 65535
| High | DLC-Thermostat | DLC-Thermostat-BYOT-Baseboard Heating | General |  | Winter Evening | % of Load | 1 | 2030 | 65535
| High | DLC-Thermostat | DLC-Thermostat-BYOT-Baseboard Heating | General |  | Winter Evening | % of Load | 0 | 2030 | 65535
| High | DLC-Thermostat | DLC-Thermostat-DI-MSHP | General |  | Winter Evening | % of Load | 1 | 2030 | 65535
| High | DLC-Thermostat | DLC-Thermostat-DI-MSHP | General |  | Winter Evening | % of Load | 0 | 2030 | 65535
| High | DLC-Thermostat | DLC-Thermostat-BYOT-MSHP | General |  | Winter Evening | % of Load | 1 | 2030 | 65535
| High | DLC-Thermostat | DLC-Thermostat-BYOT-MSHP | General |  | Winter Evening | % of Load | 0 | 2030 | 65535
| High | DLC-Thermostat | C&I Curtailment-Turnkey-Manual HVAC Control | General |  | Winter Evening | % of Load | 1 | 2030 | 65535
| High | DLC-Thermostat | C&I Curtailment-Turnkey-Manual HVAC Control | General |  | Winter Evening | % of Load | 0 | 2030 | 65535
| High | DLC-Thermostat | C&I Curtailment-Turnkey-Auto-DR HVAC Control | General |  | Winter Evening | % of Load | 1 | 2030 | 65535
| High | DLC-Thermostat | C&I Curtailment-Turnkey-Auto-DR HVAC Control | General |  | Winter Evening | % of Load | 0 | 2030 | 65535
| High | DLC-Thermostat | C&I Curtailment-Turnkey-Standard Lighting Control | General |  | Winter Evening | % of Load | 1 | 2030 | 65535
| High | DLC-Thermostat | C&I Curtailment-Turnkey-Standard Lighting Control | General |  | Winter Evening | % of Load | 0 | 2030 | 65535
| High | DLC-Thermostat | C&I Curtailment-Turnkey-Advanced Lighting Control | General |  | Winter Evening | % of Load | 1 | 2030 | 65535
| High | DLC-Thermostat | C&I Curtailment-Turnkey-Advanced Lighting Control | General |  | Winter Evening | % of Load | 0 | 2030 | 65535
| High | DLC-Thermostat | C&I Curtailment-Turnkey-Water Heating Control | General |  | Winter Evening | % of Load | 1 | 2030 | 65535
| High | DLC-Thermostat | C&I Curtailment-Turnkey-Water Heating Control | General |  | Winter Evening | % of Load | 0 | 2030 | 65535
| High | DLC-Thermostat | C&I Curtailment-Turnkey-Other | General |  | Winter Evening | % of Load | 1 | 2030 | 65535
| High | DLC-Thermostat | C&I Curtailment-Turnkey-Other | General |  | Winter Evening | % of Load | 0 | 2030 | 65535
| High | DLC-Thermostat | DLC-Switch-Water Heating | Small Industrial |  | Winter Morning | % of Load | 1 | 2030 | 65535
| High | DLC-Thermostat | DLC-Switch-Water Heating | Small Industrial |  | Winter Morning | % of Load | 0 | 2030 | 65535
| High | DLC-Thermostat | DLC-BYOD-Water Heating | Small Industrial |  | Winter Morning | % of Load | 1 | 2030 | 65535
| High | DLC-Thermostat | DLC-BYOD-Water Heating | Small Industrial |  | Winter Morning | % of Load | 0 | 2030 | 65535
| High | DLC-Thermostat | DLC-Thermostat-DI-Central Heat Pump | Small Industrial |  | Winter Morning | % of Load | 1 | 2030 | 65535
| High | DLC-Thermostat | DLC-Thermostat-DI-Central Heat Pump | Small Industrial |  | Winter Morning | % of Load | 0 | 2030 | 65535
| High | DLC-Thermostat | DLC-Thermostat-BYOT-Central Heat Pump | Small Industrial |  | Winter Morning | % of Load | 1 | 2030 | 65535
| High | DLC-Thermostat | DLC-Thermostat-BYOT-Central Heat Pump | Small Industrial |  | Winter Morning | % of Load | 0 | 2030 | 65535
| High | DLC-Thermostat | DLC-Thermostat-HVAC | Small Industrial |  | Winter Morning | % of Load | 1 | 2030 | 65535
| High | DLC-Thermostat | DLC-Thermostat-HVAC | Small Industrial |  | Winter Morning | % of Load | 0 | 2030 | 65535
| High | DLC-Thermostat | DLC-Thermostat-DI-Baseboard Heating | Small Industrial |  | Winter Morning | % of Load | 1 | 2030 | 65535
| High | DLC-Thermostat | DLC-Thermostat-DI-Baseboard Heating | Small Industrial |  | Winter Morning | % of Load | 0 | 2030 | 65535
| High | DLC-Thermostat | DLC-Thermostat-BYOT-Baseboard Heating | Small Industrial |  | Winter Morning | % of Load | 1 | 2030 | 65535
| High | DLC-Thermostat | DLC-Thermostat-BYOT-Baseboard Heating | Small Industrial |  | Winter Morning | % of Load | 0 | 2030 | 65535
| High | DLC-Thermostat | DLC-Thermostat-DI-MSHP | Small Industrial |  | Winter Morning | % of Load | 1 | 2030 | 65535
| High | DLC-Thermostat | DLC-Thermostat-DI-MSHP | Small Industrial |  | Winter Morning | % of Load | 0 | 2030 | 65535
| High | DLC-Thermostat | DLC-Thermostat-BYOT-MSHP | Small Industrial |  | Winter Morning | % of Load | 1 | 2030 | 65535
| High | DLC-Thermostat | DLC-Thermostat-BYOT-MSHP | Small Industrial |  | Winter Morning | % of Load | 0 | 2030 | 65535
| High | DLC-Thermostat | C&I Curtailment-Turnkey-Manual HVAC Control | Small Industrial |  | Winter Morning | % of Load | 1 | 2030 | 65535
| High | DLC-Thermostat | C&I Curtailment-Turnkey-Manual HVAC Control | Small Industrial |  | Winter Morning | % of Load | 0 | 2030 | 65535
| High | DLC-Thermostat | C&I Curtailment-Turnkey-Auto-DR HVAC Control | Small Industrial |  | Winter Morning | % of Load | 1 | 2030 | 65535
| High | DLC-Thermostat | C&I Curtailment-Turnkey-Auto-DR HVAC Control | Small Industrial |  | Winter Morning | % of Load | 0 | 2030 | 65535
| High | DLC-Thermostat | C&I Curtailment-Turnkey-Standard Lighting Control | Small Industrial |  | Winter Morning | % of Load | 1 | 2030 | 65535
| High | DLC-Thermostat | C&I Curtailment-Turnkey-Standard Lighting Control | Small Industrial |  | Winter Morning | % of Load | 0 | 2030 | 65535
| High | DLC-Thermostat | C&I Curtailment-Turnkey-Advanced Lighting Control | Small Industrial |  | Winter Morning | % of Load | 1 | 2030 | 65535
| High | DLC-Thermostat | C&I Curtailment-Turnkey-Advanced Lighting Control | Small Industrial |  | Winter Morning | % of Load | 0 | 2030 | 65535
| High | DLC-Thermostat | C&I Curtailment-Turnkey-Water Heating Control | Small Industrial |  | Winter Morning | % of Load | 1 | 2030 | 65535
| High | DLC-Thermostat | C&I Curtailment-Turnkey-Water Heating Control | Small Industrial |  | Winter Morning | % of Load | 0 | 2030 | 65535
| High | DLC-Thermostat | C&I Curtailment-Turnkey-Other | Small Industrial |  | Winter Morning | % of Load | 1 | 2030 | 65535
| High | DLC-Thermostat | C&I Curtailment-Turnkey-Other | Small Industrial |  | Winter Morning | % of Load | 0 | 2030 | 65535
| High | DLC-Thermostat | C&I Curtailment-Turnkey-Industrial | Small Industrial |  | Winter Morning | % of Load | 1 | 2030 | 65535
| High | DLC-Thermostat | C&I Curtailment-Turnkey-Industrial | Small Industrial |  | Winter Morning | % of Load | 0 | 2030 | 65535
| High | DLC-Thermostat | DLC-Switch-Water Heating | Small Industrial |  | Winter Evening | % of Load | 1 | 2030 | 65535
| High | DLC-Thermostat | DLC-Switch-Water Heating | Small Industrial |  | Winter Evening | % of Load | 0 | 2030 | 65535
| High | DLC-Thermostat | DLC-BYOD-Water Heating | Small Industrial |  | Winter Evening | % of Load | 1 | 2030 | 65535
| High | DLC-Thermostat | DLC-BYOD-Water Heating | Small Industrial |  | Winter Evening | % of Load | 0 | 2030 | 65535
| High | DLC-Thermostat | DLC-Thermostat-DI-Central Heat Pump | Small Industrial |  | Winter Evening | % of Load | 1 | 2030 | 65535
| High | DLC-Thermostat | DLC-Thermostat-DI-Central Heat Pump | Small Industrial |  | Winter Evening | % of Load | 0 | 2030 | 65535
| High | DLC-Thermostat | DLC-Thermostat-BYOT-Central Heat Pump | Small Industrial |  | Winter Evening | % of Load | 1 | 2030 | 65535
| High | DLC-Thermostat | DLC-Thermostat-BYOT-Central Heat Pump | Small Industrial |  | Winter Evening | % of Load | 0 | 2030 | 65535
| High | DLC-Thermostat | DLC-Thermostat-HVAC | Small Industrial |  | Winter Evening | % of Load | 1 | 2030 | 65535
| High | DLC-Thermostat | DLC-Thermostat-HVAC | Small Industrial |  | Winter Evening | % of Load | 0 | 2030 | 65535
| High | DLC-Thermostat | DLC-Thermostat-DI-Baseboard Heating | Small Industrial |  | Winter Evening | % of Load | 1 | 2030 | 65535
| High | DLC-Thermostat | DLC-Thermostat-DI-Baseboard Heating | Small Industrial |  | Winter Evening | % of Load | 0 | 2030 | 65535
| High | DLC-Thermostat | DLC-Thermostat-BYOT-Baseboard Heating | Small Industrial |  | Winter Evening | % of Load | 1 | 2030 | 65535
| High | DLC-Thermostat | DLC-Thermostat-BYOT-Baseboard Heating | Small Industrial |  | Winter Evening | % of Load | 0 | 2030 | 65535
| High | DLC-Thermostat | DLC-Thermostat-DI-MSHP | Small Industrial |  | Winter Evening | % of Load | 1 | 2030 | 65535
| High | DLC-Thermostat | DLC-Thermostat-DI-MSHP | Small Industrial |  | Winter Evening | % of Load | 0 | 2030 | 65535
| High | DLC-Thermostat | DLC-Thermostat-BYOT-MSHP | Small Industrial |  | Winter Evening | % of Load | 1 | 2030 | 65535
| High | DLC-Thermostat | DLC-Thermostat-BYOT-MSHP | Small Industrial |  | Winter Evening | % of Load | 0 | 2030 | 65535
| High | DLC-Thermostat | C&I Curtailment-Turnkey-Manual HVAC Control | Small Industrial |  | Winter Evening | % of Load | 1 | 2030 | 65535
| High | DLC-Thermostat | C&I Curtailment-Turnkey-Manual HVAC Control | Small Industrial |  | Winter Evening | % of Load | 0 | 2030 | 65535
| High | DLC-Thermostat | C&I Curtailment-Turnkey-Auto-DR HVAC Control | Small Industrial |  | Winter Evening | % of Load | 1 | 2030 | 65535
| High | DLC-Thermostat | C&I Curtailment-Turnkey-Auto-DR HVAC Control | Small Industrial |  | Winter Evening | % of Load | 0 | 2030 | 65535
| High | DLC-Thermostat | C&I Curtailment-Turnkey-Standard Lighting Control | Small Industrial |  | Winter Evening | % of Load | 1 | 2030 | 65535
| High | DLC-Thermostat | C&I Curtailment-Turnkey-Standard Lighting Control | Small Industrial |  | Winter Evening | % of Load | 0 | 2030 | 65535
| High | DLC-Thermostat | C&I Curtailment-Turnkey-Advanced Lighting Control | Small Industrial |  | Winter Evening | % of Load | 1 | 2030 | 65535
| High | DLC-Thermostat | C&I Curtailment-Turnkey-Advanced Lighting Control | Small Industrial |  | Winter Evening | % of Load | 0 | 2030 | 65535
| High | DLC-Thermostat | C&I Curtailment-Turnkey-Water Heating Control | Small Industrial |  | Winter Evening | % of Load | 1 | 2030 | 65535
| High | DLC-Thermostat | C&I Curtailment-Turnkey-Water Heating Control | Small Industrial |  | Winter Evening | % of Load | 0 | 2030 | 65535
| High | DLC-Thermostat | C&I Curtailment-Turnkey-Other | Small Industrial |  | Winter Evening | % of Load | 1 | 2030 | 65535
| High | DLC-Thermostat | C&I Curtailment-Turnkey-Other | Small Industrial |  | Winter Evening | % of Load | 0 | 2030 | 65535
| High | DLC-Thermostat | C&I Curtailment-Turnkey-Industrial | Small Industrial |  | Winter Evening | % of Load | 1 | 2030 | 65535
| High | DLC-Thermostat | C&I Curtailment-Turnkey-Industrial | Small Industrial |  | Winter Evening | % of Load | 0 | 2030 | 65535
| High | DLC-Thermostat | DLC-Switch-Water Heating | Medium Industrial |  | Winter Morning | % of Load | 1 | 2030 | 65535
| High | DLC-Thermostat | DLC-Switch-Water Heating | Medium Industrial |  | Winter Morning | % of Load | 0 | 2030 | 65535
| High | DLC-Thermostat | DLC-BYOD-Water Heating | Medium Industrial |  | Winter Morning | % of Load | 1 | 2030 | 65535
| High | DLC-Thermostat | DLC-BYOD-Water Heating | Medium Industrial |  | Winter Morning | % of Load | 0 | 2030 | 65535
| High | DLC-Thermostat | DLC-Thermostat-DI-Central Heat Pump | Medium Industrial |  | Winter Morning | % of Load | 1 | 2030 | 65535
| High | DLC-Thermostat | DLC-Thermostat-DI-Central Heat Pump | Medium Industrial |  | Winter Morning | % of Load | 0 | 2030 | 65535
| High | DLC-Thermostat | DLC-Thermostat-BYOT-Central Heat Pump | Medium Industrial |  | Winter Morning | % of Load | 1 | 2030 | 65535
| High | DLC-Thermostat | DLC-Thermostat-BYOT-Central Heat Pump | Medium Industrial |  | Winter Morning | % of Load | 0 | 2030 | 65535
| High | DLC-Thermostat | DLC-Thermostat-HVAC | Medium Industrial |  | Winter Morning | % of Load | 1 | 2030 | 65535
| High | DLC-Thermostat | DLC-Thermostat-HVAC | Medium Industrial |  | Winter Morning | % of Load | 0 | 2030 | 65535
| High | DLC-Thermostat | DLC-Thermostat-DI-Baseboard Heating | Medium Industrial |  | Winter Morning | % of Load | 1 | 2030 | 65535
| High | DLC-Thermostat | DLC-Thermostat-DI-Baseboard Heating | Medium Industrial |  | Winter Morning | % of Load | 0 | 2030 | 65535
| High | DLC-Thermostat | DLC-Thermostat-BYOT-Baseboard Heating | Medium Industrial |  | Winter Morning | % of Load | 1 | 2030 | 65535
| High | DLC-Thermostat | DLC-Thermostat-BYOT-Baseboard Heating | Medium Industrial |  | Winter Morning | % of Load | 0 | 2030 | 65535
| High | DLC-Thermostat | DLC-Thermostat-DI-MSHP | Medium Industrial |  | Winter Morning | % of Load | 1 | 2030 | 65535
| High | DLC-Thermostat | DLC-Thermostat-DI-MSHP | Medium Industrial |  | Winter Morning | % of Load | 0 | 2030 | 65535
| High | DLC-Thermostat | DLC-Thermostat-BYOT-MSHP | Medium Industrial |  | Winter Morning | % of Load | 1 | 2030 | 65535
| High | DLC-Thermostat | DLC-Thermostat-BYOT-MSHP | Medium Industrial |  | Winter Morning | % of Load | 0 | 2030 | 65535
| High | DLC-Thermostat | C&I Curtailment-Turnkey-Manual HVAC Control | Medium Industrial |  | Winter Morning | % of Load | 1 | 2030 | 65535
| High | DLC-Thermostat | C&I Curtailment-Turnkey-Manual HVAC Control | Medium Industrial |  | Winter Morning | % of Load | 0 | 2030 | 65535
| High | DLC-Thermostat | C&I Curtailment-Turnkey-Auto-DR HVAC Control | Medium Industrial |  | Winter Morning | % of Load | 1 | 2030 | 65535
| High | DLC-Thermostat | C&I Curtailment-Turnkey-Auto-DR HVAC Control | Medium Industrial |  | Winter Morning | % of Load | 0 | 2030 | 65535
| High | DLC-Thermostat | C&I Curtailment-Turnkey-Standard Lighting Control | Medium Industrial |  | Winter Morning | % of Load | 1 | 2030 | 65535
| High | DLC-Thermostat | C&I Curtailment-Turnkey-Standard Lighting Control | Medium Industrial |  | Winter Morning | % of Load | 0 | 2030 | 65535
| High | DLC-Thermostat | C&I Curtailment-Turnkey-Advanced Lighting Control | Medium Industrial |  | Winter Morning | % of Load | 1 | 2030 | 65535
| High | DLC-Thermostat | C&I Curtailment-Turnkey-Advanced Lighting Control | Medium Industrial |  | Winter Morning | % of Load | 0 | 2030 | 65535
| High | DLC-Thermostat | C&I Curtailment-Turnkey-Water Heating Control | Medium Industrial |  | Winter Morning | % of Load | 1 | 2030 | 65535
| High | DLC-Thermostat | C&I Curtailment-Turnkey-Water Heating Control | Medium Industrial |  | Winter Morning | % of Load | 0 | 2030 | 65535
| High | DLC-Thermostat | C&I Curtailment-Turnkey-Other | Medium Industrial |  | Winter Morning | % of Load | 1 | 2030 | 65535
| High | DLC-Thermostat | C&I Curtailment-Turnkey-Other | Medium Industrial |  | Winter Morning | % of Load | 0 | 2030 | 65535
| High | DLC-Thermostat | DLC-Switch-Water Heating | Medium Industrial |  | Winter Evening | % of Load | 1 | 2030 | 65535
| High | DLC-Thermostat | DLC-Switch-Water Heating | Medium Industrial |  | Winter Evening | % of Load | 0 | 2030 | 65535
| High | DLC-Thermostat | DLC-BYOD-Water Heating | Medium Industrial |  | Winter Evening | % of Load | 1 | 2030 | 65535
| High | DLC-Thermostat | DLC-BYOD-Water Heating | Medium Industrial |  | Winter Evening | % of Load | 0 | 2030 | 65535
| High | DLC-Thermostat | DLC-Thermostat-DI-Central Heat Pump | Medium Industrial |  | Winter Evening | % of Load | 1 | 2030 | 65535
| High | DLC-Thermostat | DLC-Thermostat-DI-Central Heat Pump | Medium Industrial |  | Winter Evening | % of Load | 0 | 2030 | 65535
| High | DLC-Thermostat | DLC-Thermostat-BYOT-Central Heat Pump | Medium Industrial |  | Winter Evening | % of Load | 1 | 2030 | 65535
| High | DLC-Thermostat | DLC-Thermostat-BYOT-Central Heat Pump | Medium Industrial |  | Winter Evening | % of Load | 0 | 2030 | 65535
| High | DLC-Thermostat | DLC-Thermostat-HVAC | Medium Industrial |  | Winter Evening | % of Load | 1 | 2030 | 65535
| High | DLC-Thermostat | DLC-Thermostat-HVAC | Medium Industrial |  | Winter Evening | % of Load | 0 | 2030 | 65535
| High | DLC-Thermostat | DLC-Thermostat-DI-Baseboard Heating | Medium Industrial |  | Winter Evening | % of Load | 1 | 2030 | 65535
| High | DLC-Thermostat | DLC-Thermostat-DI-Baseboard Heating | Medium Industrial |  | Winter Evening | % of Load | 0 | 2030 | 65535
| High | DLC-Thermostat | DLC-Thermostat-BYOT-Baseboard Heating | Medium Industrial |  | Winter Evening | % of Load | 1 | 2030 | 65535
| High | DLC-Thermostat | DLC-Thermostat-BYOT-Baseboard Heating | Medium Industrial |  | Winter Evening | % of Load | 0 | 2030 | 65535
| High | DLC-Thermostat | DLC-Thermostat-DI-MSHP | Medium Industrial |  | Winter Evening | % of Load | 1 | 2030 | 65535
| High | DLC-Thermostat | DLC-Thermostat-DI-MSHP | Medium Industrial |  | Winter Evening | % of Load | 0 | 2030 | 65535
| High | DLC-Thermostat | DLC-Thermostat-BYOT-MSHP | Medium Industrial |  | Winter Evening | % of Load | 1 | 2030 | 65535
| High | DLC-Thermostat | DLC-Thermostat-BYOT-MSHP | Medium Industrial |  | Winter Evening | % of Load | 0 | 2030 | 65535
| High | DLC-Thermostat | C&I Curtailment-Turnkey-Manual HVAC Control | Medium Industrial |  | Winter Evening | % of Load | 1 | 2030 | 65535
| High | DLC-Thermostat | C&I Curtailment-Turnkey-Manual HVAC Control | Medium Industrial |  | Winter Evening | % of Load | 0 | 2030 | 65535
| High | DLC-Thermostat | C&I Curtailment-Turnkey-Auto-DR HVAC Control | Medium Industrial |  | Winter Evening | % of Load | 1 | 2030 | 65535
| High | DLC-Thermostat | C&I Curtailment-Turnkey-Auto-DR HVAC Control | Medium Industrial |  | Winter Evening | % of Load | 0 | 2030 | 65535
| High | DLC-Thermostat | C&I Curtailment-Turnkey-Standard Lighting Control | Medium Industrial |  | Winter Evening | % of Load | 1 | 2030 | 65535
| High | DLC-Thermostat | C&I Curtailment-Turnkey-Standard Lighting Control | Medium Industrial |  | Winter Evening | % of Load | 0 | 2030 | 65535
| High | DLC-Thermostat | C&I Curtailment-Turnkey-Advanced Lighting Control | Medium Industrial |  | Winter Evening | % of Load | 1 | 2030 | 65535
| High | DLC-Thermostat | C&I Curtailment-Turnkey-Advanced Lighting Control | Medium Industrial |  | Winter Evening | % of Load | 0 | 2030 | 65535
| High | DLC-Thermostat | C&I Curtailment-Turnkey-Water Heating Control | Medium Industrial |  | Winter Evening | % of Load | 1 | 2030 | 65535
| High | DLC-Thermostat | C&I Curtailment-Turnkey-Water Heating Control | Medium Industrial |  | Winter Evening | % of Load | 0 | 2030 | 65535
| High | DLC-Thermostat | C&I Curtailment-Turnkey-Other | Medium Industrial |  | Winter Evening | % of Load | 1 | 2030 | 65535
| High | DLC-Thermostat | C&I Curtailment-Turnkey-Other | Medium Industrial |  | Winter Evening | % of Load | 0 | 2030 | 65535
| High | DLC-Thermostat | DLC-Thermostat-DI-Central Heat Pump | Residential Charitable |  | Winter Morning | % of Load | 1 | 2030 | 65535
| High | DLC-Thermostat | DLC-Thermostat-DI-Central Heat Pump | Residential Charitable |  | Winter Morning | % of Load | 0 | 2030 | 65535
| High | DLC-Thermostat | DLC-Thermostat-BYOT-Central Heat Pump | Residential Charitable |  | Winter Morning | % of Load | 1 | 2030 | 65535
| High | DLC-Thermostat | DLC-Thermostat-BYOT-Central Heat Pump | Residential Charitable |  | Winter Morning | % of Load | 0 | 2030 | 65535
| High | DLC-Thermostat | DLC-Thermostat-DI-Baseboard Heating | Residential Charitable |  | Winter Morning | % of Load | 1 | 2030 | 65535
| High | DLC-Thermostat | DLC-Thermostat-DI-Baseboard Heating | Residential Charitable |  | Winter Morning | % of Load | 0 | 2030 | 65535
| High | DLC-Thermostat | DLC-Thermostat-BYOT-Baseboard Heating | Residential Charitable |  | Winter Morning | % of Load | 1 | 2030 | 65535
| High | DLC-Thermostat | DLC-Thermostat-BYOT-Baseboard Heating | Residential Charitable |  | Winter Morning | % of Load | 0 | 2030 | 65535
| High | DLC-Thermostat | DLC-Thermostat-DI-MSHP | Residential Charitable |  | Winter Morning | % of Load | 1 | 2030 | 65535
| High | DLC-Thermostat | DLC-Thermostat-DI-MSHP | Residential Charitable |  | Winter Morning | % of Load | 0 | 2030 | 65535
| High | DLC-Thermostat | DLC-Thermostat-BYOT-MSHP | Residential Charitable |  | Winter Morning | % of Load | 1 | 2030 | 65535
| High | DLC-Thermostat | DLC-Thermostat-BYOT-MSHP | Residential Charitable |  | Winter Morning | % of Load | 0 | 2030 | 65535
| High | DLC-Thermostat | DLC-Thermostat-DI-Central Heat Pump | Residential Charitable |  | Winter Evening | % of Load | 1 | 2030 | 65535
| High | DLC-Thermostat | DLC-Thermostat-DI-Central Heat Pump | Residential Charitable |  | Winter Evening | % of Load | 0 | 2030 | 65535
| High | DLC-Thermostat | DLC-Thermostat-BYOT-Central Heat Pump | Residential Charitable |  | Winter Evening | % of Load | 1 | 2030 | 65535
| High | DLC-Thermostat | DLC-Thermostat-BYOT-Central Heat Pump | Residential Charitable |  | Winter Evening | % of Load | 0 | 2030 | 65535
| High | DLC-Thermostat | DLC-Thermostat-DI-Baseboard Heating | Residential Charitable |  | Winter Evening | % of Load | 1 | 2030 | 65535
| High | DLC-Thermostat | DLC-Thermostat-DI-Baseboard Heating | Residential Charitable |  | Winter Evening | % of Load | 0 | 2030 | 65535
| High | DLC-Thermostat | DLC-Thermostat-BYOT-Baseboard Heating | Residential Charitable |  | Winter Evening | % of Load | 1 | 2030 | 65535
| High | DLC-Thermostat | DLC-Thermostat-BYOT-Baseboard Heating | Residential Charitable |  | Winter Evening | % of Load | 0 | 2030 | 65535
| High | DLC-Thermostat | DLC-Thermostat-DI-MSHP | Residential Charitable |  | Winter Evening | % of Load | 1 | 2030 | 65535
| High | DLC-Thermostat | DLC-Thermostat-DI-MSHP | Residential Charitable |  | Winter Evening | % of Load | 0 | 2030 | 65535
| High | DLC-Thermostat | DLC-Thermostat-BYOT-MSHP | Residential Charitable |  | Winter Evening | % of Load | 1 | 2030 | 65535
| High | DLC-Thermostat | DLC-Thermostat-BYOT-MSHP | Residential Charitable |  | Winter Evening | % of Load | 0 | 2030 | 65535
| High | DLC-Water Heating | DLC-Switch-Water Heating | Small General |  | Winter Morning | % of Load | 1 | 2030 | 65535
| High | DLC-Water Heating | DLC-Switch-Water Heating | Small General |  | Winter Morning | % of Load | 0 | 2030 | 65535
| High | DLC-Water Heating | DLC-BYOD-Water Heating | Small General |  | Winter Morning | % of Load | 1 | 2030 | 65535
| High | DLC-Water Heating | DLC-BYOD-Water Heating | Small General |  | Winter Morning | % of Load | 0 | 2030 | 65535
| High | DLC-Water Heating | DLC-Thermostat-DI-Central Heat Pump | Small General |  | Winter Morning | % of Load | 1 | 2030 | 65535
| High | DLC-Water Heating | DLC-Thermostat-DI-Central Heat Pump | Small General |  | Winter Morning | % of Load | 0 | 2030 | 65535
| High | DLC-Water Heating | DLC-Thermostat-BYOT-Central Heat Pump | Small General |  | Winter Morning | % of Load | 1 | 2030 | 65535
| High | DLC-Water Heating | DLC-Thermostat-BYOT-Central Heat Pump | Small General |  | Winter Morning | % of Load | 0 | 2030 | 65535
| High | DLC-Water Heating | DLC-Thermostat-HVAC | Small General |  | Winter Morning | % of Load | 1 | 2030 | 65535
| High | DLC-Water Heating | DLC-Thermostat-HVAC | Small General |  | Winter Morning | % of Load | 0 | 2030 | 65535
| High | DLC-Water Heating | DLC-Thermostat-DI-Baseboard Heating | Small General |  | Winter Morning | % of Load | 1 | 2030 | 65535
| High | DLC-Water Heating | DLC-Thermostat-DI-Baseboard Heating | Small General |  | Winter Morning | % of Load | 0 | 2030 | 65535
| High | DLC-Water Heating | DLC-Thermostat-BYOT-Baseboard Heating | Small General |  | Winter Morning | % of Load | 1 | 2030 | 65535
| High | DLC-Water Heating | DLC-Thermostat-BYOT-Baseboard Heating | Small General |  | Winter Morning | % of Load | 0 | 2030 | 65535
| High | DLC-Water Heating | DLC-Thermostat-DI-MSHP | Small General |  | Winter Morning | % of Load | 1 | 2030 | 65535
| High | DLC-Water Heating | DLC-Thermostat-DI-MSHP | Small General |  | Winter Morning | % of Load | 0 | 2030 | 65535
| High | DLC-Water Heating | DLC-Thermostat-BYOT-MSHP | Small General |  | Winter Morning | % of Load | 1 | 2030 | 65535
| High | DLC-Water Heating | DLC-Thermostat-BYOT-MSHP | Small General |  | Winter Morning | % of Load | 0 | 2030 | 65535
| High | DLC-Water Heating | C&I Curtailment-Turnkey-Manual HVAC Control | Small General |  | Winter Morning | % of Load | 1 | 2030 | 65535
| High | DLC-Water Heating | C&I Curtailment-Turnkey-Manual HVAC Control | Small General |  | Winter Morning | % of Load | 0 | 2030 | 65535
| High | DLC-Water Heating | C&I Curtailment-Turnkey-Auto-DR HVAC Control | Small General |  | Winter Morning | % of Load | 1 | 2030 | 65535
| High | DLC-Water Heating | C&I Curtailment-Turnkey-Auto-DR HVAC Control | Small General |  | Winter Morning | % of Load | 0 | 2030 | 65535
| High | DLC-Water Heating | C&I Curtailment-Turnkey-Standard Lighting Control | Small General |  | Winter Morning | % of Load | 1 | 2030 | 65535
| High | DLC-Water Heating | C&I Curtailment-Turnkey-Standard Lighting Control | Small General |  | Winter Morning | % of Load | 0 | 2030 | 65535
| High | DLC-Water Heating | C&I Curtailment-Turnkey-Advanced Lighting Control | Small General |  | Winter Morning | % of Load | 1 | 2030 | 65535
| High | DLC-Water Heating | C&I Curtailment-Turnkey-Advanced Lighting Control | Small General |  | Winter Morning | % of Load | 0 | 2030 | 65535
| High | DLC-Water Heating | C&I Curtailment-Turnkey-Water Heating Control | Small General |  | Winter Morning | % of Load | 1 | 2030 | 65535
| High | DLC-Water Heating | C&I Curtailment-Turnkey-Water Heating Control | Small General |  | Winter Morning | % of Load | 0 | 2030 | 65535
| High | DLC-Water Heating | C&I Curtailment-Turnkey-Other | Small General |  | Winter Morning | % of Load | 1 | 2030 | 65535
| High | DLC-Water Heating | C&I Curtailment-Turnkey-Other | Small General |  | Winter Morning | % of Load | 0 | 2030 | 65535
| High | DLC-Water Heating | Dynamic Pricing with enabling tech. | Small General |  | Winter Morning | % of Load | 1 | 2030 | 65535
| High | DLC-Water Heating | Dynamic Pricing with enabling tech. | Small General |  | Winter Morning | % of Load | 0 | 2030 | 65535
| High | DLC-Water Heating | DLC-Switch-Water Heating | Small General |  | Winter Evening | % of Load | 1 | 2030 | 65535
| High | DLC-Water Heating | DLC-Switch-Water Heating | Small General |  | Winter Evening | % of Load | 0 | 2030 | 65535
| High | DLC-Water Heating | DLC-BYOD-Water Heating | Small General |  | Winter Evening | % of Load | 1 | 2030 | 65535
| High | DLC-Water Heating | DLC-BYOD-Water Heating | Small General |  | Winter Evening | % of Load | 0 | 2030 | 65535
| High | DLC-Water Heating | DLC-Thermostat-DI-Central Heat Pump | Small General |  | Winter Evening | % of Load | 1 | 2030 | 65535
| High | DLC-Water Heating | DLC-Thermostat-DI-Central Heat Pump | Small General |  | Winter Evening | % of Load | 0 | 2030 | 65535
| High | DLC-Water Heating | DLC-Thermostat-BYOT-Central Heat Pump | Small General |  | Winter Evening | % of Load | 1 | 2030 | 65535
| High | DLC-Water Heating | DLC-Thermostat-BYOT-Central Heat Pump | Small General |  | Winter Evening | % of Load | 0 | 2030 | 65535
| High | DLC-Water Heating | DLC-Thermostat-HVAC | Small General |  | Winter Evening | % of Load | 1 | 2030 | 65535
| High | DLC-Water Heating | DLC-Thermostat-HVAC | Small General |  | Winter Evening | % of Load | 0 | 2030 | 65535
| High | DLC-Water Heating | DLC-Thermostat-DI-Baseboard Heating | Small General |  | Winter Evening | % of Load | 1 | 2030 | 65535
| High | DLC-Water Heating | DLC-Thermostat-DI-Baseboard Heating | Small General |  | Winter Evening | % of Load | 0 | 2030 | 65535
| High | DLC-Water Heating | DLC-Thermostat-BYOT-Baseboard Heating | Small General |  | Winter Evening | % of Load | 1 | 2030 | 65535
| High | DLC-Water Heating | DLC-Thermostat-BYOT-Baseboard Heating | Small General |  | Winter Evening | % of Load | 0 | 2030 | 65535
| High | DLC-Water Heating | DLC-Thermostat-DI-MSHP | Small General |  | Winter Evening | % of Load | 1 | 2030 | 65535
| High | DLC-Water Heating | DLC-Thermostat-DI-MSHP | Small General |  | Winter Evening | % of Load | 0 | 2030 | 65535
| High | DLC-Water Heating | DLC-Thermostat-BYOT-MSHP | Small General |  | Winter Evening | % of Load | 1 | 2030 | 65535
| High | DLC-Water Heating | DLC-Thermostat-BYOT-MSHP | Small General |  | Winter Evening | % of Load | 0 | 2030 | 65535
| High | DLC-Water Heating | C&I Curtailment-Turnkey-Manual HVAC Control | Small General |  | Winter Evening | % of Load | 1 | 2030 | 65535
| High | DLC-Water Heating | C&I Curtailment-Turnkey-Manual HVAC Control | Small General |  | Winter Evening | % of Load | 0 | 2030 | 65535
| High | DLC-Water Heating | C&I Curtailment-Turnkey-Auto-DR HVAC Control | Small General |  | Winter Evening | % of Load | 1 | 2030 | 65535
| High | DLC-Water Heating | C&I Curtailment-Turnkey-Auto-DR HVAC Control | Small General |  | Winter Evening | % of Load | 0 | 2030 | 65535
| High | DLC-Water Heating | C&I Curtailment-Turnkey-Standard Lighting Control | Small General |  | Winter Evening | % of Load | 1 | 2030 | 65535
| High | DLC-Water Heating | C&I Curtailment-Turnkey-Standard Lighting Control | Small General |  | Winter Evening | % of Load | 0 | 2030 | 65535
| High | DLC-Water Heating | C&I Curtailment-Turnkey-Advanced Lighting Control | Small General |  | Winter Evening | % of Load | 1 | 2030 | 65535
| High | DLC-Water Heating | C&I Curtailment-Turnkey-Advanced Lighting Control | Small General |  | Winter Evening | % of Load | 0 | 2030 | 65535
| High | DLC-Water Heating | C&I Curtailment-Turnkey-Water Heating Control | Small General |  | Winter Evening | % of Load | 1 | 2030 | 65535
| High | DLC-Water Heating | C&I Curtailment-Turnkey-Water Heating Control | Small General |  | Winter Evening | % of Load | 0 | 2030 | 65535
| High | DLC-Water Heating | C&I Curtailment-Turnkey-Other | Small General |  | Winter Evening | % of Load | 1 | 2030 | 65535
| High | DLC-Water Heating | C&I Curtailment-Turnkey-Other | Small General |  | Winter Evening | % of Load | 0 | 2030 | 65535
| High | DLC-Water Heating | Dynamic Pricing with enabling tech. | Small General |  | Winter Evening | % of Load | 1 | 2030 | 65535
| High | DLC-Water Heating | Dynamic Pricing with enabling tech. | Small General |  | Winter Evening | % of Load | 0 | 2030 | 65535
| High | DLC-Water Heating | DLC-Switch-Water Heating | General |  | Winter Morning | % of Load | 1 | 2030 | 65535
| High | DLC-Water Heating | DLC-Switch-Water Heating | General |  | Winter Morning | % of Load | 0 | 2030 | 65535
| High | DLC-Water Heating | DLC-BYOD-Water Heating | General |  | Winter Morning | % of Load | 1 | 2030 | 65535
| High | DLC-Water Heating | DLC-BYOD-Water Heating | General |  | Winter Morning | % of Load | 0 | 2030 | 65535
| High | DLC-Water Heating | DLC-Thermostat-DI-Central Heat Pump | General |  | Winter Morning | % of Load | 1 | 2030 | 65535
| High | DLC-Water Heating | DLC-Thermostat-DI-Central Heat Pump | General |  | Winter Morning | % of Load | 0 | 2030 | 65535
| High | DLC-Water Heating | DLC-Thermostat-BYOT-Central Heat Pump | General |  | Winter Morning | % of Load | 1 | 2030 | 65535
| High | DLC-Water Heating | DLC-Thermostat-BYOT-Central Heat Pump | General |  | Winter Morning | % of Load | 0 | 2030 | 65535
| High | DLC-Water Heating | DLC-Thermostat-HVAC | General |  | Winter Morning | % of Load | 1 | 2030 | 65535
| High | DLC-Water Heating | DLC-Thermostat-HVAC | General |  | Winter Morning | % of Load | 0 | 2030 | 65535
| High | DLC-Water Heating | DLC-Thermostat-DI-Baseboard Heating | General |  | Winter Morning | % of Load | 1 | 2030 | 65535
| High | DLC-Water Heating | DLC-Thermostat-DI-Baseboard Heating | General |  | Winter Morning | % of Load | 0 | 2030 | 65535
| High | DLC-Water Heating | DLC-Thermostat-BYOT-Baseboard Heating | General |  | Winter Morning | % of Load | 1 | 2030 | 65535
| High | DLC-Water Heating | DLC-Thermostat-BYOT-Baseboard Heating | General |  | Winter Morning | % of Load | 0 | 2030 | 65535
| High | DLC-Water Heating | DLC-Thermostat-DI-MSHP | General |  | Winter Morning | % of Load | 1 | 2030 | 65535
| High | DLC-Water Heating | DLC-Thermostat-DI-MSHP | General |  | Winter Morning | % of Load | 0 | 2030 | 65535
| High | DLC-Water Heating | DLC-Thermostat-BYOT-MSHP | General |  | Winter Morning | % of Load | 1 | 2030 | 65535
| High | DLC-Water Heating | DLC-Thermostat-BYOT-MSHP | General |  | Winter Morning | % of Load | 0 | 2030 | 65535
| High | DLC-Water Heating | C&I Curtailment-Turnkey-Manual HVAC Control | General |  | Winter Morning | % of Load | 1 | 2030 | 65535
| High | DLC-Water Heating | C&I Curtailment-Turnkey-Manual HVAC Control | General |  | Winter Morning | % of Load | 0 | 2030 | 65535
| High | DLC-Water Heating | C&I Curtailment-Turnkey-Auto-DR HVAC Control | General |  | Winter Morning | % of Load | 1 | 2030 | 65535
| High | DLC-Water Heating | C&I Curtailment-Turnkey-Auto-DR HVAC Control | General |  | Winter Morning | % of Load | 0 | 2030 | 65535
| High | DLC-Water Heating | C&I Curtailment-Turnkey-Standard Lighting Control | General |  | Winter Morning | % of Load | 1 | 2030 | 65535
| High | DLC-Water Heating | C&I Curtailment-Turnkey-Standard Lighting Control | General |  | Winter Morning | % of Load | 0 | 2030 | 65535
| High | DLC-Water Heating | C&I Curtailment-Turnkey-Advanced Lighting Control | General |  | Winter Morning | % of Load | 1 | 2030 | 65535
| High | DLC-Water Heating | C&I Curtailment-Turnkey-Advanced Lighting Control | General |  | Winter Morning | % of Load | 0 | 2030 | 65535
| High | DLC-Water Heating | C&I Curtailment-Turnkey-Water Heating Control | General |  | Winter Morning | % of Load | 1 | 2030 | 65535
| High | DLC-Water Heating | C&I Curtailment-Turnkey-Water Heating Control | General |  | Winter Morning | % of Load | 0 | 2030 | 65535
| High | DLC-Water Heating | C&I Curtailment-Turnkey-Other | General |  | Winter Morning | % of Load | 1 | 2030 | 65535
| High | DLC-Water Heating | C&I Curtailment-Turnkey-Other | General |  | Winter Morning | % of Load | 0 | 2030 | 65535
| High | DLC-Water Heating | DLC-Switch-Water Heating | General |  | Winter Evening | % of Load | 1 | 2030 | 65535
| High | DLC-Water Heating | DLC-Switch-Water Heating | General |  | Winter Evening | % of Load | 0 | 2030 | 65535
| High | DLC-Water Heating | DLC-BYOD-Water Heating | General |  | Winter Evening | % of Load | 1 | 2030 | 65535
| High | DLC-Water Heating | DLC-BYOD-Water Heating | General |  | Winter Evening | % of Load | 0 | 2030 | 65535
| High | DLC-Water Heating | DLC-Thermostat-DI-Central Heat Pump | General |  | Winter Evening | % of Load | 1 | 2030 | 65535
| High | DLC-Water Heating | DLC-Thermostat-DI-Central Heat Pump | General |  | Winter Evening | % of Load | 0 | 2030 | 65535
| High | DLC-Water Heating | DLC-Thermostat-BYOT-Central Heat Pump | General |  | Winter Evening | % of Load | 1 | 2030 | 65535
| High | DLC-Water Heating | DLC-Thermostat-BYOT-Central Heat Pump | General |  | Winter Evening | % of Load | 0 | 2030 | 65535
| High | DLC-Water Heating | DLC-Thermostat-HVAC | General |  | Winter Evening | % of Load | 1 | 2030 | 65535
| High | DLC-Water Heating | DLC-Thermostat-HVAC | General |  | Winter Evening | % of Load | 0 | 2030 | 65535
| High | DLC-Water Heating | DLC-Thermostat-DI-Baseboard Heating | General |  | Winter Evening | % of Load | 1 | 2030 | 65535
| High | DLC-Water Heating | DLC-Thermostat-DI-Baseboard Heating | General |  | Winter Evening | % of Load | 0 | 2030 | 65535
| High | DLC-Water Heating | DLC-Thermostat-BYOT-Baseboard Heating | General |  | Winter Evening | % of Load | 1 | 2030 | 65535
| High | DLC-Water Heating | DLC-Thermostat-BYOT-Baseboard Heating | General |  | Winter Evening | % of Load | 0 | 2030 | 65535
| High | DLC-Water Heating | DLC-Thermostat-DI-MSHP | General |  | Winter Evening | % of Load | 1 | 2030 | 65535
| High | DLC-Water Heating | DLC-Thermostat-DI-MSHP | General |  | Winter Evening | % of Load | 0 | 2030 | 65535
| High | DLC-Water Heating | DLC-Thermostat-BYOT-MSHP | General |  | Winter Evening | % of Load | 1 | 2030 | 65535
| High | DLC-Water Heating | DLC-Thermostat-BYOT-MSHP | General |  | Winter Evening | % of Load | 0 | 2030 | 65535
| High | DLC-Water Heating | C&I Curtailment-Turnkey-Manual HVAC Control | General |  | Winter Evening | % of Load | 1 | 2030 | 65535
| High | DLC-Water Heating | C&I Curtailment-Turnkey-Manual HVAC Control | General |  | Winter Evening | % of Load | 0 | 2030 | 65535
| High | DLC-Water Heating | C&I Curtailment-Turnkey-Auto-DR HVAC Control | General |  | Winter Evening | % of Load | 1 | 2030 | 65535
| High | DLC-Water Heating | C&I Curtailment-Turnkey-Auto-DR HVAC Control | General |  | Winter Evening | % of Load | 0 | 2030 | 65535
| High | DLC-Water Heating | C&I Curtailment-Turnkey-Standard Lighting Control | General |  | Winter Evening | % of Load | 1 | 2030 | 65535
| High | DLC-Water Heating | C&I Curtailment-Turnkey-Standard Lighting Control | General |  | Winter Evening | % of Load | 0 | 2030 | 65535
| High | DLC-Water Heating | C&I Curtailment-Turnkey-Advanced Lighting Control | General |  | Winter Evening | % of Load | 1 | 2030 | 65535
| High | DLC-Water Heating | C&I Curtailment-Turnkey-Advanced Lighting Control | General |  | Winter Evening | % of Load | 0 | 2030 | 65535
| High | DLC-Water Heating | C&I Curtailment-Turnkey-Water Heating Control | General |  | Winter Evening | % of Load | 1 | 2030 | 65535
| High | DLC-Water Heating | C&I Curtailment-Turnkey-Water Heating Control | General |  | Winter Evening | % of Load | 0 | 2030 | 65535
| High | DLC-Water Heating | C&I Curtailment-Turnkey-Other | General |  | Winter Evening | % of Load | 1 | 2030 | 65535
| High | DLC-Water Heating | C&I Curtailment-Turnkey-Other | General |  | Winter Evening | % of Load | 0 | 2030 | 65535
| High | DLC-Water Heating | DLC-Switch-Water Heating | Small Industrial |  | Winter Morning | % of Load | 1 | 2030 | 65535
| High | DLC-Water Heating | DLC-Switch-Water Heating | Small Industrial |  | Winter Morning | % of Load | 0 | 2030 | 65535
| High | DLC-Water Heating | DLC-BYOD-Water Heating | Small Industrial |  | Winter Morning | % of Load | 1 | 2030 | 65535
| High | DLC-Water Heating | DLC-BYOD-Water Heating | Small Industrial |  | Winter Morning | % of Load | 0 | 2030 | 65535
| High | DLC-Water Heating | DLC-Thermostat-DI-Central Heat Pump | Small Industrial |  | Winter Morning | % of Load | 1 | 2030 | 65535
| High | DLC-Water Heating | DLC-Thermostat-DI-Central Heat Pump | Small Industrial |  | Winter Morning | % of Load | 0 | 2030 | 65535
| High | DLC-Water Heating | DLC-Thermostat-BYOT-Central Heat Pump | Small Industrial |  | Winter Morning | % of Load | 1 | 2030 | 65535
| High | DLC-Water Heating | DLC-Thermostat-BYOT-Central Heat Pump | Small Industrial |  | Winter Morning | % of Load | 0 | 2030 | 65535
| High | DLC-Water Heating | DLC-Thermostat-HVAC | Small Industrial |  | Winter Morning | % of Load | 1 | 2030 | 65535
| High | DLC-Water Heating | DLC-Thermostat-HVAC | Small Industrial |  | Winter Morning | % of Load | 0 | 2030 | 65535
| High | DLC-Water Heating | DLC-Thermostat-DI-Baseboard Heating | Small Industrial |  | Winter Morning | % of Load | 1 | 2030 | 65535
| High | DLC-Water Heating | DLC-Thermostat-DI-Baseboard Heating | Small Industrial |  | Winter Morning | % of Load | 0 | 2030 | 65535
| High | DLC-Water Heating | DLC-Thermostat-BYOT-Baseboard Heating | Small Industrial |  | Winter Morning | % of Load | 1 | 2030 | 65535
| High | DLC-Water Heating | DLC-Thermostat-BYOT-Baseboard Heating | Small Industrial |  | Winter Morning | % of Load | 0 | 2030 | 65535
| High | DLC-Water Heating | DLC-Thermostat-DI-MSHP | Small Industrial |  | Winter Morning | % of Load | 1 | 2030 | 65535
| High | DLC-Water Heating | DLC-Thermostat-DI-MSHP | Small Industrial |  | Winter Morning | % of Load | 0 | 2030 | 65535
| High | DLC-Water Heating | DLC-Thermostat-BYOT-MSHP | Small Industrial |  | Winter Morning | % of Load | 1 | 2030 | 65535
| High | DLC-Water Heating | DLC-Thermostat-BYOT-MSHP | Small Industrial |  | Winter Morning | % of Load | 0 | 2030 | 65535
| High | DLC-Water Heating | C&I Curtailment-Turnkey-Manual HVAC Control | Small Industrial |  | Winter Morning | % of Load | 1 | 2030 | 65535
| High | DLC-Water Heating | C&I Curtailment-Turnkey-Manual HVAC Control | Small Industrial |  | Winter Morning | % of Load | 0 | 2030 | 65535
| High | DLC-Water Heating | C&I Curtailment-Turnkey-Auto-DR HVAC Control | Small Industrial |  | Winter Morning | % of Load | 1 | 2030 | 65535
| High | DLC-Water Heating | C&I Curtailment-Turnkey-Auto-DR HVAC Control | Small Industrial |  | Winter Morning | % of Load | 0 | 2030 | 65535
| High | DLC-Water Heating | C&I Curtailment-Turnkey-Standard Lighting Control | Small Industrial |  | Winter Morning | % of Load | 1 | 2030 | 65535
| High | DLC-Water Heating | C&I Curtailment-Turnkey-Standard Lighting Control | Small Industrial |  | Winter Morning | % of Load | 0 | 2030 | 65535
| High | DLC-Water Heating | C&I Curtailment-Turnkey-Advanced Lighting Control | Small Industrial |  | Winter Morning | % of Load | 1 | 2030 | 65535
| High | DLC-Water Heating | C&I Curtailment-Turnkey-Advanced Lighting Control | Small Industrial |  | Winter Morning | % of Load | 0 | 2030 | 65535
| High | DLC-Water Heating | C&I Curtailment-Turnkey-Water Heating Control | Small Industrial |  | Winter Morning | % of Load | 1 | 2030 | 65535
| High | DLC-Water Heating | C&I Curtailment-Turnkey-Water Heating Control | Small Industrial |  | Winter Morning | % of Load | 0 | 2030 | 65535
| High | DLC-Water Heating | C&I Curtailment-Turnkey-Other | Small Industrial |  | Winter Morning | % of Load | 1 | 2030 | 65535
| High | DLC-Water Heating | C&I Curtailment-Turnkey-Other | Small Industrial |  | Winter Morning | % of Load | 0 | 2030 | 65535
| High | DLC-Water Heating | C&I Curtailment-Turnkey-Industrial | Small Industrial |  | Winter Morning | % of Load | 1 | 2030 | 65535
| High | DLC-Water Heating | C&I Curtailment-Turnkey-Industrial | Small Industrial |  | Winter Morning | % of Load | 0 | 2030 | 65535
| High | DLC-Water Heating | DLC-Switch-Water Heating | Small Industrial |  | Winter Evening | % of Load | 1 | 2030 | 65535
| High | DLC-Water Heating | DLC-Switch-Water Heating | Small Industrial |  | Winter Evening | % of Load | 0 | 2030 | 65535
| High | DLC-Water Heating | DLC-BYOD-Water Heating | Small Industrial |  | Winter Evening | % of Load | 1 | 2030 | 65535
| High | DLC-Water Heating | DLC-BYOD-Water Heating | Small Industrial |  | Winter Evening | % of Load | 0 | 2030 | 65535
| High | DLC-Water Heating | DLC-Thermostat-DI-Central Heat Pump | Small Industrial |  | Winter Evening | % of Load | 1 | 2030 | 65535
| High | DLC-Water Heating | DLC-Thermostat-DI-Central Heat Pump | Small Industrial |  | Winter Evening | % of Load | 0 | 2030 | 65535
| High | DLC-Water Heating | DLC-Thermostat-BYOT-Central Heat Pump | Small Industrial |  | Winter Evening | % of Load | 1 | 2030 | 65535
| High | DLC-Water Heating | DLC-Thermostat-BYOT-Central Heat Pump | Small Industrial |  | Winter Evening | % of Load | 0 | 2030 | 65535
| High | DLC-Water Heating | DLC-Thermostat-HVAC | Small Industrial |  | Winter Evening | % of Load | 1 | 2030 | 65535
| High | DLC-Water Heating | DLC-Thermostat-HVAC | Small Industrial |  | Winter Evening | % of Load | 0 | 2030 | 65535
| High | DLC-Water Heating | DLC-Thermostat-DI-Baseboard Heating | Small Industrial |  | Winter Evening | % of Load | 1 | 2030 | 65535
| High | DLC-Water Heating | DLC-Thermostat-DI-Baseboard Heating | Small Industrial |  | Winter Evening | % of Load | 0 | 2030 | 65535
| High | DLC-Water Heating | DLC-Thermostat-BYOT-Baseboard Heating | Small Industrial |  | Winter Evening | % of Load | 1 | 2030 | 65535
| High | DLC-Water Heating | DLC-Thermostat-BYOT-Baseboard Heating | Small Industrial |  | Winter Evening | % of Load | 0 | 2030 | 65535
| High | DLC-Water Heating | DLC-Thermostat-DI-MSHP | Small Industrial |  | Winter Evening | % of Load | 1 | 2030 | 65535
| High | DLC-Water Heating | DLC-Thermostat-DI-MSHP | Small Industrial |  | Winter Evening | % of Load | 0 | 2030 | 65535
| High | DLC-Water Heating | DLC-Thermostat-BYOT-MSHP | Small Industrial |  | Winter Evening | % of Load | 1 | 2030 | 65535
| High | DLC-Water Heating | DLC-Thermostat-BYOT-MSHP | Small Industrial |  | Winter Evening | % of Load | 0 | 2030 | 65535
| High | DLC-Water Heating | C&I Curtailment-Turnkey-Manual HVAC Control | Small Industrial |  | Winter Evening | % of Load | 1 | 2030 | 65535
| High | DLC-Water Heating | C&I Curtailment-Turnkey-Manual HVAC Control | Small Industrial |  | Winter Evening | % of Load | 0 | 2030 | 65535
| High | DLC-Water Heating | C&I Curtailment-Turnkey-Auto-DR HVAC Control | Small Industrial |  | Winter Evening | % of Load | 1 | 2030 | 65535
| High | DLC-Water Heating | C&I Curtailment-Turnkey-Auto-DR HVAC Control | Small Industrial |  | Winter Evening | % of Load | 0 | 2030 | 65535
| High | DLC-Water Heating | C&I Curtailment-Turnkey-Standard Lighting Control | Small Industrial |  | Winter Evening | % of Load | 1 | 2030 | 65535
| High | DLC-Water Heating | C&I Curtailment-Turnkey-Standard Lighting Control | Small Industrial |  | Winter Evening | % of Load | 0 | 2030 | 65535
| High | DLC-Water Heating | C&I Curtailment-Turnkey-Advanced Lighting Control | Small Industrial |  | Winter Evening | % of Load | 1 | 2030 | 65535
| High | DLC-Water Heating | C&I Curtailment-Turnkey-Advanced Lighting Control | Small Industrial |  | Winter Evening | % of Load | 0 | 2030 | 65535
| High | DLC-Water Heating | C&I Curtailment-Turnkey-Water Heating Control | Small Industrial |  | Winter Evening | % of Load | 1 | 2030 | 65535
| High | DLC-Water Heating | C&I Curtailment-Turnkey-Water Heating Control | Small Industrial |  | Winter Evening | % of Load | 0 | 2030 | 65535
| High | DLC-Water Heating | C&I Curtailment-Turnkey-Other | Small Industrial |  | Winter Evening | % of Load | 1 | 2030 | 65535
| High | DLC-Water Heating | C&I Curtailment-Turnkey-Other | Small Industrial |  | Winter Evening | % of Load | 0 | 2030 | 65535
| High | DLC-Water Heating | C&I Curtailment-Turnkey-Industrial | Small Industrial |  | Winter Evening | % of Load | 1 | 2030 | 65535
| High | DLC-Water Heating | C&I Curtailment-Turnkey-Industrial | Small Industrial |  | Winter Evening | % of Load | 0 | 2030 | 65535
| High | DLC-Water Heating | DLC-Switch-Water Heating | Medium Industrial |  | Winter Morning | % of Load | 1 | 2030 | 65535
| High | DLC-Water Heating | DLC-Switch-Water Heating | Medium Industrial |  | Winter Morning | % of Load | 0 | 2030 | 65535
| High | DLC-Water Heating | DLC-BYOD-Water Heating | Medium Industrial |  | Winter Morning | % of Load | 1 | 2030 | 65535
| High | DLC-Water Heating | DLC-BYOD-Water Heating | Medium Industrial |  | Winter Morning | % of Load | 0 | 2030 | 65535
| High | DLC-Water Heating | DLC-Thermostat-DI-Central Heat Pump | Medium Industrial |  | Winter Morning | % of Load | 1 | 2030 | 65535
| High | DLC-Water Heating | DLC-Thermostat-DI-Central Heat Pump | Medium Industrial |  | Winter Morning | % of Load | 0 | 2030 | 65535
| High | DLC-Water Heating | DLC-Thermostat-BYOT-Central Heat Pump | Medium Industrial |  | Winter Morning | % of Load | 1 | 2030 | 65535
| High | DLC-Water Heating | DLC-Thermostat-BYOT-Central Heat Pump | Medium Industrial |  | Winter Morning | % of Load | 0 | 2030 | 65535
| High | DLC-Water Heating | DLC-Thermostat-HVAC | Medium Industrial |  | Winter Morning | % of Load | 1 | 2030 | 65535
| High | DLC-Water Heating | DLC-Thermostat-HVAC | Medium Industrial |  | Winter Morning | % of Load | 0 | 2030 | 65535
| High | DLC-Water Heating | DLC-Thermostat-DI-Baseboard Heating | Medium Industrial |  | Winter Morning | % of Load | 1 | 2030 | 65535
| High | DLC-Water Heating | DLC-Thermostat-DI-Baseboard Heating | Medium Industrial |  | Winter Morning | % of Load | 0 | 2030 | 65535
| High | DLC-Water Heating | DLC-Thermostat-BYOT-Baseboard Heating | Medium Industrial |  | Winter Morning | % of Load | 1 | 2030 | 65535
| High | DLC-Water Heating | DLC-Thermostat-BYOT-Baseboard Heating | Medium Industrial |  | Winter Morning | % of Load | 0 | 2030 | 65535
| High | DLC-Water Heating | DLC-Thermostat-DI-MSHP | Medium Industrial |  | Winter Morning | % of Load | 1 | 2030 | 65535
| High | DLC-Water Heating | DLC-Thermostat-DI-MSHP | Medium Industrial |  | Winter Morning | % of Load | 0 | 2030 | 65535
| High | DLC-Water Heating | DLC-Thermostat-BYOT-MSHP | Medium Industrial |  | Winter Morning | % of Load | 1 | 2030 | 65535
| High | DLC-Water Heating | DLC-Thermostat-BYOT-MSHP | Medium Industrial |  | Winter Morning | % of Load | 0 | 2030 | 65535
| High | DLC-Water Heating | C&I Curtailment-Turnkey-Manual HVAC Control | Medium Industrial |  | Winter Morning | % of Load | 1 | 2030 | 65535
| High | DLC-Water Heating | C&I Curtailment-Turnkey-Manual HVAC Control | Medium Industrial |  | Winter Morning | % of Load | 0 | 2030 | 65535
| High | DLC-Water Heating | C&I Curtailment-Turnkey-Auto-DR HVAC Control | Medium Industrial |  | Winter Morning | % of Load | 1 | 2030 | 65535
| High | DLC-Water Heating | C&I Curtailment-Turnkey-Auto-DR HVAC Control | Medium Industrial |  | Winter Morning | % of Load | 0 | 2030 | 65535
| High | DLC-Water Heating | C&I Curtailment-Turnkey-Standard Lighting Control | Medium Industrial |  | Winter Morning | % of Load | 1 | 2030 | 65535
| High | DLC-Water Heating | C&I Curtailment-Turnkey-Standard Lighting Control | Medium Industrial |  | Winter Morning | % of Load | 0 | 2030 | 65535
| High | DLC-Water Heating | C&I Curtailment-Turnkey-Advanced Lighting Control | Medium Industrial |  | Winter Morning | % of Load | 1 | 2030 | 65535
| High | DLC-Water Heating | C&I Curtailment-Turnkey-Advanced Lighting Control | Medium Industrial |  | Winter Morning | % of Load | 0 | 2030 | 65535
| High | DLC-Water Heating | C&I Curtailment-Turnkey-Water Heating Control | Medium Industrial |  | Winter Morning | % of Load | 1 | 2030 | 65535
| High | DLC-Water Heating | C&I Curtailment-Turnkey-Water Heating Control | Medium Industrial |  | Winter Morning | % of Load | 0 | 2030 | 65535
| High | DLC-Water Heating | C&I Curtailment-Turnkey-Other | Medium Industrial |  | Winter Morning | % of Load | 1 | 2030 | 65535
| High | DLC-Water Heating | C&I Curtailment-Turnkey-Other | Medium Industrial |  | Winter Morning | % of Load | 0 | 2030 | 65535
| High | DLC-Water Heating | DLC-Switch-Water Heating | Medium Industrial |  | Winter Evening | % of Load | 1 | 2030 | 65535
| High | DLC-Water Heating | DLC-Switch-Water Heating | Medium Industrial |  | Winter Evening | % of Load | 0 | 2030 | 65535
| High | DLC-Water Heating | DLC-BYOD-Water Heating | Medium Industrial |  | Winter Evening | % of Load | 1 | 2030 | 65535
| High | DLC-Water Heating | DLC-BYOD-Water Heating | Medium Industrial |  | Winter Evening | % of Load | 0 | 2030 | 65535
| High | DLC-Water Heating | DLC-Thermostat-DI-Central Heat Pump | Medium Industrial |  | Winter Evening | % of Load | 1 | 2030 | 65535
| High | DLC-Water Heating | DLC-Thermostat-DI-Central Heat Pump | Medium Industrial |  | Winter Evening | % of Load | 0 | 2030 | 65535
| High | DLC-Water Heating | DLC-Thermostat-BYOT-Central Heat Pump | Medium Industrial |  | Winter Evening | % of Load | 1 | 2030 | 65535
| High | DLC-Water Heating | DLC-Thermostat-BYOT-Central Heat Pump | Medium Industrial |  | Winter Evening | % of Load | 0 | 2030 | 65535
| High | DLC-Water Heating | DLC-Thermostat-HVAC | Medium Industrial |  | Winter Evening | % of Load | 1 | 2030 | 65535
| High | DLC-Water Heating | DLC-Thermostat-HVAC | Medium Industrial |  | Winter Evening | % of Load | 0 | 2030 | 65535
| High | DLC-Water Heating | DLC-Thermostat-DI-Baseboard Heating | Medium Industrial |  | Winter Evening | % of Load | 1 | 2030 | 65535
| High | DLC-Water Heating | DLC-Thermostat-DI-Baseboard Heating | Medium Industrial |  | Winter Evening | % of Load | 0 | 2030 | 65535
| High | DLC-Water Heating | DLC-Thermostat-BYOT-Baseboard Heating | Medium Industrial |  | Winter Evening | % of Load | 1 | 2030 | 65535
| High | DLC-Water Heating | DLC-Thermostat-BYOT-Baseboard Heating | Medium Industrial |  | Winter Evening | % of Load | 0 | 2030 | 65535
| High | DLC-Water Heating | DLC-Thermostat-DI-MSHP | Medium Industrial |  | Winter Evening | % of Load | 1 | 2030 | 65535
| High | DLC-Water Heating | DLC-Thermostat-DI-MSHP | Medium Industrial |  | Winter Evening | % of Load | 0 | 2030 | 65535
| High | DLC-Water Heating | DLC-Thermostat-BYOT-MSHP | Medium Industrial |  | Winter Evening | % of Load | 1 | 2030 | 65535
| High | DLC-Water Heating | DLC-Thermostat-BYOT-MSHP | Medium Industrial |  | Winter Evening | % of Load | 0 | 2030 | 65535
| High | DLC-Water Heating | C&I Curtailment-Turnkey-Manual HVAC Control | Medium Industrial |  | Winter Evening | % of Load | 1 | 2030 | 65535
| High | DLC-Water Heating | C&I Curtailment-Turnkey-Manual HVAC Control | Medium Industrial |  | Winter Evening | % of Load | 0 | 2030 | 65535
| High | DLC-Water Heating | C&I Curtailment-Turnkey-Auto-DR HVAC Control | Medium Industrial |  | Winter Evening | % of Load | 1 | 2030 | 65535
| High | DLC-Water Heating | C&I Curtailment-Turnkey-Auto-DR HVAC Control | Medium Industrial |  | Winter Evening | % of Load | 0 | 2030 | 65535
| High | DLC-Water Heating | C&I Curtailment-Turnkey-Standard Lighting Control | Medium Industrial |  | Winter Evening | % of Load | 1 | 2030 | 65535
| High | DLC-Water Heating | C&I Curtailment-Turnkey-Standard Lighting Control | Medium Industrial |  | Winter Evening | % of Load | 0 | 2030 | 65535
| High | DLC-Water Heating | C&I Curtailment-Turnkey-Advanced Lighting Control | Medium Industrial |  | Winter Evening | % of Load | 1 | 2030 | 65535
| High | DLC-Water Heating | C&I Curtailment-Turnkey-Advanced Lighting Control | Medium Industrial |  | Winter Evening | % of Load | 0 | 2030 | 65535
| High | DLC-Water Heating | C&I Curtailment-Turnkey-Water Heating Control | Medium Industrial |  | Winter Evening | % of Load | 1 | 2030 | 65535
| High | DLC-Water Heating | C&I Curtailment-Turnkey-Water Heating Control | Medium Industrial |  | Winter Evening | % of Load | 0 | 2030 | 65535
| High | DLC-Water Heating | C&I Curtailment-Turnkey-Other | Medium Industrial |  | Winter Evening | % of Load | 1 | 2030 | 65535
| High | DLC-Water Heating | C&I Curtailment-Turnkey-Other | Medium Industrial |  | Winter Evening | % of Load | 0 | 2030 | 65535
| High | DLC-Water Heating | DLC-Switch-Water Heating | Residential Charitable |  | Winter Morning | % of Load | 1 | 2030 | 65535
| High | DLC-Water Heating | DLC-Switch-Water Heating | Residential Charitable |  | Winter Morning | % of Load | 0 | 2030 | 65535
| High | DLC-Water Heating | DLC-BYOD-Water Heating | Residential Charitable |  | Winter Morning | % of Load | 1 | 2030 | 65535
| High | DLC-Water Heating | DLC-BYOD-Water Heating | Residential Charitable |  | Winter Morning | % of Load | 0 | 2030 | 65535
| High | DLC-Water Heating | DLC-Switch-Water Heating | Residential Charitable |  | Winter Evening | % of Load | 1 | 2030 | 65535
| High | DLC-Water Heating | DLC-Switch-Water Heating | Residential Charitable |  | Winter Evening | % of Load | 0 | 2030 | 65535
| High | DLC-Water Heating | DLC-BYOD-Water Heating | Residential Charitable |  | Winter Evening | % of Load | 1 | 2030 | 65535
| High | DLC-Water Heating | DLC-BYOD-Water Heating | Residential Charitable |  | Winter Evening | % of Load | 0 | 2030 | 65535
| High | C&I Curtailment | DLC-Switch-Water Heating | Small General |  | Winter Morning | % of Load | 1 | 2030 | 65535
| High | C&I Curtailment | DLC-Switch-Water Heating | Small General |  | Winter Morning | % of Load | 0 | 2030 | 65535
| High | C&I Curtailment | DLC-BYOD-Water Heating | Small General |  | Winter Morning | % of Load | 1 | 2030 | 65535
| High | C&I Curtailment | DLC-BYOD-Water Heating | Small General |  | Winter Morning | % of Load | 0 | 2030 | 65535
| High | C&I Curtailment | DLC-Thermostat-DI-Central Heat Pump | Small General |  | Winter Morning | % of Load | 1 | 2030 | 65535
| High | C&I Curtailment | DLC-Thermostat-DI-Central Heat Pump | Small General |  | Winter Morning | % of Load | 0 | 2030 | 65535
| High | C&I Curtailment | DLC-Thermostat-BYOT-Central Heat Pump | Small General |  | Winter Morning | % of Load | 1 | 2030 | 65535
| High | C&I Curtailment | DLC-Thermostat-BYOT-Central Heat Pump | Small General |  | Winter Morning | % of Load | 0 | 2030 | 65535
| High | C&I Curtailment | DLC-Thermostat-HVAC | Small General |  | Winter Morning | % of Load | 1 | 2030 | 65535
| High | C&I Curtailment | DLC-Thermostat-HVAC | Small General |  | Winter Morning | % of Load | 0 | 2030 | 65535
| High | C&I Curtailment | DLC-Thermostat-DI-Baseboard Heating | Small General |  | Winter Morning | % of Load | 1 | 2030 | 65535
| High | C&I Curtailment | DLC-Thermostat-DI-Baseboard Heating | Small General |  | Winter Morning | % of Load | 0 | 2030 | 65535
| High | C&I Curtailment | DLC-Thermostat-BYOT-Baseboard Heating | Small General |  | Winter Morning | % of Load | 1 | 2030 | 65535
| High | C&I Curtailment | DLC-Thermostat-BYOT-Baseboard Heating | Small General |  | Winter Morning | % of Load | 0 | 2030 | 65535
| High | C&I Curtailment | DLC-Thermostat-DI-MSHP | Small General |  | Winter Morning | % of Load | 1 | 2030 | 65535
| High | C&I Curtailment | DLC-Thermostat-DI-MSHP | Small General |  | Winter Morning | % of Load | 0 | 2030 | 65535
| High | C&I Curtailment | DLC-Thermostat-BYOT-MSHP | Small General |  | Winter Morning | % of Load | 1 | 2030 | 65535
| High | C&I Curtailment | DLC-Thermostat-BYOT-MSHP | Small General |  | Winter Morning | % of Load | 0 | 2030 | 65535
| High | C&I Curtailment | C&I Curtailment-Turnkey-Manual HVAC Control | Small General |  | Winter Morning | % of Load | 1 | 2030 | 65535
| High | C&I Curtailment | C&I Curtailment-Turnkey-Manual HVAC Control | Small General |  | Winter Morning | % of Load | 0 | 2030 | 65535
| High | C&I Curtailment | C&I Curtailment-Turnkey-Auto-DR HVAC Control | Small General |  | Winter Morning | % of Load | 1 | 2030 | 65535
| High | C&I Curtailment | C&I Curtailment-Turnkey-Auto-DR HVAC Control | Small General |  | Winter Morning | % of Load | 0 | 2030 | 65535
| High | C&I Curtailment | C&I Curtailment-Turnkey-Standard Lighting Control | Small General |  | Winter Morning | % of Load | 1 | 2030 | 65535
| High | C&I Curtailment | C&I Curtailment-Turnkey-Standard Lighting Control | Small General |  | Winter Morning | % of Load | 0 | 2030 | 65535
| High | C&I Curtailment | C&I Curtailment-Turnkey-Advanced Lighting Control | Small General |  | Winter Morning | % of Load | 1 | 2030 | 65535
| High | C&I Curtailment | C&I Curtailment-Turnkey-Advanced Lighting Control | Small General |  | Winter Morning | % of Load | 0 | 2030 | 65535
| High | C&I Curtailment | C&I Curtailment-Turnkey-Water Heating Control | Small General |  | Winter Morning | % of Load | 1 | 2030 | 65535
| High | C&I Curtailment | C&I Curtailment-Turnkey-Water Heating Control | Small General |  | Winter Morning | % of Load | 0 | 2030 | 65535
| High | C&I Curtailment | C&I Curtailment-Turnkey-Other | Small General |  | Winter Morning | % of Load | 1 | 2030 | 65535
| High | C&I Curtailment | C&I Curtailment-Turnkey-Other | Small General |  | Winter Morning | % of Load | 0 | 2030 | 65535
| High | C&I Curtailment | Dynamic Pricing with enabling tech. | Small General |  | Winter Morning | % of Load | 1 | 2030 | 65535
| High | C&I Curtailment | Dynamic Pricing with enabling tech. | Small General |  | Winter Morning | % of Load | 0 | 2030 | 65535
| High | C&I Curtailment | DLC-Switch-Water Heating | Small General |  | Winter Evening | % of Load | 1 | 2030 | 65535
| High | C&I Curtailment | DLC-Switch-Water Heating | Small General |  | Winter Evening | % of Load | 0 | 2030 | 65535
| High | C&I Curtailment | DLC-BYOD-Water Heating | Small General |  | Winter Evening | % of Load | 1 | 2030 | 65535
| High | C&I Curtailment | DLC-BYOD-Water Heating | Small General |  | Winter Evening | % of Load | 0 | 2030 | 65535
| High | C&I Curtailment | DLC-Thermostat-DI-Central Heat Pump | Small General |  | Winter Evening | % of Load | 1 | 2030 | 65535
| High | C&I Curtailment | DLC-Thermostat-DI-Central Heat Pump | Small General |  | Winter Evening | % of Load | 0 | 2030 | 65535
| High | C&I Curtailment | DLC-Thermostat-BYOT-Central Heat Pump | Small General |  | Winter Evening | % of Load | 1 | 2030 | 65535
| High | C&I Curtailment | DLC-Thermostat-BYOT-Central Heat Pump | Small General |  | Winter Evening | % of Load | 0 | 2030 | 65535
| High | C&I Curtailment | DLC-Thermostat-HVAC | Small General |  | Winter Evening | % of Load | 1 | 2030 | 65535
| High | C&I Curtailment | DLC-Thermostat-HVAC | Small General |  | Winter Evening | % of Load | 0 | 2030 | 65535
| High | C&I Curtailment | DLC-Thermostat-DI-Baseboard Heating | Small General |  | Winter Evening | % of Load | 1 | 2030 | 65535
| High | C&I Curtailment | DLC-Thermostat-DI-Baseboard Heating | Small General |  | Winter Evening | % of Load | 0 | 2030 | 65535
| High | C&I Curtailment | DLC-Thermostat-BYOT-Baseboard Heating | Small General |  | Winter Evening | % of Load | 1 | 2030 | 65535
| High | C&I Curtailment | DLC-Thermostat-BYOT-Baseboard Heating | Small General |  | Winter Evening | % of Load | 0 | 2030 | 65535
| High | C&I Curtailment | DLC-Thermostat-DI-MSHP | Small General |  | Winter Evening | % of Load | 1 | 2030 | 65535
| High | C&I Curtailment | DLC-Thermostat-DI-MSHP | Small General |  | Winter Evening | % of Load | 0 | 2030 | 65535
| High | C&I Curtailment | DLC-Thermostat-BYOT-MSHP | Small General |  | Winter Evening | % of Load | 1 | 2030 | 65535
| High | C&I Curtailment | DLC-Thermostat-BYOT-MSHP | Small General |  | Winter Evening | % of Load | 0 | 2030 | 65535
| High | C&I Curtailment | C&I Curtailment-Turnkey-Manual HVAC Control | Small General |  | Winter Evening | % of Load | 1 | 2030 | 65535
| High | C&I Curtailment | C&I Curtailment-Turnkey-Manual HVAC Control | Small General |  | Winter Evening | % of Load | 0 | 2030 | 65535
| High | C&I Curtailment | C&I Curtailment-Turnkey-Auto-DR HVAC Control | Small General |  | Winter Evening | % of Load | 1 | 2030 | 65535
| High | C&I Curtailment | C&I Curtailment-Turnkey-Auto-DR HVAC Control | Small General |  | Winter Evening | % of Load | 0 | 2030 | 65535
| High | C&I Curtailment | C&I Curtailment-Turnkey-Standard Lighting Control | Small General |  | Winter Evening | % of Load | 1 | 2030 | 65535
| High | C&I Curtailment | C&I Curtailment-Turnkey-Standard Lighting Control | Small General |  | Winter Evening | % of Load | 0 | 2030 | 65535
| High | C&I Curtailment | C&I Curtailment-Turnkey-Advanced Lighting Control | Small General |  | Winter Evening | % of Load | 1 | 2030 | 65535
| High | C&I Curtailment | C&I Curtailment-Turnkey-Advanced Lighting Control | Small General |  | Winter Evening | % of Load | 0 | 2030 | 65535
| High | C&I Curtailment | C&I Curtailment-Turnkey-Water Heating Control | Small General |  | Winter Evening | % of Load | 1 | 2030 | 65535
| High | C&I Curtailment | C&I Curtailment-Turnkey-Water Heating Control | Small General |  | Winter Evening | % of Load | 0 | 2030 | 65535
| High | C&I Curtailment | C&I Curtailment-Turnkey-Other | Small General |  | Winter Evening | % of Load | 1 | 2030 | 65535
| High | C&I Curtailment | C&I Curtailment-Turnkey-Other | Small General |  | Winter Evening | % of Load | 0 | 2030 | 65535
| High | C&I Curtailment | Dynamic Pricing with enabling tech. | Small General |  | Winter Evening | % of Load | 1 | 2030 | 65535
| High | C&I Curtailment | Dynamic Pricing with enabling tech. | Small General |  | Winter Evening | % of Load | 0 | 2030 | 65535
| High | C&I Curtailment | DLC-Switch-Water Heating | General |  | Winter Morning | % of Load | 1 | 2030 | 65535
| High | C&I Curtailment | DLC-Switch-Water Heating | General |  | Winter Morning | % of Load | 0 | 2030 | 65535
| High | C&I Curtailment | DLC-BYOD-Water Heating | General |  | Winter Morning | % of Load | 1 | 2030 | 65535
| High | C&I Curtailment | DLC-BYOD-Water Heating | General |  | Winter Morning | % of Load | 0 | 2030 | 65535
| High | C&I Curtailment | DLC-Thermostat-DI-Central Heat Pump | General |  | Winter Morning | % of Load | 1 | 2030 | 65535
| High | C&I Curtailment | DLC-Thermostat-DI-Central Heat Pump | General |  | Winter Morning | % of Load | 0 | 2030 | 65535
| High | C&I Curtailment | DLC-Thermostat-BYOT-Central Heat Pump | General |  | Winter Morning | % of Load | 1 | 2030 | 65535
| High | C&I Curtailment | DLC-Thermostat-BYOT-Central Heat Pump | General |  | Winter Morning | % of Load | 0 | 2030 | 65535
| High | C&I Curtailment | DLC-Thermostat-HVAC | General |  | Winter Morning | % of Load | 1 | 2030 | 65535
| High | C&I Curtailment | DLC-Thermostat-HVAC | General |  | Winter Morning | % of Load | 0 | 2030 | 65535
| High | C&I Curtailment | DLC-Thermostat-DI-Baseboard Heating | General |  | Winter Morning | % of Load | 1 | 2030 | 65535
| High | C&I Curtailment | DLC-Thermostat-DI-Baseboard Heating | General |  | Winter Morning | % of Load | 0 | 2030 | 65535
| High | C&I Curtailment | DLC-Thermostat-BYOT-Baseboard Heating | General |  | Winter Morning | % of Load | 1 | 2030 | 65535
| High | C&I Curtailment | DLC-Thermostat-BYOT-Baseboard Heating | General |  | Winter Morning | % of Load | 0 | 2030 | 65535
| High | C&I Curtailment | DLC-Thermostat-DI-MSHP | General |  | Winter Morning | % of Load | 1 | 2030 | 65535
| High | C&I Curtailment | DLC-Thermostat-DI-MSHP | General |  | Winter Morning | % of Load | 0 | 2030 | 65535
| High | C&I Curtailment | DLC-Thermostat-BYOT-MSHP | General |  | Winter Morning | % of Load | 1 | 2030 | 65535
| High | C&I Curtailment | DLC-Thermostat-BYOT-MSHP | General |  | Winter Morning | % of Load | 0 | 2030 | 65535
| High | C&I Curtailment | C&I Curtailment-Turnkey-Manual HVAC Control | General |  | Winter Morning | % of Load | 1 | 2030 | 65535
| High | C&I Curtailment | C&I Curtailment-Turnkey-Manual HVAC Control | General |  | Winter Morning | % of Load | 0 | 2030 | 65535
| High | C&I Curtailment | C&I Curtailment-Turnkey-Auto-DR HVAC Control | General |  | Winter Morning | % of Load | 1 | 2030 | 65535
| High | C&I Curtailment | C&I Curtailment-Turnkey-Auto-DR HVAC Control | General |  | Winter Morning | % of Load | 0 | 2030 | 65535
| High | C&I Curtailment | C&I Curtailment-Turnkey-Standard Lighting Control | General |  | Winter Morning | % of Load | 1 | 2030 | 65535
| High | C&I Curtailment | C&I Curtailment-Turnkey-Standard Lighting Control | General |  | Winter Morning | % of Load | 0 | 2030 | 65535
| High | C&I Curtailment | C&I Curtailment-Turnkey-Advanced Lighting Control | General |  | Winter Morning | % of Load | 1 | 2030 | 65535
| High | C&I Curtailment | C&I Curtailment-Turnkey-Advanced Lighting Control | General |  | Winter Morning | % of Load | 0 | 2030 | 65535
| High | C&I Curtailment | C&I Curtailment-Turnkey-Water Heating Control | General |  | Winter Morning | % of Load | 1 | 2030 | 65535
| High | C&I Curtailment | C&I Curtailment-Turnkey-Water Heating Control | General |  | Winter Morning | % of Load | 0 | 2030 | 65535
| High | C&I Curtailment | C&I Curtailment-Turnkey-Other | General |  | Winter Morning | % of Load | 1 | 2030 | 65535
| High | C&I Curtailment | C&I Curtailment-Turnkey-Other | General |  | Winter Morning | % of Load | 0 | 2030 | 65535
| High | C&I Curtailment | DLC-Switch-Water Heating | General |  | Winter Evening | % of Load | 1 | 2030 | 65535
| High | C&I Curtailment | DLC-Switch-Water Heating | General |  | Winter Evening | % of Load | 0 | 2030 | 65535
| High | C&I Curtailment | DLC-BYOD-Water Heating | General |  | Winter Evening | % of Load | 1 | 2030 | 65535
| High | C&I Curtailment | DLC-BYOD-Water Heating | General |  | Winter Evening | % of Load | 0 | 2030 | 65535
| High | C&I Curtailment | DLC-Thermostat-DI-Central Heat Pump | General |  | Winter Evening | % of Load | 1 | 2030 | 65535
| High | C&I Curtailment | DLC-Thermostat-DI-Central Heat Pump | General |  | Winter Evening | % of Load | 0 | 2030 | 65535
| High | C&I Curtailment | DLC-Thermostat-BYOT-Central Heat Pump | General |  | Winter Evening | % of Load | 1 | 2030 | 65535
| High | C&I Curtailment | DLC-Thermostat-BYOT-Central Heat Pump | General |  | Winter Evening | % of Load | 0 | 2030 | 65535
| High | C&I Curtailment | DLC-Thermostat-HVAC | General |  | Winter Evening | % of Load | 1 | 2030 | 65535
| High | C&I Curtailment | DLC-Thermostat-HVAC | General |  | Winter Evening | % of Load | 0 | 2030 | 65535
| High | C&I Curtailment | DLC-Thermostat-DI-Baseboard Heating | General |  | Winter Evening | % of Load | 1 | 2030 | 65535
| High | C&I Curtailment | DLC-Thermostat-DI-Baseboard Heating | General |  | Winter Evening | % of Load | 0 | 2030 | 65535
| High | C&I Curtailment | DLC-Thermostat-BYOT-Baseboard Heating | General |  | Winter Evening | % of Load | 1 | 2030 | 65535
| High | C&I Curtailment | DLC-Thermostat-BYOT-Baseboard Heating | General |  | Winter Evening | % of Load | 0 | 2030 | 65535
| High | C&I Curtailment | DLC-Thermostat-DI-MSHP | General |  | Winter Evening | % of Load | 1 | 2030 | 65535
| High | C&I Curtailment | DLC-Thermostat-DI-MSHP | General |  | Winter Evening | % of Load | 0 | 2030 | 65535
| High | C&I Curtailment | DLC-Thermostat-BYOT-MSHP | General |  | Winter Evening | % of Load | 1 | 2030 | 65535
| High | C&I Curtailment | DLC-Thermostat-BYOT-MSHP | General |  | Winter Evening | % of Load | 0 | 2030 | 65535
| High | C&I Curtailment | C&I Curtailment-Turnkey-Manual HVAC Control | General |  | Winter Evening | % of Load | 1 | 2030 | 65535
| High | C&I Curtailment | C&I Curtailment-Turnkey-Manual HVAC Control | General |  | Winter Evening | % of Load | 0 | 2030 | 65535
| High | C&I Curtailment | C&I Curtailment-Turnkey-Auto-DR HVAC Control | General |  | Winter Evening | % of Load | 1 | 2030 | 65535
| High | C&I Curtailment | C&I Curtailment-Turnkey-Auto-DR HVAC Control | General |  | Winter Evening | % of Load | 0 | 2030 | 65535
| High | C&I Curtailment | C&I Curtailment-Turnkey-Standard Lighting Control | General |  | Winter Evening | % of Load | 1 | 2030 | 65535
| High | C&I Curtailment | C&I Curtailment-Turnkey-Standard Lighting Control | General |  | Winter Evening | % of Load | 0 | 2030 | 65535
| High | C&I Curtailment | C&I Curtailment-Turnkey-Advanced Lighting Control | General |  | Winter Evening | % of Load | 1 | 2030 | 65535
| High | C&I Curtailment | C&I Curtailment-Turnkey-Advanced Lighting Control | General |  | Winter Evening | % of Load | 0 | 2030 | 65535
| High | C&I Curtailment | C&I Curtailment-Turnkey-Water Heating Control | General |  | Winter Evening | % of Load | 1 | 2030 | 65535
| High | C&I Curtailment | C&I Curtailment-Turnkey-Water Heating Control | General |  | Winter Evening | % of Load | 0 | 2030 | 65535
| High | C&I Curtailment | C&I Curtailment-Turnkey-Other | General |  | Winter Evening | % of Load | 1 | 2030 | 65535
| High | C&I Curtailment | C&I Curtailment-Turnkey-Other | General |  | Winter Evening | % of Load | 0 | 2030 | 65535
| High | C&I Curtailment | C&I Curtailment-Turnkey-Manual HVAC Control | Large General |  | Winter Morning | % of Load | 1 | 2030 | 65535
| High | C&I Curtailment | C&I Curtailment-Turnkey-Manual HVAC Control | Large General |  | Winter Morning | % of Load | 0 | 2030 | 65535
| High | C&I Curtailment | C&I Curtailment-Turnkey-Auto-DR HVAC Control | Large General |  | Winter Morning | % of Load | 1 | 2030 | 65535
| High | C&I Curtailment | C&I Curtailment-Turnkey-Auto-DR HVAC Control | Large General |  | Winter Morning | % of Load | 0 | 2030 | 65535
| High | C&I Curtailment | C&I Curtailment-Turnkey-Standard Lighting Control | Large General |  | Winter Morning | % of Load | 1 | 2030 | 65535
| High | C&I Curtailment | C&I Curtailment-Turnkey-Standard Lighting Control | Large General |  | Winter Morning | % of Load | 0 | 2030 | 65535
| High | C&I Curtailment | C&I Curtailment-Turnkey-Water Heating Control | Large General |  | Winter Morning | % of Load | 1 | 2030 | 65535
| High | C&I Curtailment | C&I Curtailment-Turnkey-Water Heating Control | Large General |  | Winter Morning | % of Load | 0 | 2030 | 65535
| High | C&I Curtailment | C&I Curtailment-Turnkey-Other | Large General |  | Winter Morning | % of Load | 1 | 2030 | 65535
| High | C&I Curtailment | C&I Curtailment-Turnkey-Other | Large General |  | Winter Morning | % of Load | 0 | 2030 | 65535
| High | C&I Curtailment | C&I Curtailment-Turnkey-Manual HVAC Control | Large General |  | Winter Evening | % of Load | 1 | 2030 | 65535
| High | C&I Curtailment | C&I Curtailment-Turnkey-Manual HVAC Control | Large General |  | Winter Evening | % of Load | 0 | 2030 | 65535
| High | C&I Curtailment | C&I Curtailment-Turnkey-Auto-DR HVAC Control | Large General |  | Winter Evening | % of Load | 1 | 2030 | 65535
| High | C&I Curtailment | C&I Curtailment-Turnkey-Auto-DR HVAC Control | Large General |  | Winter Evening | % of Load | 0 | 2030 | 65535
| High | C&I Curtailment | C&I Curtailment-Turnkey-Standard Lighting Control | Large General |  | Winter Evening | % of Load | 1 | 2030 | 65535
| High | C&I Curtailment | C&I Curtailment-Turnkey-Standard Lighting Control | Large General |  | Winter Evening | % of Load | 0 | 2030 | 65535
| High | C&I Curtailment | C&I Curtailment-Turnkey-Water Heating Control | Large General |  | Winter Evening | % of Load | 1 | 2030 | 65535
| High | C&I Curtailment | C&I Curtailment-Turnkey-Water Heating Control | Large General |  | Winter Evening | % of Load | 0 | 2030 | 65535
| High | C&I Curtailment | C&I Curtailment-Turnkey-Other | Large General |  | Winter Evening | % of Load | 1 | 2030 | 65535
| High | C&I Curtailment | C&I Curtailment-Turnkey-Other | Large General |  | Winter Evening | % of Load | 0 | 2030 | 65535
| High | C&I Curtailment | DLC-Switch-Water Heating | Small Industrial |  | Winter Morning | % of Load | 1 | 2030 | 65535
| High | C&I Curtailment | DLC-Switch-Water Heating | Small Industrial |  | Winter Morning | % of Load | 0 | 2030 | 65535
| High | C&I Curtailment | DLC-BYOD-Water Heating | Small Industrial |  | Winter Morning | % of Load | 1 | 2030 | 65535
| High | C&I Curtailment | DLC-BYOD-Water Heating | Small Industrial |  | Winter Morning | % of Load | 0 | 2030 | 65535
| High | C&I Curtailment | DLC-Thermostat-DI-Central Heat Pump | Small Industrial |  | Winter Morning | % of Load | 1 | 2030 | 65535
| High | C&I Curtailment | DLC-Thermostat-DI-Central Heat Pump | Small Industrial |  | Winter Morning | % of Load | 0 | 2030 | 65535
| High | C&I Curtailment | DLC-Thermostat-BYOT-Central Heat Pump | Small Industrial |  | Winter Morning | % of Load | 1 | 2030 | 65535
| High | C&I Curtailment | DLC-Thermostat-BYOT-Central Heat Pump | Small Industrial |  | Winter Morning | % of Load | 0 | 2030 | 65535
| High | C&I Curtailment | DLC-Thermostat-HVAC | Small Industrial |  | Winter Morning | % of Load | 1 | 2030 | 65535
| High | C&I Curtailment | DLC-Thermostat-HVAC | Small Industrial |  | Winter Morning | % of Load | 0 | 2030 | 65535
| High | C&I Curtailment | DLC-Thermostat-DI-Baseboard Heating | Small Industrial |  | Winter Morning | % of Load | 1 | 2030 | 65535
| High | C&I Curtailment | DLC-Thermostat-DI-Baseboard Heating | Small Industrial |  | Winter Morning | % of Load | 0 | 2030 | 65535
| High | C&I Curtailment | DLC-Thermostat-BYOT-Baseboard Heating | Small Industrial |  | Winter Morning | % of Load | 1 | 2030 | 65535
| High | C&I Curtailment | DLC-Thermostat-BYOT-Baseboard Heating | Small Industrial |  | Winter Morning | % of Load | 0 | 2030 | 65535
| High | C&I Curtailment | DLC-Thermostat-DI-MSHP | Small Industrial |  | Winter Morning | % of Load | 1 | 2030 | 65535
| High | C&I Curtailment | DLC-Thermostat-DI-MSHP | Small Industrial |  | Winter Morning | % of Load | 0 | 2030 | 65535
| High | C&I Curtailment | DLC-Thermostat-BYOT-MSHP | Small Industrial |  | Winter Morning | % of Load | 1 | 2030 | 65535
| High | C&I Curtailment | DLC-Thermostat-BYOT-MSHP | Small Industrial |  | Winter Morning | % of Load | 0 | 2030 | 65535
| High | C&I Curtailment | C&I Curtailment-Turnkey-Manual HVAC Control | Small Industrial |  | Winter Morning | % of Load | 1 | 2030 | 65535
| High | C&I Curtailment | C&I Curtailment-Turnkey-Manual HVAC Control | Small Industrial |  | Winter Morning | % of Load | 0 | 2030 | 65535
| High | C&I Curtailment | C&I Curtailment-Turnkey-Auto-DR HVAC Control | Small Industrial |  | Winter Morning | % of Load | 1 | 2030 | 65535
| High | C&I Curtailment | C&I Curtailment-Turnkey-Auto-DR HVAC Control | Small Industrial |  | Winter Morning | % of Load | 0 | 2030 | 65535
| High | C&I Curtailment | C&I Curtailment-Turnkey-Standard Lighting Control | Small Industrial |  | Winter Morning | % of Load | 1 | 2030 | 65535
| High | C&I Curtailment | C&I Curtailment-Turnkey-Standard Lighting Control | Small Industrial |  | Winter Morning | % of Load | 0 | 2030 | 65535
| High | C&I Curtailment | C&I Curtailment-Turnkey-Advanced Lighting Control | Small Industrial |  | Winter Morning | % of Load | 1 | 2030 | 65535
| High | C&I Curtailment | C&I Curtailment-Turnkey-Advanced Lighting Control | Small Industrial |  | Winter Morning | % of Load | 0 | 2030 | 65535
| High | C&I Curtailment | C&I Curtailment-Turnkey-Water Heating Control | Small Industrial |  | Winter Morning | % of Load | 1 | 2030 | 65535
| High | C&I Curtailment | C&I Curtailment-Turnkey-Water Heating Control | Small Industrial |  | Winter Morning | % of Load | 0 | 2030 | 65535
| High | C&I Curtailment | C&I Curtailment-Turnkey-Other | Small Industrial |  | Winter Morning | % of Load | 1 | 2030 | 65535
| High | C&I Curtailment | C&I Curtailment-Turnkey-Other | Small Industrial |  | Winter Morning | % of Load | 0 | 2030 | 65535
| High | C&I Curtailment | C&I Curtailment-Turnkey-Industrial | Small Industrial |  | Winter Morning | % of Load | 1 | 2030 | 65535
| High | C&I Curtailment | C&I Curtailment-Turnkey-Industrial | Small Industrial |  | Winter Morning | % of Load | 0 | 2030 | 65535
| High | C&I Curtailment | DLC-Switch-Water Heating | Small Industrial |  | Winter Evening | % of Load | 1 | 2030 | 65535
| High | C&I Curtailment | DLC-Switch-Water Heating | Small Industrial |  | Winter Evening | % of Load | 0 | 2030 | 65535
| High | C&I Curtailment | DLC-BYOD-Water Heating | Small Industrial |  | Winter Evening | % of Load | 1 | 2030 | 65535
| High | C&I Curtailment | DLC-BYOD-Water Heating | Small Industrial |  | Winter Evening | % of Load | 0 | 2030 | 65535
| High | C&I Curtailment | DLC-Thermostat-DI-Central Heat Pump | Small Industrial |  | Winter Evening | % of Load | 1 | 2030 | 65535
| High | C&I Curtailment | DLC-Thermostat-DI-Central Heat Pump | Small Industrial |  | Winter Evening | % of Load | 0 | 2030 | 65535
| High | C&I Curtailment | DLC-Thermostat-BYOT-Central Heat Pump | Small Industrial |  | Winter Evening | % of Load | 1 | 2030 | 65535
| High | C&I Curtailment | DLC-Thermostat-BYOT-Central Heat Pump | Small Industrial |  | Winter Evening | % of Load | 0 | 2030 | 65535
| High | C&I Curtailment | DLC-Thermostat-HVAC | Small Industrial |  | Winter Evening | % of Load | 1 | 2030 | 65535
| High | C&I Curtailment | DLC-Thermostat-HVAC | Small Industrial |  | Winter Evening | % of Load | 0 | 2030 | 65535
| High | C&I Curtailment | DLC-Thermostat-DI-Baseboard Heating | Small Industrial |  | Winter Evening | % of Load | 1 | 2030 | 65535
| High | C&I Curtailment | DLC-Thermostat-DI-Baseboard Heating | Small Industrial |  | Winter Evening | % of Load | 0 | 2030 | 65535
| High | C&I Curtailment | DLC-Thermostat-BYOT-Baseboard Heating | Small Industrial |  | Winter Evening | % of Load | 1 | 2030 | 65535
| High | C&I Curtailment | DLC-Thermostat-BYOT-Baseboard Heating | Small Industrial |  | Winter Evening | % of Load | 0 | 2030 | 65535
| High | C&I Curtailment | DLC-Thermostat-DI-MSHP | Small Industrial |  | Winter Evening | % of Load | 1 | 2030 | 65535
| High | C&I Curtailment | DLC-Thermostat-DI-MSHP | Small Industrial |  | Winter Evening | % of Load | 0 | 2030 | 65535
| High | C&I Curtailment | DLC-Thermostat-BYOT-MSHP | Small Industrial |  | Winter Evening | % of Load | 1 | 2030 | 65535
| High | C&I Curtailment | DLC-Thermostat-BYOT-MSHP | Small Industrial |  | Winter Evening | % of Load | 0 | 2030 | 65535
| High | C&I Curtailment | C&I Curtailment-Turnkey-Manual HVAC Control | Small Industrial |  | Winter Evening | % of Load | 1 | 2030 | 65535
| High | C&I Curtailment | C&I Curtailment-Turnkey-Manual HVAC Control | Small Industrial |  | Winter Evening | % of Load | 0 | 2030 | 65535
| High | C&I Curtailment | C&I Curtailment-Turnkey-Auto-DR HVAC Control | Small Industrial |  | Winter Evening | % of Load | 1 | 2030 | 65535
| High | C&I Curtailment | C&I Curtailment-Turnkey-Auto-DR HVAC Control | Small Industrial |  | Winter Evening | % of Load | 0 | 2030 | 65535
| High | C&I Curtailment | C&I Curtailment-Turnkey-Standard Lighting Control | Small Industrial |  | Winter Evening | % of Load | 1 | 2030 | 65535
| High | C&I Curtailment | C&I Curtailment-Turnkey-Standard Lighting Control | Small Industrial |  | Winter Evening | % of Load | 0 | 2030 | 65535
| High | C&I Curtailment | C&I Curtailment-Turnkey-Advanced Lighting Control | Small Industrial |  | Winter Evening | % of Load | 1 | 2030 | 65535
| High | C&I Curtailment | C&I Curtailment-Turnkey-Advanced Lighting Control | Small Industrial |  | Winter Evening | % of Load | 0 | 2030 | 65535
| High | C&I Curtailment | C&I Curtailment-Turnkey-Water Heating Control | Small Industrial |  | Winter Evening | % of Load | 1 | 2030 | 65535
| High | C&I Curtailment | C&I Curtailment-Turnkey-Water Heating Control | Small Industrial |  | Winter Evening | % of Load | 0 | 2030 | 65535
| High | C&I Curtailment | C&I Curtailment-Turnkey-Other | Small Industrial |  | Winter Evening | % of Load | 1 | 2030 | 65535
| High | C&I Curtailment | C&I Curtailment-Turnkey-Other | Small Industrial |  | Winter Evening | % of Load | 0 | 2030 | 65535
| High | C&I Curtailment | C&I Curtailment-Turnkey-Industrial | Small Industrial |  | Winter Evening | % of Load | 1 | 2030 | 65535
| High | C&I Curtailment | C&I Curtailment-Turnkey-Industrial | Small Industrial |  | Winter Evening | % of Load | 0 | 2030 | 65535
| High | C&I Curtailment | DLC-Switch-Water Heating | Medium Industrial |  | Winter Morning | % of Load | 1 | 2030 | 65535
| High | C&I Curtailment | DLC-Switch-Water Heating | Medium Industrial |  | Winter Morning | % of Load | 0 | 2030 | 65535
| High | C&I Curtailment | DLC-BYOD-Water Heating | Medium Industrial |  | Winter Morning | % of Load | 1 | 2030 | 65535
| High | C&I Curtailment | DLC-BYOD-Water Heating | Medium Industrial |  | Winter Morning | % of Load | 0 | 2030 | 65535
| High | C&I Curtailment | DLC-Thermostat-DI-Central Heat Pump | Medium Industrial |  | Winter Morning | % of Load | 1 | 2030 | 65535
| High | C&I Curtailment | DLC-Thermostat-DI-Central Heat Pump | Medium Industrial |  | Winter Morning | % of Load | 0 | 2030 | 65535
| High | C&I Curtailment | DLC-Thermostat-BYOT-Central Heat Pump | Medium Industrial |  | Winter Morning | % of Load | 1 | 2030 | 65535
| High | C&I Curtailment | DLC-Thermostat-BYOT-Central Heat Pump | Medium Industrial |  | Winter Morning | % of Load | 0 | 2030 | 65535
| High | C&I Curtailment | DLC-Thermostat-HVAC | Medium Industrial |  | Winter Morning | % of Load | 1 | 2030 | 65535
| High | C&I Curtailment | DLC-Thermostat-HVAC | Medium Industrial |  | Winter Morning | % of Load | 0 | 2030 | 65535
| High | C&I Curtailment | DLC-Thermostat-DI-Baseboard Heating | Medium Industrial |  | Winter Morning | % of Load | 1 | 2030 | 65535
| High | C&I Curtailment | DLC-Thermostat-DI-Baseboard Heating | Medium Industrial |  | Winter Morning | % of Load | 0 | 2030 | 65535
| High | C&I Curtailment | DLC-Thermostat-BYOT-Baseboard Heating | Medium Industrial |  | Winter Morning | % of Load | 1 | 2030 | 65535
| High | C&I Curtailment | DLC-Thermostat-BYOT-Baseboard Heating | Medium Industrial |  | Winter Morning | % of Load | 0 | 2030 | 65535
| High | C&I Curtailment | DLC-Thermostat-DI-MSHP | Medium Industrial |  | Winter Morning | % of Load | 1 | 2030 | 65535
| High | C&I Curtailment | DLC-Thermostat-DI-MSHP | Medium Industrial |  | Winter Morning | % of Load | 0 | 2030 | 65535
| High | C&I Curtailment | DLC-Thermostat-BYOT-MSHP | Medium Industrial |  | Winter Morning | % of Load | 1 | 2030 | 65535
| High | C&I Curtailment | DLC-Thermostat-BYOT-MSHP | Medium Industrial |  | Winter Morning | % of Load | 0 | 2030 | 65535
| High | C&I Curtailment | C&I Curtailment-Turnkey-Manual HVAC Control | Medium Industrial |  | Winter Morning | % of Load | 1 | 2030 | 65535
| High | C&I Curtailment | C&I Curtailment-Turnkey-Manual HVAC Control | Medium Industrial |  | Winter Morning | % of Load | 0 | 2030 | 65535
| High | C&I Curtailment | C&I Curtailment-Turnkey-Auto-DR HVAC Control | Medium Industrial |  | Winter Morning | % of Load | 1 | 2030 | 65535
| High | C&I Curtailment | C&I Curtailment-Turnkey-Auto-DR HVAC Control | Medium Industrial |  | Winter Morning | % of Load | 0 | 2030 | 65535
| High | C&I Curtailment | C&I Curtailment-Turnkey-Standard Lighting Control | Medium Industrial |  | Winter Morning | % of Load | 1 | 2030 | 65535
| High | C&I Curtailment | C&I Curtailment-Turnkey-Standard Lighting Control | Medium Industrial |  | Winter Morning | % of Load | 0 | 2030 | 65535
| High | C&I Curtailment | C&I Curtailment-Turnkey-Advanced Lighting Control | Medium Industrial |  | Winter Morning | % of Load | 1 | 2030 | 65535
| High | C&I Curtailment | C&I Curtailment-Turnkey-Advanced Lighting Control | Medium Industrial |  | Winter Morning | % of Load | 0 | 2030 | 65535
| High | C&I Curtailment | C&I Curtailment-Turnkey-Water Heating Control | Medium Industrial |  | Winter Morning | % of Load | 1 | 2030 | 65535
| High | C&I Curtailment | C&I Curtailment-Turnkey-Water Heating Control | Medium Industrial |  | Winter Morning | % of Load | 0 | 2030 | 65535
| High | C&I Curtailment | C&I Curtailment-Turnkey-Other | Medium Industrial |  | Winter Morning | % of Load | 1 | 2030 | 65535
| High | C&I Curtailment | C&I Curtailment-Turnkey-Other | Medium Industrial |  | Winter Morning | % of Load | 0 | 2030 | 65535
| High | C&I Curtailment | DLC-Switch-Water Heating | Medium Industrial |  | Winter Evening | % of Load | 1 | 2030 | 65535
| High | C&I Curtailment | DLC-Switch-Water Heating | Medium Industrial |  | Winter Evening | % of Load | 0 | 2030 | 65535
| High | C&I Curtailment | DLC-BYOD-Water Heating | Medium Industrial |  | Winter Evening | % of Load | 1 | 2030 | 65535
| High | C&I Curtailment | DLC-BYOD-Water Heating | Medium Industrial |  | Winter Evening | % of Load | 0 | 2030 | 65535
| High | C&I Curtailment | DLC-Thermostat-DI-Central Heat Pump | Medium Industrial |  | Winter Evening | % of Load | 1 | 2030 | 65535
| High | C&I Curtailment | DLC-Thermostat-DI-Central Heat Pump | Medium Industrial |  | Winter Evening | % of Load | 0 | 2030 | 65535
| High | C&I Curtailment | DLC-Thermostat-BYOT-Central Heat Pump | Medium Industrial |  | Winter Evening | % of Load | 1 | 2030 | 65535
| High | C&I Curtailment | DLC-Thermostat-BYOT-Central Heat Pump | Medium Industrial |  | Winter Evening | % of Load | 0 | 2030 | 65535
| High | C&I Curtailment | DLC-Thermostat-HVAC | Medium Industrial |  | Winter Evening | % of Load | 1 | 2030 | 65535
| High | C&I Curtailment | DLC-Thermostat-HVAC | Medium Industrial |  | Winter Evening | % of Load | 0 | 2030 | 65535
| High | C&I Curtailment | DLC-Thermostat-DI-Baseboard Heating | Medium Industrial |  | Winter Evening | % of Load | 1 | 2030 | 65535
| High | C&I Curtailment | DLC-Thermostat-DI-Baseboard Heating | Medium Industrial |  | Winter Evening | % of Load | 0 | 2030 | 65535
| High | C&I Curtailment | DLC-Thermostat-BYOT-Baseboard Heating | Medium Industrial |  | Winter Evening | % of Load | 1 | 2030 | 65535
| High | C&I Curtailment | DLC-Thermostat-BYOT-Baseboard Heating | Medium Industrial |  | Winter Evening | % of Load | 0 | 2030 | 65535
| High | C&I Curtailment | DLC-Thermostat-DI-MSHP | Medium Industrial |  | Winter Evening | % of Load | 1 | 2030 | 65535
| High | C&I Curtailment | DLC-Thermostat-DI-MSHP | Medium Industrial |  | Winter Evening | % of Load | 0 | 2030 | 65535
| High | C&I Curtailment | DLC-Thermostat-BYOT-MSHP | Medium Industrial |  | Winter Evening | % of Load | 1 | 2030 | 65535
| High | C&I Curtailment | DLC-Thermostat-BYOT-MSHP | Medium Industrial |  | Winter Evening | % of Load | 0 | 2030 | 65535
| High | C&I Curtailment | C&I Curtailment-Turnkey-Manual HVAC Control | Medium Industrial |  | Winter Evening | % of Load | 1 | 2030 | 65535
| High | C&I Curtailment | C&I Curtailment-Turnkey-Manual HVAC Control | Medium Industrial |  | Winter Evening | % of Load | 0 | 2030 | 65535
| High | C&I Curtailment | C&I Curtailment-Turnkey-Auto-DR HVAC Control | Medium Industrial |  | Winter Evening | % of Load | 1 | 2030 | 65535
| High | C&I Curtailment | C&I Curtailment-Turnkey-Auto-DR HVAC Control | Medium Industrial |  | Winter Evening | % of Load | 0 | 2030 | 65535
| High | C&I Curtailment | C&I Curtailment-Turnkey-Standard Lighting Control | Medium Industrial |  | Winter Evening | % of Load | 1 | 2030 | 65535
| High | C&I Curtailment | C&I Curtailment-Turnkey-Standard Lighting Control | Medium Industrial |  | Winter Evening | % of Load | 0 | 2030 | 65535
| High | C&I Curtailment | C&I Curtailment-Turnkey-Advanced Lighting Control | Medium Industrial |  | Winter Evening | % of Load | 1 | 2030 | 65535
| High | C&I Curtailment | C&I Curtailment-Turnkey-Advanced Lighting Control | Medium Industrial |  | Winter Evening | % of Load | 0 | 2030 | 65535
| High | C&I Curtailment | C&I Curtailment-Turnkey-Water Heating Control | Medium Industrial |  | Winter Evening | % of Load | 1 | 2030 | 65535
| High | C&I Curtailment | C&I Curtailment-Turnkey-Water Heating Control | Medium Industrial |  | Winter Evening | % of Load | 0 | 2030 | 65535
| High | C&I Curtailment | C&I Curtailment-Turnkey-Other | Medium Industrial |  | Winter Evening | % of Load | 1 | 2030 | 65535
| High | C&I Curtailment | C&I Curtailment-Turnkey-Other | Medium Industrial |  | Winter Evening | % of Load | 0 | 2030 | 65535
| High | C&I Curtailment | C&I Curtailment-Turnkey-Manual HVAC Control | Large Industrial |  | Winter Morning | % of Load | 1 | 2030 | 65535
| High | C&I Curtailment | C&I Curtailment-Turnkey-Manual HVAC Control | Large Industrial |  | Winter Morning | % of Load | 0 | 2030 | 65535
| High | C&I Curtailment | C&I Curtailment-Turnkey-Auto-DR HVAC Control | Large Industrial |  | Winter Morning | % of Load | 1 | 2030 | 65535
| High | C&I Curtailment | C&I Curtailment-Turnkey-Auto-DR HVAC Control | Large Industrial |  | Winter Morning | % of Load | 0 | 2030 | 65535
| High | C&I Curtailment | C&I Curtailment-Turnkey-Standard Lighting Control | Large Industrial |  | Winter Morning | % of Load | 1 | 2030 | 65535
| High | C&I Curtailment | C&I Curtailment-Turnkey-Standard Lighting Control | Large Industrial |  | Winter Morning | % of Load | 0 | 2030 | 65535
| High | C&I Curtailment | C&I Curtailment-Turnkey-Water Heating Control | Large Industrial |  | Winter Morning | % of Load | 1 | 2030 | 65535
| High | C&I Curtailment | C&I Curtailment-Turnkey-Water Heating Control | Large Industrial |  | Winter Morning | % of Load | 0 | 2030 | 65535
| High | C&I Curtailment | C&I Curtailment-Turnkey-Other | Large Industrial |  | Winter Morning | % of Load | 1 | 2030 | 65535
| High | C&I Curtailment | C&I Curtailment-Turnkey-Other | Large Industrial |  | Winter Morning | % of Load | 0 | 2030 | 65535
| High | C&I Curtailment | C&I Curtailment-Turnkey-Industrial | Large Industrial |  | Winter Morning | % of Load | 1 | 2030 | 65535
| High | C&I Curtailment | C&I Curtailment-Turnkey-Industrial | Large Industrial |  | Winter Morning | % of Load | 0 | 2030 | 65535
| High | C&I Curtailment | C&I Curtailment-Turnkey-Manual HVAC Control | Large Industrial |  | Winter Evening | % of Load | 1 | 2030 | 65535
| High | C&I Curtailment | C&I Curtailment-Turnkey-Manual HVAC Control | Large Industrial |  | Winter Evening | % of Load | 0 | 2030 | 65535
| High | C&I Curtailment | C&I Curtailment-Turnkey-Auto-DR HVAC Control | Large Industrial |  | Winter Evening | % of Load | 1 | 2030 | 65535
| High | C&I Curtailment | C&I Curtailment-Turnkey-Auto-DR HVAC Control | Large Industrial |  | Winter Evening | % of Load | 0 | 2030 | 65535
| High | C&I Curtailment | C&I Curtailment-Turnkey-Standard Lighting Control | Large Industrial |  | Winter Evening | % of Load | 1 | 2030 | 65535
| High | C&I Curtailment | C&I Curtailment-Turnkey-Standard Lighting Control | Large Industrial |  | Winter Evening | % of Load | 0 | 2030 | 65535
| High | C&I Curtailment | C&I Curtailment-Turnkey-Water Heating Control | Large Industrial |  | Winter Evening | % of Load | 1 | 2030 | 65535
| High | C&I Curtailment | C&I Curtailment-Turnkey-Water Heating Control | Large Industrial |  | Winter Evening | % of Load | 0 | 2030 | 65535
| High | C&I Curtailment | C&I Curtailment-Turnkey-Other | Large Industrial |  | Winter Evening | % of Load | 1 | 2030 | 65535
| High | C&I Curtailment | C&I Curtailment-Turnkey-Other | Large Industrial |  | Winter Evening | % of Load | 0 | 2030 | 65535
| High | C&I Curtailment | C&I Curtailment-Turnkey-Industrial | Large Industrial |  | Winter Evening | % of Load | 1 | 2030 | 65535
| High | C&I Curtailment | C&I Curtailment-Turnkey-Industrial | Large Industrial |  | Winter Evening | % of Load | 0 | 2030 | 65535
| High | Dynamic Pricing | DLC-Switch-Water Heating | Small General |  | Winter Morning | % of Load | 1 | 2030 | 65535
| High | Dynamic Pricing | DLC-Switch-Water Heating | Small General |  | Winter Morning | % of Load | 0 | 2030 | 65535
| High | Dynamic Pricing | DLC-BYOD-Water Heating | Small General |  | Winter Morning | % of Load | 1 | 2030 | 65535
| High | Dynamic Pricing | DLC-BYOD-Water Heating | Small General |  | Winter Morning | % of Load | 0 | 2030 | 65535
| High | Dynamic Pricing | DLC-Thermostat-DI-Central Heat Pump | Small General |  | Winter Morning | % of Load | 1 | 2030 | 65535
| High | Dynamic Pricing | DLC-Thermostat-DI-Central Heat Pump | Small General |  | Winter Morning | % of Load | 0 | 2030 | 65535
| High | Dynamic Pricing | DLC-Thermostat-BYOT-Central Heat Pump | Small General |  | Winter Morning | % of Load | 1 | 2030 | 65535
| High | Dynamic Pricing | DLC-Thermostat-BYOT-Central Heat Pump | Small General |  | Winter Morning | % of Load | 0 | 2030 | 65535
| High | Dynamic Pricing | DLC-Thermostat-HVAC | Small General |  | Winter Morning | % of Load | 1 | 2030 | 65535
| High | Dynamic Pricing | DLC-Thermostat-HVAC | Small General |  | Winter Morning | % of Load | 0 | 2030 | 65535
| High | Dynamic Pricing | DLC-Thermostat-DI-Baseboard Heating | Small General |  | Winter Morning | % of Load | 1 | 2030 | 65535
| High | Dynamic Pricing | DLC-Thermostat-DI-Baseboard Heating | Small General |  | Winter Morning | % of Load | 0 | 2030 | 65535
| High | Dynamic Pricing | DLC-Thermostat-BYOT-Baseboard Heating | Small General |  | Winter Morning | % of Load | 1 | 2030 | 65535
| High | Dynamic Pricing | DLC-Thermostat-BYOT-Baseboard Heating | Small General |  | Winter Morning | % of Load | 0 | 2030 | 65535
| High | Dynamic Pricing | DLC-Thermostat-DI-MSHP | Small General |  | Winter Morning | % of Load | 1 | 2030 | 65535
| High | Dynamic Pricing | DLC-Thermostat-DI-MSHP | Small General |  | Winter Morning | % of Load | 0 | 2030 | 65535
| High | Dynamic Pricing | DLC-Thermostat-BYOT-MSHP | Small General |  | Winter Morning | % of Load | 1 | 2030 | 65535
| High | Dynamic Pricing | DLC-Thermostat-BYOT-MSHP | Small General |  | Winter Morning | % of Load | 0 | 2030 | 65535
| High | Dynamic Pricing | C&I Curtailment-Turnkey-Manual HVAC Control | Small General |  | Winter Morning | % of Load | 1 | 2030 | 65535
| High | Dynamic Pricing | C&I Curtailment-Turnkey-Manual HVAC Control | Small General |  | Winter Morning | % of Load | 0 | 2030 | 65535
| High | Dynamic Pricing | C&I Curtailment-Turnkey-Auto-DR HVAC Control | Small General |  | Winter Morning | % of Load | 1 | 2030 | 65535
| High | Dynamic Pricing | C&I Curtailment-Turnkey-Auto-DR HVAC Control | Small General |  | Winter Morning | % of Load | 0 | 2030 | 65535
| High | Dynamic Pricing | C&I Curtailment-Turnkey-Standard Lighting Control | Small General |  | Winter Morning | % of Load | 1 | 2030 | 65535
| High | Dynamic Pricing | C&I Curtailment-Turnkey-Standard Lighting Control | Small General |  | Winter Morning | % of Load | 0 | 2030 | 65535
| High | Dynamic Pricing | C&I Curtailment-Turnkey-Advanced Lighting Control | Small General |  | Winter Morning | % of Load | 1 | 2030 | 65535
| High | Dynamic Pricing | C&I Curtailment-Turnkey-Advanced Lighting Control | Small General |  | Winter Morning | % of Load | 0 | 2030 | 65535
| High | Dynamic Pricing | C&I Curtailment-Turnkey-Water Heating Control | Small General |  | Winter Morning | % of Load | 1 | 2030 | 65535
| High | Dynamic Pricing | C&I Curtailment-Turnkey-Water Heating Control | Small General |  | Winter Morning | % of Load | 0 | 2030 | 65535
| High | Dynamic Pricing | C&I Curtailment-Turnkey-Other | Small General |  | Winter Morning | % of Load | 1 | 2030 | 65535
| High | Dynamic Pricing | C&I Curtailment-Turnkey-Other | Small General |  | Winter Morning | % of Load | 0 | 2030 | 65535
| High | Dynamic Pricing | Dynamic Pricing with enabling tech. | Small General |  | Winter Morning | % of Load | 1 | 2030 | 65535
| High | Dynamic Pricing | Dynamic Pricing with enabling tech. | Small General |  | Winter Morning | % of Load | 0 | 2030 | 65535
| High | Dynamic Pricing | Dynamic Pricing w/o enabling tech. | Small General |  | Winter Morning | % of Load | 1 | 2030 | 65535
| High | Dynamic Pricing | Dynamic Pricing w/o enabling tech. | Small General |  | Winter Morning | % of Load | 0 | 2030 | 65535
| High | Dynamic Pricing | DLC-Switch-Water Heating | Small General |  | Winter Evening | % of Load | 1 | 2030 | 65535
| High | Dynamic Pricing | DLC-Switch-Water Heating | Small General |  | Winter Evening | % of Load | 0 | 2030 | 65535
| High | Dynamic Pricing | DLC-BYOD-Water Heating | Small General |  | Winter Evening | % of Load | 1 | 2030 | 65535
| High | Dynamic Pricing | DLC-BYOD-Water Heating | Small General |  | Winter Evening | % of Load | 0 | 2030 | 65535
| High | Dynamic Pricing | DLC-Thermostat-DI-Central Heat Pump | Small General |  | Winter Evening | % of Load | 1 | 2030 | 65535
| High | Dynamic Pricing | DLC-Thermostat-DI-Central Heat Pump | Small General |  | Winter Evening | % of Load | 0 | 2030 | 65535
| High | Dynamic Pricing | DLC-Thermostat-BYOT-Central Heat Pump | Small General |  | Winter Evening | % of Load | 1 | 2030 | 65535
| High | Dynamic Pricing | DLC-Thermostat-BYOT-Central Heat Pump | Small General |  | Winter Evening | % of Load | 0 | 2030 | 65535
| High | Dynamic Pricing | DLC-Thermostat-HVAC | Small General |  | Winter Evening | % of Load | 1 | 2030 | 65535
| High | Dynamic Pricing | DLC-Thermostat-HVAC | Small General |  | Winter Evening | % of Load | 0 | 2030 | 65535
| High | Dynamic Pricing | DLC-Thermostat-DI-Baseboard Heating | Small General |  | Winter Evening | % of Load | 1 | 2030 | 65535
| High | Dynamic Pricing | DLC-Thermostat-DI-Baseboard Heating | Small General |  | Winter Evening | % of Load | 0 | 2030 | 65535
| High | Dynamic Pricing | DLC-Thermostat-BYOT-Baseboard Heating | Small General |  | Winter Evening | % of Load | 1 | 2030 | 65535
| High | Dynamic Pricing | DLC-Thermostat-BYOT-Baseboard Heating | Small General |  | Winter Evening | % of Load | 0 | 2030 | 65535
| High | Dynamic Pricing | DLC-Thermostat-DI-MSHP | Small General |  | Winter Evening | % of Load | 1 | 2030 | 65535
| High | Dynamic Pricing | DLC-Thermostat-DI-MSHP | Small General |  | Winter Evening | % of Load | 0 | 2030 | 65535
| High | Dynamic Pricing | DLC-Thermostat-BYOT-MSHP | Small General |  | Winter Evening | % of Load | 1 | 2030 | 65535
| High | Dynamic Pricing | DLC-Thermostat-BYOT-MSHP | Small General |  | Winter Evening | % of Load | 0 | 2030 | 65535
| High | Dynamic Pricing | C&I Curtailment-Turnkey-Manual HVAC Control | Small General |  | Winter Evening | % of Load | 1 | 2030 | 65535
| High | Dynamic Pricing | C&I Curtailment-Turnkey-Manual HVAC Control | Small General |  | Winter Evening | % of Load | 0 | 2030 | 65535
| High | Dynamic Pricing | C&I Curtailment-Turnkey-Auto-DR HVAC Control | Small General |  | Winter Evening | % of Load | 1 | 2030 | 65535
| High | Dynamic Pricing | C&I Curtailment-Turnkey-Auto-DR HVAC Control | Small General |  | Winter Evening | % of Load | 0 | 2030 | 65535
| High | Dynamic Pricing | C&I Curtailment-Turnkey-Standard Lighting Control | Small General |  | Winter Evening | % of Load | 1 | 2030 | 65535
| High | Dynamic Pricing | C&I Curtailment-Turnkey-Standard Lighting Control | Small General |  | Winter Evening | % of Load | 0 | 2030 | 65535
| High | Dynamic Pricing | C&I Curtailment-Turnkey-Advanced Lighting Control | Small General |  | Winter Evening | % of Load | 1 | 2030 | 65535
| High | Dynamic Pricing | C&I Curtailment-Turnkey-Advanced Lighting Control | Small General |  | Winter Evening | % of Load | 0 | 2030 | 65535
| High | Dynamic Pricing | C&I Curtailment-Turnkey-Water Heating Control | Small General |  | Winter Evening | % of Load | 1 | 2030 | 65535
| High | Dynamic Pricing | C&I Curtailment-Turnkey-Water Heating Control | Small General |  | Winter Evening | % of Load | 0 | 2030 | 65535
| High | Dynamic Pricing | C&I Curtailment-Turnkey-Other | Small General |  | Winter Evening | % of Load | 1 | 2030 | 65535
| High | Dynamic Pricing | C&I Curtailment-Turnkey-Other | Small General |  | Winter Evening | % of Load | 0 | 2030 | 65535
| High | Dynamic Pricing | Dynamic Pricing with enabling tech. | Small General |  | Winter Evening | % of Load | 1 | 2030 | 65535
| High | Dynamic Pricing | Dynamic Pricing with enabling tech. | Small General |  | Winter Evening | % of Load | 0 | 2030 | 65535
| High | Dynamic Pricing | Dynamic Pricing w/o enabling tech. | Small General |  | Winter Evening | % of Load | 1 | 2030 | 65535
| High | Dynamic Pricing | Dynamic Pricing w/o enabling tech. | Small General |  | Winter Evening | % of Load | 0 | 2030 | 65535
| High | Dynamic Pricing | DLC-Switch-Water Heating | General |  | Winter Morning | % of Load | 1 | 2030 | 65535
| High | Dynamic Pricing | DLC-Switch-Water Heating | General |  | Winter Morning | % of Load | 0 | 2030 | 65535
| High | Dynamic Pricing | DLC-BYOD-Water Heating | General |  | Winter Morning | % of Load | 1 | 2030 | 65535
| High | Dynamic Pricing | DLC-BYOD-Water Heating | General |  | Winter Morning | % of Load | 0 | 2030 | 65535
| High | Dynamic Pricing | DLC-Thermostat-DI-Central Heat Pump | General |  | Winter Morning | % of Load | 1 | 2030 | 65535
| High | Dynamic Pricing | DLC-Thermostat-DI-Central Heat Pump | General |  | Winter Morning | % of Load | 0 | 2030 | 65535
| High | Dynamic Pricing | DLC-Thermostat-BYOT-Central Heat Pump | General |  | Winter Morning | % of Load | 1 | 2030 | 65535
| High | Dynamic Pricing | DLC-Thermostat-BYOT-Central Heat Pump | General |  | Winter Morning | % of Load | 0 | 2030 | 65535
| High | Dynamic Pricing | DLC-Thermostat-HVAC | General |  | Winter Morning | % of Load | 1 | 2030 | 65535
| High | Dynamic Pricing | DLC-Thermostat-HVAC | General |  | Winter Morning | % of Load | 0 | 2030 | 65535
| High | Dynamic Pricing | DLC-Thermostat-DI-Baseboard Heating | General |  | Winter Morning | % of Load | 1 | 2030 | 65535
| High | Dynamic Pricing | DLC-Thermostat-DI-Baseboard Heating | General |  | Winter Morning | % of Load | 0 | 2030 | 65535
| High | Dynamic Pricing | DLC-Thermostat-BYOT-Baseboard Heating | General |  | Winter Morning | % of Load | 1 | 2030 | 65535
| High | Dynamic Pricing | DLC-Thermostat-BYOT-Baseboard Heating | General |  | Winter Morning | % of Load | 0 | 2030 | 65535
| High | Dynamic Pricing | DLC-Thermostat-DI-MSHP | General |  | Winter Morning | % of Load | 1 | 2030 | 65535
| High | Dynamic Pricing | DLC-Thermostat-DI-MSHP | General |  | Winter Morning | % of Load | 0 | 2030 | 65535
| High | Dynamic Pricing | DLC-Thermostat-BYOT-MSHP | General |  | Winter Morning | % of Load | 1 | 2030 | 65535
| High | Dynamic Pricing | DLC-Thermostat-BYOT-MSHP | General |  | Winter Morning | % of Load | 0 | 2030 | 65535
| High | Dynamic Pricing | C&I Curtailment-Turnkey-Manual HVAC Control | General |  | Winter Morning | % of Load | 1 | 2030 | 65535
| High | Dynamic Pricing | C&I Curtailment-Turnkey-Manual HVAC Control | General |  | Winter Morning | % of Load | 0 | 2030 | 65535
| High | Dynamic Pricing | C&I Curtailment-Turnkey-Auto-DR HVAC Control | General |  | Winter Morning | % of Load | 1 | 2030 | 65535
| High | Dynamic Pricing | C&I Curtailment-Turnkey-Auto-DR HVAC Control | General |  | Winter Morning | % of Load | 0 | 2030 | 65535
| High | Dynamic Pricing | C&I Curtailment-Turnkey-Standard Lighting Control | General |  | Winter Morning | % of Load | 1 | 2030 | 65535
| High | Dynamic Pricing | C&I Curtailment-Turnkey-Standard Lighting Control | General |  | Winter Morning | % of Load | 0 | 2030 | 65535
| High | Dynamic Pricing | C&I Curtailment-Turnkey-Advanced Lighting Control | General |  | Winter Morning | % of Load | 1 | 2030 | 65535
| High | Dynamic Pricing | C&I Curtailment-Turnkey-Advanced Lighting Control | General |  | Winter Morning | % of Load | 0 | 2030 | 65535
| High | Dynamic Pricing | C&I Curtailment-Turnkey-Water Heating Control | General |  | Winter Morning | % of Load | 1 | 2030 | 65535
| High | Dynamic Pricing | C&I Curtailment-Turnkey-Water Heating Control | General |  | Winter Morning | % of Load | 0 | 2030 | 65535
| High | Dynamic Pricing | C&I Curtailment-Turnkey-Other | General |  | Winter Morning | % of Load | 1 | 2030 | 65535
| High | Dynamic Pricing | C&I Curtailment-Turnkey-Other | General |  | Winter Morning | % of Load | 0 | 2030 | 65535
| High | Dynamic Pricing | Dynamic Pricing with enabling tech. | General |  | Winter Morning | % of Load | 1 | 2030 | 65535
| High | Dynamic Pricing | Dynamic Pricing with enabling tech. | General |  | Winter Morning | % of Load | 0 | 2030 | 65535
| High | Dynamic Pricing | Dynamic Pricing w/o enabling tech. | General |  | Winter Morning | % of Load | 1 | 2030 | 65535
| High | Dynamic Pricing | Dynamic Pricing w/o enabling tech. | General |  | Winter Morning | % of Load | 0 | 2030 | 65535
| High | Dynamic Pricing | DLC-Switch-Water Heating | General |  | Winter Evening | % of Load | 1 | 2030 | 65535
| High | Dynamic Pricing | DLC-Switch-Water Heating | General |  | Winter Evening | % of Load | 0 | 2030 | 65535
| High | Dynamic Pricing | DLC-BYOD-Water Heating | General |  | Winter Evening | % of Load | 1 | 2030 | 65535
| High | Dynamic Pricing | DLC-BYOD-Water Heating | General |  | Winter Evening | % of Load | 0 | 2030 | 65535
| High | Dynamic Pricing | DLC-Thermostat-DI-Central Heat Pump | General |  | Winter Evening | % of Load | 1 | 2030 | 65535
| High | Dynamic Pricing | DLC-Thermostat-DI-Central Heat Pump | General |  | Winter Evening | % of Load | 0 | 2030 | 65535
| High | Dynamic Pricing | DLC-Thermostat-BYOT-Central Heat Pump | General |  | Winter Evening | % of Load | 1 | 2030 | 65535
| High | Dynamic Pricing | DLC-Thermostat-BYOT-Central Heat Pump | General |  | Winter Evening | % of Load | 0 | 2030 | 65535
| High | Dynamic Pricing | DLC-Thermostat-HVAC | General |  | Winter Evening | % of Load | 1 | 2030 | 65535
| High | Dynamic Pricing | DLC-Thermostat-HVAC | General |  | Winter Evening | % of Load | 0 | 2030 | 65535
| High | Dynamic Pricing | DLC-Thermostat-DI-Baseboard Heating | General |  | Winter Evening | % of Load | 1 | 2030 | 65535
| High | Dynamic Pricing | DLC-Thermostat-DI-Baseboard Heating | General |  | Winter Evening | % of Load | 0 | 2030 | 65535
| High | Dynamic Pricing | DLC-Thermostat-BYOT-Baseboard Heating | General |  | Winter Evening | % of Load | 1 | 2030 | 65535
| High | Dynamic Pricing | DLC-Thermostat-BYOT-Baseboard Heating | General |  | Winter Evening | % of Load | 0 | 2030 | 65535
| High | Dynamic Pricing | DLC-Thermostat-DI-MSHP | General |  | Winter Evening | % of Load | 1 | 2030 | 65535
| High | Dynamic Pricing | DLC-Thermostat-DI-MSHP | General |  | Winter Evening | % of Load | 0 | 2030 | 65535
| High | Dynamic Pricing | DLC-Thermostat-BYOT-MSHP | General |  | Winter Evening | % of Load | 1 | 2030 | 65535
| High | Dynamic Pricing | DLC-Thermostat-BYOT-MSHP | General |  | Winter Evening | % of Load | 0 | 2030 | 65535
| High | Dynamic Pricing | C&I Curtailment-Turnkey-Manual HVAC Control | General |  | Winter Evening | % of Load | 1 | 2030 | 65535
| High | Dynamic Pricing | C&I Curtailment-Turnkey-Manual HVAC Control | General |  | Winter Evening | % of Load | 0 | 2030 | 65535
| High | Dynamic Pricing | C&I Curtailment-Turnkey-Auto-DR HVAC Control | General |  | Winter Evening | % of Load | 1 | 2030 | 65535
| High | Dynamic Pricing | C&I Curtailment-Turnkey-Auto-DR HVAC Control | General |  | Winter Evening | % of Load | 0 | 2030 | 65535
| High | Dynamic Pricing | C&I Curtailment-Turnkey-Standard Lighting Control | General |  | Winter Evening | % of Load | 1 | 2030 | 65535
| High | Dynamic Pricing | C&I Curtailment-Turnkey-Standard Lighting Control | General |  | Winter Evening | % of Load | 0 | 2030 | 65535
| High | Dynamic Pricing | C&I Curtailment-Turnkey-Advanced Lighting Control | General |  | Winter Evening | % of Load | 1 | 2030 | 65535
| High | Dynamic Pricing | C&I Curtailment-Turnkey-Advanced Lighting Control | General |  | Winter Evening | % of Load | 0 | 2030 | 65535
| High | Dynamic Pricing | C&I Curtailment-Turnkey-Water Heating Control | General |  | Winter Evening | % of Load | 1 | 2030 | 65535
| High | Dynamic Pricing | C&I Curtailment-Turnkey-Water Heating Control | General |  | Winter Evening | % of Load | 0 | 2030 | 65535
| High | Dynamic Pricing | C&I Curtailment-Turnkey-Other | General |  | Winter Evening | % of Load | 1 | 2030 | 65535
| High | Dynamic Pricing | C&I Curtailment-Turnkey-Other | General |  | Winter Evening | % of Load | 0 | 2030 | 65535
| High | Dynamic Pricing | Dynamic Pricing with enabling tech. | General |  | Winter Evening | % of Load | 1 | 2030 | 65535
| High | Dynamic Pricing | Dynamic Pricing with enabling tech. | General |  | Winter Evening | % of Load | 0 | 2030 | 65535
| High | Dynamic Pricing | Dynamic Pricing w/o enabling tech. | General |  | Winter Evening | % of Load | 1 | 2030 | 65535
| High | Dynamic Pricing | Dynamic Pricing w/o enabling tech. | General |  | Winter Evening | % of Load | 0 | 2030 | 65535
| High | Dynamic Pricing | Dynamic Pricing with enabling tech. | Large General |  | Winter Morning | % of Load | 1 | 2030 | 65535
| High | Dynamic Pricing | Dynamic Pricing with enabling tech. | Large General |  | Winter Morning | % of Load | 0 | 2030 | 65535
| High | Dynamic Pricing | Dynamic Pricing w/o enabling tech. | Large General |  | Winter Morning | % of Load | 1 | 2030 | 65535
| High | Dynamic Pricing | Dynamic Pricing w/o enabling tech. | Large General |  | Winter Morning | % of Load | 0 | 2030 | 65535
| High | Dynamic Pricing | Dynamic Pricing with enabling tech. | Large General |  | Winter Evening | % of Load | 1 | 2030 | 65535
| High | Dynamic Pricing | Dynamic Pricing with enabling tech. | Large General |  | Winter Evening | % of Load | 0 | 2030 | 65535
| High | Dynamic Pricing | Dynamic Pricing w/o enabling tech. | Large General |  | Winter Evening | % of Load | 1 | 2030 | 65535
| High | Dynamic Pricing | Dynamic Pricing w/o enabling tech. | Large General |  | Winter Evening | % of Load | 0 | 2030 | 65535
| High | Dynamic Pricing | DLC-Switch-Water Heating | Small Industrial |  | Winter Morning | % of Load | 1 | 2030 | 65535
| High | Dynamic Pricing | DLC-Switch-Water Heating | Small Industrial |  | Winter Morning | % of Load | 0 | 2030 | 65535
| High | Dynamic Pricing | DLC-BYOD-Water Heating | Small Industrial |  | Winter Morning | % of Load | 1 | 2030 | 65535
| High | Dynamic Pricing | DLC-BYOD-Water Heating | Small Industrial |  | Winter Morning | % of Load | 0 | 2030 | 65535
| High | Dynamic Pricing | DLC-Thermostat-DI-Central Heat Pump | Small Industrial |  | Winter Morning | % of Load | 1 | 2030 | 65535
| High | Dynamic Pricing | DLC-Thermostat-DI-Central Heat Pump | Small Industrial |  | Winter Morning | % of Load | 0 | 2030 | 65535
| High | Dynamic Pricing | DLC-Thermostat-BYOT-Central Heat Pump | Small Industrial |  | Winter Morning | % of Load | 1 | 2030 | 65535
| High | Dynamic Pricing | DLC-Thermostat-BYOT-Central Heat Pump | Small Industrial |  | Winter Morning | % of Load | 0 | 2030 | 65535
| High | Dynamic Pricing | DLC-Thermostat-HVAC | Small Industrial |  | Winter Morning | % of Load | 1 | 2030 | 65535
| High | Dynamic Pricing | DLC-Thermostat-HVAC | Small Industrial |  | Winter Morning | % of Load | 0 | 2030 | 65535
| High | Dynamic Pricing | DLC-Thermostat-DI-Baseboard Heating | Small Industrial |  | Winter Morning | % of Load | 1 | 2030 | 65535
| High | Dynamic Pricing | DLC-Thermostat-DI-Baseboard Heating | Small Industrial |  | Winter Morning | % of Load | 0 | 2030 | 65535
| High | Dynamic Pricing | DLC-Thermostat-BYOT-Baseboard Heating | Small Industrial |  | Winter Morning | % of Load | 1 | 2030 | 65535
| High | Dynamic Pricing | DLC-Thermostat-BYOT-Baseboard Heating | Small Industrial |  | Winter Morning | % of Load | 0 | 2030 | 65535
| High | Dynamic Pricing | DLC-Thermostat-DI-MSHP | Small Industrial |  | Winter Morning | % of Load | 1 | 2030 | 65535
| High | Dynamic Pricing | DLC-Thermostat-DI-MSHP | Small Industrial |  | Winter Morning | % of Load | 0 | 2030 | 65535
| High | Dynamic Pricing | DLC-Thermostat-BYOT-MSHP | Small Industrial |  | Winter Morning | % of Load | 1 | 2030 | 65535
| High | Dynamic Pricing | DLC-Thermostat-BYOT-MSHP | Small Industrial |  | Winter Morning | % of Load | 0 | 2030 | 65535
| High | Dynamic Pricing | C&I Curtailment-Turnkey-Manual HVAC Control | Small Industrial |  | Winter Morning | % of Load | 1 | 2030 | 65535
| High | Dynamic Pricing | C&I Curtailment-Turnkey-Manual HVAC Control | Small Industrial |  | Winter Morning | % of Load | 0 | 2030 | 65535
| High | Dynamic Pricing | C&I Curtailment-Turnkey-Auto-DR HVAC Control | Small Industrial |  | Winter Morning | % of Load | 1 | 2030 | 65535
| High | Dynamic Pricing | C&I Curtailment-Turnkey-Auto-DR HVAC Control | Small Industrial |  | Winter Morning | % of Load | 0 | 2030 | 65535
| High | Dynamic Pricing | C&I Curtailment-Turnkey-Standard Lighting Control | Small Industrial |  | Winter Morning | % of Load | 1 | 2030 | 65535
| High | Dynamic Pricing | C&I Curtailment-Turnkey-Standard Lighting Control | Small Industrial |  | Winter Morning | % of Load | 0 | 2030 | 65535
| High | Dynamic Pricing | C&I Curtailment-Turnkey-Advanced Lighting Control | Small Industrial |  | Winter Morning | % of Load | 1 | 2030 | 65535
| High | Dynamic Pricing | C&I Curtailment-Turnkey-Advanced Lighting Control | Small Industrial |  | Winter Morning | % of Load | 0 | 2030 | 65535
| High | Dynamic Pricing | C&I Curtailment-Turnkey-Water Heating Control | Small Industrial |  | Winter Morning | % of Load | 1 | 2030 | 65535
| High | Dynamic Pricing | C&I Curtailment-Turnkey-Water Heating Control | Small Industrial |  | Winter Morning | % of Load | 0 | 2030 | 65535
| High | Dynamic Pricing | C&I Curtailment-Turnkey-Other | Small Industrial |  | Winter Morning | % of Load | 1 | 2030 | 65535
| High | Dynamic Pricing | C&I Curtailment-Turnkey-Other | Small Industrial |  | Winter Morning | % of Load | 0 | 2030 | 65535
| High | Dynamic Pricing | C&I Curtailment-Turnkey-Industrial | Small Industrial |  | Winter Morning | % of Load | 1 | 2030 | 65535
| High | Dynamic Pricing | C&I Curtailment-Turnkey-Industrial | Small Industrial |  | Winter Morning | % of Load | 0 | 2030 | 65535
| High | Dynamic Pricing | Dynamic Pricing with enabling tech. | Small Industrial |  | Winter Morning | % of Load | 1 | 2030 | 65535
| High | Dynamic Pricing | Dynamic Pricing with enabling tech. | Small Industrial |  | Winter Morning | % of Load | 0 | 2030 | 65535
| High | Dynamic Pricing | Dynamic Pricing w/o enabling tech. | Small Industrial |  | Winter Morning | % of Load | 1 | 2030 | 65535
| High | Dynamic Pricing | Dynamic Pricing w/o enabling tech. | Small Industrial |  | Winter Morning | % of Load | 0 | 2030 | 65535
| High | Dynamic Pricing | DLC-Switch-Water Heating | Small Industrial |  | Winter Evening | % of Load | 1 | 2030 | 65535
| High | Dynamic Pricing | DLC-Switch-Water Heating | Small Industrial |  | Winter Evening | % of Load | 0 | 2030 | 65535
| High | Dynamic Pricing | DLC-BYOD-Water Heating | Small Industrial |  | Winter Evening | % of Load | 1 | 2030 | 65535
| High | Dynamic Pricing | DLC-BYOD-Water Heating | Small Industrial |  | Winter Evening | % of Load | 0 | 2030 | 65535
| High | Dynamic Pricing | DLC-Thermostat-DI-Central Heat Pump | Small Industrial |  | Winter Evening | % of Load | 1 | 2030 | 65535
| High | Dynamic Pricing | DLC-Thermostat-DI-Central Heat Pump | Small Industrial |  | Winter Evening | % of Load | 0 | 2030 | 65535
| High | Dynamic Pricing | DLC-Thermostat-BYOT-Central Heat Pump | Small Industrial |  | Winter Evening | % of Load | 1 | 2030 | 65535
| High | Dynamic Pricing | DLC-Thermostat-BYOT-Central Heat Pump | Small Industrial |  | Winter Evening | % of Load | 0 | 2030 | 65535
| High | Dynamic Pricing | DLC-Thermostat-HVAC | Small Industrial |  | Winter Evening | % of Load | 1 | 2030 | 65535
| High | Dynamic Pricing | DLC-Thermostat-HVAC | Small Industrial |  | Winter Evening | % of Load | 0 | 2030 | 65535
| High | Dynamic Pricing | DLC-Thermostat-DI-Baseboard Heating | Small Industrial |  | Winter Evening | % of Load | 1 | 2030 | 65535
| High | Dynamic Pricing | DLC-Thermostat-DI-Baseboard Heating | Small Industrial |  | Winter Evening | % of Load | 0 | 2030 | 65535
| High | Dynamic Pricing | DLC-Thermostat-BYOT-Baseboard Heating | Small Industrial |  | Winter Evening | % of Load | 1 | 2030 | 65535
| High | Dynamic Pricing | DLC-Thermostat-BYOT-Baseboard Heating | Small Industrial |  | Winter Evening | % of Load | 0 | 2030 | 65535
| High | Dynamic Pricing | DLC-Thermostat-DI-MSHP | Small Industrial |  | Winter Evening | % of Load | 1 | 2030 | 65535
| High | Dynamic Pricing | DLC-Thermostat-DI-MSHP | Small Industrial |  | Winter Evening | % of Load | 0 | 2030 | 65535
| High | Dynamic Pricing | DLC-Thermostat-BYOT-MSHP | Small Industrial |  | Winter Evening | % of Load | 1 | 2030 | 65535
| High | Dynamic Pricing | DLC-Thermostat-BYOT-MSHP | Small Industrial |  | Winter Evening | % of Load | 0 | 2030 | 65535
| High | Dynamic Pricing | C&I Curtailment-Turnkey-Manual HVAC Control | Small Industrial |  | Winter Evening | % of Load | 1 | 2030 | 65535
| High | Dynamic Pricing | C&I Curtailment-Turnkey-Manual HVAC Control | Small Industrial |  | Winter Evening | % of Load | 0 | 2030 | 65535
| High | Dynamic Pricing | C&I Curtailment-Turnkey-Auto-DR HVAC Control | Small Industrial |  | Winter Evening | % of Load | 1 | 2030 | 65535
| High | Dynamic Pricing | C&I Curtailment-Turnkey-Auto-DR HVAC Control | Small Industrial |  | Winter Evening | % of Load | 0 | 2030 | 65535
| High | Dynamic Pricing | C&I Curtailment-Turnkey-Standard Lighting Control | Small Industrial |  | Winter Evening | % of Load | 1 | 2030 | 65535
| High | Dynamic Pricing | C&I Curtailment-Turnkey-Standard Lighting Control | Small Industrial |  | Winter Evening | % of Load | 0 | 2030 | 65535
| High | Dynamic Pricing | C&I Curtailment-Turnkey-Advanced Lighting Control | Small Industrial |  | Winter Evening | % of Load | 1 | 2030 | 65535
| High | Dynamic Pricing | C&I Curtailment-Turnkey-Advanced Lighting Control | Small Industrial |  | Winter Evening | % of Load | 0 | 2030 | 65535
| High | Dynamic Pricing | C&I Curtailment-Turnkey-Water Heating Control | Small Industrial |  | Winter Evening | % of Load | 1 | 2030 | 65535
| High | Dynamic Pricing | C&I Curtailment-Turnkey-Water Heating Control | Small Industrial |  | Winter Evening | % of Load | 0 | 2030 | 65535
| High | Dynamic Pricing | C&I Curtailment-Turnkey-Other | Small Industrial |  | Winter Evening | % of Load | 1 | 2030 | 65535
| High | Dynamic Pricing | C&I Curtailment-Turnkey-Other | Small Industrial |  | Winter Evening | % of Load | 0 | 2030 | 65535
| High | Dynamic Pricing | C&I Curtailment-Turnkey-Industrial | Small Industrial |  | Winter Evening | % of Load | 1 | 2030 | 65535
| High | Dynamic Pricing | C&I Curtailment-Turnkey-Industrial | Small Industrial |  | Winter Evening | % of Load | 0 | 2030 | 65535
| High | Dynamic Pricing | Dynamic Pricing with enabling tech. | Small Industrial |  | Winter Evening | % of Load | 1 | 2030 | 65535
| High | Dynamic Pricing | Dynamic Pricing with enabling tech. | Small Industrial |  | Winter Evening | % of Load | 0 | 2030 | 65535
| High | Dynamic Pricing | Dynamic Pricing w/o enabling tech. | Small Industrial |  | Winter Evening | % of Load | 1 | 2030 | 65535
| High | Dynamic Pricing | Dynamic Pricing w/o enabling tech. | Small Industrial |  | Winter Evening | % of Load | 0 | 2030 | 65535
| High | Dynamic Pricing | DLC-Switch-Water Heating | Medium Industrial |  | Winter Morning | % of Load | 1 | 2030 | 65535
| High | Dynamic Pricing | DLC-Switch-Water Heating | Medium Industrial |  | Winter Morning | % of Load | 0 | 2030 | 65535
| High | Dynamic Pricing | DLC-BYOD-Water Heating | Medium Industrial |  | Winter Morning | % of Load | 1 | 2030 | 65535
| High | Dynamic Pricing | DLC-BYOD-Water Heating | Medium Industrial |  | Winter Morning | % of Load | 0 | 2030 | 65535
| High | Dynamic Pricing | DLC-Thermostat-DI-Central Heat Pump | Medium Industrial |  | Winter Morning | % of Load | 1 | 2030 | 65535
| High | Dynamic Pricing | DLC-Thermostat-DI-Central Heat Pump | Medium Industrial |  | Winter Morning | % of Load | 0 | 2030 | 65535
| High | Dynamic Pricing | DLC-Thermostat-BYOT-Central Heat Pump | Medium Industrial |  | Winter Morning | % of Load | 1 | 2030 | 65535
| High | Dynamic Pricing | DLC-Thermostat-BYOT-Central Heat Pump | Medium Industrial |  | Winter Morning | % of Load | 0 | 2030 | 65535
| High | Dynamic Pricing | DLC-Thermostat-HVAC | Medium Industrial |  | Winter Morning | % of Load | 1 | 2030 | 65535
| High | Dynamic Pricing | DLC-Thermostat-HVAC | Medium Industrial |  | Winter Morning | % of Load | 0 | 2030 | 65535
| High | Dynamic Pricing | DLC-Thermostat-DI-Baseboard Heating | Medium Industrial |  | Winter Morning | % of Load | 1 | 2030 | 65535
| High | Dynamic Pricing | DLC-Thermostat-DI-Baseboard Heating | Medium Industrial |  | Winter Morning | % of Load | 0 | 2030 | 65535
| High | Dynamic Pricing | DLC-Thermostat-BYOT-Baseboard Heating | Medium Industrial |  | Winter Morning | % of Load | 1 | 2030 | 65535
| High | Dynamic Pricing | DLC-Thermostat-BYOT-Baseboard Heating | Medium Industrial |  | Winter Morning | % of Load | 0 | 2030 | 65535
| High | Dynamic Pricing | DLC-Thermostat-DI-MSHP | Medium Industrial |  | Winter Morning | % of Load | 1 | 2030 | 65535
| High | Dynamic Pricing | DLC-Thermostat-DI-MSHP | Medium Industrial |  | Winter Morning | % of Load | 0 | 2030 | 65535
| High | Dynamic Pricing | DLC-Thermostat-BYOT-MSHP | Medium Industrial |  | Winter Morning | % of Load | 1 | 2030 | 65535
| High | Dynamic Pricing | DLC-Thermostat-BYOT-MSHP | Medium Industrial |  | Winter Morning | % of Load | 0 | 2030 | 65535
| High | Dynamic Pricing | C&I Curtailment-Turnkey-Manual HVAC Control | Medium Industrial |  | Winter Morning | % of Load | 1 | 2030 | 65535
| High | Dynamic Pricing | C&I Curtailment-Turnkey-Manual HVAC Control | Medium Industrial |  | Winter Morning | % of Load | 0 | 2030 | 65535
| High | Dynamic Pricing | C&I Curtailment-Turnkey-Auto-DR HVAC Control | Medium Industrial |  | Winter Morning | % of Load | 1 | 2030 | 65535
| High | Dynamic Pricing | C&I Curtailment-Turnkey-Auto-DR HVAC Control | Medium Industrial |  | Winter Morning | % of Load | 0 | 2030 | 65535
| High | Dynamic Pricing | C&I Curtailment-Turnkey-Standard Lighting Control | Medium Industrial |  | Winter Morning | % of Load | 1 | 2030 | 65535
| High | Dynamic Pricing | C&I Curtailment-Turnkey-Standard Lighting Control | Medium Industrial |  | Winter Morning | % of Load | 0 | 2030 | 65535
| High | Dynamic Pricing | C&I Curtailment-Turnkey-Advanced Lighting Control | Medium Industrial |  | Winter Morning | % of Load | 1 | 2030 | 65535
| High | Dynamic Pricing | C&I Curtailment-Turnkey-Advanced Lighting Control | Medium Industrial |  | Winter Morning | % of Load | 0 | 2030 | 65535
| High | Dynamic Pricing | C&I Curtailment-Turnkey-Water Heating Control | Medium Industrial |  | Winter Morning | % of Load | 1 | 2030 | 65535
| High | Dynamic Pricing | C&I Curtailment-Turnkey-Water Heating Control | Medium Industrial |  | Winter Morning | % of Load | 0 | 2030 | 65535
| High | Dynamic Pricing | C&I Curtailment-Turnkey-Other | Medium Industrial |  | Winter Morning | % of Load | 1 | 2030 | 65535
| High | Dynamic Pricing | C&I Curtailment-Turnkey-Other | Medium Industrial |  | Winter Morning | % of Load | 0 | 2030 | 65535
| High | Dynamic Pricing | Dynamic Pricing with enabling tech. | Medium Industrial |  | Winter Morning | % of Load | 1 | 2030 | 65535
| High | Dynamic Pricing | Dynamic Pricing with enabling tech. | Medium Industrial |  | Winter Morning | % of Load | 0 | 2030 | 65535
| High | Dynamic Pricing | Dynamic Pricing w/o enabling tech. | Medium Industrial |  | Winter Morning | % of Load | 1 | 2030 | 65535
| High | Dynamic Pricing | Dynamic Pricing w/o enabling tech. | Medium Industrial |  | Winter Morning | % of Load | 0 | 2030 | 65535
| High | Dynamic Pricing | DLC-Switch-Water Heating | Medium Industrial |  | Winter Evening | % of Load | 1 | 2030 | 65535
| High | Dynamic Pricing | DLC-Switch-Water Heating | Medium Industrial |  | Winter Evening | % of Load | 0 | 2030 | 65535
| High | Dynamic Pricing | DLC-BYOD-Water Heating | Medium Industrial |  | Winter Evening | % of Load | 1 | 2030 | 65535
| High | Dynamic Pricing | DLC-BYOD-Water Heating | Medium Industrial |  | Winter Evening | % of Load | 0 | 2030 | 65535
| High | Dynamic Pricing | DLC-Thermostat-DI-Central Heat Pump | Medium Industrial |  | Winter Evening | % of Load | 1 | 2030 | 65535
| High | Dynamic Pricing | DLC-Thermostat-DI-Central Heat Pump | Medium Industrial |  | Winter Evening | % of Load | 0 | 2030 | 65535
| High | Dynamic Pricing | DLC-Thermostat-BYOT-Central Heat Pump | Medium Industrial |  | Winter Evening | % of Load | 1 | 2030 | 65535
| High | Dynamic Pricing | DLC-Thermostat-BYOT-Central Heat Pump | Medium Industrial |  | Winter Evening | % of Load | 0 | 2030 | 65535
| High | Dynamic Pricing | DLC-Thermostat-HVAC | Medium Industrial |  | Winter Evening | % of Load | 1 | 2030 | 65535
| High | Dynamic Pricing | DLC-Thermostat-HVAC | Medium Industrial |  | Winter Evening | % of Load | 0 | 2030 | 65535
| High | Dynamic Pricing | DLC-Thermostat-DI-Baseboard Heating | Medium Industrial |  | Winter Evening | % of Load | 1 | 2030 | 65535
| High | Dynamic Pricing | DLC-Thermostat-DI-Baseboard Heating | Medium Industrial |  | Winter Evening | % of Load | 0 | 2030 | 65535
| High | Dynamic Pricing | DLC-Thermostat-BYOT-Baseboard Heating | Medium Industrial |  | Winter Evening | % of Load | 1 | 2030 | 65535
| High | Dynamic Pricing | DLC-Thermostat-BYOT-Baseboard Heating | Medium Industrial |  | Winter Evening | % of Load | 0 | 2030 | 65535
| High | Dynamic Pricing | DLC-Thermostat-DI-MSHP | Medium Industrial |  | Winter Evening | % of Load | 1 | 2030 | 65535
| High | Dynamic Pricing | DLC-Thermostat-DI-MSHP | Medium Industrial |  | Winter Evening | % of Load | 0 | 2030 | 65535
| High | Dynamic Pricing | DLC-Thermostat-BYOT-MSHP | Medium Industrial |  | Winter Evening | % of Load | 1 | 2030 | 65535
| High | Dynamic Pricing | DLC-Thermostat-BYOT-MSHP | Medium Industrial |  | Winter Evening | % of Load | 0 | 2030 | 65535
| High | Dynamic Pricing | C&I Curtailment-Turnkey-Manual HVAC Control | Medium Industrial |  | Winter Evening | % of Load | 1 | 2030 | 65535
| High | Dynamic Pricing | C&I Curtailment-Turnkey-Manual HVAC Control | Medium Industrial |  | Winter Evening | % of Load | 0 | 2030 | 65535
| High | Dynamic Pricing | C&I Curtailment-Turnkey-Auto-DR HVAC Control | Medium Industrial |  | Winter Evening | % of Load | 1 | 2030 | 65535
| High | Dynamic Pricing | C&I Curtailment-Turnkey-Auto-DR HVAC Control | Medium Industrial |  | Winter Evening | % of Load | 0 | 2030 | 65535
| High | Dynamic Pricing | C&I Curtailment-Turnkey-Standard Lighting Control | Medium Industrial |  | Winter Evening | % of Load | 1 | 2030 | 65535
| High | Dynamic Pricing | C&I Curtailment-Turnkey-Standard Lighting Control | Medium Industrial |  | Winter Evening | % of Load | 0 | 2030 | 65535
| High | Dynamic Pricing | C&I Curtailment-Turnkey-Advanced Lighting Control | Medium Industrial |  | Winter Evening | % of Load | 1 | 2030 | 65535
| High | Dynamic Pricing | C&I Curtailment-Turnkey-Advanced Lighting Control | Medium Industrial |  | Winter Evening | % of Load | 0 | 2030 | 65535
| High | Dynamic Pricing | C&I Curtailment-Turnkey-Water Heating Control | Medium Industrial |  | Winter Evening | % of Load | 1 | 2030 | 65535
| High | Dynamic Pricing | C&I Curtailment-Turnkey-Water Heating Control | Medium Industrial |  | Winter Evening | % of Load | 0 | 2030 | 65535
| High | Dynamic Pricing | C&I Curtailment-Turnkey-Other | Medium Industrial |  | Winter Evening | % of Load | 1 | 2030 | 65535
| High | Dynamic Pricing | C&I Curtailment-Turnkey-Other | Medium Industrial |  | Winter Evening | % of Load | 0 | 2030 | 65535
| High | Dynamic Pricing | Dynamic Pricing with enabling tech. | Medium Industrial |  | Winter Evening | % of Load | 1 | 2030 | 65535
| High | Dynamic Pricing | Dynamic Pricing with enabling tech. | Medium Industrial |  | Winter Evening | % of Load | 0 | 2030 | 65535
| High | Dynamic Pricing | Dynamic Pricing w/o enabling tech. | Medium Industrial |  | Winter Evening | % of Load | 1 | 2030 | 65535
| High | Dynamic Pricing | Dynamic Pricing w/o enabling tech. | Medium Industrial |  | Winter Evening | % of Load | 0 | 2030 | 65535
| High | Dynamic Pricing | Dynamic Pricing with enabling tech. | Large Industrial |  | Winter Morning | % of Load | 1 | 2030 | 65535
| High | Dynamic Pricing | Dynamic Pricing with enabling tech. | Large Industrial |  | Winter Morning | % of Load | 0 | 2030 | 65535
| High | Dynamic Pricing | Dynamic Pricing w/o enabling tech. | Large Industrial |  | Winter Morning | % of Load | 1 | 2030 | 65535
| High | Dynamic Pricing | Dynamic Pricing w/o enabling tech. | Large Industrial |  | Winter Morning | % of Load | 0 | 2030 | 65535
| High | Dynamic Pricing | Dynamic Pricing with enabling tech. | Large Industrial |  | Winter Evening | % of Load | 1 | 2030 | 65535
| High | Dynamic Pricing | Dynamic Pricing with enabling tech. | Large Industrial |  | Winter Evening | % of Load | 0 | 2030 | 65535
| High | Dynamic Pricing | Dynamic Pricing w/o enabling tech. | Large Industrial |  | Winter Evening | % of Load | 1 | 2030 | 65535
| High | Dynamic Pricing | Dynamic Pricing w/o enabling tech. | Large Industrial |  | Winter Evening | % of Load | 0 | 2030 | 65535
| High | Dynamic Pricing | Dynamic Pricing with enabling tech. | Residential Charitable |  | Winter Morning | % of Load | 1 | 2030 | 65535
| High | Dynamic Pricing | Dynamic Pricing with enabling tech. | Residential Charitable |  | Winter Morning | % of Load | 0 | 2030 | 65535
| High | Dynamic Pricing | Dynamic Pricing w/o enabling tech. | Residential Charitable |  | Winter Morning | % of Load | 1 | 2030 | 65535
| High | Dynamic Pricing | Dynamic Pricing w/o enabling tech. | Residential Charitable |  | Winter Morning | % of Load | 0 | 2030 | 65535
| High | Dynamic Pricing | Dynamic Pricing with enabling tech. | Residential Charitable |  | Winter Evening | % of Load | 1 | 2030 | 65535
| High | Dynamic Pricing | Dynamic Pricing with enabling tech. | Residential Charitable |  | Winter Evening | % of Load | 0 | 2030 | 65535
| High | Dynamic Pricing | Dynamic Pricing w/o enabling tech. | Residential Charitable |  | Winter Evening | % of Load | 1 | 2030 | 65535
| High | Dynamic Pricing | Dynamic Pricing w/o enabling tech. | Residential Charitable |  | Winter Evening | % of Load | 0 | 2030 | 65535
| High | BTM Battery Control | DLC-Switch-Water Heating | Small General |  | Winter Morning | % of Load | 1 | 2030 | 65535
| High | BTM Battery Control | DLC-Switch-Water Heating | Small General |  | Winter Morning | % of Load | 0 | 2030 | 65535
| High | BTM Battery Control | DLC-BYOD-Water Heating | Small General |  | Winter Morning | % of Load | 1 | 2030 | 65535
| High | BTM Battery Control | DLC-BYOD-Water Heating | Small General |  | Winter Morning | % of Load | 0 | 2030 | 65535
| High | BTM Battery Control | DLC-Thermostat-DI-Central Heat Pump | Small General |  | Winter Morning | % of Load | 1 | 2030 | 65535
| High | BTM Battery Control | DLC-Thermostat-DI-Central Heat Pump | Small General |  | Winter Morning | % of Load | 0 | 2030 | 65535
| High | BTM Battery Control | DLC-Thermostat-BYOT-Central Heat Pump | Small General |  | Winter Morning | % of Load | 1 | 2030 | 65535
| High | BTM Battery Control | DLC-Thermostat-BYOT-Central Heat Pump | Small General |  | Winter Morning | % of Load | 0 | 2030 | 65535
| High | BTM Battery Control | DLC-Thermostat-HVAC | Small General |  | Winter Morning | % of Load | 1 | 2030 | 65535
| High | BTM Battery Control | DLC-Thermostat-HVAC | Small General |  | Winter Morning | % of Load | 0 | 2030 | 65535
| High | BTM Battery Control | DLC-Thermostat-DI-Baseboard Heating | Small General |  | Winter Morning | % of Load | 1 | 2030 | 65535
| High | BTM Battery Control | DLC-Thermostat-DI-Baseboard Heating | Small General |  | Winter Morning | % of Load | 0 | 2030 | 65535
| High | BTM Battery Control | DLC-Thermostat-BYOT-Baseboard Heating | Small General |  | Winter Morning | % of Load | 1 | 2030 | 65535
| High | BTM Battery Control | DLC-Thermostat-BYOT-Baseboard Heating | Small General |  | Winter Morning | % of Load | 0 | 2030 | 65535
| High | BTM Battery Control | DLC-Thermostat-DI-MSHP | Small General |  | Winter Morning | % of Load | 1 | 2030 | 65535
| High | BTM Battery Control | DLC-Thermostat-DI-MSHP | Small General |  | Winter Morning | % of Load | 0 | 2030 | 65535
| High | BTM Battery Control | DLC-Thermostat-BYOT-MSHP | Small General |  | Winter Morning | % of Load | 1 | 2030 | 65535
| High | BTM Battery Control | DLC-Thermostat-BYOT-MSHP | Small General |  | Winter Morning | % of Load | 0 | 2030 | 65535
| High | BTM Battery Control | C&I Curtailment-Turnkey-Manual HVAC Control | Small General |  | Winter Morning | % of Load | 1 | 2030 | 65535
| High | BTM Battery Control | C&I Curtailment-Turnkey-Manual HVAC Control | Small General |  | Winter Morning | % of Load | 0 | 2030 | 65535
| High | BTM Battery Control | C&I Curtailment-Turnkey-Auto-DR HVAC Control | Small General |  | Winter Morning | % of Load | 1 | 2030 | 65535
| High | BTM Battery Control | C&I Curtailment-Turnkey-Auto-DR HVAC Control | Small General |  | Winter Morning | % of Load | 0 | 2030 | 65535
| High | BTM Battery Control | C&I Curtailment-Turnkey-Standard Lighting Control | Small General |  | Winter Morning | % of Load | 1 | 2030 | 65535
| High | BTM Battery Control | C&I Curtailment-Turnkey-Standard Lighting Control | Small General |  | Winter Morning | % of Load | 0 | 2030 | 65535
| High | BTM Battery Control | C&I Curtailment-Turnkey-Advanced Lighting Control | Small General |  | Winter Morning | % of Load | 1 | 2030 | 65535
| High | BTM Battery Control | C&I Curtailment-Turnkey-Advanced Lighting Control | Small General |  | Winter Morning | % of Load | 0 | 2030 | 65535
| High | BTM Battery Control | C&I Curtailment-Turnkey-Water Heating Control | Small General |  | Winter Morning | % of Load | 1 | 2030 | 65535
| High | BTM Battery Control | C&I Curtailment-Turnkey-Water Heating Control | Small General |  | Winter Morning | % of Load | 0 | 2030 | 65535
| High | BTM Battery Control | C&I Curtailment-Turnkey-Other | Small General |  | Winter Morning | % of Load | 1 | 2030 | 65535
| High | BTM Battery Control | C&I Curtailment-Turnkey-Other | Small General |  | Winter Morning | % of Load | 0 | 2030 | 65535
| High | BTM Battery Control | Dynamic Pricing with enabling tech. | Small General |  | Winter Morning | % of Load | 1 | 2030 | 65535
| High | BTM Battery Control | Dynamic Pricing with enabling tech. | Small General |  | Winter Morning | % of Load | 0 | 2030 | 65535
| High | BTM Battery Control | DLC-Switch-Water Heating | Small General |  | Winter Evening | % of Load | 1 | 2030 | 65535
| High | BTM Battery Control | DLC-Switch-Water Heating | Small General |  | Winter Evening | % of Load | 0 | 2030 | 65535
| High | BTM Battery Control | DLC-BYOD-Water Heating | Small General |  | Winter Evening | % of Load | 1 | 2030 | 65535
| High | BTM Battery Control | DLC-BYOD-Water Heating | Small General |  | Winter Evening | % of Load | 0 | 2030 | 65535
| High | BTM Battery Control | DLC-Thermostat-DI-Central Heat Pump | Small General |  | Winter Evening | % of Load | 1 | 2030 | 65535
| High | BTM Battery Control | DLC-Thermostat-DI-Central Heat Pump | Small General |  | Winter Evening | % of Load | 0 | 2030 | 65535
| High | BTM Battery Control | DLC-Thermostat-BYOT-Central Heat Pump | Small General |  | Winter Evening | % of Load | 1 | 2030 | 65535
| High | BTM Battery Control | DLC-Thermostat-BYOT-Central Heat Pump | Small General |  | Winter Evening | % of Load | 0 | 2030 | 65535
| High | BTM Battery Control | DLC-Thermostat-HVAC | Small General |  | Winter Evening | % of Load | 1 | 2030 | 65535
| High | BTM Battery Control | DLC-Thermostat-HVAC | Small General |  | Winter Evening | % of Load | 0 | 2030 | 65535
| High | BTM Battery Control | DLC-Thermostat-DI-Baseboard Heating | Small General |  | Winter Evening | % of Load | 1 | 2030 | 65535
| High | BTM Battery Control | DLC-Thermostat-DI-Baseboard Heating | Small General |  | Winter Evening | % of Load | 0 | 2030 | 65535
| High | BTM Battery Control | DLC-Thermostat-BYOT-Baseboard Heating | Small General |  | Winter Evening | % of Load | 1 | 2030 | 65535
| High | BTM Battery Control | DLC-Thermostat-BYOT-Baseboard Heating | Small General |  | Winter Evening | % of Load | 0 | 2030 | 65535
| High | BTM Battery Control | DLC-Thermostat-DI-MSHP | Small General |  | Winter Evening | % of Load | 1 | 2030 | 65535
| High | BTM Battery Control | DLC-Thermostat-DI-MSHP | Small General |  | Winter Evening | % of Load | 0 | 2030 | 65535
| High | BTM Battery Control | DLC-Thermostat-BYOT-MSHP | Small General |  | Winter Evening | % of Load | 1 | 2030 | 65535
| High | BTM Battery Control | DLC-Thermostat-BYOT-MSHP | Small General |  | Winter Evening | % of Load | 0 | 2030 | 65535
| High | BTM Battery Control | C&I Curtailment-Turnkey-Manual HVAC Control | Small General |  | Winter Evening | % of Load | 1 | 2030 | 65535
| High | BTM Battery Control | C&I Curtailment-Turnkey-Manual HVAC Control | Small General |  | Winter Evening | % of Load | 0 | 2030 | 65535
| High | BTM Battery Control | C&I Curtailment-Turnkey-Auto-DR HVAC Control | Small General |  | Winter Evening | % of Load | 1 | 2030 | 65535
| High | BTM Battery Control | C&I Curtailment-Turnkey-Auto-DR HVAC Control | Small General |  | Winter Evening | % of Load | 0 | 2030 | 65535
| High | BTM Battery Control | C&I Curtailment-Turnkey-Standard Lighting Control | Small General |  | Winter Evening | % of Load | 1 | 2030 | 65535
| High | BTM Battery Control | C&I Curtailment-Turnkey-Standard Lighting Control | Small General |  | Winter Evening | % of Load | 0 | 2030 | 65535
| High | BTM Battery Control | C&I Curtailment-Turnkey-Advanced Lighting Control | Small General |  | Winter Evening | % of Load | 1 | 2030 | 65535
| High | BTM Battery Control | C&I Curtailment-Turnkey-Advanced Lighting Control | Small General |  | Winter Evening | % of Load | 0 | 2030 | 65535
| High | BTM Battery Control | C&I Curtailment-Turnkey-Water Heating Control | Small General |  | Winter Evening | % of Load | 1 | 2030 | 65535
| High | BTM Battery Control | C&I Curtailment-Turnkey-Water Heating Control | Small General |  | Winter Evening | % of Load | 0 | 2030 | 65535
| High | BTM Battery Control | C&I Curtailment-Turnkey-Other | Small General |  | Winter Evening | % of Load | 1 | 2030 | 65535
| High | BTM Battery Control | C&I Curtailment-Turnkey-Other | Small General |  | Winter Evening | % of Load | 0 | 2030 | 65535
| High | BTM Battery Control | Dynamic Pricing with enabling tech. | Small General |  | Winter Evening | % of Load | 1 | 2030 | 65535
| High | BTM Battery Control | Dynamic Pricing with enabling tech. | Small General |  | Winter Evening | % of Load | 0 | 2030 | 65535
| High | BTM Battery Control | DLC-Switch-Water Heating | General |  | Winter Morning | % of Load | 1 | 2030 | 65535
| High | BTM Battery Control | DLC-Switch-Water Heating | General |  | Winter Morning | % of Load | 0 | 2030 | 65535
| High | BTM Battery Control | DLC-BYOD-Water Heating | General |  | Winter Morning | % of Load | 1 | 2030 | 65535
| High | BTM Battery Control | DLC-BYOD-Water Heating | General |  | Winter Morning | % of Load | 0 | 2030 | 65535
| High | BTM Battery Control | DLC-Thermostat-DI-Central Heat Pump | General |  | Winter Morning | % of Load | 1 | 2030 | 65535
| High | BTM Battery Control | DLC-Thermostat-DI-Central Heat Pump | General |  | Winter Morning | % of Load | 0 | 2030 | 65535
| High | BTM Battery Control | DLC-Thermostat-BYOT-Central Heat Pump | General |  | Winter Morning | % of Load | 1 | 2030 | 65535
| High | BTM Battery Control | DLC-Thermostat-BYOT-Central Heat Pump | General |  | Winter Morning | % of Load | 0 | 2030 | 65535
| High | BTM Battery Control | DLC-Thermostat-HVAC | General |  | Winter Morning | % of Load | 1 | 2030 | 65535
| High | BTM Battery Control | DLC-Thermostat-HVAC | General |  | Winter Morning | % of Load | 0 | 2030 | 65535
| High | BTM Battery Control | DLC-Thermostat-DI-Baseboard Heating | General |  | Winter Morning | % of Load | 1 | 2030 | 65535
| High | BTM Battery Control | DLC-Thermostat-DI-Baseboard Heating | General |  | Winter Morning | % of Load | 0 | 2030 | 65535
| High | BTM Battery Control | DLC-Thermostat-BYOT-Baseboard Heating | General |  | Winter Morning | % of Load | 1 | 2030 | 65535
| High | BTM Battery Control | DLC-Thermostat-BYOT-Baseboard Heating | General |  | Winter Morning | % of Load | 0 | 2030 | 65535
| High | BTM Battery Control | DLC-Thermostat-DI-MSHP | General |  | Winter Morning | % of Load | 1 | 2030 | 65535
| High | BTM Battery Control | DLC-Thermostat-DI-MSHP | General |  | Winter Morning | % of Load | 0 | 2030 | 65535
| High | BTM Battery Control | DLC-Thermostat-BYOT-MSHP | General |  | Winter Morning | % of Load | 1 | 2030 | 65535
| High | BTM Battery Control | DLC-Thermostat-BYOT-MSHP | General |  | Winter Morning | % of Load | 0 | 2030 | 65535
| High | BTM Battery Control | C&I Curtailment-Turnkey-Manual HVAC Control | General |  | Winter Morning | % of Load | 1 | 2030 | 65535
| High | BTM Battery Control | C&I Curtailment-Turnkey-Manual HVAC Control | General |  | Winter Morning | % of Load | 0 | 2030 | 65535
| High | BTM Battery Control | C&I Curtailment-Turnkey-Auto-DR HVAC Control | General |  | Winter Morning | % of Load | 1 | 2030 | 65535
| High | BTM Battery Control | C&I Curtailment-Turnkey-Auto-DR HVAC Control | General |  | Winter Morning | % of Load | 0 | 2030 | 65535
| High | BTM Battery Control | C&I Curtailment-Turnkey-Standard Lighting Control | General |  | Winter Morning | % of Load | 1 | 2030 | 65535
| High | BTM Battery Control | C&I Curtailment-Turnkey-Standard Lighting Control | General |  | Winter Morning | % of Load | 0 | 2030 | 65535
| High | BTM Battery Control | C&I Curtailment-Turnkey-Advanced Lighting Control | General |  | Winter Morning | % of Load | 1 | 2030 | 65535
| High | BTM Battery Control | C&I Curtailment-Turnkey-Advanced Lighting Control | General |  | Winter Morning | % of Load | 0 | 2030 | 65535
| High | BTM Battery Control | C&I Curtailment-Turnkey-Water Heating Control | General |  | Winter Morning | % of Load | 1 | 2030 | 65535
| High | BTM Battery Control | C&I Curtailment-Turnkey-Water Heating Control | General |  | Winter Morning | % of Load | 0 | 2030 | 65535
| High | BTM Battery Control | C&I Curtailment-Turnkey-Other | General |  | Winter Morning | % of Load | 1 | 2030 | 65535
| High | BTM Battery Control | C&I Curtailment-Turnkey-Other | General |  | Winter Morning | % of Load | 0 | 2030 | 65535
| High | BTM Battery Control | DLC-Switch-Water Heating | General |  | Winter Evening | % of Load | 1 | 2030 | 65535
| High | BTM Battery Control | DLC-Switch-Water Heating | General |  | Winter Evening | % of Load | 0 | 2030 | 65535
| High | BTM Battery Control | DLC-BYOD-Water Heating | General |  | Winter Evening | % of Load | 1 | 2030 | 65535
| High | BTM Battery Control | DLC-BYOD-Water Heating | General |  | Winter Evening | % of Load | 0 | 2030 | 65535
| High | BTM Battery Control | DLC-Thermostat-DI-Central Heat Pump | General |  | Winter Evening | % of Load | 1 | 2030 | 65535
| High | BTM Battery Control | DLC-Thermostat-DI-Central Heat Pump | General |  | Winter Evening | % of Load | 0 | 2030 | 65535
| High | BTM Battery Control | DLC-Thermostat-BYOT-Central Heat Pump | General |  | Winter Evening | % of Load | 1 | 2030 | 65535
| High | BTM Battery Control | DLC-Thermostat-BYOT-Central Heat Pump | General |  | Winter Evening | % of Load | 0 | 2030 | 65535
| High | BTM Battery Control | DLC-Thermostat-HVAC | General |  | Winter Evening | % of Load | 1 | 2030 | 65535
| High | BTM Battery Control | DLC-Thermostat-HVAC | General |  | Winter Evening | % of Load | 0 | 2030 | 65535
| High | BTM Battery Control | DLC-Thermostat-DI-Baseboard Heating | General |  | Winter Evening | % of Load | 1 | 2030 | 65535
| High | BTM Battery Control | DLC-Thermostat-DI-Baseboard Heating | General |  | Winter Evening | % of Load | 0 | 2030 | 65535
| High | BTM Battery Control | DLC-Thermostat-BYOT-Baseboard Heating | General |  | Winter Evening | % of Load | 1 | 2030 | 65535
| High | BTM Battery Control | DLC-Thermostat-BYOT-Baseboard Heating | General |  | Winter Evening | % of Load | 0 | 2030 | 65535
| High | BTM Battery Control | DLC-Thermostat-DI-MSHP | General |  | Winter Evening | % of Load | 1 | 2030 | 65535
| High | BTM Battery Control | DLC-Thermostat-DI-MSHP | General |  | Winter Evening | % of Load | 0 | 2030 | 65535
| High | BTM Battery Control | DLC-Thermostat-BYOT-MSHP | General |  | Winter Evening | % of Load | 1 | 2030 | 65535
| High | BTM Battery Control | DLC-Thermostat-BYOT-MSHP | General |  | Winter Evening | % of Load | 0 | 2030 | 65535
| High | BTM Battery Control | C&I Curtailment-Turnkey-Manual HVAC Control | General |  | Winter Evening | % of Load | 1 | 2030 | 65535
| High | BTM Battery Control | C&I Curtailment-Turnkey-Manual HVAC Control | General |  | Winter Evening | % of Load | 0 | 2030 | 65535
| High | BTM Battery Control | C&I Curtailment-Turnkey-Auto-DR HVAC Control | General |  | Winter Evening | % of Load | 1 | 2030 | 65535
| High | BTM Battery Control | C&I Curtailment-Turnkey-Auto-DR HVAC Control | General |  | Winter Evening | % of Load | 0 | 2030 | 65535
| High | BTM Battery Control | C&I Curtailment-Turnkey-Standard Lighting Control | General |  | Winter Evening | % of Load | 1 | 2030 | 65535
| High | BTM Battery Control | C&I Curtailment-Turnkey-Standard Lighting Control | General |  | Winter Evening | % of Load | 0 | 2030 | 65535
| High | BTM Battery Control | C&I Curtailment-Turnkey-Advanced Lighting Control | General |  | Winter Evening | % of Load | 1 | 2030 | 65535
| High | BTM Battery Control | C&I Curtailment-Turnkey-Advanced Lighting Control | General |  | Winter Evening | % of Load | 0 | 2030 | 65535
| High | BTM Battery Control | C&I Curtailment-Turnkey-Water Heating Control | General |  | Winter Evening | % of Load | 1 | 2030 | 65535
| High | BTM Battery Control | C&I Curtailment-Turnkey-Water Heating Control | General |  | Winter Evening | % of Load | 0 | 2030 | 65535
| High | BTM Battery Control | C&I Curtailment-Turnkey-Other | General |  | Winter Evening | % of Load | 1 | 2030 | 65535
| High | BTM Battery Control | C&I Curtailment-Turnkey-Other | General |  | Winter Evening | % of Load | 0 | 2030 | 65535
| High | BTM Battery Control | DLC-Switch-Water Heating | Small Industrial |  | Winter Morning | % of Load | 1 | 2030 | 65535
| High | BTM Battery Control | DLC-Switch-Water Heating | Small Industrial |  | Winter Morning | % of Load | 0 | 2030 | 65535
| High | BTM Battery Control | DLC-BYOD-Water Heating | Small Industrial |  | Winter Morning | % of Load | 1 | 2030 | 65535
| High | BTM Battery Control | DLC-BYOD-Water Heating | Small Industrial |  | Winter Morning | % of Load | 0 | 2030 | 65535
| High | BTM Battery Control | DLC-Thermostat-DI-Central Heat Pump | Small Industrial |  | Winter Morning | % of Load | 1 | 2030 | 65535
| High | BTM Battery Control | DLC-Thermostat-DI-Central Heat Pump | Small Industrial |  | Winter Morning | % of Load | 0 | 2030 | 65535
| High | BTM Battery Control | DLC-Thermostat-BYOT-Central Heat Pump | Small Industrial |  | Winter Morning | % of Load | 1 | 2030 | 65535
| High | BTM Battery Control | DLC-Thermostat-BYOT-Central Heat Pump | Small Industrial |  | Winter Morning | % of Load | 0 | 2030 | 65535
| High | BTM Battery Control | DLC-Thermostat-HVAC | Small Industrial |  | Winter Morning | % of Load | 1 | 2030 | 65535
| High | BTM Battery Control | DLC-Thermostat-HVAC | Small Industrial |  | Winter Morning | % of Load | 0 | 2030 | 65535
| High | BTM Battery Control | DLC-Thermostat-DI-Baseboard Heating | Small Industrial |  | Winter Morning | % of Load | 1 | 2030 | 65535
| High | BTM Battery Control | DLC-Thermostat-DI-Baseboard Heating | Small Industrial |  | Winter Morning | % of Load | 0 | 2030 | 65535
| High | BTM Battery Control | DLC-Thermostat-BYOT-Baseboard Heating | Small Industrial |  | Winter Morning | % of Load | 1 | 2030 | 65535
| High | BTM Battery Control | DLC-Thermostat-BYOT-Baseboard Heating | Small Industrial |  | Winter Morning | % of Load | 0 | 2030 | 65535
| High | BTM Battery Control | DLC-Thermostat-DI-MSHP | Small Industrial |  | Winter Morning | % of Load | 1 | 2030 | 65535
| High | BTM Battery Control | DLC-Thermostat-DI-MSHP | Small Industrial |  | Winter Morning | % of Load | 0 | 2030 | 65535
| High | BTM Battery Control | DLC-Thermostat-BYOT-MSHP | Small Industrial |  | Winter Morning | % of Load | 1 | 2030 | 65535
| High | BTM Battery Control | DLC-Thermostat-BYOT-MSHP | Small Industrial |  | Winter Morning | % of Load | 0 | 2030 | 65535
| High | BTM Battery Control | C&I Curtailment-Turnkey-Manual HVAC Control | Small Industrial |  | Winter Morning | % of Load | 1 | 2030 | 65535
| High | BTM Battery Control | C&I Curtailment-Turnkey-Manual HVAC Control | Small Industrial |  | Winter Morning | % of Load | 0 | 2030 | 65535
| High | BTM Battery Control | C&I Curtailment-Turnkey-Auto-DR HVAC Control | Small Industrial |  | Winter Morning | % of Load | 1 | 2030 | 65535
| High | BTM Battery Control | C&I Curtailment-Turnkey-Auto-DR HVAC Control | Small Industrial |  | Winter Morning | % of Load | 0 | 2030 | 65535
| High | BTM Battery Control | C&I Curtailment-Turnkey-Standard Lighting Control | Small Industrial |  | Winter Morning | % of Load | 1 | 2030 | 65535
| High | BTM Battery Control | C&I Curtailment-Turnkey-Standard Lighting Control | Small Industrial |  | Winter Morning | % of Load | 0 | 2030 | 65535
| High | BTM Battery Control | C&I Curtailment-Turnkey-Advanced Lighting Control | Small Industrial |  | Winter Morning | % of Load | 1 | 2030 | 65535
| High | BTM Battery Control | C&I Curtailment-Turnkey-Advanced Lighting Control | Small Industrial |  | Winter Morning | % of Load | 0 | 2030 | 65535
| High | BTM Battery Control | C&I Curtailment-Turnkey-Water Heating Control | Small Industrial |  | Winter Morning | % of Load | 1 | 2030 | 65535
| High | BTM Battery Control | C&I Curtailment-Turnkey-Water Heating Control | Small Industrial |  | Winter Morning | % of Load | 0 | 2030 | 65535
| High | BTM Battery Control | C&I Curtailment-Turnkey-Other | Small Industrial |  | Winter Morning | % of Load | 1 | 2030 | 65535
| High | BTM Battery Control | C&I Curtailment-Turnkey-Other | Small Industrial |  | Winter Morning | % of Load | 0 | 2030 | 65535
| High | BTM Battery Control | C&I Curtailment-Turnkey-Industrial | Small Industrial |  | Winter Morning | % of Load | 1 | 2030 | 65535
| High | BTM Battery Control | C&I Curtailment-Turnkey-Industrial | Small Industrial |  | Winter Morning | % of Load | 0 | 2030 | 65535
| High | BTM Battery Control | DLC-Switch-Water Heating | Small Industrial |  | Winter Evening | % of Load | 1 | 2030 | 65535
| High | BTM Battery Control | DLC-Switch-Water Heating | Small Industrial |  | Winter Evening | % of Load | 0 | 2030 | 65535
| High | BTM Battery Control | DLC-BYOD-Water Heating | Small Industrial |  | Winter Evening | % of Load | 1 | 2030 | 65535
| High | BTM Battery Control | DLC-BYOD-Water Heating | Small Industrial |  | Winter Evening | % of Load | 0 | 2030 | 65535
| High | BTM Battery Control | DLC-Thermostat-DI-Central Heat Pump | Small Industrial |  | Winter Evening | % of Load | 1 | 2030 | 65535
| High | BTM Battery Control | DLC-Thermostat-DI-Central Heat Pump | Small Industrial |  | Winter Evening | % of Load | 0 | 2030 | 65535
| High | BTM Battery Control | DLC-Thermostat-BYOT-Central Heat Pump | Small Industrial |  | Winter Evening | % of Load | 1 | 2030 | 65535
| High | BTM Battery Control | DLC-Thermostat-BYOT-Central Heat Pump | Small Industrial |  | Winter Evening | % of Load | 0 | 2030 | 65535
| High | BTM Battery Control | DLC-Thermostat-HVAC | Small Industrial |  | Winter Evening | % of Load | 1 | 2030 | 65535
| High | BTM Battery Control | DLC-Thermostat-HVAC | Small Industrial |  | Winter Evening | % of Load | 0 | 2030 | 65535
| High | BTM Battery Control | DLC-Thermostat-DI-Baseboard Heating | Small Industrial |  | Winter Evening | % of Load | 1 | 2030 | 65535
| High | BTM Battery Control | DLC-Thermostat-DI-Baseboard Heating | Small Industrial |  | Winter Evening | % of Load | 0 | 2030 | 65535
| High | BTM Battery Control | DLC-Thermostat-BYOT-Baseboard Heating | Small Industrial |  | Winter Evening | % of Load | 1 | 2030 | 65535
| High | BTM Battery Control | DLC-Thermostat-BYOT-Baseboard Heating | Small Industrial |  | Winter Evening | % of Load | 0 | 2030 | 65535
| High | BTM Battery Control | DLC-Thermostat-DI-MSHP | Small Industrial |  | Winter Evening | % of Load | 1 | 2030 | 65535
| High | BTM Battery Control | DLC-Thermostat-DI-MSHP | Small Industrial |  | Winter Evening | % of Load | 0 | 2030 | 65535
| High | BTM Battery Control | DLC-Thermostat-BYOT-MSHP | Small Industrial |  | Winter Evening | % of Load | 1 | 2030 | 65535
| High | BTM Battery Control | DLC-Thermostat-BYOT-MSHP | Small Industrial |  | Winter Evening | % of Load | 0 | 2030 | 65535
| High | BTM Battery Control | C&I Curtailment-Turnkey-Manual HVAC Control | Small Industrial |  | Winter Evening | % of Load | 1 | 2030 | 65535
| High | BTM Battery Control | C&I Curtailment-Turnkey-Manual HVAC Control | Small Industrial |  | Winter Evening | % of Load | 0 | 2030 | 65535
| High | BTM Battery Control | C&I Curtailment-Turnkey-Auto-DR HVAC Control | Small Industrial |  | Winter Evening | % of Load | 1 | 2030 | 65535
| High | BTM Battery Control | C&I Curtailment-Turnkey-Auto-DR HVAC Control | Small Industrial |  | Winter Evening | % of Load | 0 | 2030 | 65535
| High | BTM Battery Control | C&I Curtailment-Turnkey-Standard Lighting Control | Small Industrial |  | Winter Evening | % of Load | 1 | 2030 | 65535
| High | BTM Battery Control | C&I Curtailment-Turnkey-Standard Lighting Control | Small Industrial |  | Winter Evening | % of Load | 0 | 2030 | 65535
| High | BTM Battery Control | C&I Curtailment-Turnkey-Advanced Lighting Control | Small Industrial |  | Winter Evening | % of Load | 1 | 2030 | 65535
| High | BTM Battery Control | C&I Curtailment-Turnkey-Advanced Lighting Control | Small Industrial |  | Winter Evening | % of Load | 0 | 2030 | 65535
| High | BTM Battery Control | C&I Curtailment-Turnkey-Water Heating Control | Small Industrial |  | Winter Evening | % of Load | 1 | 2030 | 65535
| High | BTM Battery Control | C&I Curtailment-Turnkey-Water Heating Control | Small Industrial |  | Winter Evening | % of Load | 0 | 2030 | 65535
| High | BTM Battery Control | C&I Curtailment-Turnkey-Other | Small Industrial |  | Winter Evening | % of Load | 1 | 2030 | 65535
| High | BTM Battery Control | C&I Curtailment-Turnkey-Other | Small Industrial |  | Winter Evening | % of Load | 0 | 2030 | 65535
| High | BTM Battery Control | C&I Curtailment-Turnkey-Industrial | Small Industrial |  | Winter Evening | % of Load | 1 | 2030 | 65535
| High | BTM Battery Control | C&I Curtailment-Turnkey-Industrial | Small Industrial |  | Winter Evening | % of Load | 0 | 2030 | 65535
| High | BTM Battery Control | DLC-Switch-Water Heating | Medium Industrial |  | Winter Morning | % of Load | 1 | 2030 | 65535
| High | BTM Battery Control | DLC-Switch-Water Heating | Medium Industrial |  | Winter Morning | % of Load | 0 | 2030 | 65535
| High | BTM Battery Control | DLC-BYOD-Water Heating | Medium Industrial |  | Winter Morning | % of Load | 1 | 2030 | 65535
| High | BTM Battery Control | DLC-BYOD-Water Heating | Medium Industrial |  | Winter Morning | % of Load | 0 | 2030 | 65535
| High | BTM Battery Control | DLC-Thermostat-DI-Central Heat Pump | Medium Industrial |  | Winter Morning | % of Load | 1 | 2030 | 65535
| High | BTM Battery Control | DLC-Thermostat-DI-Central Heat Pump | Medium Industrial |  | Winter Morning | % of Load | 0 | 2030 | 65535
| High | BTM Battery Control | DLC-Thermostat-BYOT-Central Heat Pump | Medium Industrial |  | Winter Morning | % of Load | 1 | 2030 | 65535
| High | BTM Battery Control | DLC-Thermostat-BYOT-Central Heat Pump | Medium Industrial |  | Winter Morning | % of Load | 0 | 2030 | 65535
| High | BTM Battery Control | DLC-Thermostat-HVAC | Medium Industrial |  | Winter Morning | % of Load | 1 | 2030 | 65535
| High | BTM Battery Control | DLC-Thermostat-HVAC | Medium Industrial |  | Winter Morning | % of Load | 0 | 2030 | 65535
| High | BTM Battery Control | DLC-Thermostat-DI-Baseboard Heating | Medium Industrial |  | Winter Morning | % of Load | 1 | 2030 | 65535
| High | BTM Battery Control | DLC-Thermostat-DI-Baseboard Heating | Medium Industrial |  | Winter Morning | % of Load | 0 | 2030 | 65535
| High | BTM Battery Control | DLC-Thermostat-BYOT-Baseboard Heating | Medium Industrial |  | Winter Morning | % of Load | 1 | 2030 | 65535
| High | BTM Battery Control | DLC-Thermostat-BYOT-Baseboard Heating | Medium Industrial |  | Winter Morning | % of Load | 0 | 2030 | 65535
| High | BTM Battery Control | DLC-Thermostat-DI-MSHP | Medium Industrial |  | Winter Morning | % of Load | 1 | 2030 | 65535
| High | BTM Battery Control | DLC-Thermostat-DI-MSHP | Medium Industrial |  | Winter Morning | % of Load | 0 | 2030 | 65535
| High | BTM Battery Control | DLC-Thermostat-BYOT-MSHP | Medium Industrial |  | Winter Morning | % of Load | 1 | 2030 | 65535
| High | BTM Battery Control | DLC-Thermostat-BYOT-MSHP | Medium Industrial |  | Winter Morning | % of Load | 0 | 2030 | 65535
| High | BTM Battery Control | C&I Curtailment-Turnkey-Manual HVAC Control | Medium Industrial |  | Winter Morning | % of Load | 1 | 2030 | 65535
| High | BTM Battery Control | C&I Curtailment-Turnkey-Manual HVAC Control | Medium Industrial |  | Winter Morning | % of Load | 0 | 2030 | 65535
| High | BTM Battery Control | C&I Curtailment-Turnkey-Auto-DR HVAC Control | Medium Industrial |  | Winter Morning | % of Load | 1 | 2030 | 65535
| High | BTM Battery Control | C&I Curtailment-Turnkey-Auto-DR HVAC Control | Medium Industrial |  | Winter Morning | % of Load | 0 | 2030 | 65535
| High | BTM Battery Control | C&I Curtailment-Turnkey-Standard Lighting Control | Medium Industrial |  | Winter Morning | % of Load | 1 | 2030 | 65535
| High | BTM Battery Control | C&I Curtailment-Turnkey-Standard Lighting Control | Medium Industrial |  | Winter Morning | % of Load | 0 | 2030 | 65535
| High | BTM Battery Control | C&I Curtailment-Turnkey-Advanced Lighting Control | Medium Industrial |  | Winter Morning | % of Load | 1 | 2030 | 65535
| High | BTM Battery Control | C&I Curtailment-Turnkey-Advanced Lighting Control | Medium Industrial |  | Winter Morning | % of Load | 0 | 2030 | 65535
| High | BTM Battery Control | C&I Curtailment-Turnkey-Water Heating Control | Medium Industrial |  | Winter Morning | % of Load | 1 | 2030 | 65535
| High | BTM Battery Control | C&I Curtailment-Turnkey-Water Heating Control | Medium Industrial |  | Winter Morning | % of Load | 0 | 2030 | 65535
| High | BTM Battery Control | C&I Curtailment-Turnkey-Other | Medium Industrial |  | Winter Morning | % of Load | 1 | 2030 | 65535
| High | BTM Battery Control | C&I Curtailment-Turnkey-Other | Medium Industrial |  | Winter Morning | % of Load | 0 | 2030 | 65535
| High | BTM Battery Control | DLC-Switch-Water Heating | Medium Industrial |  | Winter Evening | % of Load | 1 | 2030 | 65535
| High | BTM Battery Control | DLC-Switch-Water Heating | Medium Industrial |  | Winter Evening | % of Load | 0 | 2030 | 65535
| High | BTM Battery Control | DLC-BYOD-Water Heating | Medium Industrial |  | Winter Evening | % of Load | 1 | 2030 | 65535
| High | BTM Battery Control | DLC-BYOD-Water Heating | Medium Industrial |  | Winter Evening | % of Load | 0 | 2030 | 65535
| High | BTM Battery Control | DLC-Thermostat-DI-Central Heat Pump | Medium Industrial |  | Winter Evening | % of Load | 1 | 2030 | 65535
| High | BTM Battery Control | DLC-Thermostat-DI-Central Heat Pump | Medium Industrial |  | Winter Evening | % of Load | 0 | 2030 | 65535
| High | BTM Battery Control | DLC-Thermostat-BYOT-Central Heat Pump | Medium Industrial |  | Winter Evening | % of Load | 1 | 2030 | 65535
| High | BTM Battery Control | DLC-Thermostat-BYOT-Central Heat Pump | Medium Industrial |  | Winter Evening | % of Load | 0 | 2030 | 65535
| High | BTM Battery Control | DLC-Thermostat-HVAC | Medium Industrial |  | Winter Evening | % of Load | 1 | 2030 | 65535
| High | BTM Battery Control | DLC-Thermostat-HVAC | Medium Industrial |  | Winter Evening | % of Load | 0 | 2030 | 65535
| High | BTM Battery Control | DLC-Thermostat-DI-Baseboard Heating | Medium Industrial |  | Winter Evening | % of Load | 1 | 2030 | 65535
| High | BTM Battery Control | DLC-Thermostat-DI-Baseboard Heating | Medium Industrial |  | Winter Evening | % of Load | 0 | 2030 | 65535
| High | BTM Battery Control | DLC-Thermostat-BYOT-Baseboard Heating | Medium Industrial |  | Winter Evening | % of Load | 1 | 2030 | 65535
| High | BTM Battery Control | DLC-Thermostat-BYOT-Baseboard Heating | Medium Industrial |  | Winter Evening | % of Load | 0 | 2030 | 65535
| High | BTM Battery Control | DLC-Thermostat-DI-MSHP | Medium Industrial |  | Winter Evening | % of Load | 1 | 2030 | 65535
| High | BTM Battery Control | DLC-Thermostat-DI-MSHP | Medium Industrial |  | Winter Evening | % of Load | 0 | 2030 | 65535
| High | BTM Battery Control | DLC-Thermostat-BYOT-MSHP | Medium Industrial |  | Winter Evening | % of Load | 1 | 2030 | 65535
| High | BTM Battery Control | DLC-Thermostat-BYOT-MSHP | Medium Industrial |  | Winter Evening | % of Load | 0 | 2030 | 65535
| High | BTM Battery Control | C&I Curtailment-Turnkey-Manual HVAC Control | Medium Industrial |  | Winter Evening | % of Load | 1 | 2030 | 65535
| High | BTM Battery Control | C&I Curtailment-Turnkey-Manual HVAC Control | Medium Industrial |  | Winter Evening | % of Load | 0 | 2030 | 65535
| High | BTM Battery Control | C&I Curtailment-Turnkey-Auto-DR HVAC Control | Medium Industrial |  | Winter Evening | % of Load | 1 | 2030 | 65535
| High | BTM Battery Control | C&I Curtailment-Turnkey-Auto-DR HVAC Control | Medium Industrial |  | Winter Evening | % of Load | 0 | 2030 | 65535
| High | BTM Battery Control | C&I Curtailment-Turnkey-Standard Lighting Control | Medium Industrial |  | Winter Evening | % of Load | 1 | 2030 | 65535
| High | BTM Battery Control | C&I Curtailment-Turnkey-Standard Lighting Control | Medium Industrial |  | Winter Evening | % of Load | 0 | 2030 | 65535
| High | BTM Battery Control | C&I Curtailment-Turnkey-Advanced Lighting Control | Medium Industrial |  | Winter Evening | % of Load | 1 | 2030 | 65535
| High | BTM Battery Control | C&I Curtailment-Turnkey-Advanced Lighting Control | Medium Industrial |  | Winter Evening | % of Load | 0 | 2030 | 65535
| High | BTM Battery Control | C&I Curtailment-Turnkey-Water Heating Control | Medium Industrial |  | Winter Evening | % of Load | 1 | 2030 | 65535
| High | BTM Battery Control | C&I Curtailment-Turnkey-Water Heating Control | Medium Industrial |  | Winter Evening | % of Load | 0 | 2030 | 65535
| High | BTM Battery Control | C&I Curtailment-Turnkey-Other | Medium Industrial |  | Winter Evening | % of Load | 1 | 2030 | 65535
| High | BTM Battery Control | C&I Curtailment-Turnkey-Other | Medium Industrial |  | Winter Evening | % of Load | 0 | 2030 | 65535
| High | BTM Battery Control | BTM Battery Control-BYOB | Residential Charitable |  | Winter Morning | % of Load | 1 | 2030 | 65535
| High | BTM Battery Control | BTM Battery Control-BYOB | Residential Charitable |  | Winter Morning | % of Load | 0 | 2030 | 65535
| High | BTM Battery Control | BTM Battery Control-BYOB | Residential Charitable |  | Winter Evening | % of Load | 1 | 2030 | 65535
| High | BTM Battery Control | BTM Battery Control-BYOB | Residential Charitable |  | Winter Evening | % of Load | 0 | 2030 | 65535
| High | EV Charging Control | DLC-Switch-Water Heating | Small General |  | Winter Morning | % of Load | 1 | 2030 | 65535
| High | EV Charging Control | DLC-Switch-Water Heating | Small General |  | Winter Morning | % of Load | 0 | 2030 | 65535
| High | EV Charging Control | DLC-BYOD-Water Heating | Small General |  | Winter Morning | % of Load | 1 | 2030 | 65535
| High | EV Charging Control | DLC-BYOD-Water Heating | Small General |  | Winter Morning | % of Load | 0 | 2030 | 65535
| High | EV Charging Control | DLC-Thermostat-DI-Central Heat Pump | Small General |  | Winter Morning | % of Load | 1 | 2030 | 65535
| High | EV Charging Control | DLC-Thermostat-DI-Central Heat Pump | Small General |  | Winter Morning | % of Load | 0 | 2030 | 65535
| High | EV Charging Control | DLC-Thermostat-BYOT-Central Heat Pump | Small General |  | Winter Morning | % of Load | 1 | 2030 | 65535
| High | EV Charging Control | DLC-Thermostat-BYOT-Central Heat Pump | Small General |  | Winter Morning | % of Load | 0 | 2030 | 65535
| High | EV Charging Control | DLC-Thermostat-HVAC | Small General |  | Winter Morning | % of Load | 1 | 2030 | 65535
| High | EV Charging Control | DLC-Thermostat-HVAC | Small General |  | Winter Morning | % of Load | 0 | 2030 | 65535
| High | EV Charging Control | DLC-Thermostat-DI-Baseboard Heating | Small General |  | Winter Morning | % of Load | 1 | 2030 | 65535
| High | EV Charging Control | DLC-Thermostat-DI-Baseboard Heating | Small General |  | Winter Morning | % of Load | 0 | 2030 | 65535
| High | EV Charging Control | DLC-Thermostat-BYOT-Baseboard Heating | Small General |  | Winter Morning | % of Load | 1 | 2030 | 65535
| High | EV Charging Control | DLC-Thermostat-BYOT-Baseboard Heating | Small General |  | Winter Morning | % of Load | 0 | 2030 | 65535
| High | EV Charging Control | DLC-Thermostat-DI-MSHP | Small General |  | Winter Morning | % of Load | 1 | 2030 | 65535
| High | EV Charging Control | DLC-Thermostat-DI-MSHP | Small General |  | Winter Morning | % of Load | 0 | 2030 | 65535
| High | EV Charging Control | DLC-Thermostat-BYOT-MSHP | Small General |  | Winter Morning | % of Load | 1 | 2030 | 65535
| High | EV Charging Control | DLC-Thermostat-BYOT-MSHP | Small General |  | Winter Morning | % of Load | 0 | 2030 | 65535
| High | EV Charging Control | C&I Curtailment-Turnkey-Manual HVAC Control | Small General |  | Winter Morning | % of Load | 1 | 2030 | 65535
| High | EV Charging Control | C&I Curtailment-Turnkey-Manual HVAC Control | Small General |  | Winter Morning | % of Load | 0 | 2030 | 65535
| High | EV Charging Control | C&I Curtailment-Turnkey-Auto-DR HVAC Control | Small General |  | Winter Morning | % of Load | 1 | 2030 | 65535
| High | EV Charging Control | C&I Curtailment-Turnkey-Auto-DR HVAC Control | Small General |  | Winter Morning | % of Load | 0 | 2030 | 65535
| High | EV Charging Control | C&I Curtailment-Turnkey-Standard Lighting Control | Small General |  | Winter Morning | % of Load | 1 | 2030 | 65535
| High | EV Charging Control | C&I Curtailment-Turnkey-Standard Lighting Control | Small General |  | Winter Morning | % of Load | 0 | 2030 | 65535
| High | EV Charging Control | C&I Curtailment-Turnkey-Advanced Lighting Control | Small General |  | Winter Morning | % of Load | 1 | 2030 | 65535
| High | EV Charging Control | C&I Curtailment-Turnkey-Advanced Lighting Control | Small General |  | Winter Morning | % of Load | 0 | 2030 | 65535
| High | EV Charging Control | C&I Curtailment-Turnkey-Water Heating Control | Small General |  | Winter Morning | % of Load | 1 | 2030 | 65535
| High | EV Charging Control | C&I Curtailment-Turnkey-Water Heating Control | Small General |  | Winter Morning | % of Load | 0 | 2030 | 65535
| High | EV Charging Control | C&I Curtailment-Turnkey-Other | Small General |  | Winter Morning | % of Load | 1 | 2030 | 65535
| High | EV Charging Control | C&I Curtailment-Turnkey-Other | Small General |  | Winter Morning | % of Load | 0 | 2030 | 65535
| High | EV Charging Control | Dynamic Pricing with enabling tech. | Small General |  | Winter Morning | % of Load | 1 | 2030 | 65535
| High | EV Charging Control | Dynamic Pricing with enabling tech. | Small General |  | Winter Morning | % of Load | 0 | 2030 | 65535
| High | EV Charging Control | DLC-Switch-Water Heating | Small General |  | Winter Evening | % of Load | 1 | 2030 | 65535
| High | EV Charging Control | DLC-Switch-Water Heating | Small General |  | Winter Evening | % of Load | 0 | 2030 | 65535
| High | EV Charging Control | DLC-BYOD-Water Heating | Small General |  | Winter Evening | % of Load | 1 | 2030 | 65535
| High | EV Charging Control | DLC-BYOD-Water Heating | Small General |  | Winter Evening | % of Load | 0 | 2030 | 65535
| High | EV Charging Control | DLC-Thermostat-DI-Central Heat Pump | Small General |  | Winter Evening | % of Load | 1 | 2030 | 65535
| High | EV Charging Control | DLC-Thermostat-DI-Central Heat Pump | Small General |  | Winter Evening | % of Load | 0 | 2030 | 65535
| High | EV Charging Control | DLC-Thermostat-BYOT-Central Heat Pump | Small General |  | Winter Evening | % of Load | 1 | 2030 | 65535
| High | EV Charging Control | DLC-Thermostat-BYOT-Central Heat Pump | Small General |  | Winter Evening | % of Load | 0 | 2030 | 65535
| High | EV Charging Control | DLC-Thermostat-HVAC | Small General |  | Winter Evening | % of Load | 1 | 2030 | 65535
| High | EV Charging Control | DLC-Thermostat-HVAC | Small General |  | Winter Evening | % of Load | 0 | 2030 | 65535
| High | EV Charging Control | DLC-Thermostat-DI-Baseboard Heating | Small General |  | Winter Evening | % of Load | 1 | 2030 | 65535
| High | EV Charging Control | DLC-Thermostat-DI-Baseboard Heating | Small General |  | Winter Evening | % of Load | 0 | 2030 | 65535
| High | EV Charging Control | DLC-Thermostat-BYOT-Baseboard Heating | Small General |  | Winter Evening | % of Load | 1 | 2030 | 65535
| High | EV Charging Control | DLC-Thermostat-BYOT-Baseboard Heating | Small General |  | Winter Evening | % of Load | 0 | 2030 | 65535
| High | EV Charging Control | DLC-Thermostat-DI-MSHP | Small General |  | Winter Evening | % of Load | 1 | 2030 | 65535
| High | EV Charging Control | DLC-Thermostat-DI-MSHP | Small General |  | Winter Evening | % of Load | 0 | 2030 | 65535
| High | EV Charging Control | DLC-Thermostat-BYOT-MSHP | Small General |  | Winter Evening | % of Load | 1 | 2030 | 65535
| High | EV Charging Control | DLC-Thermostat-BYOT-MSHP | Small General |  | Winter Evening | % of Load | 0 | 2030 | 65535
| High | EV Charging Control | C&I Curtailment-Turnkey-Manual HVAC Control | Small General |  | Winter Evening | % of Load | 1 | 2030 | 65535
| High | EV Charging Control | C&I Curtailment-Turnkey-Manual HVAC Control | Small General |  | Winter Evening | % of Load | 0 | 2030 | 65535
| High | EV Charging Control | C&I Curtailment-Turnkey-Auto-DR HVAC Control | Small General |  | Winter Evening | % of Load | 1 | 2030 | 65535
| High | EV Charging Control | C&I Curtailment-Turnkey-Auto-DR HVAC Control | Small General |  | Winter Evening | % of Load | 0 | 2030 | 65535
| High | EV Charging Control | C&I Curtailment-Turnkey-Standard Lighting Control | Small General |  | Winter Evening | % of Load | 1 | 2030 | 65535
| High | EV Charging Control | C&I Curtailment-Turnkey-Standard Lighting Control | Small General |  | Winter Evening | % of Load | 0 | 2030 | 65535
| High | EV Charging Control | C&I Curtailment-Turnkey-Advanced Lighting Control | Small General |  | Winter Evening | % of Load | 1 | 2030 | 65535
| High | EV Charging Control | C&I Curtailment-Turnkey-Advanced Lighting Control | Small General |  | Winter Evening | % of Load | 0 | 2030 | 65535
| High | EV Charging Control | C&I Curtailment-Turnkey-Water Heating Control | Small General |  | Winter Evening | % of Load | 1 | 2030 | 65535
| High | EV Charging Control | C&I Curtailment-Turnkey-Water Heating Control | Small General |  | Winter Evening | % of Load | 0 | 2030 | 65535
| High | EV Charging Control | C&I Curtailment-Turnkey-Other | Small General |  | Winter Evening | % of Load | 1 | 2030 | 65535
| High | EV Charging Control | C&I Curtailment-Turnkey-Other | Small General |  | Winter Evening | % of Load | 0 | 2030 | 65535
| High | EV Charging Control | Dynamic Pricing with enabling tech. | Small General |  | Winter Evening | % of Load | 1 | 2030 | 65535
| High | EV Charging Control | Dynamic Pricing with enabling tech. | Small General |  | Winter Evening | % of Load | 0 | 2030 | 65535
| High | EV Charging Control | DLC-Switch-Water Heating | General |  | Winter Morning | % of Load | 1 | 2030 | 65535
| High | EV Charging Control | DLC-Switch-Water Heating | General |  | Winter Morning | % of Load | 0 | 2030 | 65535
| High | EV Charging Control | DLC-BYOD-Water Heating | General |  | Winter Morning | % of Load | 1 | 2030 | 65535
| High | EV Charging Control | DLC-BYOD-Water Heating | General |  | Winter Morning | % of Load | 0 | 2030 | 65535
| High | EV Charging Control | DLC-Thermostat-DI-Central Heat Pump | General |  | Winter Morning | % of Load | 1 | 2030 | 65535
| High | EV Charging Control | DLC-Thermostat-DI-Central Heat Pump | General |  | Winter Morning | % of Load | 0 | 2030 | 65535
| High | EV Charging Control | DLC-Thermostat-BYOT-Central Heat Pump | General |  | Winter Morning | % of Load | 1 | 2030 | 65535
| High | EV Charging Control | DLC-Thermostat-BYOT-Central Heat Pump | General |  | Winter Morning | % of Load | 0 | 2030 | 65535
| High | EV Charging Control | DLC-Thermostat-HVAC | General |  | Winter Morning | % of Load | 1 | 2030 | 65535
| High | EV Charging Control | DLC-Thermostat-HVAC | General |  | Winter Morning | % of Load | 0 | 2030 | 65535
| High | EV Charging Control | DLC-Thermostat-DI-Baseboard Heating | General |  | Winter Morning | % of Load | 1 | 2030 | 65535
| High | EV Charging Control | DLC-Thermostat-DI-Baseboard Heating | General |  | Winter Morning | % of Load | 0 | 2030 | 65535
| High | EV Charging Control | DLC-Thermostat-BYOT-Baseboard Heating | General |  | Winter Morning | % of Load | 1 | 2030 | 65535
| High | EV Charging Control | DLC-Thermostat-BYOT-Baseboard Heating | General |  | Winter Morning | % of Load | 0 | 2030 | 65535
| High | EV Charging Control | DLC-Thermostat-DI-MSHP | General |  | Winter Morning | % of Load | 1 | 2030 | 65535
| High | EV Charging Control | DLC-Thermostat-DI-MSHP | General |  | Winter Morning | % of Load | 0 | 2030 | 65535
| High | EV Charging Control | DLC-Thermostat-BYOT-MSHP | General |  | Winter Morning | % of Load | 1 | 2030 | 65535
| High | EV Charging Control | DLC-Thermostat-BYOT-MSHP | General |  | Winter Morning | % of Load | 0 | 2030 | 65535
| High | EV Charging Control | C&I Curtailment-Turnkey-Manual HVAC Control | General |  | Winter Morning | % of Load | 1 | 2030 | 65535
| High | EV Charging Control | C&I Curtailment-Turnkey-Manual HVAC Control | General |  | Winter Morning | % of Load | 0 | 2030 | 65535
| High | EV Charging Control | C&I Curtailment-Turnkey-Auto-DR HVAC Control | General |  | Winter Morning | % of Load | 1 | 2030 | 65535
| High | EV Charging Control | C&I Curtailment-Turnkey-Auto-DR HVAC Control | General |  | Winter Morning | % of Load | 0 | 2030 | 65535
| High | EV Charging Control | C&I Curtailment-Turnkey-Standard Lighting Control | General |  | Winter Morning | % of Load | 1 | 2030 | 65535
| High | EV Charging Control | C&I Curtailment-Turnkey-Standard Lighting Control | General |  | Winter Morning | % of Load | 0 | 2030 | 65535
| High | EV Charging Control | C&I Curtailment-Turnkey-Advanced Lighting Control | General |  | Winter Morning | % of Load | 1 | 2030 | 65535
| High | EV Charging Control | C&I Curtailment-Turnkey-Advanced Lighting Control | General |  | Winter Morning | % of Load | 0 | 2030 | 65535
| High | EV Charging Control | C&I Curtailment-Turnkey-Water Heating Control | General |  | Winter Morning | % of Load | 1 | 2030 | 65535
| High | EV Charging Control | C&I Curtailment-Turnkey-Water Heating Control | General |  | Winter Morning | % of Load | 0 | 2030 | 65535
| High | EV Charging Control | C&I Curtailment-Turnkey-Other | General |  | Winter Morning | % of Load | 1 | 2030 | 65535
| High | EV Charging Control | C&I Curtailment-Turnkey-Other | General |  | Winter Morning | % of Load | 0 | 2030 | 65535
| High | EV Charging Control | DLC-Switch-Water Heating | General |  | Winter Evening | % of Load | 1 | 2030 | 65535
| High | EV Charging Control | DLC-Switch-Water Heating | General |  | Winter Evening | % of Load | 0 | 2030 | 65535
| High | EV Charging Control | DLC-BYOD-Water Heating | General |  | Winter Evening | % of Load | 1 | 2030 | 65535
| High | EV Charging Control | DLC-BYOD-Water Heating | General |  | Winter Evening | % of Load | 0 | 2030 | 65535
| High | EV Charging Control | DLC-Thermostat-DI-Central Heat Pump | General |  | Winter Evening | % of Load | 1 | 2030 | 65535
| High | EV Charging Control | DLC-Thermostat-DI-Central Heat Pump | General |  | Winter Evening | % of Load | 0 | 2030 | 65535
| High | EV Charging Control | DLC-Thermostat-BYOT-Central Heat Pump | General |  | Winter Evening | % of Load | 1 | 2030 | 65535
| High | EV Charging Control | DLC-Thermostat-BYOT-Central Heat Pump | General |  | Winter Evening | % of Load | 0 | 2030 | 65535
| High | EV Charging Control | DLC-Thermostat-HVAC | General |  | Winter Evening | % of Load | 1 | 2030 | 65535
| High | EV Charging Control | DLC-Thermostat-HVAC | General |  | Winter Evening | % of Load | 0 | 2030 | 65535
| High | EV Charging Control | DLC-Thermostat-DI-Baseboard Heating | General |  | Winter Evening | % of Load | 1 | 2030 | 65535
| High | EV Charging Control | DLC-Thermostat-DI-Baseboard Heating | General |  | Winter Evening | % of Load | 0 | 2030 | 65535
| High | EV Charging Control | DLC-Thermostat-BYOT-Baseboard Heating | General |  | Winter Evening | % of Load | 1 | 2030 | 65535
| High | EV Charging Control | DLC-Thermostat-BYOT-Baseboard Heating | General |  | Winter Evening | % of Load | 0 | 2030 | 65535
| High | EV Charging Control | DLC-Thermostat-DI-MSHP | General |  | Winter Evening | % of Load | 1 | 2030 | 65535
| High | EV Charging Control | DLC-Thermostat-DI-MSHP | General |  | Winter Evening | % of Load | 0 | 2030 | 65535
| High | EV Charging Control | DLC-Thermostat-BYOT-MSHP | General |  | Winter Evening | % of Load | 1 | 2030 | 65535
| High | EV Charging Control | DLC-Thermostat-BYOT-MSHP | General |  | Winter Evening | % of Load | 0 | 2030 | 65535
| High | EV Charging Control | C&I Curtailment-Turnkey-Manual HVAC Control | General |  | Winter Evening | % of Load | 1 | 2030 | 65535
| High | EV Charging Control | C&I Curtailment-Turnkey-Manual HVAC Control | General |  | Winter Evening | % of Load | 0 | 2030 | 65535
| High | EV Charging Control | C&I Curtailment-Turnkey-Auto-DR HVAC Control | General |  | Winter Evening | % of Load | 1 | 2030 | 65535
| High | EV Charging Control | C&I Curtailment-Turnkey-Auto-DR HVAC Control | General |  | Winter Evening | % of Load | 0 | 2030 | 65535
| High | EV Charging Control | C&I Curtailment-Turnkey-Standard Lighting Control | General |  | Winter Evening | % of Load | 1 | 2030 | 65535
| High | EV Charging Control | C&I Curtailment-Turnkey-Standard Lighting Control | General |  | Winter Evening | % of Load | 0 | 2030 | 65535
| High | EV Charging Control | C&I Curtailment-Turnkey-Advanced Lighting Control | General |  | Winter Evening | % of Load | 1 | 2030 | 65535
| High | EV Charging Control | C&I Curtailment-Turnkey-Advanced Lighting Control | General |  | Winter Evening | % of Load | 0 | 2030 | 65535
| High | EV Charging Control | C&I Curtailment-Turnkey-Water Heating Control | General |  | Winter Evening | % of Load | 1 | 2030 | 65535
| High | EV Charging Control | C&I Curtailment-Turnkey-Water Heating Control | General |  | Winter Evening | % of Load | 0 | 2030 | 65535
| High | EV Charging Control | C&I Curtailment-Turnkey-Other | General |  | Winter Evening | % of Load | 1 | 2030 | 65535
| High | EV Charging Control | C&I Curtailment-Turnkey-Other | General |  | Winter Evening | % of Load | 0 | 2030 | 65535
| High | EV Charging Control | DLC-Switch-Water Heating | Small Industrial |  | Winter Morning | % of Load | 1 | 2030 | 65535
| High | EV Charging Control | DLC-Switch-Water Heating | Small Industrial |  | Winter Morning | % of Load | 0 | 2030 | 65535
| High | EV Charging Control | DLC-BYOD-Water Heating | Small Industrial |  | Winter Morning | % of Load | 1 | 2030 | 65535
| High | EV Charging Control | DLC-BYOD-Water Heating | Small Industrial |  | Winter Morning | % of Load | 0 | 2030 | 65535
| High | EV Charging Control | DLC-Thermostat-DI-Central Heat Pump | Small Industrial |  | Winter Morning | % of Load | 1 | 2030 | 65535
| High | EV Charging Control | DLC-Thermostat-DI-Central Heat Pump | Small Industrial |  | Winter Morning | % of Load | 0 | 2030 | 65535
| High | EV Charging Control | DLC-Thermostat-BYOT-Central Heat Pump | Small Industrial |  | Winter Morning | % of Load | 1 | 2030 | 65535
| High | EV Charging Control | DLC-Thermostat-BYOT-Central Heat Pump | Small Industrial |  | Winter Morning | % of Load | 0 | 2030 | 65535
| High | EV Charging Control | DLC-Thermostat-HVAC | Small Industrial |  | Winter Morning | % of Load | 1 | 2030 | 65535
| High | EV Charging Control | DLC-Thermostat-HVAC | Small Industrial |  | Winter Morning | % of Load | 0 | 2030 | 65535
| High | EV Charging Control | DLC-Thermostat-DI-Baseboard Heating | Small Industrial |  | Winter Morning | % of Load | 1 | 2030 | 65535
| High | EV Charging Control | DLC-Thermostat-DI-Baseboard Heating | Small Industrial |  | Winter Morning | % of Load | 0 | 2030 | 65535
| High | EV Charging Control | DLC-Thermostat-BYOT-Baseboard Heating | Small Industrial |  | Winter Morning | % of Load | 1 | 2030 | 65535
| High | EV Charging Control | DLC-Thermostat-BYOT-Baseboard Heating | Small Industrial |  | Winter Morning | % of Load | 0 | 2030 | 65535
| High | EV Charging Control | DLC-Thermostat-DI-MSHP | Small Industrial |  | Winter Morning | % of Load | 1 | 2030 | 65535
| High | EV Charging Control | DLC-Thermostat-DI-MSHP | Small Industrial |  | Winter Morning | % of Load | 0 | 2030 | 65535
| High | EV Charging Control | DLC-Thermostat-BYOT-MSHP | Small Industrial |  | Winter Morning | % of Load | 1 | 2030 | 65535
| High | EV Charging Control | DLC-Thermostat-BYOT-MSHP | Small Industrial |  | Winter Morning | % of Load | 0 | 2030 | 65535
| High | EV Charging Control | C&I Curtailment-Turnkey-Manual HVAC Control | Small Industrial |  | Winter Morning | % of Load | 1 | 2030 | 65535
| High | EV Charging Control | C&I Curtailment-Turnkey-Manual HVAC Control | Small Industrial |  | Winter Morning | % of Load | 0 | 2030 | 65535
| High | EV Charging Control | C&I Curtailment-Turnkey-Auto-DR HVAC Control | Small Industrial |  | Winter Morning | % of Load | 1 | 2030 | 65535
| High | EV Charging Control | C&I Curtailment-Turnkey-Auto-DR HVAC Control | Small Industrial |  | Winter Morning | % of Load | 0 | 2030 | 65535
| High | EV Charging Control | C&I Curtailment-Turnkey-Standard Lighting Control | Small Industrial |  | Winter Morning | % of Load | 1 | 2030 | 65535
| High | EV Charging Control | C&I Curtailment-Turnkey-Standard Lighting Control | Small Industrial |  | Winter Morning | % of Load | 0 | 2030 | 65535
| High | EV Charging Control | C&I Curtailment-Turnkey-Advanced Lighting Control | Small Industrial |  | Winter Morning | % of Load | 1 | 2030 | 65535
| High | EV Charging Control | C&I Curtailment-Turnkey-Advanced Lighting Control | Small Industrial |  | Winter Morning | % of Load | 0 | 2030 | 65535
| High | EV Charging Control | C&I Curtailment-Turnkey-Water Heating Control | Small Industrial |  | Winter Morning | % of Load | 1 | 2030 | 65535
| High | EV Charging Control | C&I Curtailment-Turnkey-Water Heating Control | Small Industrial |  | Winter Morning | % of Load | 0 | 2030 | 65535
| High | EV Charging Control | C&I Curtailment-Turnkey-Other | Small Industrial |  | Winter Morning | % of Load | 1 | 2030 | 65535
| High | EV Charging Control | C&I Curtailment-Turnkey-Other | Small Industrial |  | Winter Morning | % of Load | 0 | 2030 | 65535
| High | EV Charging Control | C&I Curtailment-Turnkey-Industrial | Small Industrial |  | Winter Morning | % of Load | 1 | 2030 | 65535
| High | EV Charging Control | C&I Curtailment-Turnkey-Industrial | Small Industrial |  | Winter Morning | % of Load | 0 | 2030 | 65535
| High | EV Charging Control | DLC-Switch-Water Heating | Small Industrial |  | Winter Evening | % of Load | 1 | 2030 | 65535
| High | EV Charging Control | DLC-Switch-Water Heating | Small Industrial |  | Winter Evening | % of Load | 0 | 2030 | 65535
| High | EV Charging Control | DLC-BYOD-Water Heating | Small Industrial |  | Winter Evening | % of Load | 1 | 2030 | 65535
| High | EV Charging Control | DLC-BYOD-Water Heating | Small Industrial |  | Winter Evening | % of Load | 0 | 2030 | 65535
| High | EV Charging Control | DLC-Thermostat-DI-Central Heat Pump | Small Industrial |  | Winter Evening | % of Load | 1 | 2030 | 65535
| High | EV Charging Control | DLC-Thermostat-DI-Central Heat Pump | Small Industrial |  | Winter Evening | % of Load | 0 | 2030 | 65535
| High | EV Charging Control | DLC-Thermostat-BYOT-Central Heat Pump | Small Industrial |  | Winter Evening | % of Load | 1 | 2030 | 65535
| High | EV Charging Control | DLC-Thermostat-BYOT-Central Heat Pump | Small Industrial |  | Winter Evening | % of Load | 0 | 2030 | 65535
| High | EV Charging Control | DLC-Thermostat-HVAC | Small Industrial |  | Winter Evening | % of Load | 1 | 2030 | 65535
| High | EV Charging Control | DLC-Thermostat-HVAC | Small Industrial |  | Winter Evening | % of Load | 0 | 2030 | 65535
| High | EV Charging Control | DLC-Thermostat-DI-Baseboard Heating | Small Industrial |  | Winter Evening | % of Load | 1 | 2030 | 65535
| High | EV Charging Control | DLC-Thermostat-DI-Baseboard Heating | Small Industrial |  | Winter Evening | % of Load | 0 | 2030 | 65535
| High | EV Charging Control | DLC-Thermostat-BYOT-Baseboard Heating | Small Industrial |  | Winter Evening | % of Load | 1 | 2030 | 65535
| High | EV Charging Control | DLC-Thermostat-BYOT-Baseboard Heating | Small Industrial |  | Winter Evening | % of Load | 0 | 2030 | 65535
| High | EV Charging Control | DLC-Thermostat-DI-MSHP | Small Industrial |  | Winter Evening | % of Load | 1 | 2030 | 65535
| High | EV Charging Control | DLC-Thermostat-DI-MSHP | Small Industrial |  | Winter Evening | % of Load | 0 | 2030 | 65535
| High | EV Charging Control | DLC-Thermostat-BYOT-MSHP | Small Industrial |  | Winter Evening | % of Load | 1 | 2030 | 65535
| High | EV Charging Control | DLC-Thermostat-BYOT-MSHP | Small Industrial |  | Winter Evening | % of Load | 0 | 2030 | 65535
| High | EV Charging Control | C&I Curtailment-Turnkey-Manual HVAC Control | Small Industrial |  | Winter Evening | % of Load | 1 | 2030 | 65535
| High | EV Charging Control | C&I Curtailment-Turnkey-Manual HVAC Control | Small Industrial |  | Winter Evening | % of Load | 0 | 2030 | 65535
| High | EV Charging Control | C&I Curtailment-Turnkey-Auto-DR HVAC Control | Small Industrial |  | Winter Evening | % of Load | 1 | 2030 | 65535
| High | EV Charging Control | C&I Curtailment-Turnkey-Auto-DR HVAC Control | Small Industrial |  | Winter Evening | % of Load | 0 | 2030 | 65535
| High | EV Charging Control | C&I Curtailment-Turnkey-Standard Lighting Control | Small Industrial |  | Winter Evening | % of Load | 1 | 2030 | 65535
| High | EV Charging Control | C&I Curtailment-Turnkey-Standard Lighting Control | Small Industrial |  | Winter Evening | % of Load | 0 | 2030 | 65535
| High | EV Charging Control | C&I Curtailment-Turnkey-Advanced Lighting Control | Small Industrial |  | Winter Evening | % of Load | 1 | 2030 | 65535
| High | EV Charging Control | C&I Curtailment-Turnkey-Advanced Lighting Control | Small Industrial |  | Winter Evening | % of Load | 0 | 2030 | 65535
| High | EV Charging Control | C&I Curtailment-Turnkey-Water Heating Control | Small Industrial |  | Winter Evening | % of Load | 1 | 2030 | 65535
| High | EV Charging Control | C&I Curtailment-Turnkey-Water Heating Control | Small Industrial |  | Winter Evening | % of Load | 0 | 2030 | 65535
| High | EV Charging Control | C&I Curtailment-Turnkey-Other | Small Industrial |  | Winter Evening | % of Load | 1 | 2030 | 65535
| High | EV Charging Control | C&I Curtailment-Turnkey-Other | Small Industrial |  | Winter Evening | % of Load | 0 | 2030 | 65535
| High | EV Charging Control | C&I Curtailment-Turnkey-Industrial | Small Industrial |  | Winter Evening | % of Load | 1 | 2030 | 65535
| High | EV Charging Control | C&I Curtailment-Turnkey-Industrial | Small Industrial |  | Winter Evening | % of Load | 0 | 2030 | 65535
| High | EV Charging Control | DLC-Switch-Water Heating | Medium Industrial |  | Winter Morning | % of Load | 1 | 2030 | 65535
| High | EV Charging Control | DLC-Switch-Water Heating | Medium Industrial |  | Winter Morning | % of Load | 0 | 2030 | 65535
| High | EV Charging Control | DLC-BYOD-Water Heating | Medium Industrial |  | Winter Morning | % of Load | 1 | 2030 | 65535
| High | EV Charging Control | DLC-BYOD-Water Heating | Medium Industrial |  | Winter Morning | % of Load | 0 | 2030 | 65535
| High | EV Charging Control | DLC-Thermostat-DI-Central Heat Pump | Medium Industrial |  | Winter Morning | % of Load | 1 | 2030 | 65535
| High | EV Charging Control | DLC-Thermostat-DI-Central Heat Pump | Medium Industrial |  | Winter Morning | % of Load | 0 | 2030 | 65535
| High | EV Charging Control | DLC-Thermostat-BYOT-Central Heat Pump | Medium Industrial |  | Winter Morning | % of Load | 1 | 2030 | 65535
| High | EV Charging Control | DLC-Thermostat-BYOT-Central Heat Pump | Medium Industrial |  | Winter Morning | % of Load | 0 | 2030 | 65535
| High | EV Charging Control | DLC-Thermostat-HVAC | Medium Industrial |  | Winter Morning | % of Load | 1 | 2030 | 65535
| High | EV Charging Control | DLC-Thermostat-HVAC | Medium Industrial |  | Winter Morning | % of Load | 0 | 2030 | 65535
| High | EV Charging Control | DLC-Thermostat-DI-Baseboard Heating | Medium Industrial |  | Winter Morning | % of Load | 1 | 2030 | 65535
| High | EV Charging Control | DLC-Thermostat-DI-Baseboard Heating | Medium Industrial |  | Winter Morning | % of Load | 0 | 2030 | 65535
| High | EV Charging Control | DLC-Thermostat-BYOT-Baseboard Heating | Medium Industrial |  | Winter Morning | % of Load | 1 | 2030 | 65535
| High | EV Charging Control | DLC-Thermostat-BYOT-Baseboard Heating | Medium Industrial |  | Winter Morning | % of Load | 0 | 2030 | 65535
| High | EV Charging Control | DLC-Thermostat-DI-MSHP | Medium Industrial |  | Winter Morning | % of Load | 1 | 2030 | 65535
| High | EV Charging Control | DLC-Thermostat-DI-MSHP | Medium Industrial |  | Winter Morning | % of Load | 0 | 2030 | 65535
| High | EV Charging Control | DLC-Thermostat-BYOT-MSHP | Medium Industrial |  | Winter Morning | % of Load | 1 | 2030 | 65535
| High | EV Charging Control | DLC-Thermostat-BYOT-MSHP | Medium Industrial |  | Winter Morning | % of Load | 0 | 2030 | 65535
| High | EV Charging Control | C&I Curtailment-Turnkey-Manual HVAC Control | Medium Industrial |  | Winter Morning | % of Load | 1 | 2030 | 65535
| High | EV Charging Control | C&I Curtailment-Turnkey-Manual HVAC Control | Medium Industrial |  | Winter Morning | % of Load | 0 | 2030 | 65535
| High | EV Charging Control | C&I Curtailment-Turnkey-Auto-DR HVAC Control | Medium Industrial |  | Winter Morning | % of Load | 1 | 2030 | 65535
| High | EV Charging Control | C&I Curtailment-Turnkey-Auto-DR HVAC Control | Medium Industrial |  | Winter Morning | % of Load | 0 | 2030 | 65535
| High | EV Charging Control | C&I Curtailment-Turnkey-Standard Lighting Control | Medium Industrial |  | Winter Morning | % of Load | 1 | 2030 | 65535
| High | EV Charging Control | C&I Curtailment-Turnkey-Standard Lighting Control | Medium Industrial |  | Winter Morning | % of Load | 0 | 2030 | 65535
| High | EV Charging Control | C&I Curtailment-Turnkey-Advanced Lighting Control | Medium Industrial |  | Winter Morning | % of Load | 1 | 2030 | 65535
| High | EV Charging Control | C&I Curtailment-Turnkey-Advanced Lighting Control | Medium Industrial |  | Winter Morning | % of Load | 0 | 2030 | 65535
| High | EV Charging Control | C&I Curtailment-Turnkey-Water Heating Control | Medium Industrial |  | Winter Morning | % of Load | 1 | 2030 | 65535
| High | EV Charging Control | C&I Curtailment-Turnkey-Water Heating Control | Medium Industrial |  | Winter Morning | % of Load | 0 | 2030 | 65535
| High | EV Charging Control | C&I Curtailment-Turnkey-Other | Medium Industrial |  | Winter Morning | % of Load | 1 | 2030 | 65535
| High | EV Charging Control | C&I Curtailment-Turnkey-Other | Medium Industrial |  | Winter Morning | % of Load | 0 | 2030 | 65535
| High | EV Charging Control | DLC-Switch-Water Heating | Medium Industrial |  | Winter Evening | % of Load | 1 | 2030 | 65535
| High | EV Charging Control | DLC-Switch-Water Heating | Medium Industrial |  | Winter Evening | % of Load | 0 | 2030 | 65535
| High | EV Charging Control | DLC-BYOD-Water Heating | Medium Industrial |  | Winter Evening | % of Load | 1 | 2030 | 65535
| High | EV Charging Control | DLC-BYOD-Water Heating | Medium Industrial |  | Winter Evening | % of Load | 0 | 2030 | 65535
| High | EV Charging Control | DLC-Thermostat-DI-Central Heat Pump | Medium Industrial |  | Winter Evening | % of Load | 1 | 2030 | 65535
| High | EV Charging Control | DLC-Thermostat-DI-Central Heat Pump | Medium Industrial |  | Winter Evening | % of Load | 0 | 2030 | 65535
| High | EV Charging Control | DLC-Thermostat-BYOT-Central Heat Pump | Medium Industrial |  | Winter Evening | % of Load | 1 | 2030 | 65535
| High | EV Charging Control | DLC-Thermostat-BYOT-Central Heat Pump | Medium Industrial |  | Winter Evening | % of Load | 0 | 2030 | 65535
| High | EV Charging Control | DLC-Thermostat-HVAC | Medium Industrial |  | Winter Evening | % of Load | 1 | 2030 | 65535
| High | EV Charging Control | DLC-Thermostat-HVAC | Medium Industrial |  | Winter Evening | % of Load | 0 | 2030 | 65535
| High | EV Charging Control | DLC-Thermostat-DI-Baseboard Heating | Medium Industrial |  | Winter Evening | % of Load | 1 | 2030 | 65535
| High | EV Charging Control | DLC-Thermostat-DI-Baseboard Heating | Medium Industrial |  | Winter Evening | % of Load | 0 | 2030 | 65535
| High | EV Charging Control | DLC-Thermostat-BYOT-Baseboard Heating | Medium Industrial |  | Winter Evening | % of Load | 1 | 2030 | 65535
| High | EV Charging Control | DLC-Thermostat-BYOT-Baseboard Heating | Medium Industrial |  | Winter Evening | % of Load | 0 | 2030 | 65535
| High | EV Charging Control | DLC-Thermostat-DI-MSHP | Medium Industrial |  | Winter Evening | % of Load | 1 | 2030 | 65535
| High | EV Charging Control | DLC-Thermostat-DI-MSHP | Medium Industrial |  | Winter Evening | % of Load | 0 | 2030 | 65535
| High | EV Charging Control | DLC-Thermostat-BYOT-MSHP | Medium Industrial |  | Winter Evening | % of Load | 1 | 2030 | 65535
| High | EV Charging Control | DLC-Thermostat-BYOT-MSHP | Medium Industrial |  | Winter Evening | % of Load | 0 | 2030 | 65535
| High | EV Charging Control | C&I Curtailment-Turnkey-Manual HVAC Control | Medium Industrial |  | Winter Evening | % of Load | 1 | 2030 | 65535
| High | EV Charging Control | C&I Curtailment-Turnkey-Manual HVAC Control | Medium Industrial |  | Winter Evening | % of Load | 0 | 2030 | 65535
| High | EV Charging Control | C&I Curtailment-Turnkey-Auto-DR HVAC Control | Medium Industrial |  | Winter Evening | % of Load | 1 | 2030 | 65535
| High | EV Charging Control | C&I Curtailment-Turnkey-Auto-DR HVAC Control | Medium Industrial |  | Winter Evening | % of Load | 0 | 2030 | 65535
| High | EV Charging Control | C&I Curtailment-Turnkey-Standard Lighting Control | Medium Industrial |  | Winter Evening | % of Load | 1 | 2030 | 65535
| High | EV Charging Control | C&I Curtailment-Turnkey-Standard Lighting Control | Medium Industrial |  | Winter Evening | % of Load | 0 | 2030 | 65535
| High | EV Charging Control | C&I Curtailment-Turnkey-Advanced Lighting Control | Medium Industrial |  | Winter Evening | % of Load | 1 | 2030 | 65535
| High | EV Charging Control | C&I Curtailment-Turnkey-Advanced Lighting Control | Medium Industrial |  | Winter Evening | % of Load | 0 | 2030 | 65535
| High | EV Charging Control | C&I Curtailment-Turnkey-Water Heating Control | Medium Industrial |  | Winter Evening | % of Load | 1 | 2030 | 65535
| High | EV Charging Control | C&I Curtailment-Turnkey-Water Heating Control | Medium Industrial |  | Winter Evening | % of Load | 0 | 2030 | 65535
| High | EV Charging Control | C&I Curtailment-Turnkey-Other | Medium Industrial |  | Winter Evening | % of Load | 1 | 2030 | 65535
| High | EV Charging Control | C&I Curtailment-Turnkey-Other | Medium Industrial |  | Winter Evening | % of Load | 0 | 2030 | 65535
| High | EV Charging Control | EV Charging Control | EV Res LDV |  | Winter Morning | % of Load | 1 | 2030 | 65535
| High | EV Charging Control | EV Charging Control | EV Res LDV |  | Winter Morning | % of Load | 0 | 2030 | 65535
| High | EV Charging Control | EV Charging Control | EV Res LDV |  | Winter Evening | % of Load | 1 | 2030 | 65535
| High | EV Charging Control | EV Charging Control | EV Res LDV |  | Winter Evening | % of Load | 0 | 2030 | 65535
| High | EV Charging Control | EV Charging Control | EV Com LDV |  | Winter Morning | % of Load | 1 | 2030 | 65535
| High | EV Charging Control | EV Charging Control | EV Com LDV |  | Winter Morning | % of Load | 0 | 2030 | 65535
| High | EV Charging Control | EV Charging Control | EV Com LDV |  | Winter Evening | % of Load | 1 | 2030 | 65535
| High | EV Charging Control | EV Charging Control | EV Com LDV |  | Winter Evening | % of Load | 0 | 2030 | 65535
| High | EV Charging Control | EV Charging Control | EV Com MDV |  | Winter Morning | % of Load | 1 | 2030 | 65535
| High | EV Charging Control | EV Charging Control | EV Com MDV |  | Winter Morning | % of Load | 0 | 2030 | 65535
| High | EV Charging Control | EV Charging Control | EV Com MDV |  | Winter Evening | % of Load | 1 | 2030 | 65535
| High | EV Charging Control | EV Charging Control | EV Com MDV |  | Winter Evening | % of Load | 0 | 2030 | 65535
| High | EV Charging Control | EV Charging Control | EV Com HDV |  | Winter Morning | % of Load | 1 | 2030 | 65535
| High | EV Charging Control | EV Charging Control | EV Com HDV |  | Winter Morning | % of Load | 0 | 2030 | 65535
| High | EV Charging Control | EV Charging Control | EV Com HDV |  | Winter Evening | % of Load | 1 | 2030 | 65535
| High | EV Charging Control | EV Charging Control | EV Com HDV |  | Winter Evening | % of Load | 0 | 2030 | 65535
| High | Behavioral DR | DLC-Switch-Water Heating | Small General |  | Winter Morning | % of Load | 1 | 2030 | 65535
| High | Behavioral DR | DLC-Switch-Water Heating | Small General |  | Winter Morning | % of Load | 0 | 2030 | 65535
| High | Behavioral DR | DLC-BYOD-Water Heating | Small General |  | Winter Morning | % of Load | 1 | 2030 | 65535
| High | Behavioral DR | DLC-BYOD-Water Heating | Small General |  | Winter Morning | % of Load | 0 | 2030 | 65535
| High | Behavioral DR | DLC-Thermostat-DI-Central Heat Pump | Small General |  | Winter Morning | % of Load | 1 | 2030 | 65535
| High | Behavioral DR | DLC-Thermostat-DI-Central Heat Pump | Small General |  | Winter Morning | % of Load | 0 | 2030 | 65535
| High | Behavioral DR | DLC-Thermostat-BYOT-Central Heat Pump | Small General |  | Winter Morning | % of Load | 1 | 2030 | 65535
| High | Behavioral DR | DLC-Thermostat-BYOT-Central Heat Pump | Small General |  | Winter Morning | % of Load | 0 | 2030 | 65535
| High | Behavioral DR | DLC-Thermostat-HVAC | Small General |  | Winter Morning | % of Load | 1 | 2030 | 65535
| High | Behavioral DR | DLC-Thermostat-HVAC | Small General |  | Winter Morning | % of Load | 0 | 2030 | 65535
| High | Behavioral DR | DLC-Thermostat-DI-Baseboard Heating | Small General |  | Winter Morning | % of Load | 1 | 2030 | 65535
| High | Behavioral DR | DLC-Thermostat-DI-Baseboard Heating | Small General |  | Winter Morning | % of Load | 0 | 2030 | 65535
| High | Behavioral DR | DLC-Thermostat-BYOT-Baseboard Heating | Small General |  | Winter Morning | % of Load | 1 | 2030 | 65535
| High | Behavioral DR | DLC-Thermostat-BYOT-Baseboard Heating | Small General |  | Winter Morning | % of Load | 0 | 2030 | 65535
| High | Behavioral DR | DLC-Thermostat-DI-MSHP | Small General |  | Winter Morning | % of Load | 1 | 2030 | 65535
| High | Behavioral DR | DLC-Thermostat-DI-MSHP | Small General |  | Winter Morning | % of Load | 0 | 2030 | 65535
| High | Behavioral DR | DLC-Thermostat-BYOT-MSHP | Small General |  | Winter Morning | % of Load | 1 | 2030 | 65535
| High | Behavioral DR | DLC-Thermostat-BYOT-MSHP | Small General |  | Winter Morning | % of Load | 0 | 2030 | 65535
| High | Behavioral DR | C&I Curtailment-Turnkey-Manual HVAC Control | Small General |  | Winter Morning | % of Load | 1 | 2030 | 65535
| High | Behavioral DR | C&I Curtailment-Turnkey-Manual HVAC Control | Small General |  | Winter Morning | % of Load | 0 | 2030 | 65535
| High | Behavioral DR | C&I Curtailment-Turnkey-Auto-DR HVAC Control | Small General |  | Winter Morning | % of Load | 1 | 2030 | 65535
| High | Behavioral DR | C&I Curtailment-Turnkey-Auto-DR HVAC Control | Small General |  | Winter Morning | % of Load | 0 | 2030 | 65535
| High | Behavioral DR | C&I Curtailment-Turnkey-Standard Lighting Control | Small General |  | Winter Morning | % of Load | 1 | 2030 | 65535
| High | Behavioral DR | C&I Curtailment-Turnkey-Standard Lighting Control | Small General |  | Winter Morning | % of Load | 0 | 2030 | 65535
| High | Behavioral DR | C&I Curtailment-Turnkey-Advanced Lighting Control | Small General |  | Winter Morning | % of Load | 1 | 2030 | 65535
| High | Behavioral DR | C&I Curtailment-Turnkey-Advanced Lighting Control | Small General |  | Winter Morning | % of Load | 0 | 2030 | 65535
| High | Behavioral DR | C&I Curtailment-Turnkey-Water Heating Control | Small General |  | Winter Morning | % of Load | 1 | 2030 | 65535
| High | Behavioral DR | C&I Curtailment-Turnkey-Water Heating Control | Small General |  | Winter Morning | % of Load | 0 | 2030 | 65535
| High | Behavioral DR | C&I Curtailment-Turnkey-Other | Small General |  | Winter Morning | % of Load | 1 | 2030 | 65535
| High | Behavioral DR | C&I Curtailment-Turnkey-Other | Small General |  | Winter Morning | % of Load | 0 | 2030 | 65535
| High | Behavioral DR | Dynamic Pricing with enabling tech. | Small General |  | Winter Morning | % of Load | 1 | 2030 | 65535
| High | Behavioral DR | Dynamic Pricing with enabling tech. | Small General |  | Winter Morning | % of Load | 0 | 2030 | 65535
| High | Behavioral DR | DLC-Switch-Water Heating | Small General |  | Winter Evening | % of Load | 1 | 2030 | 65535
| High | Behavioral DR | DLC-Switch-Water Heating | Small General |  | Winter Evening | % of Load | 0 | 2030 | 65535
| High | Behavioral DR | DLC-BYOD-Water Heating | Small General |  | Winter Evening | % of Load | 1 | 2030 | 65535
| High | Behavioral DR | DLC-BYOD-Water Heating | Small General |  | Winter Evening | % of Load | 0 | 2030 | 65535
| High | Behavioral DR | DLC-Thermostat-DI-Central Heat Pump | Small General |  | Winter Evening | % of Load | 1 | 2030 | 65535
| High | Behavioral DR | DLC-Thermostat-DI-Central Heat Pump | Small General |  | Winter Evening | % of Load | 0 | 2030 | 65535
| High | Behavioral DR | DLC-Thermostat-BYOT-Central Heat Pump | Small General |  | Winter Evening | % of Load | 1 | 2030 | 65535
| High | Behavioral DR | DLC-Thermostat-BYOT-Central Heat Pump | Small General |  | Winter Evening | % of Load | 0 | 2030 | 65535
| High | Behavioral DR | DLC-Thermostat-HVAC | Small General |  | Winter Evening | % of Load | 1 | 2030 | 65535
| High | Behavioral DR | DLC-Thermostat-HVAC | Small General |  | Winter Evening | % of Load | 0 | 2030 | 65535
| High | Behavioral DR | DLC-Thermostat-DI-Baseboard Heating | Small General |  | Winter Evening | % of Load | 1 | 2030 | 65535
| High | Behavioral DR | DLC-Thermostat-DI-Baseboard Heating | Small General |  | Winter Evening | % of Load | 0 | 2030 | 65535
| High | Behavioral DR | DLC-Thermostat-BYOT-Baseboard Heating | Small General |  | Winter Evening | % of Load | 1 | 2030 | 65535
| High | Behavioral DR | DLC-Thermostat-BYOT-Baseboard Heating | Small General |  | Winter Evening | % of Load | 0 | 2030 | 65535
| High | Behavioral DR | DLC-Thermostat-DI-MSHP | Small General |  | Winter Evening | % of Load | 1 | 2030 | 65535
| High | Behavioral DR | DLC-Thermostat-DI-MSHP | Small General |  | Winter Evening | % of Load | 0 | 2030 | 65535
| High | Behavioral DR | DLC-Thermostat-BYOT-MSHP | Small General |  | Winter Evening | % of Load | 1 | 2030 | 65535
| High | Behavioral DR | DLC-Thermostat-BYOT-MSHP | Small General |  | Winter Evening | % of Load | 0 | 2030 | 65535
| High | Behavioral DR | C&I Curtailment-Turnkey-Manual HVAC Control | Small General |  | Winter Evening | % of Load | 1 | 2030 | 65535
| High | Behavioral DR | C&I Curtailment-Turnkey-Manual HVAC Control | Small General |  | Winter Evening | % of Load | 0 | 2030 | 65535
| High | Behavioral DR | C&I Curtailment-Turnkey-Auto-DR HVAC Control | Small General |  | Winter Evening | % of Load | 1 | 2030 | 65535
| High | Behavioral DR | C&I Curtailment-Turnkey-Auto-DR HVAC Control | Small General |  | Winter Evening | % of Load | 0 | 2030 | 65535
| High | Behavioral DR | C&I Curtailment-Turnkey-Standard Lighting Control | Small General |  | Winter Evening | % of Load | 1 | 2030 | 65535
| High | Behavioral DR | C&I Curtailment-Turnkey-Standard Lighting Control | Small General |  | Winter Evening | % of Load | 0 | 2030 | 65535
| High | Behavioral DR | C&I Curtailment-Turnkey-Advanced Lighting Control | Small General |  | Winter Evening | % of Load | 1 | 2030 | 65535
| High | Behavioral DR | C&I Curtailment-Turnkey-Advanced Lighting Control | Small General |  | Winter Evening | % of Load | 0 | 2030 | 65535
| High | Behavioral DR | C&I Curtailment-Turnkey-Water Heating Control | Small General |  | Winter Evening | % of Load | 1 | 2030 | 65535
| High | Behavioral DR | C&I Curtailment-Turnkey-Water Heating Control | Small General |  | Winter Evening | % of Load | 0 | 2030 | 65535
| High | Behavioral DR | C&I Curtailment-Turnkey-Other | Small General |  | Winter Evening | % of Load | 1 | 2030 | 65535
| High | Behavioral DR | C&I Curtailment-Turnkey-Other | Small General |  | Winter Evening | % of Load | 0 | 2030 | 65535
| High | Behavioral DR | Dynamic Pricing with enabling tech. | Small General |  | Winter Evening | % of Load | 1 | 2030 | 65535
| High | Behavioral DR | Dynamic Pricing with enabling tech. | Small General |  | Winter Evening | % of Load | 0 | 2030 | 65535
| High | Behavioral DR | DLC-Switch-Water Heating | General |  | Winter Morning | % of Load | 1 | 2030 | 65535
| High | Behavioral DR | DLC-Switch-Water Heating | General |  | Winter Morning | % of Load | 0 | 2030 | 65535
| High | Behavioral DR | DLC-BYOD-Water Heating | General |  | Winter Morning | % of Load | 1 | 2030 | 65535
| High | Behavioral DR | DLC-BYOD-Water Heating | General |  | Winter Morning | % of Load | 0 | 2030 | 65535
| High | Behavioral DR | DLC-Thermostat-DI-Central Heat Pump | General |  | Winter Morning | % of Load | 1 | 2030 | 65535
| High | Behavioral DR | DLC-Thermostat-DI-Central Heat Pump | General |  | Winter Morning | % of Load | 0 | 2030 | 65535
| High | Behavioral DR | DLC-Thermostat-BYOT-Central Heat Pump | General |  | Winter Morning | % of Load | 1 | 2030 | 65535
| High | Behavioral DR | DLC-Thermostat-BYOT-Central Heat Pump | General |  | Winter Morning | % of Load | 0 | 2030 | 65535
| High | Behavioral DR | DLC-Thermostat-HVAC | General |  | Winter Morning | % of Load | 1 | 2030 | 65535
| High | Behavioral DR | DLC-Thermostat-HVAC | General |  | Winter Morning | % of Load | 0 | 2030 | 65535
| High | Behavioral DR | DLC-Thermostat-DI-Baseboard Heating | General |  | Winter Morning | % of Load | 1 | 2030 | 65535
| High | Behavioral DR | DLC-Thermostat-DI-Baseboard Heating | General |  | Winter Morning | % of Load | 0 | 2030 | 65535
| High | Behavioral DR | DLC-Thermostat-BYOT-Baseboard Heating | General |  | Winter Morning | % of Load | 1 | 2030 | 65535
| High | Behavioral DR | DLC-Thermostat-BYOT-Baseboard Heating | General |  | Winter Morning | % of Load | 0 | 2030 | 65535
| High | Behavioral DR | DLC-Thermostat-DI-MSHP | General |  | Winter Morning | % of Load | 1 | 2030 | 65535
| High | Behavioral DR | DLC-Thermostat-DI-MSHP | General |  | Winter Morning | % of Load | 0 | 2030 | 65535
| High | Behavioral DR | DLC-Thermostat-BYOT-MSHP | General |  | Winter Morning | % of Load | 1 | 2030 | 65535
| High | Behavioral DR | DLC-Thermostat-BYOT-MSHP | General |  | Winter Morning | % of Load | 0 | 2030 | 65535
| High | Behavioral DR | C&I Curtailment-Turnkey-Manual HVAC Control | General |  | Winter Morning | % of Load | 1 | 2030 | 65535
| High | Behavioral DR | C&I Curtailment-Turnkey-Manual HVAC Control | General |  | Winter Morning | % of Load | 0 | 2030 | 65535
| High | Behavioral DR | C&I Curtailment-Turnkey-Auto-DR HVAC Control | General |  | Winter Morning | % of Load | 1 | 2030 | 65535
| High | Behavioral DR | C&I Curtailment-Turnkey-Auto-DR HVAC Control | General |  | Winter Morning | % of Load | 0 | 2030 | 65535
| High | Behavioral DR | C&I Curtailment-Turnkey-Standard Lighting Control | General |  | Winter Morning | % of Load | 1 | 2030 | 65535
| High | Behavioral DR | C&I Curtailment-Turnkey-Standard Lighting Control | General |  | Winter Morning | % of Load | 0 | 2030 | 65535
| High | Behavioral DR | C&I Curtailment-Turnkey-Advanced Lighting Control | General |  | Winter Morning | % of Load | 1 | 2030 | 65535
| High | Behavioral DR | C&I Curtailment-Turnkey-Advanced Lighting Control | General |  | Winter Morning | % of Load | 0 | 2030 | 65535
| High | Behavioral DR | C&I Curtailment-Turnkey-Water Heating Control | General |  | Winter Morning | % of Load | 1 | 2030 | 65535
| High | Behavioral DR | C&I Curtailment-Turnkey-Water Heating Control | General |  | Winter Morning | % of Load | 0 | 2030 | 65535
| High | Behavioral DR | C&I Curtailment-Turnkey-Other | General |  | Winter Morning | % of Load | 1 | 2030 | 65535
| High | Behavioral DR | C&I Curtailment-Turnkey-Other | General |  | Winter Morning | % of Load | 0 | 2030 | 65535
| High | Behavioral DR | DLC-Switch-Water Heating | General |  | Winter Evening | % of Load | 1 | 2030 | 65535
| High | Behavioral DR | DLC-Switch-Water Heating | General |  | Winter Evening | % of Load | 0 | 2030 | 65535
| High | Behavioral DR | DLC-BYOD-Water Heating | General |  | Winter Evening | % of Load | 1 | 2030 | 65535
| High | Behavioral DR | DLC-BYOD-Water Heating | General |  | Winter Evening | % of Load | 0 | 2030 | 65535
| High | Behavioral DR | DLC-Thermostat-DI-Central Heat Pump | General |  | Winter Evening | % of Load | 1 | 2030 | 65535
| High | Behavioral DR | DLC-Thermostat-DI-Central Heat Pump | General |  | Winter Evening | % of Load | 0 | 2030 | 65535
| High | Behavioral DR | DLC-Thermostat-BYOT-Central Heat Pump | General |  | Winter Evening | % of Load | 1 | 2030 | 65535
| High | Behavioral DR | DLC-Thermostat-BYOT-Central Heat Pump | General |  | Winter Evening | % of Load | 0 | 2030 | 65535
| High | Behavioral DR | DLC-Thermostat-HVAC | General |  | Winter Evening | % of Load | 1 | 2030 | 65535
| High | Behavioral DR | DLC-Thermostat-HVAC | General |  | Winter Evening | % of Load | 0 | 2030 | 65535
| High | Behavioral DR | DLC-Thermostat-DI-Baseboard Heating | General |  | Winter Evening | % of Load | 1 | 2030 | 65535
| High | Behavioral DR | DLC-Thermostat-DI-Baseboard Heating | General |  | Winter Evening | % of Load | 0 | 2030 | 65535
| High | Behavioral DR | DLC-Thermostat-BYOT-Baseboard Heating | General |  | Winter Evening | % of Load | 1 | 2030 | 65535
| High | Behavioral DR | DLC-Thermostat-BYOT-Baseboard Heating | General |  | Winter Evening | % of Load | 0 | 2030 | 65535
| High | Behavioral DR | DLC-Thermostat-DI-MSHP | General |  | Winter Evening | % of Load | 1 | 2030 | 65535
| High | Behavioral DR | DLC-Thermostat-DI-MSHP | General |  | Winter Evening | % of Load | 0 | 2030 | 65535
| High | Behavioral DR | DLC-Thermostat-BYOT-MSHP | General |  | Winter Evening | % of Load | 1 | 2030 | 65535
| High | Behavioral DR | DLC-Thermostat-BYOT-MSHP | General |  | Winter Evening | % of Load | 0 | 2030 | 65535
| High | Behavioral DR | C&I Curtailment-Turnkey-Manual HVAC Control | General |  | Winter Evening | % of Load | 1 | 2030 | 65535
| High | Behavioral DR | C&I Curtailment-Turnkey-Manual HVAC Control | General |  | Winter Evening | % of Load | 0 | 2030 | 65535
| High | Behavioral DR | C&I Curtailment-Turnkey-Auto-DR HVAC Control | General |  | Winter Evening | % of Load | 1 | 2030 | 65535
| High | Behavioral DR | C&I Curtailment-Turnkey-Auto-DR HVAC Control | General |  | Winter Evening | % of Load | 0 | 2030 | 65535
| High | Behavioral DR | C&I Curtailment-Turnkey-Standard Lighting Control | General |  | Winter Evening | % of Load | 1 | 2030 | 65535
| High | Behavioral DR | C&I Curtailment-Turnkey-Standard Lighting Control | General |  | Winter Evening | % of Load | 0 | 2030 | 65535
| High | Behavioral DR | C&I Curtailment-Turnkey-Advanced Lighting Control | General |  | Winter Evening | % of Load | 1 | 2030 | 65535
| High | Behavioral DR | C&I Curtailment-Turnkey-Advanced Lighting Control | General |  | Winter Evening | % of Load | 0 | 2030 | 65535
| High | Behavioral DR | C&I Curtailment-Turnkey-Water Heating Control | General |  | Winter Evening | % of Load | 1 | 2030 | 65535
| High | Behavioral DR | C&I Curtailment-Turnkey-Water Heating Control | General |  | Winter Evening | % of Load | 0 | 2030 | 65535
| High | Behavioral DR | C&I Curtailment-Turnkey-Other | General |  | Winter Evening | % of Load | 1 | 2030 | 65535
| High | Behavioral DR | C&I Curtailment-Turnkey-Other | General |  | Winter Evening | % of Load | 0 | 2030 | 65535
| High | Behavioral DR | DLC-Switch-Water Heating | Small Industrial |  | Winter Morning | % of Load | 1 | 2030 | 65535
| High | Behavioral DR | DLC-Switch-Water Heating | Small Industrial |  | Winter Morning | % of Load | 0 | 2030 | 65535
| High | Behavioral DR | DLC-BYOD-Water Heating | Small Industrial |  | Winter Morning | % of Load | 1 | 2030 | 65535
| High | Behavioral DR | DLC-BYOD-Water Heating | Small Industrial |  | Winter Morning | % of Load | 0 | 2030 | 65535
| High | Behavioral DR | DLC-Thermostat-DI-Central Heat Pump | Small Industrial |  | Winter Morning | % of Load | 1 | 2030 | 65535
| High | Behavioral DR | DLC-Thermostat-DI-Central Heat Pump | Small Industrial |  | Winter Morning | % of Load | 0 | 2030 | 65535
| High | Behavioral DR | DLC-Thermostat-BYOT-Central Heat Pump | Small Industrial |  | Winter Morning | % of Load | 1 | 2030 | 65535
| High | Behavioral DR | DLC-Thermostat-BYOT-Central Heat Pump | Small Industrial |  | Winter Morning | % of Load | 0 | 2030 | 65535
| High | Behavioral DR | DLC-Thermostat-HVAC | Small Industrial |  | Winter Morning | % of Load | 1 | 2030 | 65535
| High | Behavioral DR | DLC-Thermostat-HVAC | Small Industrial |  | Winter Morning | % of Load | 0 | 2030 | 65535
| High | Behavioral DR | DLC-Thermostat-DI-Baseboard Heating | Small Industrial |  | Winter Morning | % of Load | 1 | 2030 | 65535
| High | Behavioral DR | DLC-Thermostat-DI-Baseboard Heating | Small Industrial |  | Winter Morning | % of Load | 0 | 2030 | 65535
| High | Behavioral DR | DLC-Thermostat-BYOT-Baseboard Heating | Small Industrial |  | Winter Morning | % of Load | 1 | 2030 | 65535
| High | Behavioral DR | DLC-Thermostat-BYOT-Baseboard Heating | Small Industrial |  | Winter Morning | % of Load | 0 | 2030 | 65535
| High | Behavioral DR | DLC-Thermostat-DI-MSHP | Small Industrial |  | Winter Morning | % of Load | 1 | 2030 | 65535
| High | Behavioral DR | DLC-Thermostat-DI-MSHP | Small Industrial |  | Winter Morning | % of Load | 0 | 2030 | 65535
| High | Behavioral DR | DLC-Thermostat-BYOT-MSHP | Small Industrial |  | Winter Morning | % of Load | 1 | 2030 | 65535
| High | Behavioral DR | DLC-Thermostat-BYOT-MSHP | Small Industrial |  | Winter Morning | % of Load | 0 | 2030 | 65535
| High | Behavioral DR | C&I Curtailment-Turnkey-Manual HVAC Control | Small Industrial |  | Winter Morning | % of Load | 1 | 2030 | 65535
| High | Behavioral DR | C&I Curtailment-Turnkey-Manual HVAC Control | Small Industrial |  | Winter Morning | % of Load | 0 | 2030 | 65535
| High | Behavioral DR | C&I Curtailment-Turnkey-Auto-DR HVAC Control | Small Industrial |  | Winter Morning | % of Load | 1 | 2030 | 65535
| High | Behavioral DR | C&I Curtailment-Turnkey-Auto-DR HVAC Control | Small Industrial |  | Winter Morning | % of Load | 0 | 2030 | 65535
| High | Behavioral DR | C&I Curtailment-Turnkey-Standard Lighting Control | Small Industrial |  | Winter Morning | % of Load | 1 | 2030 | 65535
| High | Behavioral DR | C&I Curtailment-Turnkey-Standard Lighting Control | Small Industrial |  | Winter Morning | % of Load | 0 | 2030 | 65535
| High | Behavioral DR | C&I Curtailment-Turnkey-Advanced Lighting Control | Small Industrial |  | Winter Morning | % of Load | 1 | 2030 | 65535
| High | Behavioral DR | C&I Curtailment-Turnkey-Advanced Lighting Control | Small Industrial |  | Winter Morning | % of Load | 0 | 2030 | 65535
| High | Behavioral DR | C&I Curtailment-Turnkey-Water Heating Control | Small Industrial |  | Winter Morning | % of Load | 1 | 2030 | 65535
| High | Behavioral DR | C&I Curtailment-Turnkey-Water Heating Control | Small Industrial |  | Winter Morning | % of Load | 0 | 2030 | 65535
| High | Behavioral DR | C&I Curtailment-Turnkey-Other | Small Industrial |  | Winter Morning | % of Load | 1 | 2030 | 65535
| High | Behavioral DR | C&I Curtailment-Turnkey-Other | Small Industrial |  | Winter Morning | % of Load | 0 | 2030 | 65535
| High | Behavioral DR | C&I Curtailment-Turnkey-Industrial | Small Industrial |  | Winter Morning | % of Load | 1 | 2030 | 65535
| High | Behavioral DR | C&I Curtailment-Turnkey-Industrial | Small Industrial |  | Winter Morning | % of Load | 0 | 2030 | 65535
| High | Behavioral DR | DLC-Switch-Water Heating | Small Industrial |  | Winter Evening | % of Load | 1 | 2030 | 65535
| High | Behavioral DR | DLC-Switch-Water Heating | Small Industrial |  | Winter Evening | % of Load | 0 | 2030 | 65535
| High | Behavioral DR | DLC-BYOD-Water Heating | Small Industrial |  | Winter Evening | % of Load | 1 | 2030 | 65535
| High | Behavioral DR | DLC-BYOD-Water Heating | Small Industrial |  | Winter Evening | % of Load | 0 | 2030 | 65535
| High | Behavioral DR | DLC-Thermostat-DI-Central Heat Pump | Small Industrial |  | Winter Evening | % of Load | 1 | 2030 | 65535
| High | Behavioral DR | DLC-Thermostat-DI-Central Heat Pump | Small Industrial |  | Winter Evening | % of Load | 0 | 2030 | 65535
| High | Behavioral DR | DLC-Thermostat-BYOT-Central Heat Pump | Small Industrial |  | Winter Evening | % of Load | 1 | 2030 | 65535
| High | Behavioral DR | DLC-Thermostat-BYOT-Central Heat Pump | Small Industrial |  | Winter Evening | % of Load | 0 | 2030 | 65535
| High | Behavioral DR | DLC-Thermostat-HVAC | Small Industrial |  | Winter Evening | % of Load | 1 | 2030 | 65535
| High | Behavioral DR | DLC-Thermostat-HVAC | Small Industrial |  | Winter Evening | % of Load | 0 | 2030 | 65535
| High | Behavioral DR | DLC-Thermostat-DI-Baseboard Heating | Small Industrial |  | Winter Evening | % of Load | 1 | 2030 | 65535
| High | Behavioral DR | DLC-Thermostat-DI-Baseboard Heating | Small Industrial |  | Winter Evening | % of Load | 0 | 2030 | 65535
| High | Behavioral DR | DLC-Thermostat-BYOT-Baseboard Heating | Small Industrial |  | Winter Evening | % of Load | 1 | 2030 | 65535
| High | Behavioral DR | DLC-Thermostat-BYOT-Baseboard Heating | Small Industrial |  | Winter Evening | % of Load | 0 | 2030 | 65535
| High | Behavioral DR | DLC-Thermostat-DI-MSHP | Small Industrial |  | Winter Evening | % of Load | 1 | 2030 | 65535
| High | Behavioral DR | DLC-Thermostat-DI-MSHP | Small Industrial |  | Winter Evening | % of Load | 0 | 2030 | 65535
| High | Behavioral DR | DLC-Thermostat-BYOT-MSHP | Small Industrial |  | Winter Evening | % of Load | 1 | 2030 | 65535
| High | Behavioral DR | DLC-Thermostat-BYOT-MSHP | Small Industrial |  | Winter Evening | % of Load | 0 | 2030 | 65535
| High | Behavioral DR | C&I Curtailment-Turnkey-Manual HVAC Control | Small Industrial |  | Winter Evening | % of Load | 1 | 2030 | 65535
| High | Behavioral DR | C&I Curtailment-Turnkey-Manual HVAC Control | Small Industrial |  | Winter Evening | % of Load | 0 | 2030 | 65535
| High | Behavioral DR | C&I Curtailment-Turnkey-Auto-DR HVAC Control | Small Industrial |  | Winter Evening | % of Load | 1 | 2030 | 65535
| High | Behavioral DR | C&I Curtailment-Turnkey-Auto-DR HVAC Control | Small Industrial |  | Winter Evening | % of Load | 0 | 2030 | 65535
| High | Behavioral DR | C&I Curtailment-Turnkey-Standard Lighting Control | Small Industrial |  | Winter Evening | % of Load | 1 | 2030 | 65535
| High | Behavioral DR | C&I Curtailment-Turnkey-Standard Lighting Control | Small Industrial |  | Winter Evening | % of Load | 0 | 2030 | 65535
| High | Behavioral DR | C&I Curtailment-Turnkey-Advanced Lighting Control | Small Industrial |  | Winter Evening | % of Load | 1 | 2030 | 65535
| High | Behavioral DR | C&I Curtailment-Turnkey-Advanced Lighting Control | Small Industrial |  | Winter Evening | % of Load | 0 | 2030 | 65535
| High | Behavioral DR | C&I Curtailment-Turnkey-Water Heating Control | Small Industrial |  | Winter Evening | % of Load | 1 | 2030 | 65535
| High | Behavioral DR | C&I Curtailment-Turnkey-Water Heating Control | Small Industrial |  | Winter Evening | % of Load | 0 | 2030 | 65535
| High | Behavioral DR | C&I Curtailment-Turnkey-Other | Small Industrial |  | Winter Evening | % of Load | 1 | 2030 | 65535
| High | Behavioral DR | C&I Curtailment-Turnkey-Other | Small Industrial |  | Winter Evening | % of Load | 0 | 2030 | 65535
| High | Behavioral DR | C&I Curtailment-Turnkey-Industrial | Small Industrial |  | Winter Evening | % of Load | 1 | 2030 | 65535
| High | Behavioral DR | C&I Curtailment-Turnkey-Industrial | Small Industrial |  | Winter Evening | % of Load | 0 | 2030 | 65535
| High | Behavioral DR | DLC-Switch-Water Heating | Medium Industrial |  | Winter Morning | % of Load | 1 | 2030 | 65535
| High | Behavioral DR | DLC-Switch-Water Heating | Medium Industrial |  | Winter Morning | % of Load | 0 | 2030 | 65535
| High | Behavioral DR | DLC-BYOD-Water Heating | Medium Industrial |  | Winter Morning | % of Load | 1 | 2030 | 65535
| High | Behavioral DR | DLC-BYOD-Water Heating | Medium Industrial |  | Winter Morning | % of Load | 0 | 2030 | 65535
| High | Behavioral DR | DLC-Thermostat-DI-Central Heat Pump | Medium Industrial |  | Winter Morning | % of Load | 1 | 2030 | 65535
| High | Behavioral DR | DLC-Thermostat-DI-Central Heat Pump | Medium Industrial |  | Winter Morning | % of Load | 0 | 2030 | 65535
| High | Behavioral DR | DLC-Thermostat-BYOT-Central Heat Pump | Medium Industrial |  | Winter Morning | % of Load | 1 | 2030 | 65535
| High | Behavioral DR | DLC-Thermostat-BYOT-Central Heat Pump | Medium Industrial |  | Winter Morning | % of Load | 0 | 2030 | 65535
| High | Behavioral DR | DLC-Thermostat-HVAC | Medium Industrial |  | Winter Morning | % of Load | 1 | 2030 | 65535
| High | Behavioral DR | DLC-Thermostat-HVAC | Medium Industrial |  | Winter Morning | % of Load | 0 | 2030 | 65535
| High | Behavioral DR | DLC-Thermostat-DI-Baseboard Heating | Medium Industrial |  | Winter Morning | % of Load | 1 | 2030 | 65535
| High | Behavioral DR | DLC-Thermostat-DI-Baseboard Heating | Medium Industrial |  | Winter Morning | % of Load | 0 | 2030 | 65535
| High | Behavioral DR | DLC-Thermostat-BYOT-Baseboard Heating | Medium Industrial |  | Winter Morning | % of Load | 1 | 2030 | 65535
| High | Behavioral DR | DLC-Thermostat-BYOT-Baseboard Heating | Medium Industrial |  | Winter Morning | % of Load | 0 | 2030 | 65535
| High | Behavioral DR | DLC-Thermostat-DI-MSHP | Medium Industrial |  | Winter Morning | % of Load | 1 | 2030 | 65535
| High | Behavioral DR | DLC-Thermostat-DI-MSHP | Medium Industrial |  | Winter Morning | % of Load | 0 | 2030 | 65535
| High | Behavioral DR | DLC-Thermostat-BYOT-MSHP | Medium Industrial |  | Winter Morning | % of Load | 1 | 2030 | 65535
| High | Behavioral DR | DLC-Thermostat-BYOT-MSHP | Medium Industrial |  | Winter Morning | % of Load | 0 | 2030 | 65535
| High | Behavioral DR | C&I Curtailment-Turnkey-Manual HVAC Control | Medium Industrial |  | Winter Morning | % of Load | 1 | 2030 | 65535
| High | Behavioral DR | C&I Curtailment-Turnkey-Manual HVAC Control | Medium Industrial |  | Winter Morning | % of Load | 0 | 2030 | 65535
| High | Behavioral DR | C&I Curtailment-Turnkey-Auto-DR HVAC Control | Medium Industrial |  | Winter Morning | % of Load | 1 | 2030 | 65535
| High | Behavioral DR | C&I Curtailment-Turnkey-Auto-DR HVAC Control | Medium Industrial |  | Winter Morning | % of Load | 0 | 2030 | 65535
| High | Behavioral DR | C&I Curtailment-Turnkey-Standard Lighting Control | Medium Industrial |  | Winter Morning | % of Load | 1 | 2030 | 65535
| High | Behavioral DR | C&I Curtailment-Turnkey-Standard Lighting Control | Medium Industrial |  | Winter Morning | % of Load | 0 | 2030 | 65535
| High | Behavioral DR | C&I Curtailment-Turnkey-Advanced Lighting Control | Medium Industrial |  | Winter Morning | % of Load | 1 | 2030 | 65535
| High | Behavioral DR | C&I Curtailment-Turnkey-Advanced Lighting Control | Medium Industrial |  | Winter Morning | % of Load | 0 | 2030 | 65535
| High | Behavioral DR | C&I Curtailment-Turnkey-Water Heating Control | Medium Industrial |  | Winter Morning | % of Load | 1 | 2030 | 65535
| High | Behavioral DR | C&I Curtailment-Turnkey-Water Heating Control | Medium Industrial |  | Winter Morning | % of Load | 0 | 2030 | 65535
| High | Behavioral DR | C&I Curtailment-Turnkey-Other | Medium Industrial |  | Winter Morning | % of Load | 1 | 2030 | 65535
| High | Behavioral DR | C&I Curtailment-Turnkey-Other | Medium Industrial |  | Winter Morning | % of Load | 0 | 2030 | 65535
| High | Behavioral DR | DLC-Switch-Water Heating | Medium Industrial |  | Winter Evening | % of Load | 1 | 2030 | 65535
| High | Behavioral DR | DLC-Switch-Water Heating | Medium Industrial |  | Winter Evening | % of Load | 0 | 2030 | 65535
| High | Behavioral DR | DLC-BYOD-Water Heating | Medium Industrial |  | Winter Evening | % of Load | 1 | 2030 | 65535
| High | Behavioral DR | DLC-BYOD-Water Heating | Medium Industrial |  | Winter Evening | % of Load | 0 | 2030 | 65535
| High | Behavioral DR | DLC-Thermostat-DI-Central Heat Pump | Medium Industrial |  | Winter Evening | % of Load | 1 | 2030 | 65535
| High | Behavioral DR | DLC-Thermostat-DI-Central Heat Pump | Medium Industrial |  | Winter Evening | % of Load | 0 | 2030 | 65535
| High | Behavioral DR | DLC-Thermostat-BYOT-Central Heat Pump | Medium Industrial |  | Winter Evening | % of Load | 1 | 2030 | 65535
| High | Behavioral DR | DLC-Thermostat-BYOT-Central Heat Pump | Medium Industrial |  | Winter Evening | % of Load | 0 | 2030 | 65535
| High | Behavioral DR | DLC-Thermostat-HVAC | Medium Industrial |  | Winter Evening | % of Load | 1 | 2030 | 65535
| High | Behavioral DR | DLC-Thermostat-HVAC | Medium Industrial |  | Winter Evening | % of Load | 0 | 2030 | 65535
| High | Behavioral DR | DLC-Thermostat-DI-Baseboard Heating | Medium Industrial |  | Winter Evening | % of Load | 1 | 2030 | 65535
| High | Behavioral DR | DLC-Thermostat-DI-Baseboard Heating | Medium Industrial |  | Winter Evening | % of Load | 0 | 2030 | 65535
| High | Behavioral DR | DLC-Thermostat-BYOT-Baseboard Heating | Medium Industrial |  | Winter Evening | % of Load | 1 | 2030 | 65535
| High | Behavioral DR | DLC-Thermostat-BYOT-Baseboard Heating | Medium Industrial |  | Winter Evening | % of Load | 0 | 2030 | 65535
| High | Behavioral DR | DLC-Thermostat-DI-MSHP | Medium Industrial |  | Winter Evening | % of Load | 1 | 2030 | 65535
| High | Behavioral DR | DLC-Thermostat-DI-MSHP | Medium Industrial |  | Winter Evening | % of Load | 0 | 2030 | 65535
| High | Behavioral DR | DLC-Thermostat-BYOT-MSHP | Medium Industrial |  | Winter Evening | % of Load | 1 | 2030 | 65535
| High | Behavioral DR | DLC-Thermostat-BYOT-MSHP | Medium Industrial |  | Winter Evening | % of Load | 0 | 2030 | 65535
| High | Behavioral DR | C&I Curtailment-Turnkey-Manual HVAC Control | Medium Industrial |  | Winter Evening | % of Load | 1 | 2030 | 65535
| High | Behavioral DR | C&I Curtailment-Turnkey-Manual HVAC Control | Medium Industrial |  | Winter Evening | % of Load | 0 | 2030 | 65535
| High | Behavioral DR | C&I Curtailment-Turnkey-Auto-DR HVAC Control | Medium Industrial |  | Winter Evening | % of Load | 1 | 2030 | 65535
| High | Behavioral DR | C&I Curtailment-Turnkey-Auto-DR HVAC Control | Medium Industrial |  | Winter Evening | % of Load | 0 | 2030 | 65535
| High | Behavioral DR | C&I Curtailment-Turnkey-Standard Lighting Control | Medium Industrial |  | Winter Evening | % of Load | 1 | 2030 | 65535
| High | Behavioral DR | C&I Curtailment-Turnkey-Standard Lighting Control | Medium Industrial |  | Winter Evening | % of Load | 0 | 2030 | 65535
| High | Behavioral DR | C&I Curtailment-Turnkey-Advanced Lighting Control | Medium Industrial |  | Winter Evening | % of Load | 1 | 2030 | 65535
| High | Behavioral DR | C&I Curtailment-Turnkey-Advanced Lighting Control | Medium Industrial |  | Winter Evening | % of Load | 0 | 2030 | 65535
| High | Behavioral DR | C&I Curtailment-Turnkey-Water Heating Control | Medium Industrial |  | Winter Evening | % of Load | 1 | 2030 | 65535
| High | Behavioral DR | C&I Curtailment-Turnkey-Water Heating Control | Medium Industrial |  | Winter Evening | % of Load | 0 | 2030 | 65535
| High | Behavioral DR | C&I Curtailment-Turnkey-Other | Medium Industrial |  | Winter Evening | % of Load | 1 | 2030 | 65535
| High | Behavioral DR | C&I Curtailment-Turnkey-Other | Medium Industrial |  | Winter Evening | % of Load | 0 | 2030 | 65535
| High | Behavioral DR | Behavioral DR | Residential Charitable |  | Winter Morning | % of Load | 1 | 2030 | 65535
| High | Behavioral DR | Behavioral DR | Residential Charitable |  | Winter Morning | % of Load | 0 | 2030 | 65535
| High | Behavioral DR | Behavioral DR | Residential Charitable |  | Winter Evening | % of Load | 1 | 2030 | 65535
| High | Behavioral DR | Behavioral DR | Residential Charitable |  | Winter Evening | % of Load | 0 | 2030 | 65535
| High | Time-of-Use Rates (TOU) | DLC-Switch-Water Heating | Small General |  | Winter Morning | % of Load | 1 | 2030 | 65535
| High | Time-of-Use Rates (TOU) | DLC-Switch-Water Heating | Small General |  | Winter Morning | % of Load | 0 | 2030 | 65535
| High | Time-of-Use Rates (TOU) | DLC-BYOD-Water Heating | Small General |  | Winter Morning | % of Load | 1 | 2030 | 65535
| High | Time-of-Use Rates (TOU) | DLC-BYOD-Water Heating | Small General |  | Winter Morning | % of Load | 0 | 2030 | 65535
| High | Time-of-Use Rates (TOU) | DLC-Thermostat-DI-Central Heat Pump | Small General |  | Winter Morning | % of Load | 1 | 2030 | 65535
| High | Time-of-Use Rates (TOU) | DLC-Thermostat-DI-Central Heat Pump | Small General |  | Winter Morning | % of Load | 0 | 2030 | 65535
| High | Time-of-Use Rates (TOU) | DLC-Thermostat-BYOT-Central Heat Pump | Small General |  | Winter Morning | % of Load | 1 | 2030 | 65535
| High | Time-of-Use Rates (TOU) | DLC-Thermostat-BYOT-Central Heat Pump | Small General |  | Winter Morning | % of Load | 0 | 2030 | 65535
| High | Time-of-Use Rates (TOU) | DLC-Thermostat-HVAC | Small General |  | Winter Morning | % of Load | 1 | 2030 | 65535
| High | Time-of-Use Rates (TOU) | DLC-Thermostat-HVAC | Small General |  | Winter Morning | % of Load | 0 | 2030 | 65535
| High | Time-of-Use Rates (TOU) | DLC-Thermostat-DI-Baseboard Heating | Small General |  | Winter Morning | % of Load | 1 | 2030 | 65535
| High | Time-of-Use Rates (TOU) | DLC-Thermostat-DI-Baseboard Heating | Small General |  | Winter Morning | % of Load | 0 | 2030 | 65535
| High | Time-of-Use Rates (TOU) | DLC-Thermostat-BYOT-Baseboard Heating | Small General |  | Winter Morning | % of Load | 1 | 2030 | 65535
| High | Time-of-Use Rates (TOU) | DLC-Thermostat-BYOT-Baseboard Heating | Small General |  | Winter Morning | % of Load | 0 | 2030 | 65535
| High | Time-of-Use Rates (TOU) | DLC-Thermostat-DI-MSHP | Small General |  | Winter Morning | % of Load | 1 | 2030 | 65535
| High | Time-of-Use Rates (TOU) | DLC-Thermostat-DI-MSHP | Small General |  | Winter Morning | % of Load | 0 | 2030 | 65535
| High | Time-of-Use Rates (TOU) | DLC-Thermostat-BYOT-MSHP | Small General |  | Winter Morning | % of Load | 1 | 2030 | 65535
| High | Time-of-Use Rates (TOU) | DLC-Thermostat-BYOT-MSHP | Small General |  | Winter Morning | % of Load | 0 | 2030 | 65535
| High | Time-of-Use Rates (TOU) | C&I Curtailment-Turnkey-Manual HVAC Control | Small General |  | Winter Morning | % of Load | 1 | 2030 | 65535
| High | Time-of-Use Rates (TOU) | C&I Curtailment-Turnkey-Manual HVAC Control | Small General |  | Winter Morning | % of Load | 0 | 2030 | 65535
| High | Time-of-Use Rates (TOU) | C&I Curtailment-Turnkey-Auto-DR HVAC Control | Small General |  | Winter Morning | % of Load | 1 | 2030 | 65535
| High | Time-of-Use Rates (TOU) | C&I Curtailment-Turnkey-Auto-DR HVAC Control | Small General |  | Winter Morning | % of Load | 0 | 2030 | 65535
| High | Time-of-Use Rates (TOU) | C&I Curtailment-Turnkey-Standard Lighting Control | Small General |  | Winter Morning | % of Load | 1 | 2030 | 65535
| High | Time-of-Use Rates (TOU) | C&I Curtailment-Turnkey-Standard Lighting Control | Small General |  | Winter Morning | % of Load | 0 | 2030 | 65535
| High | Time-of-Use Rates (TOU) | C&I Curtailment-Turnkey-Advanced Lighting Control | Small General |  | Winter Morning | % of Load | 1 | 2030 | 65535
| High | Time-of-Use Rates (TOU) | C&I Curtailment-Turnkey-Advanced Lighting Control | Small General |  | Winter Morning | % of Load | 0 | 2030 | 65535
| High | Time-of-Use Rates (TOU) | C&I Curtailment-Turnkey-Water Heating Control | Small General |  | Winter Morning | % of Load | 1 | 2030 | 65535
| High | Time-of-Use Rates (TOU) | C&I Curtailment-Turnkey-Water Heating Control | Small General |  | Winter Morning | % of Load | 0 | 2030 | 65535
| High | Time-of-Use Rates (TOU) | C&I Curtailment-Turnkey-Other | Small General |  | Winter Morning | % of Load | 1 | 2030 | 65535
| High | Time-of-Use Rates (TOU) | C&I Curtailment-Turnkey-Other | Small General |  | Winter Morning | % of Load | 0 | 2030 | 65535
| High | Time-of-Use Rates (TOU) | Dynamic Pricing with enabling tech. | Small General |  | Winter Morning | % of Load | 1 | 2030 | 65535
| High | Time-of-Use Rates (TOU) | Dynamic Pricing with enabling tech. | Small General |  | Winter Morning | % of Load | 0 | 2030 | 65535
| High | Time-of-Use Rates (TOU) | Time-of-Use Rates (TOU) | Small General |  | Winter Morning | % of Load | 1 | 2030 | 65535
| High | Time-of-Use Rates (TOU) | Time-of-Use Rates (TOU) | Small General |  | Winter Morning | % of Load | 0 | 2030 | 65535
| High | Time-of-Use Rates (TOU) | DLC-Switch-Water Heating | Small General |  | Winter Evening | % of Load | 1 | 2030 | 65535
| High | Time-of-Use Rates (TOU) | DLC-Switch-Water Heating | Small General |  | Winter Evening | % of Load | 0 | 2030 | 65535
| High | Time-of-Use Rates (TOU) | DLC-BYOD-Water Heating | Small General |  | Winter Evening | % of Load | 1 | 2030 | 65535
| High | Time-of-Use Rates (TOU) | DLC-BYOD-Water Heating | Small General |  | Winter Evening | % of Load | 0 | 2030 | 65535
| High | Time-of-Use Rates (TOU) | DLC-Thermostat-DI-Central Heat Pump | Small General |  | Winter Evening | % of Load | 1 | 2030 | 65535
| High | Time-of-Use Rates (TOU) | DLC-Thermostat-DI-Central Heat Pump | Small General |  | Winter Evening | % of Load | 0 | 2030 | 65535
| High | Time-of-Use Rates (TOU) | DLC-Thermostat-BYOT-Central Heat Pump | Small General |  | Winter Evening | % of Load | 1 | 2030 | 65535
| High | Time-of-Use Rates (TOU) | DLC-Thermostat-BYOT-Central Heat Pump | Small General |  | Winter Evening | % of Load | 0 | 2030 | 65535
| High | Time-of-Use Rates (TOU) | DLC-Thermostat-HVAC | Small General |  | Winter Evening | % of Load | 1 | 2030 | 65535
| High | Time-of-Use Rates (TOU) | DLC-Thermostat-HVAC | Small General |  | Winter Evening | % of Load | 0 | 2030 | 65535
| High | Time-of-Use Rates (TOU) | DLC-Thermostat-DI-Baseboard Heating | Small General |  | Winter Evening | % of Load | 1 | 2030 | 65535
| High | Time-of-Use Rates (TOU) | DLC-Thermostat-DI-Baseboard Heating | Small General |  | Winter Evening | % of Load | 0 | 2030 | 65535
| High | Time-of-Use Rates (TOU) | DLC-Thermostat-BYOT-Baseboard Heating | Small General |  | Winter Evening | % of Load | 1 | 2030 | 65535
| High | Time-of-Use Rates (TOU) | DLC-Thermostat-BYOT-Baseboard Heating | Small General |  | Winter Evening | % of Load | 0 | 2030 | 65535
| High | Time-of-Use Rates (TOU) | DLC-Thermostat-DI-MSHP | Small General |  | Winter Evening | % of Load | 1 | 2030 | 65535
| High | Time-of-Use Rates (TOU) | DLC-Thermostat-DI-MSHP | Small General |  | Winter Evening | % of Load | 0 | 2030 | 65535
| High | Time-of-Use Rates (TOU) | DLC-Thermostat-BYOT-MSHP | Small General |  | Winter Evening | % of Load | 1 | 2030 | 65535
| High | Time-of-Use Rates (TOU) | DLC-Thermostat-BYOT-MSHP | Small General |  | Winter Evening | % of Load | 0 | 2030 | 65535
| High | Time-of-Use Rates (TOU) | C&I Curtailment-Turnkey-Manual HVAC Control | Small General |  | Winter Evening | % of Load | 1 | 2030 | 65535
| High | Time-of-Use Rates (TOU) | C&I Curtailment-Turnkey-Manual HVAC Control | Small General |  | Winter Evening | % of Load | 0 | 2030 | 65535
| High | Time-of-Use Rates (TOU) | C&I Curtailment-Turnkey-Auto-DR HVAC Control | Small General |  | Winter Evening | % of Load | 1 | 2030 | 65535
| High | Time-of-Use Rates (TOU) | C&I Curtailment-Turnkey-Auto-DR HVAC Control | Small General |  | Winter Evening | % of Load | 0 | 2030 | 65535
| High | Time-of-Use Rates (TOU) | C&I Curtailment-Turnkey-Standard Lighting Control | Small General |  | Winter Evening | % of Load | 1 | 2030 | 65535
| High | Time-of-Use Rates (TOU) | C&I Curtailment-Turnkey-Standard Lighting Control | Small General |  | Winter Evening | % of Load | 0 | 2030 | 65535
| High | Time-of-Use Rates (TOU) | C&I Curtailment-Turnkey-Advanced Lighting Control | Small General |  | Winter Evening | % of Load | 1 | 2030 | 65535
| High | Time-of-Use Rates (TOU) | C&I Curtailment-Turnkey-Advanced Lighting Control | Small General |  | Winter Evening | % of Load | 0 | 2030 | 65535
| High | Time-of-Use Rates (TOU) | C&I Curtailment-Turnkey-Water Heating Control | Small General |  | Winter Evening | % of Load | 1 | 2030 | 65535
| High | Time-of-Use Rates (TOU) | C&I Curtailment-Turnkey-Water Heating Control | Small General |  | Winter Evening | % of Load | 0 | 2030 | 65535
| High | Time-of-Use Rates (TOU) | C&I Curtailment-Turnkey-Other | Small General |  | Winter Evening | % of Load | 1 | 2030 | 65535
| High | Time-of-Use Rates (TOU) | C&I Curtailment-Turnkey-Other | Small General |  | Winter Evening | % of Load | 0 | 2030 | 65535
| High | Time-of-Use Rates (TOU) | Dynamic Pricing with enabling tech. | Small General |  | Winter Evening | % of Load | 1 | 2030 | 65535
| High | Time-of-Use Rates (TOU) | Dynamic Pricing with enabling tech. | Small General |  | Winter Evening | % of Load | 0 | 2030 | 65535
| High | Time-of-Use Rates (TOU) | Time-of-Use Rates (TOU) | Small General |  | Winter Evening | % of Load | 1 | 2030 | 65535
| High | Time-of-Use Rates (TOU) | Time-of-Use Rates (TOU) | Small General |  | Winter Evening | % of Load | 0 | 2030 | 65535
| High | Time-of-Use Rates (TOU) | DLC-Switch-Water Heating | General |  | Winter Morning | % of Load | 1 | 2030 | 65535
| High | Time-of-Use Rates (TOU) | DLC-Switch-Water Heating | General |  | Winter Morning | % of Load | 0 | 2030 | 65535
| High | Time-of-Use Rates (TOU) | DLC-BYOD-Water Heating | General |  | Winter Morning | % of Load | 1 | 2030 | 65535
| High | Time-of-Use Rates (TOU) | DLC-BYOD-Water Heating | General |  | Winter Morning | % of Load | 0 | 2030 | 65535
| High | Time-of-Use Rates (TOU) | DLC-Thermostat-DI-Central Heat Pump | General |  | Winter Morning | % of Load | 1 | 2030 | 65535
| High | Time-of-Use Rates (TOU) | DLC-Thermostat-DI-Central Heat Pump | General |  | Winter Morning | % of Load | 0 | 2030 | 65535
| High | Time-of-Use Rates (TOU) | DLC-Thermostat-BYOT-Central Heat Pump | General |  | Winter Morning | % of Load | 1 | 2030 | 65535
| High | Time-of-Use Rates (TOU) | DLC-Thermostat-BYOT-Central Heat Pump | General |  | Winter Morning | % of Load | 0 | 2030 | 65535
| High | Time-of-Use Rates (TOU) | DLC-Thermostat-HVAC | General |  | Winter Morning | % of Load | 1 | 2030 | 65535
| High | Time-of-Use Rates (TOU) | DLC-Thermostat-HVAC | General |  | Winter Morning | % of Load | 0 | 2030 | 65535
| High | Time-of-Use Rates (TOU) | DLC-Thermostat-DI-Baseboard Heating | General |  | Winter Morning | % of Load | 1 | 2030 | 65535
| High | Time-of-Use Rates (TOU) | DLC-Thermostat-DI-Baseboard Heating | General |  | Winter Morning | % of Load | 0 | 2030 | 65535
| High | Time-of-Use Rates (TOU) | DLC-Thermostat-BYOT-Baseboard Heating | General |  | Winter Morning | % of Load | 1 | 2030 | 65535
| High | Time-of-Use Rates (TOU) | DLC-Thermostat-BYOT-Baseboard Heating | General |  | Winter Morning | % of Load | 0 | 2030 | 65535
| High | Time-of-Use Rates (TOU) | DLC-Thermostat-DI-MSHP | General |  | Winter Morning | % of Load | 1 | 2030 | 65535
| High | Time-of-Use Rates (TOU) | DLC-Thermostat-DI-MSHP | General |  | Winter Morning | % of Load | 0 | 2030 | 65535
| High | Time-of-Use Rates (TOU) | DLC-Thermostat-BYOT-MSHP | General |  | Winter Morning | % of Load | 1 | 2030 | 65535
| High | Time-of-Use Rates (TOU) | DLC-Thermostat-BYOT-MSHP | General |  | Winter Morning | % of Load | 0 | 2030 | 65535
| High | Time-of-Use Rates (TOU) | C&I Curtailment-Turnkey-Manual HVAC Control | General |  | Winter Morning | % of Load | 1 | 2030 | 65535
| High | Time-of-Use Rates (TOU) | C&I Curtailment-Turnkey-Manual HVAC Control | General |  | Winter Morning | % of Load | 0 | 2030 | 65535
| High | Time-of-Use Rates (TOU) | C&I Curtailment-Turnkey-Auto-DR HVAC Control | General |  | Winter Morning | % of Load | 1 | 2030 | 65535
| High | Time-of-Use Rates (TOU) | C&I Curtailment-Turnkey-Auto-DR HVAC Control | General |  | Winter Morning | % of Load | 0 | 2030 | 65535
| High | Time-of-Use Rates (TOU) | C&I Curtailment-Turnkey-Standard Lighting Control | General |  | Winter Morning | % of Load | 1 | 2030 | 65535
| High | Time-of-Use Rates (TOU) | C&I Curtailment-Turnkey-Standard Lighting Control | General |  | Winter Morning | % of Load | 0 | 2030 | 65535
| High | Time-of-Use Rates (TOU) | C&I Curtailment-Turnkey-Advanced Lighting Control | General |  | Winter Morning | % of Load | 1 | 2030 | 65535
| High | Time-of-Use Rates (TOU) | C&I Curtailment-Turnkey-Advanced Lighting Control | General |  | Winter Morning | % of Load | 0 | 2030 | 65535
| High | Time-of-Use Rates (TOU) | C&I Curtailment-Turnkey-Water Heating Control | General |  | Winter Morning | % of Load | 1 | 2030 | 65535
| High | Time-of-Use Rates (TOU) | C&I Curtailment-Turnkey-Water Heating Control | General |  | Winter Morning | % of Load | 0 | 2030 | 65535
| High | Time-of-Use Rates (TOU) | C&I Curtailment-Turnkey-Other | General |  | Winter Morning | % of Load | 1 | 2030 | 65535
| High | Time-of-Use Rates (TOU) | C&I Curtailment-Turnkey-Other | General |  | Winter Morning | % of Load | 0 | 2030 | 65535
| High | Time-of-Use Rates (TOU) | Time-of-Use Rates (TOU) | General |  | Winter Morning | % of Load | 1 | 2030 | 65535
| High | Time-of-Use Rates (TOU) | Time-of-Use Rates (TOU) | General |  | Winter Morning | % of Load | 0 | 2030 | 65535
| High | Time-of-Use Rates (TOU) | DLC-Switch-Water Heating | General |  | Winter Evening | % of Load | 1 | 2030 | 65535
| High | Time-of-Use Rates (TOU) | DLC-Switch-Water Heating | General |  | Winter Evening | % of Load | 0 | 2030 | 65535
| High | Time-of-Use Rates (TOU) | DLC-BYOD-Water Heating | General |  | Winter Evening | % of Load | 1 | 2030 | 65535
| High | Time-of-Use Rates (TOU) | DLC-BYOD-Water Heating | General |  | Winter Evening | % of Load | 0 | 2030 | 65535
| High | Time-of-Use Rates (TOU) | DLC-Thermostat-DI-Central Heat Pump | General |  | Winter Evening | % of Load | 1 | 2030 | 65535
| High | Time-of-Use Rates (TOU) | DLC-Thermostat-DI-Central Heat Pump | General |  | Winter Evening | % of Load | 0 | 2030 | 65535
| High | Time-of-Use Rates (TOU) | DLC-Thermostat-BYOT-Central Heat Pump | General |  | Winter Evening | % of Load | 1 | 2030 | 65535
| High | Time-of-Use Rates (TOU) | DLC-Thermostat-BYOT-Central Heat Pump | General |  | Winter Evening | % of Load | 0 | 2030 | 65535
| High | Time-of-Use Rates (TOU) | DLC-Thermostat-HVAC | General |  | Winter Evening | % of Load | 1 | 2030 | 65535
| High | Time-of-Use Rates (TOU) | DLC-Thermostat-HVAC | General |  | Winter Evening | % of Load | 0 | 2030 | 65535
| High | Time-of-Use Rates (TOU) | DLC-Thermostat-DI-Baseboard Heating | General |  | Winter Evening | % of Load | 1 | 2030 | 65535
| High | Time-of-Use Rates (TOU) | DLC-Thermostat-DI-Baseboard Heating | General |  | Winter Evening | % of Load | 0 | 2030 | 65535
| High | Time-of-Use Rates (TOU) | DLC-Thermostat-BYOT-Baseboard Heating | General |  | Winter Evening | % of Load | 1 | 2030 | 65535
| High | Time-of-Use Rates (TOU) | DLC-Thermostat-BYOT-Baseboard Heating | General |  | Winter Evening | % of Load | 0 | 2030 | 65535
| High | Time-of-Use Rates (TOU) | DLC-Thermostat-DI-MSHP | General |  | Winter Evening | % of Load | 1 | 2030 | 65535
| High | Time-of-Use Rates (TOU) | DLC-Thermostat-DI-MSHP | General |  | Winter Evening | % of Load | 0 | 2030 | 65535
| High | Time-of-Use Rates (TOU) | DLC-Thermostat-BYOT-MSHP | General |  | Winter Evening | % of Load | 1 | 2030 | 65535
| High | Time-of-Use Rates (TOU) | DLC-Thermostat-BYOT-MSHP | General |  | Winter Evening | % of Load | 0 | 2030 | 65535
| High | Time-of-Use Rates (TOU) | C&I Curtailment-Turnkey-Manual HVAC Control | General |  | Winter Evening | % of Load | 1 | 2030 | 65535
| High | Time-of-Use Rates (TOU) | C&I Curtailment-Turnkey-Manual HVAC Control | General |  | Winter Evening | % of Load | 0 | 2030 | 65535
| High | Time-of-Use Rates (TOU) | C&I Curtailment-Turnkey-Auto-DR HVAC Control | General |  | Winter Evening | % of Load | 1 | 2030 | 65535
| High | Time-of-Use Rates (TOU) | C&I Curtailment-Turnkey-Auto-DR HVAC Control | General |  | Winter Evening | % of Load | 0 | 2030 | 65535
| High | Time-of-Use Rates (TOU) | C&I Curtailment-Turnkey-Standard Lighting Control | General |  | Winter Evening | % of Load | 1 | 2030 | 65535
| High | Time-of-Use Rates (TOU) | C&I Curtailment-Turnkey-Standard Lighting Control | General |  | Winter Evening | % of Load | 0 | 2030 | 65535
| High | Time-of-Use Rates (TOU) | C&I Curtailment-Turnkey-Advanced Lighting Control | General |  | Winter Evening | % of Load | 1 | 2030 | 65535
| High | Time-of-Use Rates (TOU) | C&I Curtailment-Turnkey-Advanced Lighting Control | General |  | Winter Evening | % of Load | 0 | 2030 | 65535
| High | Time-of-Use Rates (TOU) | C&I Curtailment-Turnkey-Water Heating Control | General |  | Winter Evening | % of Load | 1 | 2030 | 65535
| High | Time-of-Use Rates (TOU) | C&I Curtailment-Turnkey-Water Heating Control | General |  | Winter Evening | % of Load | 0 | 2030 | 65535
| High | Time-of-Use Rates (TOU) | C&I Curtailment-Turnkey-Other | General |  | Winter Evening | % of Load | 1 | 2030 | 65535
| High | Time-of-Use Rates (TOU) | C&I Curtailment-Turnkey-Other | General |  | Winter Evening | % of Load | 0 | 2030 | 65535
| High | Time-of-Use Rates (TOU) | Time-of-Use Rates (TOU) | General |  | Winter Evening | % of Load | 1 | 2030 | 65535
| High | Time-of-Use Rates (TOU) | Time-of-Use Rates (TOU) | General |  | Winter Evening | % of Load | 0 | 2030 | 65535
| High | Time-of-Use Rates (TOU) | DLC-Switch-Water Heating | Small Industrial |  | Winter Morning | % of Load | 1 | 2030 | 65535
| High | Time-of-Use Rates (TOU) | DLC-Switch-Water Heating | Small Industrial |  | Winter Morning | % of Load | 0 | 2030 | 65535
| High | Time-of-Use Rates (TOU) | DLC-BYOD-Water Heating | Small Industrial |  | Winter Morning | % of Load | 1 | 2030 | 65535
| High | Time-of-Use Rates (TOU) | DLC-BYOD-Water Heating | Small Industrial |  | Winter Morning | % of Load | 0 | 2030 | 65535
| High | Time-of-Use Rates (TOU) | DLC-Thermostat-DI-Central Heat Pump | Small Industrial |  | Winter Morning | % of Load | 1 | 2030 | 65535
| High | Time-of-Use Rates (TOU) | DLC-Thermostat-DI-Central Heat Pump | Small Industrial |  | Winter Morning | % of Load | 0 | 2030 | 65535
| High | Time-of-Use Rates (TOU) | DLC-Thermostat-BYOT-Central Heat Pump | Small Industrial |  | Winter Morning | % of Load | 1 | 2030 | 65535
| High | Time-of-Use Rates (TOU) | DLC-Thermostat-BYOT-Central Heat Pump | Small Industrial |  | Winter Morning | % of Load | 0 | 2030 | 65535
| High | Time-of-Use Rates (TOU) | DLC-Thermostat-HVAC | Small Industrial |  | Winter Morning | % of Load | 1 | 2030 | 65535
| High | Time-of-Use Rates (TOU) | DLC-Thermostat-HVAC | Small Industrial |  | Winter Morning | % of Load | 0 | 2030 | 65535
| High | Time-of-Use Rates (TOU) | DLC-Thermostat-DI-Baseboard Heating | Small Industrial |  | Winter Morning | % of Load | 1 | 2030 | 65535
| High | Time-of-Use Rates (TOU) | DLC-Thermostat-DI-Baseboard Heating | Small Industrial |  | Winter Morning | % of Load | 0 | 2030 | 65535
| High | Time-of-Use Rates (TOU) | DLC-Thermostat-BYOT-Baseboard Heating | Small Industrial |  | Winter Morning | % of Load | 1 | 2030 | 65535
| High | Time-of-Use Rates (TOU) | DLC-Thermostat-BYOT-Baseboard Heating | Small Industrial |  | Winter Morning | % of Load | 0 | 2030 | 65535
| High | Time-of-Use Rates (TOU) | DLC-Thermostat-DI-MSHP | Small Industrial |  | Winter Morning | % of Load | 1 | 2030 | 65535
| High | Time-of-Use Rates (TOU) | DLC-Thermostat-DI-MSHP | Small Industrial |  | Winter Morning | % of Load | 0 | 2030 | 65535
| High | Time-of-Use Rates (TOU) | DLC-Thermostat-BYOT-MSHP | Small Industrial |  | Winter Morning | % of Load | 1 | 2030 | 65535
| High | Time-of-Use Rates (TOU) | DLC-Thermostat-BYOT-MSHP | Small Industrial |  | Winter Morning | % of Load | 0 | 2030 | 65535
| High | Time-of-Use Rates (TOU) | C&I Curtailment-Turnkey-Manual HVAC Control | Small Industrial |  | Winter Morning | % of Load | 1 | 2030 | 65535
| High | Time-of-Use Rates (TOU) | C&I Curtailment-Turnkey-Manual HVAC Control | Small Industrial |  | Winter Morning | % of Load | 0 | 2030 | 65535
| High | Time-of-Use Rates (TOU) | C&I Curtailment-Turnkey-Auto-DR HVAC Control | Small Industrial |  | Winter Morning | % of Load | 1 | 2030 | 65535
| High | Time-of-Use Rates (TOU) | C&I Curtailment-Turnkey-Auto-DR HVAC Control | Small Industrial |  | Winter Morning | % of Load | 0 | 2030 | 65535
| High | Time-of-Use Rates (TOU) | C&I Curtailment-Turnkey-Standard Lighting Control | Small Industrial |  | Winter Morning | % of Load | 1 | 2030 | 65535
| High | Time-of-Use Rates (TOU) | C&I Curtailment-Turnkey-Standard Lighting Control | Small Industrial |  | Winter Morning | % of Load | 0 | 2030 | 65535
| High | Time-of-Use Rates (TOU) | C&I Curtailment-Turnkey-Advanced Lighting Control | Small Industrial |  | Winter Morning | % of Load | 1 | 2030 | 65535
| High | Time-of-Use Rates (TOU) | C&I Curtailment-Turnkey-Advanced Lighting Control | Small Industrial |  | Winter Morning | % of Load | 0 | 2030 | 65535
| High | Time-of-Use Rates (TOU) | C&I Curtailment-Turnkey-Water Heating Control | Small Industrial |  | Winter Morning | % of Load | 1 | 2030 | 65535
| High | Time-of-Use Rates (TOU) | C&I Curtailment-Turnkey-Water Heating Control | Small Industrial |  | Winter Morning | % of Load | 0 | 2030 | 65535
| High | Time-of-Use Rates (TOU) | C&I Curtailment-Turnkey-Other | Small Industrial |  | Winter Morning | % of Load | 1 | 2030 | 65535
| High | Time-of-Use Rates (TOU) | C&I Curtailment-Turnkey-Other | Small Industrial |  | Winter Morning | % of Load | 0 | 2030 | 65535
| High | Time-of-Use Rates (TOU) | C&I Curtailment-Turnkey-Industrial | Small Industrial |  | Winter Morning | % of Load | 1 | 2030 | 65535
| High | Time-of-Use Rates (TOU) | C&I Curtailment-Turnkey-Industrial | Small Industrial |  | Winter Morning | % of Load | 0 | 2030 | 65535
| High | Time-of-Use Rates (TOU) | Time-of-Use Rates (TOU) | Small Industrial |  | Winter Morning | % of Load | 1 | 2030 | 65535
| High | Time-of-Use Rates (TOU) | Time-of-Use Rates (TOU) | Small Industrial |  | Winter Morning | % of Load | 0 | 2030 | 65535
| High | Time-of-Use Rates (TOU) | DLC-Switch-Water Heating | Small Industrial |  | Winter Evening | % of Load | 1 | 2030 | 65535
| High | Time-of-Use Rates (TOU) | DLC-Switch-Water Heating | Small Industrial |  | Winter Evening | % of Load | 0 | 2030 | 65535
| High | Time-of-Use Rates (TOU) | DLC-BYOD-Water Heating | Small Industrial |  | Winter Evening | % of Load | 1 | 2030 | 65535
| High | Time-of-Use Rates (TOU) | DLC-BYOD-Water Heating | Small Industrial |  | Winter Evening | % of Load | 0 | 2030 | 65535
| High | Time-of-Use Rates (TOU) | DLC-Thermostat-DI-Central Heat Pump | Small Industrial |  | Winter Evening | % of Load | 1 | 2030 | 65535
| High | Time-of-Use Rates (TOU) | DLC-Thermostat-DI-Central Heat Pump | Small Industrial |  | Winter Evening | % of Load | 0 | 2030 | 65535
| High | Time-of-Use Rates (TOU) | DLC-Thermostat-BYOT-Central Heat Pump | Small Industrial |  | Winter Evening | % of Load | 1 | 2030 | 65535
| High | Time-of-Use Rates (TOU) | DLC-Thermostat-BYOT-Central Heat Pump | Small Industrial |  | Winter Evening | % of Load | 0 | 2030 | 65535
| High | Time-of-Use Rates (TOU) | DLC-Thermostat-HVAC | Small Industrial |  | Winter Evening | % of Load | 1 | 2030 | 65535
| High | Time-of-Use Rates (TOU) | DLC-Thermostat-HVAC | Small Industrial |  | Winter Evening | % of Load | 0 | 2030 | 65535
| High | Time-of-Use Rates (TOU) | DLC-Thermostat-DI-Baseboard Heating | Small Industrial |  | Winter Evening | % of Load | 1 | 2030 | 65535
| High | Time-of-Use Rates (TOU) | DLC-Thermostat-DI-Baseboard Heating | Small Industrial |  | Winter Evening | % of Load | 0 | 2030 | 65535
| High | Time-of-Use Rates (TOU) | DLC-Thermostat-BYOT-Baseboard Heating | Small Industrial |  | Winter Evening | % of Load | 1 | 2030 | 65535
| High | Time-of-Use Rates (TOU) | DLC-Thermostat-BYOT-Baseboard Heating | Small Industrial |  | Winter Evening | % of Load | 0 | 2030 | 65535
| High | Time-of-Use Rates (TOU) | DLC-Thermostat-DI-MSHP | Small Industrial |  | Winter Evening | % of Load | 1 | 2030 | 65535
| High | Time-of-Use Rates (TOU) | DLC-Thermostat-DI-MSHP | Small Industrial |  | Winter Evening | % of Load | 0 | 2030 | 65535
| High | Time-of-Use Rates (TOU) | DLC-Thermostat-BYOT-MSHP | Small Industrial |  | Winter Evening | % of Load | 1 | 2030 | 65535
| High | Time-of-Use Rates (TOU) | DLC-Thermostat-BYOT-MSHP | Small Industrial |  | Winter Evening | % of Load | 0 | 2030 | 65535
| High | Time-of-Use Rates (TOU) | C&I Curtailment-Turnkey-Manual HVAC Control | Small Industrial |  | Winter Evening | % of Load | 1 | 2030 | 65535
| High | Time-of-Use Rates (TOU) | C&I Curtailment-Turnkey-Manual HVAC Control | Small Industrial |  | Winter Evening | % of Load | 0 | 2030 | 65535
| High | Time-of-Use Rates (TOU) | C&I Curtailment-Turnkey-Auto-DR HVAC Control | Small Industrial |  | Winter Evening | % of Load | 1 | 2030 | 65535
| High | Time-of-Use Rates (TOU) | C&I Curtailment-Turnkey-Auto-DR HVAC Control | Small Industrial |  | Winter Evening | % of Load | 0 | 2030 | 65535
| High | Time-of-Use Rates (TOU) | C&I Curtailment-Turnkey-Standard Lighting Control | Small Industrial |  | Winter Evening | % of Load | 1 | 2030 | 65535
| High | Time-of-Use Rates (TOU) | C&I Curtailment-Turnkey-Standard Lighting Control | Small Industrial |  | Winter Evening | % of Load | 0 | 2030 | 65535
| High | Time-of-Use Rates (TOU) | C&I Curtailment-Turnkey-Advanced Lighting Control | Small Industrial |  | Winter Evening | % of Load | 1 | 2030 | 65535
| High | Time-of-Use Rates (TOU) | C&I Curtailment-Turnkey-Advanced Lighting Control | Small Industrial |  | Winter Evening | % of Load | 0 | 2030 | 65535
| High | Time-of-Use Rates (TOU) | C&I Curtailment-Turnkey-Water Heating Control | Small Industrial |  | Winter Evening | % of Load | 1 | 2030 | 65535
| High | Time-of-Use Rates (TOU) | C&I Curtailment-Turnkey-Water Heating Control | Small Industrial |  | Winter Evening | % of Load | 0 | 2030 | 65535
| High | Time-of-Use Rates (TOU) | C&I Curtailment-Turnkey-Other | Small Industrial |  | Winter Evening | % of Load | 1 | 2030 | 65535
| High | Time-of-Use Rates (TOU) | C&I Curtailment-Turnkey-Other | Small Industrial |  | Winter Evening | % of Load | 0 | 2030 | 65535
| High | Time-of-Use Rates (TOU) | C&I Curtailment-Turnkey-Industrial | Small Industrial |  | Winter Evening | % of Load | 1 | 2030 | 65535
| High | Time-of-Use Rates (TOU) | C&I Curtailment-Turnkey-Industrial | Small Industrial |  | Winter Evening | % of Load | 0 | 2030 | 65535
| High | Time-of-Use Rates (TOU) | Time-of-Use Rates (TOU) | Small Industrial |  | Winter Evening | % of Load | 1 | 2030 | 65535
| High | Time-of-Use Rates (TOU) | Time-of-Use Rates (TOU) | Small Industrial |  | Winter Evening | % of Load | 0 | 2030 | 65535
| High | Time-of-Use Rates (TOU) | DLC-Switch-Water Heating | Medium Industrial |  | Winter Morning | % of Load | 1 | 2030 | 65535
| High | Time-of-Use Rates (TOU) | DLC-Switch-Water Heating | Medium Industrial |  | Winter Morning | % of Load | 0 | 2030 | 65535
| High | Time-of-Use Rates (TOU) | DLC-BYOD-Water Heating | Medium Industrial |  | Winter Morning | % of Load | 1 | 2030 | 65535
| High | Time-of-Use Rates (TOU) | DLC-BYOD-Water Heating | Medium Industrial |  | Winter Morning | % of Load | 0 | 2030 | 65535
| High | Time-of-Use Rates (TOU) | DLC-Thermostat-DI-Central Heat Pump | Medium Industrial |  | Winter Morning | % of Load | 1 | 2030 | 65535
| High | Time-of-Use Rates (TOU) | DLC-Thermostat-DI-Central Heat Pump | Medium Industrial |  | Winter Morning | % of Load | 0 | 2030 | 65535
| High | Time-of-Use Rates (TOU) | DLC-Thermostat-BYOT-Central Heat Pump | Medium Industrial |  | Winter Morning | % of Load | 1 | 2030 | 65535
| High | Time-of-Use Rates (TOU) | DLC-Thermostat-BYOT-Central Heat Pump | Medium Industrial |  | Winter Morning | % of Load | 0 | 2030 | 65535
| High | Time-of-Use Rates (TOU) | DLC-Thermostat-HVAC | Medium Industrial |  | Winter Morning | % of Load | 1 | 2030 | 65535
| High | Time-of-Use Rates (TOU) | DLC-Thermostat-HVAC | Medium Industrial |  | Winter Morning | % of Load | 0 | 2030 | 65535
| High | Time-of-Use Rates (TOU) | DLC-Thermostat-DI-Baseboard Heating | Medium Industrial |  | Winter Morning | % of Load | 1 | 2030 | 65535
| High | Time-of-Use Rates (TOU) | DLC-Thermostat-DI-Baseboard Heating | Medium Industrial |  | Winter Morning | % of Load | 0 | 2030 | 65535
| High | Time-of-Use Rates (TOU) | DLC-Thermostat-BYOT-Baseboard Heating | Medium Industrial |  | Winter Morning | % of Load | 1 | 2030 | 65535
| High | Time-of-Use Rates (TOU) | DLC-Thermostat-BYOT-Baseboard Heating | Medium Industrial |  | Winter Morning | % of Load | 0 | 2030 | 65535
| High | Time-of-Use Rates (TOU) | DLC-Thermostat-DI-MSHP | Medium Industrial |  | Winter Morning | % of Load | 1 | 2030 | 65535
| High | Time-of-Use Rates (TOU) | DLC-Thermostat-DI-MSHP | Medium Industrial |  | Winter Morning | % of Load | 0 | 2030 | 65535
| High | Time-of-Use Rates (TOU) | DLC-Thermostat-BYOT-MSHP | Medium Industrial |  | Winter Morning | % of Load | 1 | 2030 | 65535
| High | Time-of-Use Rates (TOU) | DLC-Thermostat-BYOT-MSHP | Medium Industrial |  | Winter Morning | % of Load | 0 | 2030 | 65535
| High | Time-of-Use Rates (TOU) | C&I Curtailment-Turnkey-Manual HVAC Control | Medium Industrial |  | Winter Morning | % of Load | 1 | 2030 | 65535
| High | Time-of-Use Rates (TOU) | C&I Curtailment-Turnkey-Manual HVAC Control | Medium Industrial |  | Winter Morning | % of Load | 0 | 2030 | 65535
| High | Time-of-Use Rates (TOU) | C&I Curtailment-Turnkey-Auto-DR HVAC Control | Medium Industrial |  | Winter Morning | % of Load | 1 | 2030 | 65535
| High | Time-of-Use Rates (TOU) | C&I Curtailment-Turnkey-Auto-DR HVAC Control | Medium Industrial |  | Winter Morning | % of Load | 0 | 2030 | 65535
| High | Time-of-Use Rates (TOU) | C&I Curtailment-Turnkey-Standard Lighting Control | Medium Industrial |  | Winter Morning | % of Load | 1 | 2030 | 65535
| High | Time-of-Use Rates (TOU) | C&I Curtailment-Turnkey-Standard Lighting Control | Medium Industrial |  | Winter Morning | % of Load | 0 | 2030 | 65535
| High | Time-of-Use Rates (TOU) | C&I Curtailment-Turnkey-Advanced Lighting Control | Medium Industrial |  | Winter Morning | % of Load | 1 | 2030 | 65535
| High | Time-of-Use Rates (TOU) | C&I Curtailment-Turnkey-Advanced Lighting Control | Medium Industrial |  | Winter Morning | % of Load | 0 | 2030 | 65535
| High | Time-of-Use Rates (TOU) | C&I Curtailment-Turnkey-Water Heating Control | Medium Industrial |  | Winter Morning | % of Load | 1 | 2030 | 65535
| High | Time-of-Use Rates (TOU) | C&I Curtailment-Turnkey-Water Heating Control | Medium Industrial |  | Winter Morning | % of Load | 0 | 2030 | 65535
| High | Time-of-Use Rates (TOU) | C&I Curtailment-Turnkey-Other | Medium Industrial |  | Winter Morning | % of Load | 1 | 2030 | 65535
| High | Time-of-Use Rates (TOU) | C&I Curtailment-Turnkey-Other | Medium Industrial |  | Winter Morning | % of Load | 0 | 2030 | 65535
| High | Time-of-Use Rates (TOU) | Time-of-Use Rates (TOU) | Medium Industrial |  | Winter Morning | % of Load | 1 | 2030 | 65535
| High | Time-of-Use Rates (TOU) | Time-of-Use Rates (TOU) | Medium Industrial |  | Winter Morning | % of Load | 0 | 2030 | 65535
| High | Time-of-Use Rates (TOU) | DLC-Switch-Water Heating | Medium Industrial |  | Winter Evening | % of Load | 1 | 2030 | 65535
| High | Time-of-Use Rates (TOU) | DLC-Switch-Water Heating | Medium Industrial |  | Winter Evening | % of Load | 0 | 2030 | 65535
| High | Time-of-Use Rates (TOU) | DLC-BYOD-Water Heating | Medium Industrial |  | Winter Evening | % of Load | 1 | 2030 | 65535
| High | Time-of-Use Rates (TOU) | DLC-BYOD-Water Heating | Medium Industrial |  | Winter Evening | % of Load | 0 | 2030 | 65535
| High | Time-of-Use Rates (TOU) | DLC-Thermostat-DI-Central Heat Pump | Medium Industrial |  | Winter Evening | % of Load | 1 | 2030 | 65535
| High | Time-of-Use Rates (TOU) | DLC-Thermostat-DI-Central Heat Pump | Medium Industrial |  | Winter Evening | % of Load | 0 | 2030 | 65535
| High | Time-of-Use Rates (TOU) | DLC-Thermostat-BYOT-Central Heat Pump | Medium Industrial |  | Winter Evening | % of Load | 1 | 2030 | 65535
| High | Time-of-Use Rates (TOU) | DLC-Thermostat-BYOT-Central Heat Pump | Medium Industrial |  | Winter Evening | % of Load | 0 | 2030 | 65535
| High | Time-of-Use Rates (TOU) | DLC-Thermostat-HVAC | Medium Industrial |  | Winter Evening | % of Load | 1 | 2030 | 65535
| High | Time-of-Use Rates (TOU) | DLC-Thermostat-HVAC | Medium Industrial |  | Winter Evening | % of Load | 0 | 2030 | 65535
| High | Time-of-Use Rates (TOU) | DLC-Thermostat-DI-Baseboard Heating | Medium Industrial |  | Winter Evening | % of Load | 1 | 2030 | 65535
| High | Time-of-Use Rates (TOU) | DLC-Thermostat-DI-Baseboard Heating | Medium Industrial |  | Winter Evening | % of Load | 0 | 2030 | 65535
| High | Time-of-Use Rates (TOU) | DLC-Thermostat-BYOT-Baseboard Heating | Medium Industrial |  | Winter Evening | % of Load | 1 | 2030 | 65535
| High | Time-of-Use Rates (TOU) | DLC-Thermostat-BYOT-Baseboard Heating | Medium Industrial |  | Winter Evening | % of Load | 0 | 2030 | 65535
| High | Time-of-Use Rates (TOU) | DLC-Thermostat-DI-MSHP | Medium Industrial |  | Winter Evening | % of Load | 1 | 2030 | 65535
| High | Time-of-Use Rates (TOU) | DLC-Thermostat-DI-MSHP | Medium Industrial |  | Winter Evening | % of Load | 0 | 2030 | 65535
| High | Time-of-Use Rates (TOU) | DLC-Thermostat-BYOT-MSHP | Medium Industrial |  | Winter Evening | % of Load | 1 | 2030 | 65535
| High | Time-of-Use Rates (TOU) | DLC-Thermostat-BYOT-MSHP | Medium Industrial |  | Winter Evening | % of Load | 0 | 2030 | 65535
| High | Time-of-Use Rates (TOU) | C&I Curtailment-Turnkey-Manual HVAC Control | Medium Industrial |  | Winter Evening | % of Load | 1 | 2030 | 65535
| High | Time-of-Use Rates (TOU) | C&I Curtailment-Turnkey-Manual HVAC Control | Medium Industrial |  | Winter Evening | % of Load | 0 | 2030 | 65535
| High | Time-of-Use Rates (TOU) | C&I Curtailment-Turnkey-Auto-DR HVAC Control | Medium Industrial |  | Winter Evening | % of Load | 1 | 2030 | 65535
| High | Time-of-Use Rates (TOU) | C&I Curtailment-Turnkey-Auto-DR HVAC Control | Medium Industrial |  | Winter Evening | % of Load | 0 | 2030 | 65535
| High | Time-of-Use Rates (TOU) | C&I Curtailment-Turnkey-Standard Lighting Control | Medium Industrial |  | Winter Evening | % of Load | 1 | 2030 | 65535
| High | Time-of-Use Rates (TOU) | C&I Curtailment-Turnkey-Standard Lighting Control | Medium Industrial |  | Winter Evening | % of Load | 0 | 2030 | 65535
| High | Time-of-Use Rates (TOU) | C&I Curtailment-Turnkey-Advanced Lighting Control | Medium Industrial |  | Winter Evening | % of Load | 1 | 2030 | 65535
| High | Time-of-Use Rates (TOU) | C&I Curtailment-Turnkey-Advanced Lighting Control | Medium Industrial |  | Winter Evening | % of Load | 0 | 2030 | 65535
| High | Time-of-Use Rates (TOU) | C&I Curtailment-Turnkey-Water Heating Control | Medium Industrial |  | Winter Evening | % of Load | 1 | 2030 | 65535
| High | Time-of-Use Rates (TOU) | C&I Curtailment-Turnkey-Water Heating Control | Medium Industrial |  | Winter Evening | % of Load | 0 | 2030 | 65535
| High | Time-of-Use Rates (TOU) | C&I Curtailment-Turnkey-Other | Medium Industrial |  | Winter Evening | % of Load | 1 | 2030 | 65535
| High | Time-of-Use Rates (TOU) | C&I Curtailment-Turnkey-Other | Medium Industrial |  | Winter Evening | % of Load | 0 | 2030 | 65535
| High | Time-of-Use Rates (TOU) | Time-of-Use Rates (TOU) | Medium Industrial |  | Winter Evening | % of Load | 1 | 2030 | 65535
| High | Time-of-Use Rates (TOU) | Time-of-Use Rates (TOU) | Medium Industrial |  | Winter Evening | % of Load | 0 | 2030 | 65535
| High | Time-of-Use Rates (TOU) | Time-of-Use Rates (TOU) | Residential Charitable |  | Winter Morning | % of Load | 1 | 2030 | 65535
| High | Time-of-Use Rates (TOU) | Time-of-Use Rates (TOU) | Residential Charitable |  | Winter Morning | % of Load | 0 | 2030 | 65535
| High | Time-of-Use Rates (TOU) | Time-of-Use Rates (TOU) | Residential Charitable |  | Winter Evening | % of Load | 1 | 2030 | 65535
| High | Time-of-Use Rates (TOU) | Time-of-Use Rates (TOU) | Residential Charitable |  | Winter Evening | % of Load | 0 | 2030 | 65535
| High | DLC-Thermostat | DLC-Switch-Water Heating | Small General |  | Winter Morning | % of Load | 1 | 2031 | 65535
| High | DLC-Thermostat | DLC-Switch-Water Heating | Small General |  | Winter Morning | % of Load | 0 | 2031 | 65535
| High | DLC-Thermostat | DLC-BYOD-Water Heating | Small General |  | Winter Morning | % of Load | 1 | 2031 | 65535
| High | DLC-Thermostat | DLC-BYOD-Water Heating | Small General |  | Winter Morning | % of Load | 0 | 2031 | 65535
| High | DLC-Thermostat | DLC-Thermostat-DI-Central Heat Pump | Small General |  | Winter Morning | % of Load | 1 | 2031 | 65535
| High | DLC-Thermostat | DLC-Thermostat-DI-Central Heat Pump | Small General |  | Winter Morning | % of Load | 0 | 2031 | 65535
| High | DLC-Thermostat | DLC-Thermostat-BYOT-Central Heat Pump | Small General |  | Winter Morning | % of Load | 1 | 2031 | 65535
| High | DLC-Thermostat | DLC-Thermostat-BYOT-Central Heat Pump | Small General |  | Winter Morning | % of Load | 0 | 2031 | 65535
| High | DLC-Thermostat | DLC-Thermostat-HVAC | Small General |  | Winter Morning | % of Load | 1 | 2031 | 65535
| High | DLC-Thermostat | DLC-Thermostat-HVAC | Small General |  | Winter Morning | % of Load | 0 | 2031 | 65535
| High | DLC-Thermostat | DLC-Thermostat-DI-Baseboard Heating | Small General |  | Winter Morning | % of Load | 1 | 2031 | 65535
| High | DLC-Thermostat | DLC-Thermostat-DI-Baseboard Heating | Small General |  | Winter Morning | % of Load | 0 | 2031 | 65535
| High | DLC-Thermostat | DLC-Thermostat-BYOT-Baseboard Heating | Small General |  | Winter Morning | % of Load | 1 | 2031 | 65535
| High | DLC-Thermostat | DLC-Thermostat-BYOT-Baseboard Heating | Small General |  | Winter Morning | % of Load | 0 | 2031 | 65535
| High | DLC-Thermostat | DLC-Thermostat-DI-MSHP | Small General |  | Winter Morning | % of Load | 1 | 2031 | 65535
| High | DLC-Thermostat | DLC-Thermostat-DI-MSHP | Small General |  | Winter Morning | % of Load | 0 | 2031 | 65535
| High | DLC-Thermostat | DLC-Thermostat-BYOT-MSHP | Small General |  | Winter Morning | % of Load | 1 | 2031 | 65535
| High | DLC-Thermostat | DLC-Thermostat-BYOT-MSHP | Small General |  | Winter Morning | % of Load | 0 | 2031 | 65535
| High | DLC-Thermostat | C&I Curtailment-Turnkey-Manual HVAC Control | Small General |  | Winter Morning | % of Load | 1 | 2031 | 65535
| High | DLC-Thermostat | C&I Curtailment-Turnkey-Manual HVAC Control | Small General |  | Winter Morning | % of Load | 0 | 2031 | 65535
| High | DLC-Thermostat | C&I Curtailment-Turnkey-Auto-DR HVAC Control | Small General |  | Winter Morning | % of Load | 1 | 2031 | 65535
| High | DLC-Thermostat | C&I Curtailment-Turnkey-Auto-DR HVAC Control | Small General |  | Winter Morning | % of Load | 0 | 2031 | 65535
| High | DLC-Thermostat | C&I Curtailment-Turnkey-Standard Lighting Control | Small General |  | Winter Morning | % of Load | 1 | 2031 | 65535
| High | DLC-Thermostat | C&I Curtailment-Turnkey-Standard Lighting Control | Small General |  | Winter Morning | % of Load | 0 | 2031 | 65535
| High | DLC-Thermostat | C&I Curtailment-Turnkey-Advanced Lighting Control | Small General |  | Winter Morning | % of Load | 1 | 2031 | 65535
| High | DLC-Thermostat | C&I Curtailment-Turnkey-Advanced Lighting Control | Small General |  | Winter Morning | % of Load | 0 | 2031 | 65535
| High | DLC-Thermostat | C&I Curtailment-Turnkey-Water Heating Control | Small General |  | Winter Morning | % of Load | 1 | 2031 | 65535
| High | DLC-Thermostat | C&I Curtailment-Turnkey-Water Heating Control | Small General |  | Winter Morning | % of Load | 0 | 2031 | 65535
| High | DLC-Thermostat | C&I Curtailment-Turnkey-Other | Small General |  | Winter Morning | % of Load | 1 | 2031 | 65535
| High | DLC-Thermostat | C&I Curtailment-Turnkey-Other | Small General |  | Winter Morning | % of Load | 0 | 2031 | 65535
| High | DLC-Thermostat | Dynamic Pricing with enabling tech. | Small General |  | Winter Morning | % of Load | 1 | 2031 | 65535
| High | DLC-Thermostat | Dynamic Pricing with enabling tech. | Small General |  | Winter Morning | % of Load | 0 | 2031 | 65535
| High | DLC-Thermostat | DLC-Switch-Water Heating | Small General |  | Winter Evening | % of Load | 1 | 2031 | 65535
| High | DLC-Thermostat | DLC-Switch-Water Heating | Small General |  | Winter Evening | % of Load | 0 | 2031 | 65535
| High | DLC-Thermostat | DLC-BYOD-Water Heating | Small General |  | Winter Evening | % of Load | 1 | 2031 | 65535
| High | DLC-Thermostat | DLC-BYOD-Water Heating | Small General |  | Winter Evening | % of Load | 0 | 2031 | 65535
| High | DLC-Thermostat | DLC-Thermostat-DI-Central Heat Pump | Small General |  | Winter Evening | % of Load | 1 | 2031 | 65535
| High | DLC-Thermostat | DLC-Thermostat-DI-Central Heat Pump | Small General |  | Winter Evening | % of Load | 0 | 2031 | 65535
| High | DLC-Thermostat | DLC-Thermostat-BYOT-Central Heat Pump | Small General |  | Winter Evening | % of Load | 1 | 2031 | 65535
| High | DLC-Thermostat | DLC-Thermostat-BYOT-Central Heat Pump | Small General |  | Winter Evening | % of Load | 0 | 2031 | 65535
| High | DLC-Thermostat | DLC-Thermostat-HVAC | Small General |  | Winter Evening | % of Load | 1 | 2031 | 65535
| High | DLC-Thermostat | DLC-Thermostat-HVAC | Small General |  | Winter Evening | % of Load | 0 | 2031 | 65535
| High | DLC-Thermostat | DLC-Thermostat-DI-Baseboard Heating | Small General |  | Winter Evening | % of Load | 1 | 2031 | 65535
| High | DLC-Thermostat | DLC-Thermostat-DI-Baseboard Heating | Small General |  | Winter Evening | % of Load | 0 | 2031 | 65535
| High | DLC-Thermostat | DLC-Thermostat-BYOT-Baseboard Heating | Small General |  | Winter Evening | % of Load | 1 | 2031 | 65535
| High | DLC-Thermostat | DLC-Thermostat-BYOT-Baseboard Heating | Small General |  | Winter Evening | % of Load | 0 | 2031 | 65535
| High | DLC-Thermostat | DLC-Thermostat-DI-MSHP | Small General |  | Winter Evening | % of Load | 1 | 2031 | 65535
| High | DLC-Thermostat | DLC-Thermostat-DI-MSHP | Small General |  | Winter Evening | % of Load | 0 | 2031 | 65535
| High | DLC-Thermostat | DLC-Thermostat-BYOT-MSHP | Small General |  | Winter Evening | % of Load | 1 | 2031 | 65535
| High | DLC-Thermostat | DLC-Thermostat-BYOT-MSHP | Small General |  | Winter Evening | % of Load | 0 | 2031 | 65535
| High | DLC-Thermostat | C&I Curtailment-Turnkey-Manual HVAC Control | Small General |  | Winter Evening | % of Load | 1 | 2031 | 65535
| High | DLC-Thermostat | C&I Curtailment-Turnkey-Manual HVAC Control | Small General |  | Winter Evening | % of Load | 0 | 2031 | 65535
| High | DLC-Thermostat | C&I Curtailment-Turnkey-Auto-DR HVAC Control | Small General |  | Winter Evening | % of Load | 1 | 2031 | 65535
| High | DLC-Thermostat | C&I Curtailment-Turnkey-Auto-DR HVAC Control | Small General |  | Winter Evening | % of Load | 0 | 2031 | 65535
| High | DLC-Thermostat | C&I Curtailment-Turnkey-Standard Lighting Control | Small General |  | Winter Evening | % of Load | 1 | 2031 | 65535
| High | DLC-Thermostat | C&I Curtailment-Turnkey-Standard Lighting Control | Small General |  | Winter Evening | % of Load | 0 | 2031 | 65535
| High | DLC-Thermostat | C&I Curtailment-Turnkey-Advanced Lighting Control | Small General |  | Winter Evening | % of Load | 1 | 2031 | 65535
| High | DLC-Thermostat | C&I Curtailment-Turnkey-Advanced Lighting Control | Small General |  | Winter Evening | % of Load | 0 | 2031 | 65535
| High | DLC-Thermostat | C&I Curtailment-Turnkey-Water Heating Control | Small General |  | Winter Evening | % of Load | 1 | 2031 | 65535
| High | DLC-Thermostat | C&I Curtailment-Turnkey-Water Heating Control | Small General |  | Winter Evening | % of Load | 0 | 2031 | 65535
| High | DLC-Thermostat | C&I Curtailment-Turnkey-Other | Small General |  | Winter Evening | % of Load | 1 | 2031 | 65535
| High | DLC-Thermostat | C&I Curtailment-Turnkey-Other | Small General |  | Winter Evening | % of Load | 0 | 2031 | 65535
| High | DLC-Thermostat | Dynamic Pricing with enabling tech. | Small General |  | Winter Evening | % of Load | 1 | 2031 | 65535
| High | DLC-Thermostat | Dynamic Pricing with enabling tech. | Small General |  | Winter Evening | % of Load | 0 | 2031 | 65535
| High | DLC-Thermostat | DLC-Switch-Water Heating | General |  | Winter Morning | % of Load | 1 | 2031 | 65535
| High | DLC-Thermostat | DLC-Switch-Water Heating | General |  | Winter Morning | % of Load | 0 | 2031 | 65535
| High | DLC-Thermostat | DLC-BYOD-Water Heating | General |  | Winter Morning | % of Load | 1 | 2031 | 65535
| High | DLC-Thermostat | DLC-BYOD-Water Heating | General |  | Winter Morning | % of Load | 0 | 2031 | 65535
| High | DLC-Thermostat | DLC-Thermostat-DI-Central Heat Pump | General |  | Winter Morning | % of Load | 1 | 2031 | 65535
| High | DLC-Thermostat | DLC-Thermostat-DI-Central Heat Pump | General |  | Winter Morning | % of Load | 0 | 2031 | 65535
| High | DLC-Thermostat | DLC-Thermostat-BYOT-Central Heat Pump | General |  | Winter Morning | % of Load | 1 | 2031 | 65535
| High | DLC-Thermostat | DLC-Thermostat-BYOT-Central Heat Pump | General |  | Winter Morning | % of Load | 0 | 2031 | 65535
| High | DLC-Thermostat | DLC-Thermostat-HVAC | General |  | Winter Morning | % of Load | 1 | 2031 | 65535
| High | DLC-Thermostat | DLC-Thermostat-HVAC | General |  | Winter Morning | % of Load | 0 | 2031 | 65535
| High | DLC-Thermostat | DLC-Thermostat-DI-Baseboard Heating | General |  | Winter Morning | % of Load | 1 | 2031 | 65535
| High | DLC-Thermostat | DLC-Thermostat-DI-Baseboard Heating | General |  | Winter Morning | % of Load | 0 | 2031 | 65535
| High | DLC-Thermostat | DLC-Thermostat-BYOT-Baseboard Heating | General |  | Winter Morning | % of Load | 1 | 2031 | 65535
| High | DLC-Thermostat | DLC-Thermostat-BYOT-Baseboard Heating | General |  | Winter Morning | % of Load | 0 | 2031 | 65535
| High | DLC-Thermostat | DLC-Thermostat-DI-MSHP | General |  | Winter Morning | % of Load | 1 | 2031 | 65535
| High | DLC-Thermostat | DLC-Thermostat-DI-MSHP | General |  | Winter Morning | % of Load | 0 | 2031 | 65535
| High | DLC-Thermostat | DLC-Thermostat-BYOT-MSHP | General |  | Winter Morning | % of Load | 1 | 2031 | 65535
| High | DLC-Thermostat | DLC-Thermostat-BYOT-MSHP | General |  | Winter Morning | % of Load | 0 | 2031 | 65535
| High | DLC-Thermostat | C&I Curtailment-Turnkey-Manual HVAC Control | General |  | Winter Morning | % of Load | 1 | 2031 | 65535
| High | DLC-Thermostat | C&I Curtailment-Turnkey-Manual HVAC Control | General |  | Winter Morning | % of Load | 0 | 2031 | 65535
| High | DLC-Thermostat | C&I Curtailment-Turnkey-Auto-DR HVAC Control | General |  | Winter Morning | % of Load | 1 | 2031 | 65535
| High | DLC-Thermostat | C&I Curtailment-Turnkey-Auto-DR HVAC Control | General |  | Winter Morning | % of Load | 0 | 2031 | 65535
| High | DLC-Thermostat | C&I Curtailment-Turnkey-Standard Lighting Control | General |  | Winter Morning | % of Load | 1 | 2031 | 65535
| High | DLC-Thermostat | C&I Curtailment-Turnkey-Standard Lighting Control | General |  | Winter Morning | % of Load | 0 | 2031 | 65535
| High | DLC-Thermostat | C&I Curtailment-Turnkey-Advanced Lighting Control | General |  | Winter Morning | % of Load | 1 | 2031 | 65535
| High | DLC-Thermostat | C&I Curtailment-Turnkey-Advanced Lighting Control | General |  | Winter Morning | % of Load | 0 | 2031 | 65535
| High | DLC-Thermostat | C&I Curtailment-Turnkey-Water Heating Control | General |  | Winter Morning | % of Load | 1 | 2031 | 65535
| High | DLC-Thermostat | C&I Curtailment-Turnkey-Water Heating Control | General |  | Winter Morning | % of Load | 0 | 2031 | 65535
| High | DLC-Thermostat | C&I Curtailment-Turnkey-Other | General |  | Winter Morning | % of Load | 1 | 2031 | 65535
| High | DLC-Thermostat | C&I Curtailment-Turnkey-Other | General |  | Winter Morning | % of Load | 0 | 2031 | 65535
| High | DLC-Thermostat | DLC-Switch-Water Heating | General |  | Winter Evening | % of Load | 1 | 2031 | 65535
| High | DLC-Thermostat | DLC-Switch-Water Heating | General |  | Winter Evening | % of Load | 0 | 2031 | 65535
| High | DLC-Thermostat | DLC-BYOD-Water Heating | General |  | Winter Evening | % of Load | 1 | 2031 | 65535
| High | DLC-Thermostat | DLC-BYOD-Water Heating | General |  | Winter Evening | % of Load | 0 | 2031 | 65535
| High | DLC-Thermostat | DLC-Thermostat-DI-Central Heat Pump | General |  | Winter Evening | % of Load | 1 | 2031 | 65535
| High | DLC-Thermostat | DLC-Thermostat-DI-Central Heat Pump | General |  | Winter Evening | % of Load | 0 | 2031 | 65535
| High | DLC-Thermostat | DLC-Thermostat-BYOT-Central Heat Pump | General |  | Winter Evening | % of Load | 1 | 2031 | 65535
| High | DLC-Thermostat | DLC-Thermostat-BYOT-Central Heat Pump | General |  | Winter Evening | % of Load | 0 | 2031 | 65535
| High | DLC-Thermostat | DLC-Thermostat-HVAC | General |  | Winter Evening | % of Load | 1 | 2031 | 65535
| High | DLC-Thermostat | DLC-Thermostat-HVAC | General |  | Winter Evening | % of Load | 0 | 2031 | 65535
| High | DLC-Thermostat | DLC-Thermostat-DI-Baseboard Heating | General |  | Winter Evening | % of Load | 1 | 2031 | 65535
| High | DLC-Thermostat | DLC-Thermostat-DI-Baseboard Heating | General |  | Winter Evening | % of Load | 0 | 2031 | 65535
| High | DLC-Thermostat | DLC-Thermostat-BYOT-Baseboard Heating | General |  | Winter Evening | % of Load | 1 | 2031 | 65535
| High | DLC-Thermostat | DLC-Thermostat-BYOT-Baseboard Heating | General |  | Winter Evening | % of Load | 0 | 2031 | 65535
| High | DLC-Thermostat | DLC-Thermostat-DI-MSHP | General |  | Winter Evening | % of Load | 1 | 2031 | 65535
| High | DLC-Thermostat | DLC-Thermostat-DI-MSHP | General |  | Winter Evening | % of Load | 0 | 2031 | 65535
| High | DLC-Thermostat | DLC-Thermostat-BYOT-MSHP | General |  | Winter Evening | % of Load | 1 | 2031 | 65535
| High | DLC-Thermostat | DLC-Thermostat-BYOT-MSHP | General |  | Winter Evening | % of Load | 0 | 2031 | 65535
| High | DLC-Thermostat | C&I Curtailment-Turnkey-Manual HVAC Control | General |  | Winter Evening | % of Load | 1 | 2031 | 65535
| High | DLC-Thermostat | C&I Curtailment-Turnkey-Manual HVAC Control | General |  | Winter Evening | % of Load | 0 | 2031 | 65535
| High | DLC-Thermostat | C&I Curtailment-Turnkey-Auto-DR HVAC Control | General |  | Winter Evening | % of Load | 1 | 2031 | 65535
| High | DLC-Thermostat | C&I Curtailment-Turnkey-Auto-DR HVAC Control | General |  | Winter Evening | % of Load | 0 | 2031 | 65535
| High | DLC-Thermostat | C&I Curtailment-Turnkey-Standard Lighting Control | General |  | Winter Evening | % of Load | 1 | 2031 | 65535
| High | DLC-Thermostat | C&I Curtailment-Turnkey-Standard Lighting Control | General |  | Winter Evening | % of Load | 0 | 2031 | 65535
| High | DLC-Thermostat | C&I Curtailment-Turnkey-Advanced Lighting Control | General |  | Winter Evening | % of Load | 1 | 2031 | 65535
| High | DLC-Thermostat | C&I Curtailment-Turnkey-Advanced Lighting Control | General |  | Winter Evening | % of Load | 0 | 2031 | 65535
| High | DLC-Thermostat | C&I Curtailment-Turnkey-Water Heating Control | General |  | Winter Evening | % of Load | 1 | 2031 | 65535
| High | DLC-Thermostat | C&I Curtailment-Turnkey-Water Heating Control | General |  | Winter Evening | % of Load | 0 | 2031 | 65535
| High | DLC-Thermostat | C&I Curtailment-Turnkey-Other | General |  | Winter Evening | % of Load | 1 | 2031 | 65535
| High | DLC-Thermostat | C&I Curtailment-Turnkey-Other | General |  | Winter Evening | % of Load | 0 | 2031 | 65535
| High | DLC-Thermostat | DLC-Switch-Water Heating | Small Industrial |  | Winter Morning | % of Load | 1 | 2031 | 65535
| High | DLC-Thermostat | DLC-Switch-Water Heating | Small Industrial |  | Winter Morning | % of Load | 0 | 2031 | 65535
| High | DLC-Thermostat | DLC-BYOD-Water Heating | Small Industrial |  | Winter Morning | % of Load | 1 | 2031 | 65535
| High | DLC-Thermostat | DLC-BYOD-Water Heating | Small Industrial |  | Winter Morning | % of Load | 0 | 2031 | 65535
| High | DLC-Thermostat | DLC-Thermostat-DI-Central Heat Pump | Small Industrial |  | Winter Morning | % of Load | 1 | 2031 | 65535
| High | DLC-Thermostat | DLC-Thermostat-DI-Central Heat Pump | Small Industrial |  | Winter Morning | % of Load | 0 | 2031 | 65535
| High | DLC-Thermostat | DLC-Thermostat-BYOT-Central Heat Pump | Small Industrial |  | Winter Morning | % of Load | 1 | 2031 | 65535
| High | DLC-Thermostat | DLC-Thermostat-BYOT-Central Heat Pump | Small Industrial |  | Winter Morning | % of Load | 0 | 2031 | 65535
| High | DLC-Thermostat | DLC-Thermostat-HVAC | Small Industrial |  | Winter Morning | % of Load | 1 | 2031 | 65535
| High | DLC-Thermostat | DLC-Thermostat-HVAC | Small Industrial |  | Winter Morning | % of Load | 0 | 2031 | 65535
| High | DLC-Thermostat | DLC-Thermostat-DI-Baseboard Heating | Small Industrial |  | Winter Morning | % of Load | 1 | 2031 | 65535
| High | DLC-Thermostat | DLC-Thermostat-DI-Baseboard Heating | Small Industrial |  | Winter Morning | % of Load | 0 | 2031 | 65535
| High | DLC-Thermostat | DLC-Thermostat-BYOT-Baseboard Heating | Small Industrial |  | Winter Morning | % of Load | 1 | 2031 | 65535
| High | DLC-Thermostat | DLC-Thermostat-BYOT-Baseboard Heating | Small Industrial |  | Winter Morning | % of Load | 0 | 2031 | 65535
| High | DLC-Thermostat | DLC-Thermostat-DI-MSHP | Small Industrial |  | Winter Morning | % of Load | 1 | 2031 | 65535
| High | DLC-Thermostat | DLC-Thermostat-DI-MSHP | Small Industrial |  | Winter Morning | % of Load | 0 | 2031 | 65535
| High | DLC-Thermostat | DLC-Thermostat-BYOT-MSHP | Small Industrial |  | Winter Morning | % of Load | 1 | 2031 | 65535
| High | DLC-Thermostat | DLC-Thermostat-BYOT-MSHP | Small Industrial |  | Winter Morning | % of Load | 0 | 2031 | 65535
| High | DLC-Thermostat | C&I Curtailment-Turnkey-Manual HVAC Control | Small Industrial |  | Winter Morning | % of Load | 1 | 2031 | 65535
| High | DLC-Thermostat | C&I Curtailment-Turnkey-Manual HVAC Control | Small Industrial |  | Winter Morning | % of Load | 0 | 2031 | 65535
| High | DLC-Thermostat | C&I Curtailment-Turnkey-Auto-DR HVAC Control | Small Industrial |  | Winter Morning | % of Load | 1 | 2031 | 65535
| High | DLC-Thermostat | C&I Curtailment-Turnkey-Auto-DR HVAC Control | Small Industrial |  | Winter Morning | % of Load | 0 | 2031 | 65535
| High | DLC-Thermostat | C&I Curtailment-Turnkey-Standard Lighting Control | Small Industrial |  | Winter Morning | % of Load | 1 | 2031 | 65535
| High | DLC-Thermostat | C&I Curtailment-Turnkey-Standard Lighting Control | Small Industrial |  | Winter Morning | % of Load | 0 | 2031 | 65535
| High | DLC-Thermostat | C&I Curtailment-Turnkey-Advanced Lighting Control | Small Industrial |  | Winter Morning | % of Load | 1 | 2031 | 65535
| High | DLC-Thermostat | C&I Curtailment-Turnkey-Advanced Lighting Control | Small Industrial |  | Winter Morning | % of Load | 0 | 2031 | 65535
| High | DLC-Thermostat | C&I Curtailment-Turnkey-Water Heating Control | Small Industrial |  | Winter Morning | % of Load | 1 | 2031 | 65535
| High | DLC-Thermostat | C&I Curtailment-Turnkey-Water Heating Control | Small Industrial |  | Winter Morning | % of Load | 0 | 2031 | 65535
| High | DLC-Thermostat | C&I Curtailment-Turnkey-Other | Small Industrial |  | Winter Morning | % of Load | 1 | 2031 | 65535
| High | DLC-Thermostat | C&I Curtailment-Turnkey-Other | Small Industrial |  | Winter Morning | % of Load | 0 | 2031 | 65535
| High | DLC-Thermostat | C&I Curtailment-Turnkey-Industrial | Small Industrial |  | Winter Morning | % of Load | 1 | 2031 | 65535
| High | DLC-Thermostat | C&I Curtailment-Turnkey-Industrial | Small Industrial |  | Winter Morning | % of Load | 0 | 2031 | 65535
| High | DLC-Thermostat | DLC-Switch-Water Heating | Small Industrial |  | Winter Evening | % of Load | 1 | 2031 | 65535
| High | DLC-Thermostat | DLC-Switch-Water Heating | Small Industrial |  | Winter Evening | % of Load | 0 | 2031 | 65535
| High | DLC-Thermostat | DLC-BYOD-Water Heating | Small Industrial |  | Winter Evening | % of Load | 1 | 2031 | 65535
| High | DLC-Thermostat | DLC-BYOD-Water Heating | Small Industrial |  | Winter Evening | % of Load | 0 | 2031 | 65535
| High | DLC-Thermostat | DLC-Thermostat-DI-Central Heat Pump | Small Industrial |  | Winter Evening | % of Load | 1 | 2031 | 65535
| High | DLC-Thermostat | DLC-Thermostat-DI-Central Heat Pump | Small Industrial |  | Winter Evening | % of Load | 0 | 2031 | 65535
| High | DLC-Thermostat | DLC-Thermostat-BYOT-Central Heat Pump | Small Industrial |  | Winter Evening | % of Load | 1 | 2031 | 65535
| High | DLC-Thermostat | DLC-Thermostat-BYOT-Central Heat Pump | Small Industrial |  | Winter Evening | % of Load | 0 | 2031 | 65535
| High | DLC-Thermostat | DLC-Thermostat-HVAC | Small Industrial |  | Winter Evening | % of Load | 1 | 2031 | 65535
| High | DLC-Thermostat | DLC-Thermostat-HVAC | Small Industrial |  | Winter Evening | % of Load | 0 | 2031 | 65535
| High | DLC-Thermostat | DLC-Thermostat-DI-Baseboard Heating | Small Industrial |  | Winter Evening | % of Load | 1 | 2031 | 65535
| High | DLC-Thermostat | DLC-Thermostat-DI-Baseboard Heating | Small Industrial |  | Winter Evening | % of Load | 0 | 2031 | 65535
| High | DLC-Thermostat | DLC-Thermostat-BYOT-Baseboard Heating | Small Industrial |  | Winter Evening | % of Load | 1 | 2031 | 65535
| High | DLC-Thermostat | DLC-Thermostat-BYOT-Baseboard Heating | Small Industrial |  | Winter Evening | % of Load | 0 | 2031 | 65535
| High | DLC-Thermostat | DLC-Thermostat-DI-MSHP | Small Industrial |  | Winter Evening | % of Load | 1 | 2031 | 65535
| High | DLC-Thermostat | DLC-Thermostat-DI-MSHP | Small Industrial |  | Winter Evening | % of Load | 0 | 2031 | 65535
| High | DLC-Thermostat | DLC-Thermostat-BYOT-MSHP | Small Industrial |  | Winter Evening | % of Load | 1 | 2031 | 65535
| High | DLC-Thermostat | DLC-Thermostat-BYOT-MSHP | Small Industrial |  | Winter Evening | % of Load | 0 | 2031 | 65535
| High | DLC-Thermostat | C&I Curtailment-Turnkey-Manual HVAC Control | Small Industrial |  | Winter Evening | % of Load | 1 | 2031 | 65535
| High | DLC-Thermostat | C&I Curtailment-Turnkey-Manual HVAC Control | Small Industrial |  | Winter Evening | % of Load | 0 | 2031 | 65535
| High | DLC-Thermostat | C&I Curtailment-Turnkey-Auto-DR HVAC Control | Small Industrial |  | Winter Evening | % of Load | 1 | 2031 | 65535
| High | DLC-Thermostat | C&I Curtailment-Turnkey-Auto-DR HVAC Control | Small Industrial |  | Winter Evening | % of Load | 0 | 2031 | 65535
| High | DLC-Thermostat | C&I Curtailment-Turnkey-Standard Lighting Control | Small Industrial |  | Winter Evening | % of Load | 1 | 2031 | 65535
| High | DLC-Thermostat | C&I Curtailment-Turnkey-Standard Lighting Control | Small Industrial |  | Winter Evening | % of Load | 0 | 2031 | 65535
| High | DLC-Thermostat | C&I Curtailment-Turnkey-Advanced Lighting Control | Small Industrial |  | Winter Evening | % of Load | 1 | 2031 | 65535
| High | DLC-Thermostat | C&I Curtailment-Turnkey-Advanced Lighting Control | Small Industrial |  | Winter Evening | % of Load | 0 | 2031 | 65535
| High | DLC-Thermostat | C&I Curtailment-Turnkey-Water Heating Control | Small Industrial |  | Winter Evening | % of Load | 1 | 2031 | 65535
| High | DLC-Thermostat | C&I Curtailment-Turnkey-Water Heating Control | Small Industrial |  | Winter Evening | % of Load | 0 | 2031 | 65535
| High | DLC-Thermostat | C&I Curtailment-Turnkey-Other | Small Industrial |  | Winter Evening | % of Load | 1 | 2031 | 65535
| High | DLC-Thermostat | C&I Curtailment-Turnkey-Other | Small Industrial |  | Winter Evening | % of Load | 0 | 2031 | 65535
| High | DLC-Thermostat | C&I Curtailment-Turnkey-Industrial | Small Industrial |  | Winter Evening | % of Load | 1 | 2031 | 65535
| High | DLC-Thermostat | C&I Curtailment-Turnkey-Industrial | Small Industrial |  | Winter Evening | % of Load | 0 | 2031 | 65535
| High | DLC-Thermostat | DLC-Switch-Water Heating | Medium Industrial |  | Winter Morning | % of Load | 1 | 2031 | 65535
| High | DLC-Thermostat | DLC-Switch-Water Heating | Medium Industrial |  | Winter Morning | % of Load | 0 | 2031 | 65535
| High | DLC-Thermostat | DLC-BYOD-Water Heating | Medium Industrial |  | Winter Morning | % of Load | 1 | 2031 | 65535
| High | DLC-Thermostat | DLC-BYOD-Water Heating | Medium Industrial |  | Winter Morning | % of Load | 0 | 2031 | 65535
| High | DLC-Thermostat | DLC-Thermostat-DI-Central Heat Pump | Medium Industrial |  | Winter Morning | % of Load | 1 | 2031 | 65535
| High | DLC-Thermostat | DLC-Thermostat-DI-Central Heat Pump | Medium Industrial |  | Winter Morning | % of Load | 0 | 2031 | 65535
| High | DLC-Thermostat | DLC-Thermostat-BYOT-Central Heat Pump | Medium Industrial |  | Winter Morning | % of Load | 1 | 2031 | 65535
| High | DLC-Thermostat | DLC-Thermostat-BYOT-Central Heat Pump | Medium Industrial |  | Winter Morning | % of Load | 0 | 2031 | 65535
| High | DLC-Thermostat | DLC-Thermostat-HVAC | Medium Industrial |  | Winter Morning | % of Load | 1 | 2031 | 65535
| High | DLC-Thermostat | DLC-Thermostat-HVAC | Medium Industrial |  | Winter Morning | % of Load | 0 | 2031 | 65535
| High | DLC-Thermostat | DLC-Thermostat-DI-Baseboard Heating | Medium Industrial |  | Winter Morning | % of Load | 1 | 2031 | 65535
| High | DLC-Thermostat | DLC-Thermostat-DI-Baseboard Heating | Medium Industrial |  | Winter Morning | % of Load | 0 | 2031 | 65535
| High | DLC-Thermostat | DLC-Thermostat-BYOT-Baseboard Heating | Medium Industrial |  | Winter Morning | % of Load | 1 | 2031 | 65535
| High | DLC-Thermostat | DLC-Thermostat-BYOT-Baseboard Heating | Medium Industrial |  | Winter Morning | % of Load | 0 | 2031 | 65535
| High | DLC-Thermostat | DLC-Thermostat-DI-MSHP | Medium Industrial |  | Winter Morning | % of Load | 1 | 2031 | 65535
| High | DLC-Thermostat | DLC-Thermostat-DI-MSHP | Medium Industrial |  | Winter Morning | % of Load | 0 | 2031 | 65535
| High | DLC-Thermostat | DLC-Thermostat-BYOT-MSHP | Medium Industrial |  | Winter Morning | % of Load | 1 | 2031 | 65535
| High | DLC-Thermostat | DLC-Thermostat-BYOT-MSHP | Medium Industrial |  | Winter Morning | % of Load | 0 | 2031 | 65535
| High | DLC-Thermostat | C&I Curtailment-Turnkey-Manual HVAC Control | Medium Industrial |  | Winter Morning | % of Load | 1 | 2031 | 65535
| High | DLC-Thermostat | C&I Curtailment-Turnkey-Manual HVAC Control | Medium Industrial |  | Winter Morning | % of Load | 0 | 2031 | 65535
| High | DLC-Thermostat | C&I Curtailment-Turnkey-Auto-DR HVAC Control | Medium Industrial |  | Winter Morning | % of Load | 1 | 2031 | 65535
| High | DLC-Thermostat | C&I Curtailment-Turnkey-Auto-DR HVAC Control | Medium Industrial |  | Winter Morning | % of Load | 0 | 2031 | 65535
| High | DLC-Thermostat | C&I Curtailment-Turnkey-Standard Lighting Control | Medium Industrial |  | Winter Morning | % of Load | 1 | 2031 | 65535
| High | DLC-Thermostat | C&I Curtailment-Turnkey-Standard Lighting Control | Medium Industrial |  | Winter Morning | % of Load | 0 | 2031 | 65535
| High | DLC-Thermostat | C&I Curtailment-Turnkey-Advanced Lighting Control | Medium Industrial |  | Winter Morning | % of Load | 1 | 2031 | 65535
| High | DLC-Thermostat | C&I Curtailment-Turnkey-Advanced Lighting Control | Medium Industrial |  | Winter Morning | % of Load | 0 | 2031 | 65535
| High | DLC-Thermostat | C&I Curtailment-Turnkey-Water Heating Control | Medium Industrial |  | Winter Morning | % of Load | 1 | 2031 | 65535
| High | DLC-Thermostat | C&I Curtailment-Turnkey-Water Heating Control | Medium Industrial |  | Winter Morning | % of Load | 0 | 2031 | 65535
| High | DLC-Thermostat | C&I Curtailment-Turnkey-Other | Medium Industrial |  | Winter Morning | % of Load | 1 | 2031 | 65535
| High | DLC-Thermostat | C&I Curtailment-Turnkey-Other | Medium Industrial |  | Winter Morning | % of Load | 0 | 2031 | 65535
| High | DLC-Thermostat | DLC-Switch-Water Heating | Medium Industrial |  | Winter Evening | % of Load | 1 | 2031 | 65535
| High | DLC-Thermostat | DLC-Switch-Water Heating | Medium Industrial |  | Winter Evening | % of Load | 0 | 2031 | 65535
| High | DLC-Thermostat | DLC-BYOD-Water Heating | Medium Industrial |  | Winter Evening | % of Load | 1 | 2031 | 65535
| High | DLC-Thermostat | DLC-BYOD-Water Heating | Medium Industrial |  | Winter Evening | % of Load | 0 | 2031 | 65535
| High | DLC-Thermostat | DLC-Thermostat-DI-Central Heat Pump | Medium Industrial |  | Winter Evening | % of Load | 1 | 2031 | 65535
| High | DLC-Thermostat | DLC-Thermostat-DI-Central Heat Pump | Medium Industrial |  | Winter Evening | % of Load | 0 | 2031 | 65535
| High | DLC-Thermostat | DLC-Thermostat-BYOT-Central Heat Pump | Medium Industrial |  | Winter Evening | % of Load | 1 | 2031 | 65535
| High | DLC-Thermostat | DLC-Thermostat-BYOT-Central Heat Pump | Medium Industrial |  | Winter Evening | % of Load | 0 | 2031 | 65535
| High | DLC-Thermostat | DLC-Thermostat-HVAC | Medium Industrial |  | Winter Evening | % of Load | 1 | 2031 | 65535
| High | DLC-Thermostat | DLC-Thermostat-HVAC | Medium Industrial |  | Winter Evening | % of Load | 0 | 2031 | 65535
| High | DLC-Thermostat | DLC-Thermostat-DI-Baseboard Heating | Medium Industrial |  | Winter Evening | % of Load | 1 | 2031 | 65535
| High | DLC-Thermostat | DLC-Thermostat-DI-Baseboard Heating | Medium Industrial |  | Winter Evening | % of Load | 0 | 2031 | 65535
| High | DLC-Thermostat | DLC-Thermostat-BYOT-Baseboard Heating | Medium Industrial |  | Winter Evening | % of Load | 1 | 2031 | 65535
| High | DLC-Thermostat | DLC-Thermostat-BYOT-Baseboard Heating | Medium Industrial |  | Winter Evening | % of Load | 0 | 2031 | 65535
| High | DLC-Thermostat | DLC-Thermostat-DI-MSHP | Medium Industrial |  | Winter Evening | % of Load | 1 | 2031 | 65535
| High | DLC-Thermostat | DLC-Thermostat-DI-MSHP | Medium Industrial |  | Winter Evening | % of Load | 0 | 2031 | 65535
| High | DLC-Thermostat | DLC-Thermostat-BYOT-MSHP | Medium Industrial |  | Winter Evening | % of Load | 1 | 2031 | 65535
| High | DLC-Thermostat | DLC-Thermostat-BYOT-MSHP | Medium Industrial |  | Winter Evening | % of Load | 0 | 2031 | 65535
| High | DLC-Thermostat | C&I Curtailment-Turnkey-Manual HVAC Control | Medium Industrial |  | Winter Evening | % of Load | 1 | 2031 | 65535
| High | DLC-Thermostat | C&I Curtailment-Turnkey-Manual HVAC Control | Medium Industrial |  | Winter Evening | % of Load | 0 | 2031 | 65535
| High | DLC-Thermostat | C&I Curtailment-Turnkey-Auto-DR HVAC Control | Medium Industrial |  | Winter Evening | % of Load | 1 | 2031 | 65535
| High | DLC-Thermostat | C&I Curtailment-Turnkey-Auto-DR HVAC Control | Medium Industrial |  | Winter Evening | % of Load | 0 | 2031 | 65535
| High | DLC-Thermostat | C&I Curtailment-Turnkey-Standard Lighting Control | Medium Industrial |  | Winter Evening | % of Load | 1 | 2031 | 65535
| High | DLC-Thermostat | C&I Curtailment-Turnkey-Standard Lighting Control | Medium Industrial |  | Winter Evening | % of Load | 0 | 2031 | 65535
| High | DLC-Thermostat | C&I Curtailment-Turnkey-Advanced Lighting Control | Medium Industrial |  | Winter Evening | % of Load | 1 | 2031 | 65535
| High | DLC-Thermostat | C&I Curtailment-Turnkey-Advanced Lighting Control | Medium Industrial |  | Winter Evening | % of Load | 0 | 2031 | 65535
| High | DLC-Thermostat | C&I Curtailment-Turnkey-Water Heating Control | Medium Industrial |  | Winter Evening | % of Load | 1 | 2031 | 65535
| High | DLC-Thermostat | C&I Curtailment-Turnkey-Water Heating Control | Medium Industrial |  | Winter Evening | % of Load | 0 | 2031 | 65535
| High | DLC-Thermostat | C&I Curtailment-Turnkey-Other | Medium Industrial |  | Winter Evening | % of Load | 1 | 2031 | 65535
| High | DLC-Thermostat | C&I Curtailment-Turnkey-Other | Medium Industrial |  | Winter Evening | % of Load | 0 | 2031 | 65535
| High | DLC-Thermostat | DLC-Thermostat-DI-Central Heat Pump | Residential Charitable |  | Winter Morning | % of Load | 1 | 2031 | 65535
| High | DLC-Thermostat | DLC-Thermostat-DI-Central Heat Pump | Residential Charitable |  | Winter Morning | % of Load | 0 | 2031 | 65535
| High | DLC-Thermostat | DLC-Thermostat-BYOT-Central Heat Pump | Residential Charitable |  | Winter Morning | % of Load | 1 | 2031 | 65535
| High | DLC-Thermostat | DLC-Thermostat-BYOT-Central Heat Pump | Residential Charitable |  | Winter Morning | % of Load | 0 | 2031 | 65535
| High | DLC-Thermostat | DLC-Thermostat-DI-Baseboard Heating | Residential Charitable |  | Winter Morning | % of Load | 1 | 2031 | 65535
| High | DLC-Thermostat | DLC-Thermostat-DI-Baseboard Heating | Residential Charitable |  | Winter Morning | % of Load | 0 | 2031 | 65535
| High | DLC-Thermostat | DLC-Thermostat-BYOT-Baseboard Heating | Residential Charitable |  | Winter Morning | % of Load | 1 | 2031 | 65535
| High | DLC-Thermostat | DLC-Thermostat-BYOT-Baseboard Heating | Residential Charitable |  | Winter Morning | % of Load | 0 | 2031 | 65535
| High | DLC-Thermostat | DLC-Thermostat-DI-MSHP | Residential Charitable |  | Winter Morning | % of Load | 1 | 2031 | 65535
| High | DLC-Thermostat | DLC-Thermostat-DI-MSHP | Residential Charitable |  | Winter Morning | % of Load | 0 | 2031 | 65535
| High | DLC-Thermostat | DLC-Thermostat-BYOT-MSHP | Residential Charitable |  | Winter Morning | % of Load | 1 | 2031 | 65535
| High | DLC-Thermostat | DLC-Thermostat-BYOT-MSHP | Residential Charitable |  | Winter Morning | % of Load | 0 | 2031 | 65535
| High | DLC-Thermostat | DLC-Thermostat-DI-Central Heat Pump | Residential Charitable |  | Winter Evening | % of Load | 1 | 2031 | 65535
| High | DLC-Thermostat | DLC-Thermostat-DI-Central Heat Pump | Residential Charitable |  | Winter Evening | % of Load | 0 | 2031 | 65535
| High | DLC-Thermostat | DLC-Thermostat-BYOT-Central Heat Pump | Residential Charitable |  | Winter Evening | % of Load | 1 | 2031 | 65535
| High | DLC-Thermostat | DLC-Thermostat-BYOT-Central Heat Pump | Residential Charitable |  | Winter Evening | % of Load | 0 | 2031 | 65535
| High | DLC-Thermostat | DLC-Thermostat-DI-Baseboard Heating | Residential Charitable |  | Winter Evening | % of Load | 1 | 2031 | 65535
| High | DLC-Thermostat | DLC-Thermostat-DI-Baseboard Heating | Residential Charitable |  | Winter Evening | % of Load | 0 | 2031 | 65535
| High | DLC-Thermostat | DLC-Thermostat-BYOT-Baseboard Heating | Residential Charitable |  | Winter Evening | % of Load | 1 | 2031 | 65535
| High | DLC-Thermostat | DLC-Thermostat-BYOT-Baseboard Heating | Residential Charitable |  | Winter Evening | % of Load | 0 | 2031 | 65535
| High | DLC-Thermostat | DLC-Thermostat-DI-MSHP | Residential Charitable |  | Winter Evening | % of Load | 1 | 2031 | 65535
| High | DLC-Thermostat | DLC-Thermostat-DI-MSHP | Residential Charitable |  | Winter Evening | % of Load | 0 | 2031 | 65535
| High | DLC-Thermostat | DLC-Thermostat-BYOT-MSHP | Residential Charitable |  | Winter Evening | % of Load | 1 | 2031 | 65535
| High | DLC-Thermostat | DLC-Thermostat-BYOT-MSHP | Residential Charitable |  | Winter Evening | % of Load | 0 | 2031 | 65535
| High | DLC-Water Heating | DLC-Switch-Water Heating | Small General |  | Winter Morning | % of Load | 1 | 2031 | 65535
| High | DLC-Water Heating | DLC-Switch-Water Heating | Small General |  | Winter Morning | % of Load | 0 | 2031 | 65535
| High | DLC-Water Heating | DLC-BYOD-Water Heating | Small General |  | Winter Morning | % of Load | 1 | 2031 | 65535
| High | DLC-Water Heating | DLC-BYOD-Water Heating | Small General |  | Winter Morning | % of Load | 0 | 2031 | 65535
| High | DLC-Water Heating | DLC-Thermostat-DI-Central Heat Pump | Small General |  | Winter Morning | % of Load | 1 | 2031 | 65535
| High | DLC-Water Heating | DLC-Thermostat-DI-Central Heat Pump | Small General |  | Winter Morning | % of Load | 0 | 2031 | 65535
| High | DLC-Water Heating | DLC-Thermostat-BYOT-Central Heat Pump | Small General |  | Winter Morning | % of Load | 1 | 2031 | 65535
| High | DLC-Water Heating | DLC-Thermostat-BYOT-Central Heat Pump | Small General |  | Winter Morning | % of Load | 0 | 2031 | 65535
| High | DLC-Water Heating | DLC-Thermostat-HVAC | Small General |  | Winter Morning | % of Load | 1 | 2031 | 65535
| High | DLC-Water Heating | DLC-Thermostat-HVAC | Small General |  | Winter Morning | % of Load | 0 | 2031 | 65535
| High | DLC-Water Heating | DLC-Thermostat-DI-Baseboard Heating | Small General |  | Winter Morning | % of Load | 1 | 2031 | 65535
| High | DLC-Water Heating | DLC-Thermostat-DI-Baseboard Heating | Small General |  | Winter Morning | % of Load | 0 | 2031 | 65535
| High | DLC-Water Heating | DLC-Thermostat-BYOT-Baseboard Heating | Small General |  | Winter Morning | % of Load | 1 | 2031 | 65535
| High | DLC-Water Heating | DLC-Thermostat-BYOT-Baseboard Heating | Small General |  | Winter Morning | % of Load | 0 | 2031 | 65535
| High | DLC-Water Heating | DLC-Thermostat-DI-MSHP | Small General |  | Winter Morning | % of Load | 1 | 2031 | 65535
| High | DLC-Water Heating | DLC-Thermostat-DI-MSHP | Small General |  | Winter Morning | % of Load | 0 | 2031 | 65535
| High | DLC-Water Heating | DLC-Thermostat-BYOT-MSHP | Small General |  | Winter Morning | % of Load | 1 | 2031 | 65535
| High | DLC-Water Heating | DLC-Thermostat-BYOT-MSHP | Small General |  | Winter Morning | % of Load | 0 | 2031 | 65535
| High | DLC-Water Heating | C&I Curtailment-Turnkey-Manual HVAC Control | Small General |  | Winter Morning | % of Load | 1 | 2031 | 65535
| High | DLC-Water Heating | C&I Curtailment-Turnkey-Manual HVAC Control | Small General |  | Winter Morning | % of Load | 0 | 2031 | 65535
| High | DLC-Water Heating | C&I Curtailment-Turnkey-Auto-DR HVAC Control | Small General |  | Winter Morning | % of Load | 1 | 2031 | 65535
| High | DLC-Water Heating | C&I Curtailment-Turnkey-Auto-DR HVAC Control | Small General |  | Winter Morning | % of Load | 0 | 2031 | 65535
| High | DLC-Water Heating | C&I Curtailment-Turnkey-Standard Lighting Control | Small General |  | Winter Morning | % of Load | 1 | 2031 | 65535
| High | DLC-Water Heating | C&I Curtailment-Turnkey-Standard Lighting Control | Small General |  | Winter Morning | % of Load | 0 | 2031 | 65535
| High | DLC-Water Heating | C&I Curtailment-Turnkey-Advanced Lighting Control | Small General |  | Winter Morning | % of Load | 1 | 2031 | 65535
| High | DLC-Water Heating | C&I Curtailment-Turnkey-Advanced Lighting Control | Small General |  | Winter Morning | % of Load | 0 | 2031 | 65535
| High | DLC-Water Heating | C&I Curtailment-Turnkey-Water Heating Control | Small General |  | Winter Morning | % of Load | 1 | 2031 | 65535
| High | DLC-Water Heating | C&I Curtailment-Turnkey-Water Heating Control | Small General |  | Winter Morning | % of Load | 0 | 2031 | 65535
| High | DLC-Water Heating | C&I Curtailment-Turnkey-Other | Small General |  | Winter Morning | % of Load | 1 | 2031 | 65535
| High | DLC-Water Heating | C&I Curtailment-Turnkey-Other | Small General |  | Winter Morning | % of Load | 0 | 2031 | 65535
| High | DLC-Water Heating | Dynamic Pricing with enabling tech. | Small General |  | Winter Morning | % of Load | 1 | 2031 | 65535
| High | DLC-Water Heating | Dynamic Pricing with enabling tech. | Small General |  | Winter Morning | % of Load | 0 | 2031 | 65535
| High | DLC-Water Heating | DLC-Switch-Water Heating | Small General |  | Winter Evening | % of Load | 1 | 2031 | 65535
| High | DLC-Water Heating | DLC-Switch-Water Heating | Small General |  | Winter Evening | % of Load | 0 | 2031 | 65535
| High | DLC-Water Heating | DLC-BYOD-Water Heating | Small General |  | Winter Evening | % of Load | 1 | 2031 | 65535
| High | DLC-Water Heating | DLC-BYOD-Water Heating | Small General |  | Winter Evening | % of Load | 0 | 2031 | 65535
| High | DLC-Water Heating | DLC-Thermostat-DI-Central Heat Pump | Small General |  | Winter Evening | % of Load | 1 | 2031 | 65535
| High | DLC-Water Heating | DLC-Thermostat-DI-Central Heat Pump | Small General |  | Winter Evening | % of Load | 0 | 2031 | 65535
| High | DLC-Water Heating | DLC-Thermostat-BYOT-Central Heat Pump | Small General |  | Winter Evening | % of Load | 1 | 2031 | 65535
| High | DLC-Water Heating | DLC-Thermostat-BYOT-Central Heat Pump | Small General |  | Winter Evening | % of Load | 0 | 2031 | 65535
| High | DLC-Water Heating | DLC-Thermostat-HVAC | Small General |  | Winter Evening | % of Load | 1 | 2031 | 65535
| High | DLC-Water Heating | DLC-Thermostat-HVAC | Small General |  | Winter Evening | % of Load | 0 | 2031 | 65535
| High | DLC-Water Heating | DLC-Thermostat-DI-Baseboard Heating | Small General |  | Winter Evening | % of Load | 1 | 2031 | 65535
| High | DLC-Water Heating | DLC-Thermostat-DI-Baseboard Heating | Small General |  | Winter Evening | % of Load | 0 | 2031 | 65535
| High | DLC-Water Heating | DLC-Thermostat-BYOT-Baseboard Heating | Small General |  | Winter Evening | % of Load | 1 | 2031 | 65535
| High | DLC-Water Heating | DLC-Thermostat-BYOT-Baseboard Heating | Small General |  | Winter Evening | % of Load | 0 | 2031 | 65535
| High | DLC-Water Heating | DLC-Thermostat-DI-MSHP | Small General |  | Winter Evening | % of Load | 1 | 2031 | 65535
| High | DLC-Water Heating | DLC-Thermostat-DI-MSHP | Small General |  | Winter Evening | % of Load | 0 | 2031 | 65535
| High | DLC-Water Heating | DLC-Thermostat-BYOT-MSHP | Small General |  | Winter Evening | % of Load | 1 | 2031 | 65535
| High | DLC-Water Heating | DLC-Thermostat-BYOT-MSHP | Small General |  | Winter Evening | % of Load | 0 | 2031 | 65535
| High | DLC-Water Heating | C&I Curtailment-Turnkey-Manual HVAC Control | Small General |  | Winter Evening | % of Load | 1 | 2031 | 65535
| High | DLC-Water Heating | C&I Curtailment-Turnkey-Manual HVAC Control | Small General |  | Winter Evening | % of Load | 0 | 2031 | 65535
| High | DLC-Water Heating | C&I Curtailment-Turnkey-Auto-DR HVAC Control | Small General |  | Winter Evening | % of Load | 1 | 2031 | 65535
| High | DLC-Water Heating | C&I Curtailment-Turnkey-Auto-DR HVAC Control | Small General |  | Winter Evening | % of Load | 0 | 2031 | 65535
| High | DLC-Water Heating | C&I Curtailment-Turnkey-Standard Lighting Control | Small General |  | Winter Evening | % of Load | 1 | 2031 | 65535
| High | DLC-Water Heating | C&I Curtailment-Turnkey-Standard Lighting Control | Small General |  | Winter Evening | % of Load | 0 | 2031 | 65535
| High | DLC-Water Heating | C&I Curtailment-Turnkey-Advanced Lighting Control | Small General |  | Winter Evening | % of Load | 1 | 2031 | 65535
| High | DLC-Water Heating | C&I Curtailment-Turnkey-Advanced Lighting Control | Small General |  | Winter Evening | % of Load | 0 | 2031 | 65535
| High | DLC-Water Heating | C&I Curtailment-Turnkey-Water Heating Control | Small General |  | Winter Evening | % of Load | 1 | 2031 | 65535
| High | DLC-Water Heating | C&I Curtailment-Turnkey-Water Heating Control | Small General |  | Winter Evening | % of Load | 0 | 2031 | 65535
| High | DLC-Water Heating | C&I Curtailment-Turnkey-Other | Small General |  | Winter Evening | % of Load | 1 | 2031 | 65535
| High | DLC-Water Heating | C&I Curtailment-Turnkey-Other | Small General |  | Winter Evening | % of Load | 0 | 2031 | 65535
| High | DLC-Water Heating | Dynamic Pricing with enabling tech. | Small General |  | Winter Evening | % of Load | 1 | 2031 | 65535
| High | DLC-Water Heating | Dynamic Pricing with enabling tech. | Small General |  | Winter Evening | % of Load | 0 | 2031 | 65535
| High | DLC-Water Heating | DLC-Switch-Water Heating | General |  | Winter Morning | % of Load | 1 | 2031 | 65535
| High | DLC-Water Heating | DLC-Switch-Water Heating | General |  | Winter Morning | % of Load | 0 | 2031 | 65535
| High | DLC-Water Heating | DLC-BYOD-Water Heating | General |  | Winter Morning | % of Load | 1 | 2031 | 65535
| High | DLC-Water Heating | DLC-BYOD-Water Heating | General |  | Winter Morning | % of Load | 0 | 2031 | 65535
| High | DLC-Water Heating | DLC-Thermostat-DI-Central Heat Pump | General |  | Winter Morning | % of Load | 1 | 2031 | 65535
| High | DLC-Water Heating | DLC-Thermostat-DI-Central Heat Pump | General |  | Winter Morning | % of Load | 0 | 2031 | 65535
| High | DLC-Water Heating | DLC-Thermostat-BYOT-Central Heat Pump | General |  | Winter Morning | % of Load | 1 | 2031 | 65535
| High | DLC-Water Heating | DLC-Thermostat-BYOT-Central Heat Pump | General |  | Winter Morning | % of Load | 0 | 2031 | 65535
| High | DLC-Water Heating | DLC-Thermostat-HVAC | General |  | Winter Morning | % of Load | 1 | 2031 | 65535
| High | DLC-Water Heating | DLC-Thermostat-HVAC | General |  | Winter Morning | % of Load | 0 | 2031 | 65535
| High | DLC-Water Heating | DLC-Thermostat-DI-Baseboard Heating | General |  | Winter Morning | % of Load | 1 | 2031 | 65535
| High | DLC-Water Heating | DLC-Thermostat-DI-Baseboard Heating | General |  | Winter Morning | % of Load | 0 | 2031 | 65535
| High | DLC-Water Heating | DLC-Thermostat-BYOT-Baseboard Heating | General |  | Winter Morning | % of Load | 1 | 2031 | 65535
| High | DLC-Water Heating | DLC-Thermostat-BYOT-Baseboard Heating | General |  | Winter Morning | % of Load | 0 | 2031 | 65535
| High | DLC-Water Heating | DLC-Thermostat-DI-MSHP | General |  | Winter Morning | % of Load | 1 | 2031 | 65535
| High | DLC-Water Heating | DLC-Thermostat-DI-MSHP | General |  | Winter Morning | % of Load | 0 | 2031 | 65535
| High | DLC-Water Heating | DLC-Thermostat-BYOT-MSHP | General |  | Winter Morning | % of Load | 1 | 2031 | 65535
| High | DLC-Water Heating | DLC-Thermostat-BYOT-MSHP | General |  | Winter Morning | % of Load | 0 | 2031 | 65535
| High | DLC-Water Heating | C&I Curtailment-Turnkey-Manual HVAC Control | General |  | Winter Morning | % of Load | 1 | 2031 | 65535
| High | DLC-Water Heating | C&I Curtailment-Turnkey-Manual HVAC Control | General |  | Winter Morning | % of Load | 0 | 2031 | 65535
| High | DLC-Water Heating | C&I Curtailment-Turnkey-Auto-DR HVAC Control | General |  | Winter Morning | % of Load | 1 | 2031 | 65535
| High | DLC-Water Heating | C&I Curtailment-Turnkey-Auto-DR HVAC Control | General |  | Winter Morning | % of Load | 0 | 2031 | 65535
| High | DLC-Water Heating | C&I Curtailment-Turnkey-Standard Lighting Control | General |  | Winter Morning | % of Load | 1 | 2031 | 65535
| High | DLC-Water Heating | C&I Curtailment-Turnkey-Standard Lighting Control | General |  | Winter Morning | % of Load | 0 | 2031 | 65535
| High | DLC-Water Heating | C&I Curtailment-Turnkey-Advanced Lighting Control | General |  | Winter Morning | % of Load | 1 | 2031 | 65535
| High | DLC-Water Heating | C&I Curtailment-Turnkey-Advanced Lighting Control | General |  | Winter Morning | % of Load | 0 | 2031 | 65535
| High | DLC-Water Heating | C&I Curtailment-Turnkey-Water Heating Control | General |  | Winter Morning | % of Load | 1 | 2031 | 65535
| High | DLC-Water Heating | C&I Curtailment-Turnkey-Water Heating Control | General |  | Winter Morning | % of Load | 0 | 2031 | 65535
| High | DLC-Water Heating | C&I Curtailment-Turnkey-Other | General |  | Winter Morning | % of Load | 1 | 2031 | 65535
| High | DLC-Water Heating | C&I Curtailment-Turnkey-Other | General |  | Winter Morning | % of Load | 0 | 2031 | 65535
| High | DLC-Water Heating | DLC-Switch-Water Heating | General |  | Winter Evening | % of Load | 1 | 2031 | 65535
| High | DLC-Water Heating | DLC-Switch-Water Heating | General |  | Winter Evening | % of Load | 0 | 2031 | 65535
| High | DLC-Water Heating | DLC-BYOD-Water Heating | General |  | Winter Evening | % of Load | 1 | 2031 | 65535
| High | DLC-Water Heating | DLC-BYOD-Water Heating | General |  | Winter Evening | % of Load | 0 | 2031 | 65535
| High | DLC-Water Heating | DLC-Thermostat-DI-Central Heat Pump | General |  | Winter Evening | % of Load | 1 | 2031 | 65535
| High | DLC-Water Heating | DLC-Thermostat-DI-Central Heat Pump | General |  | Winter Evening | % of Load | 0 | 2031 | 65535
| High | DLC-Water Heating | DLC-Thermostat-BYOT-Central Heat Pump | General |  | Winter Evening | % of Load | 1 | 2031 | 65535
| High | DLC-Water Heating | DLC-Thermostat-BYOT-Central Heat Pump | General |  | Winter Evening | % of Load | 0 | 2031 | 65535
| High | DLC-Water Heating | DLC-Thermostat-HVAC | General |  | Winter Evening | % of Load | 1 | 2031 | 65535
| High | DLC-Water Heating | DLC-Thermostat-HVAC | General |  | Winter Evening | % of Load | 0 | 2031 | 65535
| High | DLC-Water Heating | DLC-Thermostat-DI-Baseboard Heating | General |  | Winter Evening | % of Load | 1 | 2031 | 65535
| High | DLC-Water Heating | DLC-Thermostat-DI-Baseboard Heating | General |  | Winter Evening | % of Load | 0 | 2031 | 65535
| High | DLC-Water Heating | DLC-Thermostat-BYOT-Baseboard Heating | General |  | Winter Evening | % of Load | 1 | 2031 | 65535
| High | DLC-Water Heating | DLC-Thermostat-BYOT-Baseboard Heating | General |  | Winter Evening | % of Load | 0 | 2031 | 65535
| High | DLC-Water Heating | DLC-Thermostat-DI-MSHP | General |  | Winter Evening | % of Load | 1 | 2031 | 65535
| High | DLC-Water Heating | DLC-Thermostat-DI-MSHP | General |  | Winter Evening | % of Load | 0 | 2031 | 65535
| High | DLC-Water Heating | DLC-Thermostat-BYOT-MSHP | General |  | Winter Evening | % of Load | 1 | 2031 | 65535
| High | DLC-Water Heating | DLC-Thermostat-BYOT-MSHP | General |  | Winter Evening | % of Load | 0 | 2031 | 65535
| High | DLC-Water Heating | C&I Curtailment-Turnkey-Manual HVAC Control | General |  | Winter Evening | % of Load | 1 | 2031 | 65535
| High | DLC-Water Heating | C&I Curtailment-Turnkey-Manual HVAC Control | General |  | Winter Evening | % of Load | 0 | 2031 | 65535
| High | DLC-Water Heating | C&I Curtailment-Turnkey-Auto-DR HVAC Control | General |  | Winter Evening | % of Load | 1 | 2031 | 65535
| High | DLC-Water Heating | C&I Curtailment-Turnkey-Auto-DR HVAC Control | General |  | Winter Evening | % of Load | 0 | 2031 | 65535
| High | DLC-Water Heating | C&I Curtailment-Turnkey-Standard Lighting Control | General |  | Winter Evening | % of Load | 1 | 2031 | 65535
| High | DLC-Water Heating | C&I Curtailment-Turnkey-Standard Lighting Control | General |  | Winter Evening | % of Load | 0 | 2031 | 65535
| High | DLC-Water Heating | C&I Curtailment-Turnkey-Advanced Lighting Control | General |  | Winter Evening | % of Load | 1 | 2031 | 65535
| High | DLC-Water Heating | C&I Curtailment-Turnkey-Advanced Lighting Control | General |  | Winter Evening | % of Load | 0 | 2031 | 65535
| High | DLC-Water Heating | C&I Curtailment-Turnkey-Water Heating Control | General |  | Winter Evening | % of Load | 1 | 2031 | 65535
| High | DLC-Water Heating | C&I Curtailment-Turnkey-Water Heating Control | General |  | Winter Evening | % of Load | 0 | 2031 | 65535
| High | DLC-Water Heating | C&I Curtailment-Turnkey-Other | General |  | Winter Evening | % of Load | 1 | 2031 | 65535
| High | DLC-Water Heating | C&I Curtailment-Turnkey-Other | General |  | Winter Evening | % of Load | 0 | 2031 | 65535
| High | DLC-Water Heating | DLC-Switch-Water Heating | Small Industrial |  | Winter Morning | % of Load | 1 | 2031 | 65535
| High | DLC-Water Heating | DLC-Switch-Water Heating | Small Industrial |  | Winter Morning | % of Load | 0 | 2031 | 65535
| High | DLC-Water Heating | DLC-BYOD-Water Heating | Small Industrial |  | Winter Morning | % of Load | 1 | 2031 | 65535
| High | DLC-Water Heating | DLC-BYOD-Water Heating | Small Industrial |  | Winter Morning | % of Load | 0 | 2031 | 65535
| High | DLC-Water Heating | DLC-Thermostat-DI-Central Heat Pump | Small Industrial |  | Winter Morning | % of Load | 1 | 2031 | 65535
| High | DLC-Water Heating | DLC-Thermostat-DI-Central Heat Pump | Small Industrial |  | Winter Morning | % of Load | 0 | 2031 | 65535
| High | DLC-Water Heating | DLC-Thermostat-BYOT-Central Heat Pump | Small Industrial |  | Winter Morning | % of Load | 1 | 2031 | 65535
| High | DLC-Water Heating | DLC-Thermostat-BYOT-Central Heat Pump | Small Industrial |  | Winter Morning | % of Load | 0 | 2031 | 65535
| High | DLC-Water Heating | DLC-Thermostat-HVAC | Small Industrial |  | Winter Morning | % of Load | 1 | 2031 | 65535
| High | DLC-Water Heating | DLC-Thermostat-HVAC | Small Industrial |  | Winter Morning | % of Load | 0 | 2031 | 65535
| High | DLC-Water Heating | DLC-Thermostat-DI-Baseboard Heating | Small Industrial |  | Winter Morning | % of Load | 1 | 2031 | 65535
| High | DLC-Water Heating | DLC-Thermostat-DI-Baseboard Heating | Small Industrial |  | Winter Morning | % of Load | 0 | 2031 | 65535
| High | DLC-Water Heating | DLC-Thermostat-BYOT-Baseboard Heating | Small Industrial |  | Winter Morning | % of Load | 1 | 2031 | 65535
| High | DLC-Water Heating | DLC-Thermostat-BYOT-Baseboard Heating | Small Industrial |  | Winter Morning | % of Load | 0 | 2031 | 65535
| High | DLC-Water Heating | DLC-Thermostat-DI-MSHP | Small Industrial |  | Winter Morning | % of Load | 1 | 2031 | 65535
| High | DLC-Water Heating | DLC-Thermostat-DI-MSHP | Small Industrial |  | Winter Morning | % of Load | 0 | 2031 | 65535
| High | DLC-Water Heating | DLC-Thermostat-BYOT-MSHP | Small Industrial |  | Winter Morning | % of Load | 1 | 2031 | 65535
| High | DLC-Water Heating | DLC-Thermostat-BYOT-MSHP | Small Industrial |  | Winter Morning | % of Load | 0 | 2031 | 65535
| High | DLC-Water Heating | C&I Curtailment-Turnkey-Manual HVAC Control | Small Industrial |  | Winter Morning | % of Load | 1 | 2031 | 65535
| High | DLC-Water Heating | C&I Curtailment-Turnkey-Manual HVAC Control | Small Industrial |  | Winter Morning | % of Load | 0 | 2031 | 65535
| High | DLC-Water Heating | C&I Curtailment-Turnkey-Auto-DR HVAC Control | Small Industrial |  | Winter Morning | % of Load | 1 | 2031 | 65535
| High | DLC-Water Heating | C&I Curtailment-Turnkey-Auto-DR HVAC Control | Small Industrial |  | Winter Morning | % of Load | 0 | 2031 | 65535
| High | DLC-Water Heating | C&I Curtailment-Turnkey-Standard Lighting Control | Small Industrial |  | Winter Morning | % of Load | 1 | 2031 | 65535
| High | DLC-Water Heating | C&I Curtailment-Turnkey-Standard Lighting Control | Small Industrial |  | Winter Morning | % of Load | 0 | 2031 | 65535
| High | DLC-Water Heating | C&I Curtailment-Turnkey-Advanced Lighting Control | Small Industrial |  | Winter Morning | % of Load | 1 | 2031 | 65535
| High | DLC-Water Heating | C&I Curtailment-Turnkey-Advanced Lighting Control | Small Industrial |  | Winter Morning | % of Load | 0 | 2031 | 65535
| High | DLC-Water Heating | C&I Curtailment-Turnkey-Water Heating Control | Small Industrial |  | Winter Morning | % of Load | 1 | 2031 | 65535
| High | DLC-Water Heating | C&I Curtailment-Turnkey-Water Heating Control | Small Industrial |  | Winter Morning | % of Load | 0 | 2031 | 65535
| High | DLC-Water Heating | C&I Curtailment-Turnkey-Other | Small Industrial |  | Winter Morning | % of Load | 1 | 2031 | 65535
| High | DLC-Water Heating | C&I Curtailment-Turnkey-Other | Small Industrial |  | Winter Morning | % of Load | 0 | 2031 | 65535
| High | DLC-Water Heating | C&I Curtailment-Turnkey-Industrial | Small Industrial |  | Winter Morning | % of Load | 1 | 2031 | 65535
| High | DLC-Water Heating | C&I Curtailment-Turnkey-Industrial | Small Industrial |  | Winter Morning | % of Load | 0 | 2031 | 65535
| High | DLC-Water Heating | DLC-Switch-Water Heating | Small Industrial |  | Winter Evening | % of Load | 1 | 2031 | 65535
| High | DLC-Water Heating | DLC-Switch-Water Heating | Small Industrial |  | Winter Evening | % of Load | 0 | 2031 | 65535
| High | DLC-Water Heating | DLC-BYOD-Water Heating | Small Industrial |  | Winter Evening | % of Load | 1 | 2031 | 65535
| High | DLC-Water Heating | DLC-BYOD-Water Heating | Small Industrial |  | Winter Evening | % of Load | 0 | 2031 | 65535
| High | DLC-Water Heating | DLC-Thermostat-DI-Central Heat Pump | Small Industrial |  | Winter Evening | % of Load | 1 | 2031 | 65535
| High | DLC-Water Heating | DLC-Thermostat-DI-Central Heat Pump | Small Industrial |  | Winter Evening | % of Load | 0 | 2031 | 65535
| High | DLC-Water Heating | DLC-Thermostat-BYOT-Central Heat Pump | Small Industrial |  | Winter Evening | % of Load | 1 | 2031 | 65535
| High | DLC-Water Heating | DLC-Thermostat-BYOT-Central Heat Pump | Small Industrial |  | Winter Evening | % of Load | 0 | 2031 | 65535
| High | DLC-Water Heating | DLC-Thermostat-HVAC | Small Industrial |  | Winter Evening | % of Load | 1 | 2031 | 65535
| High | DLC-Water Heating | DLC-Thermostat-HVAC | Small Industrial |  | Winter Evening | % of Load | 0 | 2031 | 65535
| High | DLC-Water Heating | DLC-Thermostat-DI-Baseboard Heating | Small Industrial |  | Winter Evening | % of Load | 1 | 2031 | 65535
| High | DLC-Water Heating | DLC-Thermostat-DI-Baseboard Heating | Small Industrial |  | Winter Evening | % of Load | 0 | 2031 | 65535
| High | DLC-Water Heating | DLC-Thermostat-BYOT-Baseboard Heating | Small Industrial |  | Winter Evening | % of Load | 1 | 2031 | 65535
| High | DLC-Water Heating | DLC-Thermostat-BYOT-Baseboard Heating | Small Industrial |  | Winter Evening | % of Load | 0 | 2031 | 65535
| High | DLC-Water Heating | DLC-Thermostat-DI-MSHP | Small Industrial |  | Winter Evening | % of Load | 1 | 2031 | 65535
| High | DLC-Water Heating | DLC-Thermostat-DI-MSHP | Small Industrial |  | Winter Evening | % of Load | 0 | 2031 | 65535
| High | DLC-Water Heating | DLC-Thermostat-BYOT-MSHP | Small Industrial |  | Winter Evening | % of Load | 1 | 2031 | 65535
| High | DLC-Water Heating | DLC-Thermostat-BYOT-MSHP | Small Industrial |  | Winter Evening | % of Load | 0 | 2031 | 65535
| High | DLC-Water Heating | C&I Curtailment-Turnkey-Manual HVAC Control | Small Industrial |  | Winter Evening | % of Load | 1 | 2031 | 65535
| High | DLC-Water Heating | C&I Curtailment-Turnkey-Manual HVAC Control | Small Industrial |  | Winter Evening | % of Load | 0 | 2031 | 65535
| High | DLC-Water Heating | C&I Curtailment-Turnkey-Auto-DR HVAC Control | Small Industrial |  | Winter Evening | % of Load | 1 | 2031 | 65535
| High | DLC-Water Heating | C&I Curtailment-Turnkey-Auto-DR HVAC Control | Small Industrial |  | Winter Evening | % of Load | 0 | 2031 | 65535
| High | DLC-Water Heating | C&I Curtailment-Turnkey-Standard Lighting Control | Small Industrial |  | Winter Evening | % of Load | 1 | 2031 | 65535
| High | DLC-Water Heating | C&I Curtailment-Turnkey-Standard Lighting Control | Small Industrial |  | Winter Evening | % of Load | 0 | 2031 | 65535
| High | DLC-Water Heating | C&I Curtailment-Turnkey-Advanced Lighting Control | Small Industrial |  | Winter Evening | % of Load | 1 | 2031 | 65535
| High | DLC-Water Heating | C&I Curtailment-Turnkey-Advanced Lighting Control | Small Industrial |  | Winter Evening | % of Load | 0 | 2031 | 65535
| High | DLC-Water Heating | C&I Curtailment-Turnkey-Water Heating Control | Small Industrial |  | Winter Evening | % of Load | 1 | 2031 | 65535
| High | DLC-Water Heating | C&I Curtailment-Turnkey-Water Heating Control | Small Industrial |  | Winter Evening | % of Load | 0 | 2031 | 65535
| High | DLC-Water Heating | C&I Curtailment-Turnkey-Other | Small Industrial |  | Winter Evening | % of Load | 1 | 2031 | 65535
| High | DLC-Water Heating | C&I Curtailment-Turnkey-Other | Small Industrial |  | Winter Evening | % of Load | 0 | 2031 | 65535
| High | DLC-Water Heating | C&I Curtailment-Turnkey-Industrial | Small Industrial |  | Winter Evening | % of Load | 1 | 2031 | 65535
| High | DLC-Water Heating | C&I Curtailment-Turnkey-Industrial | Small Industrial |  | Winter Evening | % of Load | 0 | 2031 | 65535
| High | DLC-Water Heating | DLC-Switch-Water Heating | Medium Industrial |  | Winter Morning | % of Load | 1 | 2031 | 65535
| High | DLC-Water Heating | DLC-Switch-Water Heating | Medium Industrial |  | Winter Morning | % of Load | 0 | 2031 | 65535
| High | DLC-Water Heating | DLC-BYOD-Water Heating | Medium Industrial |  | Winter Morning | % of Load | 1 | 2031 | 65535
| High | DLC-Water Heating | DLC-BYOD-Water Heating | Medium Industrial |  | Winter Morning | % of Load | 0 | 2031 | 65535
| High | DLC-Water Heating | DLC-Thermostat-DI-Central Heat Pump | Medium Industrial |  | Winter Morning | % of Load | 1 | 2031 | 65535
| High | DLC-Water Heating | DLC-Thermostat-DI-Central Heat Pump | Medium Industrial |  | Winter Morning | % of Load | 0 | 2031 | 65535
| High | DLC-Water Heating | DLC-Thermostat-BYOT-Central Heat Pump | Medium Industrial |  | Winter Morning | % of Load | 1 | 2031 | 65535
| High | DLC-Water Heating | DLC-Thermostat-BYOT-Central Heat Pump | Medium Industrial |  | Winter Morning | % of Load | 0 | 2031 | 65535
| High | DLC-Water Heating | DLC-Thermostat-HVAC | Medium Industrial |  | Winter Morning | % of Load | 1 | 2031 | 65535
| High | DLC-Water Heating | DLC-Thermostat-HVAC | Medium Industrial |  | Winter Morning | % of Load | 0 | 2031 | 65535
| High | DLC-Water Heating | DLC-Thermostat-DI-Baseboard Heating | Medium Industrial |  | Winter Morning | % of Load | 1 | 2031 | 65535
| High | DLC-Water Heating | DLC-Thermostat-DI-Baseboard Heating | Medium Industrial |  | Winter Morning | % of Load | 0 | 2031 | 65535
| High | DLC-Water Heating | DLC-Thermostat-BYOT-Baseboard Heating | Medium Industrial |  | Winter Morning | % of Load | 1 | 2031 | 65535
| High | DLC-Water Heating | DLC-Thermostat-BYOT-Baseboard Heating | Medium Industrial |  | Winter Morning | % of Load | 0 | 2031 | 65535
| High | DLC-Water Heating | DLC-Thermostat-DI-MSHP | Medium Industrial |  | Winter Morning | % of Load | 1 | 2031 | 65535
| High | DLC-Water Heating | DLC-Thermostat-DI-MSHP | Medium Industrial |  | Winter Morning | % of Load | 0 | 2031 | 65535
| High | DLC-Water Heating | DLC-Thermostat-BYOT-MSHP | Medium Industrial |  | Winter Morning | % of Load | 1 | 2031 | 65535
| High | DLC-Water Heating | DLC-Thermostat-BYOT-MSHP | Medium Industrial |  | Winter Morning | % of Load | 0 | 2031 | 65535
| High | DLC-Water Heating | C&I Curtailment-Turnkey-Manual HVAC Control | Medium Industrial |  | Winter Morning | % of Load | 1 | 2031 | 65535
| High | DLC-Water Heating | C&I Curtailment-Turnkey-Manual HVAC Control | Medium Industrial |  | Winter Morning | % of Load | 0 | 2031 | 65535
| High | DLC-Water Heating | C&I Curtailment-Turnkey-Auto-DR HVAC Control | Medium Industrial |  | Winter Morning | % of Load | 1 | 2031 | 65535
| High | DLC-Water Heating | C&I Curtailment-Turnkey-Auto-DR HVAC Control | Medium Industrial |  | Winter Morning | % of Load | 0 | 2031 | 65535
| High | DLC-Water Heating | C&I Curtailment-Turnkey-Standard Lighting Control | Medium Industrial |  | Winter Morning | % of Load | 1 | 2031 | 65535
| High | DLC-Water Heating | C&I Curtailment-Turnkey-Standard Lighting Control | Medium Industrial |  | Winter Morning | % of Load | 0 | 2031 | 65535
| High | DLC-Water Heating | C&I Curtailment-Turnkey-Advanced Lighting Control | Medium Industrial |  | Winter Morning | % of Load | 1 | 2031 | 65535
| High | DLC-Water Heating | C&I Curtailment-Turnkey-Advanced Lighting Control | Medium Industrial |  | Winter Morning | % of Load | 0 | 2031 | 65535
| High | DLC-Water Heating | C&I Curtailment-Turnkey-Water Heating Control | Medium Industrial |  | Winter Morning | % of Load | 1 | 2031 | 65535
| High | DLC-Water Heating | C&I Curtailment-Turnkey-Water Heating Control | Medium Industrial |  | Winter Morning | % of Load | 0 | 2031 | 65535
| High | DLC-Water Heating | C&I Curtailment-Turnkey-Other | Medium Industrial |  | Winter Morning | % of Load | 1 | 2031 | 65535
| High | DLC-Water Heating | C&I Curtailment-Turnkey-Other | Medium Industrial |  | Winter Morning | % of Load | 0 | 2031 | 65535
| High | DLC-Water Heating | DLC-Switch-Water Heating | Medium Industrial |  | Winter Evening | % of Load | 1 | 2031 | 65535
| High | DLC-Water Heating | DLC-Switch-Water Heating | Medium Industrial |  | Winter Evening | % of Load | 0 | 2031 | 65535
| High | DLC-Water Heating | DLC-BYOD-Water Heating | Medium Industrial |  | Winter Evening | % of Load | 1 | 2031 | 65535
| High | DLC-Water Heating | DLC-BYOD-Water Heating | Medium Industrial |  | Winter Evening | % of Load | 0 | 2031 | 65535
| High | DLC-Water Heating | DLC-Thermostat-DI-Central Heat Pump | Medium Industrial |  | Winter Evening | % of Load | 1 | 2031 | 65535
| High | DLC-Water Heating | DLC-Thermostat-DI-Central Heat Pump | Medium Industrial |  | Winter Evening | % of Load | 0 | 2031 | 65535
| High | DLC-Water Heating | DLC-Thermostat-BYOT-Central Heat Pump | Medium Industrial |  | Winter Evening | % of Load | 1 | 2031 | 65535
| High | DLC-Water Heating | DLC-Thermostat-BYOT-Central Heat Pump | Medium Industrial |  | Winter Evening | % of Load | 0 | 2031 | 65535
| High | DLC-Water Heating | DLC-Thermostat-HVAC | Medium Industrial |  | Winter Evening | % of Load | 1 | 2031 | 65535
| High | DLC-Water Heating | DLC-Thermostat-HVAC | Medium Industrial |  | Winter Evening | % of Load | 0 | 2031 | 65535
| High | DLC-Water Heating | DLC-Thermostat-DI-Baseboard Heating | Medium Industrial |  | Winter Evening | % of Load | 1 | 2031 | 65535
| High | DLC-Water Heating | DLC-Thermostat-DI-Baseboard Heating | Medium Industrial |  | Winter Evening | % of Load | 0 | 2031 | 65535
| High | DLC-Water Heating | DLC-Thermostat-BYOT-Baseboard Heating | Medium Industrial |  | Winter Evening | % of Load | 1 | 2031 | 65535
| High | DLC-Water Heating | DLC-Thermostat-BYOT-Baseboard Heating | Medium Industrial |  | Winter Evening | % of Load | 0 | 2031 | 65535
| High | DLC-Water Heating | DLC-Thermostat-DI-MSHP | Medium Industrial |  | Winter Evening | % of Load | 1 | 2031 | 65535
| High | DLC-Water Heating | DLC-Thermostat-DI-MSHP | Medium Industrial |  | Winter Evening | % of Load | 0 | 2031 | 65535
| High | DLC-Water Heating | DLC-Thermostat-BYOT-MSHP | Medium Industrial |  | Winter Evening | % of Load | 1 | 2031 | 65535
| High | DLC-Water Heating | DLC-Thermostat-BYOT-MSHP | Medium Industrial |  | Winter Evening | % of Load | 0 | 2031 | 65535
| High | DLC-Water Heating | C&I Curtailment-Turnkey-Manual HVAC Control | Medium Industrial |  | Winter Evening | % of Load | 1 | 2031 | 65535
| High | DLC-Water Heating | C&I Curtailment-Turnkey-Manual HVAC Control | Medium Industrial |  | Winter Evening | % of Load | 0 | 2031 | 65535
| High | DLC-Water Heating | C&I Curtailment-Turnkey-Auto-DR HVAC Control | Medium Industrial |  | Winter Evening | % of Load | 1 | 2031 | 65535
| High | DLC-Water Heating | C&I Curtailment-Turnkey-Auto-DR HVAC Control | Medium Industrial |  | Winter Evening | % of Load | 0 | 2031 | 65535
| High | DLC-Water Heating | C&I Curtailment-Turnkey-Standard Lighting Control | Medium Industrial |  | Winter Evening | % of Load | 1 | 2031 | 65535
| High | DLC-Water Heating | C&I Curtailment-Turnkey-Standard Lighting Control | Medium Industrial |  | Winter Evening | % of Load | 0 | 2031 | 65535
| High | DLC-Water Heating | C&I Curtailment-Turnkey-Advanced Lighting Control | Medium Industrial |  | Winter Evening | % of Load | 1 | 2031 | 65535
| High | DLC-Water Heating | C&I Curtailment-Turnkey-Advanced Lighting Control | Medium Industrial |  | Winter Evening | % of Load | 0 | 2031 | 65535
| High | DLC-Water Heating | C&I Curtailment-Turnkey-Water Heating Control | Medium Industrial |  | Winter Evening | % of Load | 1 | 2031 | 65535
| High | DLC-Water Heating | C&I Curtailment-Turnkey-Water Heating Control | Medium Industrial |  | Winter Evening | % of Load | 0 | 2031 | 65535
| High | DLC-Water Heating | C&I Curtailment-Turnkey-Other | Medium Industrial |  | Winter Evening | % of Load | 1 | 2031 | 65535
| High | DLC-Water Heating | C&I Curtailment-Turnkey-Other | Medium Industrial |  | Winter Evening | % of Load | 0 | 2031 | 65535
| High | DLC-Water Heating | DLC-Switch-Water Heating | Residential Charitable |  | Winter Morning | % of Load | 1 | 2031 | 65535
| High | DLC-Water Heating | DLC-Switch-Water Heating | Residential Charitable |  | Winter Morning | % of Load | 0 | 2031 | 65535
| High | DLC-Water Heating | DLC-BYOD-Water Heating | Residential Charitable |  | Winter Morning | % of Load | 1 | 2031 | 65535
| High | DLC-Water Heating | DLC-BYOD-Water Heating | Residential Charitable |  | Winter Morning | % of Load | 0 | 2031 | 65535
| High | DLC-Water Heating | DLC-Switch-Water Heating | Residential Charitable |  | Winter Evening | % of Load | 1 | 2031 | 65535
| High | DLC-Water Heating | DLC-Switch-Water Heating | Residential Charitable |  | Winter Evening | % of Load | 0 | 2031 | 65535
| High | DLC-Water Heating | DLC-BYOD-Water Heating | Residential Charitable |  | Winter Evening | % of Load | 1 | 2031 | 65535
| High | DLC-Water Heating | DLC-BYOD-Water Heating | Residential Charitable |  | Winter Evening | % of Load | 0 | 2031 | 65535
| High | C&I Curtailment | DLC-Switch-Water Heating | Small General |  | Winter Morning | % of Load | 1 | 2031 | 65535
| High | C&I Curtailment | DLC-Switch-Water Heating | Small General |  | Winter Morning | % of Load | 0 | 2031 | 65535
| High | C&I Curtailment | DLC-BYOD-Water Heating | Small General |  | Winter Morning | % of Load | 1 | 2031 | 65535
| High | C&I Curtailment | DLC-BYOD-Water Heating | Small General |  | Winter Morning | % of Load | 0 | 2031 | 65535
| High | C&I Curtailment | DLC-Thermostat-DI-Central Heat Pump | Small General |  | Winter Morning | % of Load | 1 | 2031 | 65535
| High | C&I Curtailment | DLC-Thermostat-DI-Central Heat Pump | Small General |  | Winter Morning | % of Load | 0 | 2031 | 65535
| High | C&I Curtailment | DLC-Thermostat-BYOT-Central Heat Pump | Small General |  | Winter Morning | % of Load | 1 | 2031 | 65535
| High | C&I Curtailment | DLC-Thermostat-BYOT-Central Heat Pump | Small General |  | Winter Morning | % of Load | 0 | 2031 | 65535
| High | C&I Curtailment | DLC-Thermostat-HVAC | Small General |  | Winter Morning | % of Load | 1 | 2031 | 65535
| High | C&I Curtailment | DLC-Thermostat-HVAC | Small General |  | Winter Morning | % of Load | 0 | 2031 | 65535
| High | C&I Curtailment | DLC-Thermostat-DI-Baseboard Heating | Small General |  | Winter Morning | % of Load | 1 | 2031 | 65535
| High | C&I Curtailment | DLC-Thermostat-DI-Baseboard Heating | Small General |  | Winter Morning | % of Load | 0 | 2031 | 65535
| High | C&I Curtailment | DLC-Thermostat-BYOT-Baseboard Heating | Small General |  | Winter Morning | % of Load | 1 | 2031 | 65535
| High | C&I Curtailment | DLC-Thermostat-BYOT-Baseboard Heating | Small General |  | Winter Morning | % of Load | 0 | 2031 | 65535
| High | C&I Curtailment | DLC-Thermostat-DI-MSHP | Small General |  | Winter Morning | % of Load | 1 | 2031 | 65535
| High | C&I Curtailment | DLC-Thermostat-DI-MSHP | Small General |  | Winter Morning | % of Load | 0 | 2031 | 65535
| High | C&I Curtailment | DLC-Thermostat-BYOT-MSHP | Small General |  | Winter Morning | % of Load | 1 | 2031 | 65535
| High | C&I Curtailment | DLC-Thermostat-BYOT-MSHP | Small General |  | Winter Morning | % of Load | 0 | 2031 | 65535
| High | C&I Curtailment | C&I Curtailment-Turnkey-Manual HVAC Control | Small General |  | Winter Morning | % of Load | 1 | 2031 | 65535
| High | C&I Curtailment | C&I Curtailment-Turnkey-Manual HVAC Control | Small General |  | Winter Morning | % of Load | 0 | 2031 | 65535
| High | C&I Curtailment | C&I Curtailment-Turnkey-Auto-DR HVAC Control | Small General |  | Winter Morning | % of Load | 1 | 2031 | 65535
| High | C&I Curtailment | C&I Curtailment-Turnkey-Auto-DR HVAC Control | Small General |  | Winter Morning | % of Load | 0 | 2031 | 65535
| High | C&I Curtailment | C&I Curtailment-Turnkey-Standard Lighting Control | Small General |  | Winter Morning | % of Load | 1 | 2031 | 65535
| High | C&I Curtailment | C&I Curtailment-Turnkey-Standard Lighting Control | Small General |  | Winter Morning | % of Load | 0 | 2031 | 65535
| High | C&I Curtailment | C&I Curtailment-Turnkey-Advanced Lighting Control | Small General |  | Winter Morning | % of Load | 1 | 2031 | 65535
| High | C&I Curtailment | C&I Curtailment-Turnkey-Advanced Lighting Control | Small General |  | Winter Morning | % of Load | 0 | 2031 | 65535
| High | C&I Curtailment | C&I Curtailment-Turnkey-Water Heating Control | Small General |  | Winter Morning | % of Load | 1 | 2031 | 65535
| High | C&I Curtailment | C&I Curtailment-Turnkey-Water Heating Control | Small General |  | Winter Morning | % of Load | 0 | 2031 | 65535
| High | C&I Curtailment | C&I Curtailment-Turnkey-Other | Small General |  | Winter Morning | % of Load | 1 | 2031 | 65535
| High | C&I Curtailment | C&I Curtailment-Turnkey-Other | Small General |  | Winter Morning | % of Load | 0 | 2031 | 65535
| High | C&I Curtailment | Dynamic Pricing with enabling tech. | Small General |  | Winter Morning | % of Load | 1 | 2031 | 65535
| High | C&I Curtailment | Dynamic Pricing with enabling tech. | Small General |  | Winter Morning | % of Load | 0 | 2031 | 65535
| High | C&I Curtailment | DLC-Switch-Water Heating | Small General |  | Winter Evening | % of Load | 1 | 2031 | 65535
| High | C&I Curtailment | DLC-Switch-Water Heating | Small General |  | Winter Evening | % of Load | 0 | 2031 | 65535
| High | C&I Curtailment | DLC-BYOD-Water Heating | Small General |  | Winter Evening | % of Load | 1 | 2031 | 65535
| High | C&I Curtailment | DLC-BYOD-Water Heating | Small General |  | Winter Evening | % of Load | 0 | 2031 | 65535
| High | C&I Curtailment | DLC-Thermostat-DI-Central Heat Pump | Small General |  | Winter Evening | % of Load | 1 | 2031 | 65535
| High | C&I Curtailment | DLC-Thermostat-DI-Central Heat Pump | Small General |  | Winter Evening | % of Load | 0 | 2031 | 65535
| High | C&I Curtailment | DLC-Thermostat-BYOT-Central Heat Pump | Small General |  | Winter Evening | % of Load | 1 | 2031 | 65535
| High | C&I Curtailment | DLC-Thermostat-BYOT-Central Heat Pump | Small General |  | Winter Evening | % of Load | 0 | 2031 | 65535
| High | C&I Curtailment | DLC-Thermostat-HVAC | Small General |  | Winter Evening | % of Load | 1 | 2031 | 65535
| High | C&I Curtailment | DLC-Thermostat-HVAC | Small General |  | Winter Evening | % of Load | 0 | 2031 | 65535
| High | C&I Curtailment | DLC-Thermostat-DI-Baseboard Heating | Small General |  | Winter Evening | % of Load | 1 | 2031 | 65535
| High | C&I Curtailment | DLC-Thermostat-DI-Baseboard Heating | Small General |  | Winter Evening | % of Load | 0 | 2031 | 65535
| High | C&I Curtailment | DLC-Thermostat-BYOT-Baseboard Heating | Small General |  | Winter Evening | % of Load | 1 | 2031 | 65535
| High | C&I Curtailment | DLC-Thermostat-BYOT-Baseboard Heating | Small General |  | Winter Evening | % of Load | 0 | 2031 | 65535
| High | C&I Curtailment | DLC-Thermostat-DI-MSHP | Small General |  | Winter Evening | % of Load | 1 | 2031 | 65535
| High | C&I Curtailment | DLC-Thermostat-DI-MSHP | Small General |  | Winter Evening | % of Load | 0 | 2031 | 65535
| High | C&I Curtailment | DLC-Thermostat-BYOT-MSHP | Small General |  | Winter Evening | % of Load | 1 | 2031 | 65535
| High | C&I Curtailment | DLC-Thermostat-BYOT-MSHP | Small General |  | Winter Evening | % of Load | 0 | 2031 | 65535
| High | C&I Curtailment | C&I Curtailment-Turnkey-Manual HVAC Control | Small General |  | Winter Evening | % of Load | 1 | 2031 | 65535
| High | C&I Curtailment | C&I Curtailment-Turnkey-Manual HVAC Control | Small General |  | Winter Evening | % of Load | 0 | 2031 | 65535
| High | C&I Curtailment | C&I Curtailment-Turnkey-Auto-DR HVAC Control | Small General |  | Winter Evening | % of Load | 1 | 2031 | 65535
| High | C&I Curtailment | C&I Curtailment-Turnkey-Auto-DR HVAC Control | Small General |  | Winter Evening | % of Load | 0 | 2031 | 65535
| High | C&I Curtailment | C&I Curtailment-Turnkey-Standard Lighting Control | Small General |  | Winter Evening | % of Load | 1 | 2031 | 65535
| High | C&I Curtailment | C&I Curtailment-Turnkey-Standard Lighting Control | Small General |  | Winter Evening | % of Load | 0 | 2031 | 65535
| High | C&I Curtailment | C&I Curtailment-Turnkey-Advanced Lighting Control | Small General |  | Winter Evening | % of Load | 1 | 2031 | 65535
| High | C&I Curtailment | C&I Curtailment-Turnkey-Advanced Lighting Control | Small General |  | Winter Evening | % of Load | 0 | 2031 | 65535
| High | C&I Curtailment | C&I Curtailment-Turnkey-Water Heating Control | Small General |  | Winter Evening | % of Load | 1 | 2031 | 65535
| High | C&I Curtailment | C&I Curtailment-Turnkey-Water Heating Control | Small General |  | Winter Evening | % of Load | 0 | 2031 | 65535
| High | C&I Curtailment | C&I Curtailment-Turnkey-Other | Small General |  | Winter Evening | % of Load | 1 | 2031 | 65535
| High | C&I Curtailment | C&I Curtailment-Turnkey-Other | Small General |  | Winter Evening | % of Load | 0 | 2031 | 65535
| High | C&I Curtailment | Dynamic Pricing with enabling tech. | Small General |  | Winter Evening | % of Load | 1 | 2031 | 65535
| High | C&I Curtailment | Dynamic Pricing with enabling tech. | Small General |  | Winter Evening | % of Load | 0 | 2031 | 65535
| High | C&I Curtailment | DLC-Switch-Water Heating | General |  | Winter Morning | % of Load | 1 | 2031 | 65535
| High | C&I Curtailment | DLC-Switch-Water Heating | General |  | Winter Morning | % of Load | 0 | 2031 | 65535
| High | C&I Curtailment | DLC-BYOD-Water Heating | General |  | Winter Morning | % of Load | 1 | 2031 | 65535
| High | C&I Curtailment | DLC-BYOD-Water Heating | General |  | Winter Morning | % of Load | 0 | 2031 | 65535
| High | C&I Curtailment | DLC-Thermostat-DI-Central Heat Pump | General |  | Winter Morning | % of Load | 1 | 2031 | 65535
| High | C&I Curtailment | DLC-Thermostat-DI-Central Heat Pump | General |  | Winter Morning | % of Load | 0 | 2031 | 65535
| High | C&I Curtailment | DLC-Thermostat-BYOT-Central Heat Pump | General |  | Winter Morning | % of Load | 1 | 2031 | 65535
| High | C&I Curtailment | DLC-Thermostat-BYOT-Central Heat Pump | General |  | Winter Morning | % of Load | 0 | 2031 | 65535
| High | C&I Curtailment | DLC-Thermostat-HVAC | General |  | Winter Morning | % of Load | 1 | 2031 | 65535
| High | C&I Curtailment | DLC-Thermostat-HVAC | General |  | Winter Morning | % of Load | 0 | 2031 | 65535
| High | C&I Curtailment | DLC-Thermostat-DI-Baseboard Heating | General |  | Winter Morning | % of Load | 1 | 2031 | 65535
| High | C&I Curtailment | DLC-Thermostat-DI-Baseboard Heating | General |  | Winter Morning | % of Load | 0 | 2031 | 65535
| High | C&I Curtailment | DLC-Thermostat-BYOT-Baseboard Heating | General |  | Winter Morning | % of Load | 1 | 2031 | 65535
| High | C&I Curtailment | DLC-Thermostat-BYOT-Baseboard Heating | General |  | Winter Morning | % of Load | 0 | 2031 | 65535
| High | C&I Curtailment | DLC-Thermostat-DI-MSHP | General |  | Winter Morning | % of Load | 1 | 2031 | 65535
| High | C&I Curtailment | DLC-Thermostat-DI-MSHP | General |  | Winter Morning | % of Load | 0 | 2031 | 65535
| High | C&I Curtailment | DLC-Thermostat-BYOT-MSHP | General |  | Winter Morning | % of Load | 1 | 2031 | 65535
| High | C&I Curtailment | DLC-Thermostat-BYOT-MSHP | General |  | Winter Morning | % of Load | 0 | 2031 | 65535
| High | C&I Curtailment | C&I Curtailment-Turnkey-Manual HVAC Control | General |  | Winter Morning | % of Load | 1 | 2031 | 65535
| High | C&I Curtailment | C&I Curtailment-Turnkey-Manual HVAC Control | General |  | Winter Morning | % of Load | 0 | 2031 | 65535
| High | C&I Curtailment | C&I Curtailment-Turnkey-Auto-DR HVAC Control | General |  | Winter Morning | % of Load | 1 | 2031 | 65535
| High | C&I Curtailment | C&I Curtailment-Turnkey-Auto-DR HVAC Control | General |  | Winter Morning | % of Load | 0 | 2031 | 65535
| High | C&I Curtailment | C&I Curtailment-Turnkey-Standard Lighting Control | General |  | Winter Morning | % of Load | 1 | 2031 | 65535
| High | C&I Curtailment | C&I Curtailment-Turnkey-Standard Lighting Control | General |  | Winter Morning | % of Load | 0 | 2031 | 65535
| High | C&I Curtailment | C&I Curtailment-Turnkey-Advanced Lighting Control | General |  | Winter Morning | % of Load | 1 | 2031 | 65535
| High | C&I Curtailment | C&I Curtailment-Turnkey-Advanced Lighting Control | General |  | Winter Morning | % of Load | 0 | 2031 | 65535
| High | C&I Curtailment | C&I Curtailment-Turnkey-Water Heating Control | General |  | Winter Morning | % of Load | 1 | 2031 | 65535
| High | C&I Curtailment | C&I Curtailment-Turnkey-Water Heating Control | General |  | Winter Morning | % of Load | 0 | 2031 | 65535
| High | C&I Curtailment | C&I Curtailment-Turnkey-Other | General |  | Winter Morning | % of Load | 1 | 2031 | 65535
| High | C&I Curtailment | C&I Curtailment-Turnkey-Other | General |  | Winter Morning | % of Load | 0 | 2031 | 65535
| High | C&I Curtailment | DLC-Switch-Water Heating | General |  | Winter Evening | % of Load | 1 | 2031 | 65535
| High | C&I Curtailment | DLC-Switch-Water Heating | General |  | Winter Evening | % of Load | 0 | 2031 | 65535
| High | C&I Curtailment | DLC-BYOD-Water Heating | General |  | Winter Evening | % of Load | 1 | 2031 | 65535
| High | C&I Curtailment | DLC-BYOD-Water Heating | General |  | Winter Evening | % of Load | 0 | 2031 | 65535
| High | C&I Curtailment | DLC-Thermostat-DI-Central Heat Pump | General |  | Winter Evening | % of Load | 1 | 2031 | 65535
| High | C&I Curtailment | DLC-Thermostat-DI-Central Heat Pump | General |  | Winter Evening | % of Load | 0 | 2031 | 65535
| High | C&I Curtailment | DLC-Thermostat-BYOT-Central Heat Pump | General |  | Winter Evening | % of Load | 1 | 2031 | 65535
| High | C&I Curtailment | DLC-Thermostat-BYOT-Central Heat Pump | General |  | Winter Evening | % of Load | 0 | 2031 | 65535
| High | C&I Curtailment | DLC-Thermostat-HVAC | General |  | Winter Evening | % of Load | 1 | 2031 | 65535
| High | C&I Curtailment | DLC-Thermostat-HVAC | General |  | Winter Evening | % of Load | 0 | 2031 | 65535
| High | C&I Curtailment | DLC-Thermostat-DI-Baseboard Heating | General |  | Winter Evening | % of Load | 1 | 2031 | 65535
| High | C&I Curtailment | DLC-Thermostat-DI-Baseboard Heating | General |  | Winter Evening | % of Load | 0 | 2031 | 65535
| High | C&I Curtailment | DLC-Thermostat-BYOT-Baseboard Heating | General |  | Winter Evening | % of Load | 1 | 2031 | 65535
| High | C&I Curtailment | DLC-Thermostat-BYOT-Baseboard Heating | General |  | Winter Evening | % of Load | 0 | 2031 | 65535
| High | C&I Curtailment | DLC-Thermostat-DI-MSHP | General |  | Winter Evening | % of Load | 1 | 2031 | 65535
| High | C&I Curtailment | DLC-Thermostat-DI-MSHP | General |  | Winter Evening | % of Load | 0 | 2031 | 65535
| High | C&I Curtailment | DLC-Thermostat-BYOT-MSHP | General |  | Winter Evening | % of Load | 1 | 2031 | 65535
| High | C&I Curtailment | DLC-Thermostat-BYOT-MSHP | General |  | Winter Evening | % of Load | 0 | 2031 | 65535
| High | C&I Curtailment | C&I Curtailment-Turnkey-Manual HVAC Control | General |  | Winter Evening | % of Load | 1 | 2031 | 65535
| High | C&I Curtailment | C&I Curtailment-Turnkey-Manual HVAC Control | General |  | Winter Evening | % of Load | 0 | 2031 | 65535
| High | C&I Curtailment | C&I Curtailment-Turnkey-Auto-DR HVAC Control | General |  | Winter Evening | % of Load | 1 | 2031 | 65535
| High | C&I Curtailment | C&I Curtailment-Turnkey-Auto-DR HVAC Control | General |  | Winter Evening | % of Load | 0 | 2031 | 65535
| High | C&I Curtailment | C&I Curtailment-Turnkey-Standard Lighting Control | General |  | Winter Evening | % of Load | 1 | 2031 | 65535
| High | C&I Curtailment | C&I Curtailment-Turnkey-Standard Lighting Control | General |  | Winter Evening | % of Load | 0 | 2031 | 65535
| High | C&I Curtailment | C&I Curtailment-Turnkey-Advanced Lighting Control | General |  | Winter Evening | % of Load | 1 | 2031 | 65535
| High | C&I Curtailment | C&I Curtailment-Turnkey-Advanced Lighting Control | General |  | Winter Evening | % of Load | 0 | 2031 | 65535
| High | C&I Curtailment | C&I Curtailment-Turnkey-Water Heating Control | General |  | Winter Evening | % of Load | 1 | 2031 | 65535
| High | C&I Curtailment | C&I Curtailment-Turnkey-Water Heating Control | General |  | Winter Evening | % of Load | 0 | 2031 | 65535
| High | C&I Curtailment | C&I Curtailment-Turnkey-Other | General |  | Winter Evening | % of Load | 1 | 2031 | 65535
| High | C&I Curtailment | C&I Curtailment-Turnkey-Other | General |  | Winter Evening | % of Load | 0 | 2031 | 65535
| High | C&I Curtailment | C&I Curtailment-Turnkey-Manual HVAC Control | Large General |  | Winter Morning | % of Load | 1 | 2031 | 65535
| High | C&I Curtailment | C&I Curtailment-Turnkey-Manual HVAC Control | Large General |  | Winter Morning | % of Load | 0 | 2031 | 65535
| High | C&I Curtailment | C&I Curtailment-Turnkey-Auto-DR HVAC Control | Large General |  | Winter Morning | % of Load | 1 | 2031 | 65535
| High | C&I Curtailment | C&I Curtailment-Turnkey-Auto-DR HVAC Control | Large General |  | Winter Morning | % of Load | 0 | 2031 | 65535
| High | C&I Curtailment | C&I Curtailment-Turnkey-Standard Lighting Control | Large General |  | Winter Morning | % of Load | 1 | 2031 | 65535
| High | C&I Curtailment | C&I Curtailment-Turnkey-Standard Lighting Control | Large General |  | Winter Morning | % of Load | 0 | 2031 | 65535
| High | C&I Curtailment | C&I Curtailment-Turnkey-Water Heating Control | Large General |  | Winter Morning | % of Load | 1 | 2031 | 65535
| High | C&I Curtailment | C&I Curtailment-Turnkey-Water Heating Control | Large General |  | Winter Morning | % of Load | 0 | 2031 | 65535
| High | C&I Curtailment | C&I Curtailment-Turnkey-Other | Large General |  | Winter Morning | % of Load | 1 | 2031 | 65535
| High | C&I Curtailment | C&I Curtailment-Turnkey-Other | Large General |  | Winter Morning | % of Load | 0 | 2031 | 65535
| High | C&I Curtailment | C&I Curtailment-Turnkey-Manual HVAC Control | Large General |  | Winter Evening | % of Load | 1 | 2031 | 65535
| High | C&I Curtailment | C&I Curtailment-Turnkey-Manual HVAC Control | Large General |  | Winter Evening | % of Load | 0 | 2031 | 65535
| High | C&I Curtailment | C&I Curtailment-Turnkey-Auto-DR HVAC Control | Large General |  | Winter Evening | % of Load | 1 | 2031 | 65535
| High | C&I Curtailment | C&I Curtailment-Turnkey-Auto-DR HVAC Control | Large General |  | Winter Evening | % of Load | 0 | 2031 | 65535
| High | C&I Curtailment | C&I Curtailment-Turnkey-Standard Lighting Control | Large General |  | Winter Evening | % of Load | 1 | 2031 | 65535
| High | C&I Curtailment | C&I Curtailment-Turnkey-Standard Lighting Control | Large General |  | Winter Evening | % of Load | 0 | 2031 | 65535
| High | C&I Curtailment | C&I Curtailment-Turnkey-Water Heating Control | Large General |  | Winter Evening | % of Load | 1 | 2031 | 65535
| High | C&I Curtailment | C&I Curtailment-Turnkey-Water Heating Control | Large General |  | Winter Evening | % of Load | 0 | 2031 | 65535
| High | C&I Curtailment | C&I Curtailment-Turnkey-Other | Large General |  | Winter Evening | % of Load | 1 | 2031 | 65535
| High | C&I Curtailment | C&I Curtailment-Turnkey-Other | Large General |  | Winter Evening | % of Load | 0 | 2031 | 65535
| High | C&I Curtailment | DLC-Switch-Water Heating | Small Industrial |  | Winter Morning | % of Load | 1 | 2031 | 65535
| High | C&I Curtailment | DLC-Switch-Water Heating | Small Industrial |  | Winter Morning | % of Load | 0 | 2031 | 65535
| High | C&I Curtailment | DLC-BYOD-Water Heating | Small Industrial |  | Winter Morning | % of Load | 1 | 2031 | 65535
| High | C&I Curtailment | DLC-BYOD-Water Heating | Small Industrial |  | Winter Morning | % of Load | 0 | 2031 | 65535
| High | C&I Curtailment | DLC-Thermostat-DI-Central Heat Pump | Small Industrial |  | Winter Morning | % of Load | 1 | 2031 | 65535
| High | C&I Curtailment | DLC-Thermostat-DI-Central Heat Pump | Small Industrial |  | Winter Morning | % of Load | 0 | 2031 | 65535
| High | C&I Curtailment | DLC-Thermostat-BYOT-Central Heat Pump | Small Industrial |  | Winter Morning | % of Load | 1 | 2031 | 65535
| High | C&I Curtailment | DLC-Thermostat-BYOT-Central Heat Pump | Small Industrial |  | Winter Morning | % of Load | 0 | 2031 | 65535
| High | C&I Curtailment | DLC-Thermostat-HVAC | Small Industrial |  | Winter Morning | % of Load | 1 | 2031 | 65535
| High | C&I Curtailment | DLC-Thermostat-HVAC | Small Industrial |  | Winter Morning | % of Load | 0 | 2031 | 65535
| High | C&I Curtailment | DLC-Thermostat-DI-Baseboard Heating | Small Industrial |  | Winter Morning | % of Load | 1 | 2031 | 65535
| High | C&I Curtailment | DLC-Thermostat-DI-Baseboard Heating | Small Industrial |  | Winter Morning | % of Load | 0 | 2031 | 65535
| High | C&I Curtailment | DLC-Thermostat-BYOT-Baseboard Heating | Small Industrial |  | Winter Morning | % of Load | 1 | 2031 | 65535
| High | C&I Curtailment | DLC-Thermostat-BYOT-Baseboard Heating | Small Industrial |  | Winter Morning | % of Load | 0 | 2031 | 65535
| High | C&I Curtailment | DLC-Thermostat-DI-MSHP | Small Industrial |  | Winter Morning | % of Load | 1 | 2031 | 65535
| High | C&I Curtailment | DLC-Thermostat-DI-MSHP | Small Industrial |  | Winter Morning | % of Load | 0 | 2031 | 65535
| High | C&I Curtailment | DLC-Thermostat-BYOT-MSHP | Small Industrial |  | Winter Morning | % of Load | 1 | 2031 | 65535
| High | C&I Curtailment | DLC-Thermostat-BYOT-MSHP | Small Industrial |  | Winter Morning | % of Load | 0 | 2031 | 65535
| High | C&I Curtailment | C&I Curtailment-Turnkey-Manual HVAC Control | Small Industrial |  | Winter Morning | % of Load | 1 | 2031 | 65535
| High | C&I Curtailment | C&I Curtailment-Turnkey-Manual HVAC Control | Small Industrial |  | Winter Morning | % of Load | 0 | 2031 | 65535
| High | C&I Curtailment | C&I Curtailment-Turnkey-Auto-DR HVAC Control | Small Industrial |  | Winter Morning | % of Load | 1 | 2031 | 65535
| High | C&I Curtailment | C&I Curtailment-Turnkey-Auto-DR HVAC Control | Small Industrial |  | Winter Morning | % of Load | 0 | 2031 | 65535
| High | C&I Curtailment | C&I Curtailment-Turnkey-Standard Lighting Control | Small Industrial |  | Winter Morning | % of Load | 1 | 2031 | 65535
| High | C&I Curtailment | C&I Curtailment-Turnkey-Standard Lighting Control | Small Industrial |  | Winter Morning | % of Load | 0 | 2031 | 65535
| High | C&I Curtailment | C&I Curtailment-Turnkey-Advanced Lighting Control | Small Industrial |  | Winter Morning | % of Load | 1 | 2031 | 65535
| High | C&I Curtailment | C&I Curtailment-Turnkey-Advanced Lighting Control | Small Industrial |  | Winter Morning | % of Load | 0 | 2031 | 65535
| High | C&I Curtailment | C&I Curtailment-Turnkey-Water Heating Control | Small Industrial |  | Winter Morning | % of Load | 1 | 2031 | 65535
| High | C&I Curtailment | C&I Curtailment-Turnkey-Water Heating Control | Small Industrial |  | Winter Morning | % of Load | 0 | 2031 | 65535
| High | C&I Curtailment | C&I Curtailment-Turnkey-Other | Small Industrial |  | Winter Morning | % of Load | 1 | 2031 | 65535
| High | C&I Curtailment | C&I Curtailment-Turnkey-Other | Small Industrial |  | Winter Morning | % of Load | 0 | 2031 | 65535
| High | C&I Curtailment | C&I Curtailment-Turnkey-Industrial | Small Industrial |  | Winter Morning | % of Load | 1 | 2031 | 65535
| High | C&I Curtailment | C&I Curtailment-Turnkey-Industrial | Small Industrial |  | Winter Morning | % of Load | 0 | 2031 | 65535
| High | C&I Curtailment | DLC-Switch-Water Heating | Small Industrial |  | Winter Evening | % of Load | 1 | 2031 | 65535
| High | C&I Curtailment | DLC-Switch-Water Heating | Small Industrial |  | Winter Evening | % of Load | 0 | 2031 | 65535
| High | C&I Curtailment | DLC-BYOD-Water Heating | Small Industrial |  | Winter Evening | % of Load | 1 | 2031 | 65535
| High | C&I Curtailment | DLC-BYOD-Water Heating | Small Industrial |  | Winter Evening | % of Load | 0 | 2031 | 65535
| High | C&I Curtailment | DLC-Thermostat-DI-Central Heat Pump | Small Industrial |  | Winter Evening | % of Load | 1 | 2031 | 65535
| High | C&I Curtailment | DLC-Thermostat-DI-Central Heat Pump | Small Industrial |  | Winter Evening | % of Load | 0 | 2031 | 65535
| High | C&I Curtailment | DLC-Thermostat-BYOT-Central Heat Pump | Small Industrial |  | Winter Evening | % of Load | 1 | 2031 | 65535
| High | C&I Curtailment | DLC-Thermostat-BYOT-Central Heat Pump | Small Industrial |  | Winter Evening | % of Load | 0 | 2031 | 65535
| High | C&I Curtailment | DLC-Thermostat-HVAC | Small Industrial |  | Winter Evening | % of Load | 1 | 2031 | 65535
| High | C&I Curtailment | DLC-Thermostat-HVAC | Small Industrial |  | Winter Evening | % of Load | 0 | 2031 | 65535
| High | C&I Curtailment | DLC-Thermostat-DI-Baseboard Heating | Small Industrial |  | Winter Evening | % of Load | 1 | 2031 | 65535
| High | C&I Curtailment | DLC-Thermostat-DI-Baseboard Heating | Small Industrial |  | Winter Evening | % of Load | 0 | 2031 | 65535
| High | C&I Curtailment | DLC-Thermostat-BYOT-Baseboard Heating | Small Industrial |  | Winter Evening | % of Load | 1 | 2031 | 65535
| High | C&I Curtailment | DLC-Thermostat-BYOT-Baseboard Heating | Small Industrial |  | Winter Evening | % of Load | 0 | 2031 | 65535
| High | C&I Curtailment | DLC-Thermostat-DI-MSHP | Small Industrial |  | Winter Evening | % of Load | 1 | 2031 | 65535
| High | C&I Curtailment | DLC-Thermostat-DI-MSHP | Small Industrial |  | Winter Evening | % of Load | 0 | 2031 | 65535
| High | C&I Curtailment | DLC-Thermostat-BYOT-MSHP | Small Industrial |  | Winter Evening | % of Load | 1 | 2031 | 65535
| High | C&I Curtailment | DLC-Thermostat-BYOT-MSHP | Small Industrial |  | Winter Evening | % of Load | 0 | 2031 | 65535
| High | C&I Curtailment | C&I Curtailment-Turnkey-Manual HVAC Control | Small Industrial |  | Winter Evening | % of Load | 1 | 2031 | 65535
| High | C&I Curtailment | C&I Curtailment-Turnkey-Manual HVAC Control | Small Industrial |  | Winter Evening | % of Load | 0 | 2031 | 65535
| High | C&I Curtailment | C&I Curtailment-Turnkey-Auto-DR HVAC Control | Small Industrial |  | Winter Evening | % of Load | 1 | 2031 | 65535
| High | C&I Curtailment | C&I Curtailment-Turnkey-Auto-DR HVAC Control | Small Industrial |  | Winter Evening | % of Load | 0 | 2031 | 65535
| High | C&I Curtailment | C&I Curtailment-Turnkey-Standard Lighting Control | Small Industrial |  | Winter Evening | % of Load | 1 | 2031 | 65535
| High | C&I Curtailment | C&I Curtailment-Turnkey-Standard Lighting Control | Small Industrial |  | Winter Evening | % of Load | 0 | 2031 | 65535
| High | C&I Curtailment | C&I Curtailment-Turnkey-Advanced Lighting Control | Small Industrial |  | Winter Evening | % of Load | 1 | 2031 | 65535
| High | C&I Curtailment | C&I Curtailment-Turnkey-Advanced Lighting Control | Small Industrial |  | Winter Evening | % of Load | 0 | 2031 | 65535
| High | C&I Curtailment | C&I Curtailment-Turnkey-Water Heating Control | Small Industrial |  | Winter Evening | % of Load | 1 | 2031 | 65535
| High | C&I Curtailment | C&I Curtailment-Turnkey-Water Heating Control | Small Industrial |  | Winter Evening | % of Load | 0 | 2031 | 65535
| High | C&I Curtailment | C&I Curtailment-Turnkey-Other | Small Industrial |  | Winter Evening | % of Load | 1 | 2031 | 65535
| High | C&I Curtailment | C&I Curtailment-Turnkey-Other | Small Industrial |  | Winter Evening | % of Load | 0 | 2031 | 65535
| High | C&I Curtailment | C&I Curtailment-Turnkey-Industrial | Small Industrial |  | Winter Evening | % of Load | 1 | 2031 | 65535
| High | C&I Curtailment | C&I Curtailment-Turnkey-Industrial | Small Industrial |  | Winter Evening | % of Load | 0 | 2031 | 65535
| High | C&I Curtailment | DLC-Switch-Water Heating | Medium Industrial |  | Winter Morning | % of Load | 1 | 2031 | 65535
| High | C&I Curtailment | DLC-Switch-Water Heating | Medium Industrial |  | Winter Morning | % of Load | 0 | 2031 | 65535
| High | C&I Curtailment | DLC-BYOD-Water Heating | Medium Industrial |  | Winter Morning | % of Load | 1 | 2031 | 65535
| High | C&I Curtailment | DLC-BYOD-Water Heating | Medium Industrial |  | Winter Morning | % of Load | 0 | 2031 | 65535
| High | C&I Curtailment | DLC-Thermostat-DI-Central Heat Pump | Medium Industrial |  | Winter Morning | % of Load | 1 | 2031 | 65535
| High | C&I Curtailment | DLC-Thermostat-DI-Central Heat Pump | Medium Industrial |  | Winter Morning | % of Load | 0 | 2031 | 65535
| High | C&I Curtailment | DLC-Thermostat-BYOT-Central Heat Pump | Medium Industrial |  | Winter Morning | % of Load | 1 | 2031 | 65535
| High | C&I Curtailment | DLC-Thermostat-BYOT-Central Heat Pump | Medium Industrial |  | Winter Morning | % of Load | 0 | 2031 | 65535
| High | C&I Curtailment | DLC-Thermostat-HVAC | Medium Industrial |  | Winter Morning | % of Load | 1 | 2031 | 65535
| High | C&I Curtailment | DLC-Thermostat-HVAC | Medium Industrial |  | Winter Morning | % of Load | 0 | 2031 | 65535
| High | C&I Curtailment | DLC-Thermostat-DI-Baseboard Heating | Medium Industrial |  | Winter Morning | % of Load | 1 | 2031 | 65535
| High | C&I Curtailment | DLC-Thermostat-DI-Baseboard Heating | Medium Industrial |  | Winter Morning | % of Load | 0 | 2031 | 65535
| High | C&I Curtailment | DLC-Thermostat-BYOT-Baseboard Heating | Medium Industrial |  | Winter Morning | % of Load | 1 | 2031 | 65535
| High | C&I Curtailment | DLC-Thermostat-BYOT-Baseboard Heating | Medium Industrial |  | Winter Morning | % of Load | 0 | 2031 | 65535
| High | C&I Curtailment | DLC-Thermostat-DI-MSHP | Medium Industrial |  | Winter Morning | % of Load | 1 | 2031 | 65535
| High | C&I Curtailment | DLC-Thermostat-DI-MSHP | Medium Industrial |  | Winter Morning | % of Load | 0 | 2031 | 65535
| High | C&I Curtailment | DLC-Thermostat-BYOT-MSHP | Medium Industrial |  | Winter Morning | % of Load | 1 | 2031 | 65535
| High | C&I Curtailment | DLC-Thermostat-BYOT-MSHP | Medium Industrial |  | Winter Morning | % of Load | 0 | 2031 | 65535
| High | C&I Curtailment | C&I Curtailment-Turnkey-Manual HVAC Control | Medium Industrial |  | Winter Morning | % of Load | 1 | 2031 | 65535
| High | C&I Curtailment | C&I Curtailment-Turnkey-Manual HVAC Control | Medium Industrial |  | Winter Morning | % of Load | 0 | 2031 | 65535
| High | C&I Curtailment | C&I Curtailment-Turnkey-Auto-DR HVAC Control | Medium Industrial |  | Winter Morning | % of Load | 1 | 2031 | 65535
| High | C&I Curtailment | C&I Curtailment-Turnkey-Auto-DR HVAC Control | Medium Industrial |  | Winter Morning | % of Load | 0 | 2031 | 65535
| High | C&I Curtailment | C&I Curtailment-Turnkey-Standard Lighting Control | Medium Industrial |  | Winter Morning | % of Load | 1 | 2031 | 65535
| High | C&I Curtailment | C&I Curtailment-Turnkey-Standard Lighting Control | Medium Industrial |  | Winter Morning | % of Load | 0 | 2031 | 65535
| High | C&I Curtailment | C&I Curtailment-Turnkey-Advanced Lighting Control | Medium Industrial |  | Winter Morning | % of Load | 1 | 2031 | 65535
| High | C&I Curtailment | C&I Curtailment-Turnkey-Advanced Lighting Control | Medium Industrial |  | Winter Morning | % of Load | 0 | 2031 | 65535
| High | C&I Curtailment | C&I Curtailment-Turnkey-Water Heating Control | Medium Industrial |  | Winter Morning | % of Load | 1 | 2031 | 65535
| High | C&I Curtailment | C&I Curtailment-Turnkey-Water Heating Control | Medium Industrial |  | Winter Morning | % of Load | 0 | 2031 | 65535
| High | C&I Curtailment | C&I Curtailment-Turnkey-Other | Medium Industrial |  | Winter Morning | % of Load | 1 | 2031 | 65535
| High | C&I Curtailment | C&I Curtailment-Turnkey-Other | Medium Industrial |  | Winter Morning | % of Load | 0 | 2031 | 65535
| High | C&I Curtailment | DLC-Switch-Water Heating | Medium Industrial |  | Winter Evening | % of Load | 1 | 2031 | 65535
| High | C&I Curtailment | DLC-Switch-Water Heating | Medium Industrial |  | Winter Evening | % of Load | 0 | 2031 | 65535
| High | C&I Curtailment | DLC-BYOD-Water Heating | Medium Industrial |  | Winter Evening | % of Load | 1 | 2031 | 65535
| High | C&I Curtailment | DLC-BYOD-Water Heating | Medium Industrial |  | Winter Evening | % of Load | 0 | 2031 | 65535
| High | C&I Curtailment | DLC-Thermostat-DI-Central Heat Pump | Medium Industrial |  | Winter Evening | % of Load | 1 | 2031 | 65535
| High | C&I Curtailment | DLC-Thermostat-DI-Central Heat Pump | Medium Industrial |  | Winter Evening | % of Load | 0 | 2031 | 65535
| High | C&I Curtailment | DLC-Thermostat-BYOT-Central Heat Pump | Medium Industrial |  | Winter Evening | % of Load | 1 | 2031 | 65535
| High | C&I Curtailment | DLC-Thermostat-BYOT-Central Heat Pump | Medium Industrial |  | Winter Evening | % of Load | 0 | 2031 | 65535
| High | C&I Curtailment | DLC-Thermostat-HVAC | Medium Industrial |  | Winter Evening | % of Load | 1 | 2031 | 65535
| High | C&I Curtailment | DLC-Thermostat-HVAC | Medium Industrial |  | Winter Evening | % of Load | 0 | 2031 | 65535
| High | C&I Curtailment | DLC-Thermostat-DI-Baseboard Heating | Medium Industrial |  | Winter Evening | % of Load | 1 | 2031 | 65535
| High | C&I Curtailment | DLC-Thermostat-DI-Baseboard Heating | Medium Industrial |  | Winter Evening | % of Load | 0 | 2031 | 65535
| High | C&I Curtailment | DLC-Thermostat-BYOT-Baseboard Heating | Medium Industrial |  | Winter Evening | % of Load | 1 | 2031 | 65535
| High | C&I Curtailment | DLC-Thermostat-BYOT-Baseboard Heating | Medium Industrial |  | Winter Evening | % of Load | 0 | 2031 | 65535
| High | C&I Curtailment | DLC-Thermostat-DI-MSHP | Medium Industrial |  | Winter Evening | % of Load | 1 | 2031 | 65535
| High | C&I Curtailment | DLC-Thermostat-DI-MSHP | Medium Industrial |  | Winter Evening | % of Load | 0 | 2031 | 65535
| High | C&I Curtailment | DLC-Thermostat-BYOT-MSHP | Medium Industrial |  | Winter Evening | % of Load | 1 | 2031 | 65535
| High | C&I Curtailment | DLC-Thermostat-BYOT-MSHP | Medium Industrial |  | Winter Evening | % of Load | 0 | 2031 | 65535
| High | C&I Curtailment | C&I Curtailment-Turnkey-Manual HVAC Control | Medium Industrial |  | Winter Evening | % of Load | 1 | 2031 | 65535
| High | C&I Curtailment | C&I Curtailment-Turnkey-Manual HVAC Control | Medium Industrial |  | Winter Evening | % of Load | 0 | 2031 | 65535
| High | C&I Curtailment | C&I Curtailment-Turnkey-Auto-DR HVAC Control | Medium Industrial |  | Winter Evening | % of Load | 1 | 2031 | 65535
| High | C&I Curtailment | C&I Curtailment-Turnkey-Auto-DR HVAC Control | Medium Industrial |  | Winter Evening | % of Load | 0 | 2031 | 65535
| High | C&I Curtailment | C&I Curtailment-Turnkey-Standard Lighting Control | Medium Industrial |  | Winter Evening | % of Load | 1 | 2031 | 65535
| High | C&I Curtailment | C&I Curtailment-Turnkey-Standard Lighting Control | Medium Industrial |  | Winter Evening | % of Load | 0 | 2031 | 65535
| High | C&I Curtailment | C&I Curtailment-Turnkey-Advanced Lighting Control | Medium Industrial |  | Winter Evening | % of Load | 1 | 2031 | 65535
| High | C&I Curtailment | C&I Curtailment-Turnkey-Advanced Lighting Control | Medium Industrial |  | Winter Evening | % of Load | 0 | 2031 | 65535
| High | C&I Curtailment | C&I Curtailment-Turnkey-Water Heating Control | Medium Industrial |  | Winter Evening | % of Load | 1 | 2031 | 65535
| High | C&I Curtailment | C&I Curtailment-Turnkey-Water Heating Control | Medium Industrial |  | Winter Evening | % of Load | 0 | 2031 | 65535
| High | C&I Curtailment | C&I Curtailment-Turnkey-Other | Medium Industrial |  | Winter Evening | % of Load | 1 | 2031 | 65535
| High | C&I Curtailment | C&I Curtailment-Turnkey-Other | Medium Industrial |  | Winter Evening | % of Load | 0 | 2031 | 65535
| High | C&I Curtailment | C&I Curtailment-Turnkey-Manual HVAC Control | Large Industrial |  | Winter Morning | % of Load | 1 | 2031 | 65535
| High | C&I Curtailment | C&I Curtailment-Turnkey-Manual HVAC Control | Large Industrial |  | Winter Morning | % of Load | 0 | 2031 | 65535
| High | C&I Curtailment | C&I Curtailment-Turnkey-Auto-DR HVAC Control | Large Industrial |  | Winter Morning | % of Load | 1 | 2031 | 65535
| High | C&I Curtailment | C&I Curtailment-Turnkey-Auto-DR HVAC Control | Large Industrial |  | Winter Morning | % of Load | 0 | 2031 | 65535
| High | C&I Curtailment | C&I Curtailment-Turnkey-Standard Lighting Control | Large Industrial |  | Winter Morning | % of Load | 1 | 2031 | 65535
| High | C&I Curtailment | C&I Curtailment-Turnkey-Standard Lighting Control | Large Industrial |  | Winter Morning | % of Load | 0 | 2031 | 65535
| High | C&I Curtailment | C&I Curtailment-Turnkey-Water Heating Control | Large Industrial |  | Winter Morning | % of Load | 1 | 2031 | 65535
| High | C&I Curtailment | C&I Curtailment-Turnkey-Water Heating Control | Large Industrial |  | Winter Morning | % of Load | 0 | 2031 | 65535
| High | C&I Curtailment | C&I Curtailment-Turnkey-Other | Large Industrial |  | Winter Morning | % of Load | 1 | 2031 | 65535
| High | C&I Curtailment | C&I Curtailment-Turnkey-Other | Large Industrial |  | Winter Morning | % of Load | 0 | 2031 | 65535
| High | C&I Curtailment | C&I Curtailment-Turnkey-Industrial | Large Industrial |  | Winter Morning | % of Load | 1 | 2031 | 65535
| High | C&I Curtailment | C&I Curtailment-Turnkey-Industrial | Large Industrial |  | Winter Morning | % of Load | 0 | 2031 | 65535
| High | C&I Curtailment | C&I Curtailment-Turnkey-Manual HVAC Control | Large Industrial |  | Winter Evening | % of Load | 1 | 2031 | 65535
| High | C&I Curtailment | C&I Curtailment-Turnkey-Manual HVAC Control | Large Industrial |  | Winter Evening | % of Load | 0 | 2031 | 65535
| High | C&I Curtailment | C&I Curtailment-Turnkey-Auto-DR HVAC Control | Large Industrial |  | Winter Evening | % of Load | 1 | 2031 | 65535
| High | C&I Curtailment | C&I Curtailment-Turnkey-Auto-DR HVAC Control | Large Industrial |  | Winter Evening | % of Load | 0 | 2031 | 65535
| High | C&I Curtailment | C&I Curtailment-Turnkey-Standard Lighting Control | Large Industrial |  | Winter Evening | % of Load | 1 | 2031 | 65535
| High | C&I Curtailment | C&I Curtailment-Turnkey-Standard Lighting Control | Large Industrial |  | Winter Evening | % of Load | 0 | 2031 | 65535
| High | C&I Curtailment | C&I Curtailment-Turnkey-Water Heating Control | Large Industrial |  | Winter Evening | % of Load | 1 | 2031 | 65535
| High | C&I Curtailment | C&I Curtailment-Turnkey-Water Heating Control | Large Industrial |  | Winter Evening | % of Load | 0 | 2031 | 65535
| High | C&I Curtailment | C&I Curtailment-Turnkey-Other | Large Industrial |  | Winter Evening | % of Load | 1 | 2031 | 65535
| High | C&I Curtailment | C&I Curtailment-Turnkey-Other | Large Industrial |  | Winter Evening | % of Load | 0 | 2031 | 65535
| High | C&I Curtailment | C&I Curtailment-Turnkey-Industrial | Large Industrial |  | Winter Evening | % of Load | 1 | 2031 | 65535
| High | C&I Curtailment | C&I Curtailment-Turnkey-Industrial | Large Industrial |  | Winter Evening | % of Load | 0 | 2031 | 65535
| High | Dynamic Pricing | DLC-Switch-Water Heating | Small General |  | Winter Morning | % of Load | 1 | 2031 | 65535
| High | Dynamic Pricing | DLC-Switch-Water Heating | Small General |  | Winter Morning | % of Load | 0 | 2031 | 65535
| High | Dynamic Pricing | DLC-BYOD-Water Heating | Small General |  | Winter Morning | % of Load | 1 | 2031 | 65535
| High | Dynamic Pricing | DLC-BYOD-Water Heating | Small General |  | Winter Morning | % of Load | 0 | 2031 | 65535
| High | Dynamic Pricing | DLC-Thermostat-DI-Central Heat Pump | Small General |  | Winter Morning | % of Load | 1 | 2031 | 65535
| High | Dynamic Pricing | DLC-Thermostat-DI-Central Heat Pump | Small General |  | Winter Morning | % of Load | 0 | 2031 | 65535
| High | Dynamic Pricing | DLC-Thermostat-BYOT-Central Heat Pump | Small General |  | Winter Morning | % of Load | 1 | 2031 | 65535
| High | Dynamic Pricing | DLC-Thermostat-BYOT-Central Heat Pump | Small General |  | Winter Morning | % of Load | 0 | 2031 | 65535
| High | Dynamic Pricing | DLC-Thermostat-HVAC | Small General |  | Winter Morning | % of Load | 1 | 2031 | 65535
| High | Dynamic Pricing | DLC-Thermostat-HVAC | Small General |  | Winter Morning | % of Load | 0 | 2031 | 65535
| High | Dynamic Pricing | DLC-Thermostat-DI-Baseboard Heating | Small General |  | Winter Morning | % of Load | 1 | 2031 | 65535
| High | Dynamic Pricing | DLC-Thermostat-DI-Baseboard Heating | Small General |  | Winter Morning | % of Load | 0 | 2031 | 65535
| High | Dynamic Pricing | DLC-Thermostat-BYOT-Baseboard Heating | Small General |  | Winter Morning | % of Load | 1 | 2031 | 65535
| High | Dynamic Pricing | DLC-Thermostat-BYOT-Baseboard Heating | Small General |  | Winter Morning | % of Load | 0 | 2031 | 65535
| High | Dynamic Pricing | DLC-Thermostat-DI-MSHP | Small General |  | Winter Morning | % of Load | 1 | 2031 | 65535
| High | Dynamic Pricing | DLC-Thermostat-DI-MSHP | Small General |  | Winter Morning | % of Load | 0 | 2031 | 65535
| High | Dynamic Pricing | DLC-Thermostat-BYOT-MSHP | Small General |  | Winter Morning | % of Load | 1 | 2031 | 65535
| High | Dynamic Pricing | DLC-Thermostat-BYOT-MSHP | Small General |  | Winter Morning | % of Load | 0 | 2031 | 65535
| High | Dynamic Pricing | C&I Curtailment-Turnkey-Manual HVAC Control | Small General |  | Winter Morning | % of Load | 1 | 2031 | 65535
| High | Dynamic Pricing | C&I Curtailment-Turnkey-Manual HVAC Control | Small General |  | Winter Morning | % of Load | 0 | 2031 | 65535
| High | Dynamic Pricing | C&I Curtailment-Turnkey-Auto-DR HVAC Control | Small General |  | Winter Morning | % of Load | 1 | 2031 | 65535
| High | Dynamic Pricing | C&I Curtailment-Turnkey-Auto-DR HVAC Control | Small General |  | Winter Morning | % of Load | 0 | 2031 | 65535
| High | Dynamic Pricing | C&I Curtailment-Turnkey-Standard Lighting Control | Small General |  | Winter Morning | % of Load | 1 | 2031 | 65535
| High | Dynamic Pricing | C&I Curtailment-Turnkey-Standard Lighting Control | Small General |  | Winter Morning | % of Load | 0 | 2031 | 65535
| High | Dynamic Pricing | C&I Curtailment-Turnkey-Advanced Lighting Control | Small General |  | Winter Morning | % of Load | 1 | 2031 | 65535
| High | Dynamic Pricing | C&I Curtailment-Turnkey-Advanced Lighting Control | Small General |  | Winter Morning | % of Load | 0 | 2031 | 65535
| High | Dynamic Pricing | C&I Curtailment-Turnkey-Water Heating Control | Small General |  | Winter Morning | % of Load | 1 | 2031 | 65535
| High | Dynamic Pricing | C&I Curtailment-Turnkey-Water Heating Control | Small General |  | Winter Morning | % of Load | 0 | 2031 | 65535
| High | Dynamic Pricing | C&I Curtailment-Turnkey-Other | Small General |  | Winter Morning | % of Load | 1 | 2031 | 65535
| High | Dynamic Pricing | C&I Curtailment-Turnkey-Other | Small General |  | Winter Morning | % of Load | 0 | 2031 | 65535
| High | Dynamic Pricing | Dynamic Pricing with enabling tech. | Small General |  | Winter Morning | % of Load | 1 | 2031 | 65535
| High | Dynamic Pricing | Dynamic Pricing with enabling tech. | Small General |  | Winter Morning | % of Load | 0 | 2031 | 65535
| High | Dynamic Pricing | Dynamic Pricing w/o enabling tech. | Small General |  | Winter Morning | % of Load | 1 | 2031 | 65535
| High | Dynamic Pricing | Dynamic Pricing w/o enabling tech. | Small General |  | Winter Morning | % of Load | 0 | 2031 | 65535
| High | Dynamic Pricing | DLC-Switch-Water Heating | Small General |  | Winter Evening | % of Load | 1 | 2031 | 65535
| High | Dynamic Pricing | DLC-Switch-Water Heating | Small General |  | Winter Evening | % of Load | 0 | 2031 | 65535
| High | Dynamic Pricing | DLC-BYOD-Water Heating | Small General |  | Winter Evening | % of Load | 1 | 2031 | 65535
| High | Dynamic Pricing | DLC-BYOD-Water Heating | Small General |  | Winter Evening | % of Load | 0 | 2031 | 65535
| High | Dynamic Pricing | DLC-Thermostat-DI-Central Heat Pump | Small General |  | Winter Evening | % of Load | 1 | 2031 | 65535
| High | Dynamic Pricing | DLC-Thermostat-DI-Central Heat Pump | Small General |  | Winter Evening | % of Load | 0 | 2031 | 65535
| High | Dynamic Pricing | DLC-Thermostat-BYOT-Central Heat Pump | Small General |  | Winter Evening | % of Load | 1 | 2031 | 65535
| High | Dynamic Pricing | DLC-Thermostat-BYOT-Central Heat Pump | Small General |  | Winter Evening | % of Load | 0 | 2031 | 65535
| High | Dynamic Pricing | DLC-Thermostat-HVAC | Small General |  | Winter Evening | % of Load | 1 | 2031 | 65535
| High | Dynamic Pricing | DLC-Thermostat-HVAC | Small General |  | Winter Evening | % of Load | 0 | 2031 | 65535
| High | Dynamic Pricing | DLC-Thermostat-DI-Baseboard Heating | Small General |  | Winter Evening | % of Load | 1 | 2031 | 65535
| High | Dynamic Pricing | DLC-Thermostat-DI-Baseboard Heating | Small General |  | Winter Evening | % of Load | 0 | 2031 | 65535
| High | Dynamic Pricing | DLC-Thermostat-BYOT-Baseboard Heating | Small General |  | Winter Evening | % of Load | 1 | 2031 | 65535
| High | Dynamic Pricing | DLC-Thermostat-BYOT-Baseboard Heating | Small General |  | Winter Evening | % of Load | 0 | 2031 | 65535
| High | Dynamic Pricing | DLC-Thermostat-DI-MSHP | Small General |  | Winter Evening | % of Load | 1 | 2031 | 65535
| High | Dynamic Pricing | DLC-Thermostat-DI-MSHP | Small General |  | Winter Evening | % of Load | 0 | 2031 | 65535
| High | Dynamic Pricing | DLC-Thermostat-BYOT-MSHP | Small General |  | Winter Evening | % of Load | 1 | 2031 | 65535
| High | Dynamic Pricing | DLC-Thermostat-BYOT-MSHP | Small General |  | Winter Evening | % of Load | 0 | 2031 | 65535
| High | Dynamic Pricing | C&I Curtailment-Turnkey-Manual HVAC Control | Small General |  | Winter Evening | % of Load | 1 | 2031 | 65535
| High | Dynamic Pricing | C&I Curtailment-Turnkey-Manual HVAC Control | Small General |  | Winter Evening | % of Load | 0 | 2031 | 65535
| High | Dynamic Pricing | C&I Curtailment-Turnkey-Auto-DR HVAC Control | Small General |  | Winter Evening | % of Load | 1 | 2031 | 65535
| High | Dynamic Pricing | C&I Curtailment-Turnkey-Auto-DR HVAC Control | Small General |  | Winter Evening | % of Load | 0 | 2031 | 65535
| High | Dynamic Pricing | C&I Curtailment-Turnkey-Standard Lighting Control | Small General |  | Winter Evening | % of Load | 1 | 2031 | 65535
| High | Dynamic Pricing | C&I Curtailment-Turnkey-Standard Lighting Control | Small General |  | Winter Evening | % of Load | 0 | 2031 | 65535
| High | Dynamic Pricing | C&I Curtailment-Turnkey-Advanced Lighting Control | Small General |  | Winter Evening | % of Load | 1 | 2031 | 65535
| High | Dynamic Pricing | C&I Curtailment-Turnkey-Advanced Lighting Control | Small General |  | Winter Evening | % of Load | 0 | 2031 | 65535
| High | Dynamic Pricing | C&I Curtailment-Turnkey-Water Heating Control | Small General |  | Winter Evening | % of Load | 1 | 2031 | 65535
| High | Dynamic Pricing | C&I Curtailment-Turnkey-Water Heating Control | Small General |  | Winter Evening | % of Load | 0 | 2031 | 65535
| High | Dynamic Pricing | C&I Curtailment-Turnkey-Other | Small General |  | Winter Evening | % of Load | 1 | 2031 | 65535
| High | Dynamic Pricing | C&I Curtailment-Turnkey-Other | Small General |  | Winter Evening | % of Load | 0 | 2031 | 65535
| High | Dynamic Pricing | Dynamic Pricing with enabling tech. | Small General |  | Winter Evening | % of Load | 1 | 2031 | 65535
| High | Dynamic Pricing | Dynamic Pricing with enabling tech. | Small General |  | Winter Evening | % of Load | 0 | 2031 | 65535
| High | Dynamic Pricing | Dynamic Pricing w/o enabling tech. | Small General |  | Winter Evening | % of Load | 1 | 2031 | 65535
| High | Dynamic Pricing | Dynamic Pricing w/o enabling tech. | Small General |  | Winter Evening | % of Load | 0 | 2031 | 65535
| High | Dynamic Pricing | DLC-Switch-Water Heating | General |  | Winter Morning | % of Load | 1 | 2031 | 65535
| High | Dynamic Pricing | DLC-Switch-Water Heating | General |  | Winter Morning | % of Load | 0 | 2031 | 65535
| High | Dynamic Pricing | DLC-BYOD-Water Heating | General |  | Winter Morning | % of Load | 1 | 2031 | 65535
| High | Dynamic Pricing | DLC-BYOD-Water Heating | General |  | Winter Morning | % of Load | 0 | 2031 | 65535
| High | Dynamic Pricing | DLC-Thermostat-DI-Central Heat Pump | General |  | Winter Morning | % of Load | 1 | 2031 | 65535
| High | Dynamic Pricing | DLC-Thermostat-DI-Central Heat Pump | General |  | Winter Morning | % of Load | 0 | 2031 | 65535
| High | Dynamic Pricing | DLC-Thermostat-BYOT-Central Heat Pump | General |  | Winter Morning | % of Load | 1 | 2031 | 65535
| High | Dynamic Pricing | DLC-Thermostat-BYOT-Central Heat Pump | General |  | Winter Morning | % of Load | 0 | 2031 | 65535
| High | Dynamic Pricing | DLC-Thermostat-HVAC | General |  | Winter Morning | % of Load | 1 | 2031 | 65535
| High | Dynamic Pricing | DLC-Thermostat-HVAC | General |  | Winter Morning | % of Load | 0 | 2031 | 65535
| High | Dynamic Pricing | DLC-Thermostat-DI-Baseboard Heating | General |  | Winter Morning | % of Load | 1 | 2031 | 65535
| High | Dynamic Pricing | DLC-Thermostat-DI-Baseboard Heating | General |  | Winter Morning | % of Load | 0 | 2031 | 65535
| High | Dynamic Pricing | DLC-Thermostat-BYOT-Baseboard Heating | General |  | Winter Morning | % of Load | 1 | 2031 | 65535
| High | Dynamic Pricing | DLC-Thermostat-BYOT-Baseboard Heating | General |  | Winter Morning | % of Load | 0 | 2031 | 65535
| High | Dynamic Pricing | DLC-Thermostat-DI-MSHP | General |  | Winter Morning | % of Load | 1 | 2031 | 65535
| High | Dynamic Pricing | DLC-Thermostat-DI-MSHP | General |  | Winter Morning | % of Load | 0 | 2031 | 65535
| High | Dynamic Pricing | DLC-Thermostat-BYOT-MSHP | General |  | Winter Morning | % of Load | 1 | 2031 | 65535
| High | Dynamic Pricing | DLC-Thermostat-BYOT-MSHP | General |  | Winter Morning | % of Load | 0 | 2031 | 65535
| High | Dynamic Pricing | C&I Curtailment-Turnkey-Manual HVAC Control | General |  | Winter Morning | % of Load | 1 | 2031 | 65535
| High | Dynamic Pricing | C&I Curtailment-Turnkey-Manual HVAC Control | General |  | Winter Morning | % of Load | 0 | 2031 | 65535
| High | Dynamic Pricing | C&I Curtailment-Turnkey-Auto-DR HVAC Control | General |  | Winter Morning | % of Load | 1 | 2031 | 65535
| High | Dynamic Pricing | C&I Curtailment-Turnkey-Auto-DR HVAC Control | General |  | Winter Morning | % of Load | 0 | 2031 | 65535
| High | Dynamic Pricing | C&I Curtailment-Turnkey-Standard Lighting Control | General |  | Winter Morning | % of Load | 1 | 2031 | 65535
| High | Dynamic Pricing | C&I Curtailment-Turnkey-Standard Lighting Control | General |  | Winter Morning | % of Load | 0 | 2031 | 65535
| High | Dynamic Pricing | C&I Curtailment-Turnkey-Advanced Lighting Control | General |  | Winter Morning | % of Load | 1 | 2031 | 65535
| High | Dynamic Pricing | C&I Curtailment-Turnkey-Advanced Lighting Control | General |  | Winter Morning | % of Load | 0 | 2031 | 65535
| High | Dynamic Pricing | C&I Curtailment-Turnkey-Water Heating Control | General |  | Winter Morning | % of Load | 1 | 2031 | 65535
| High | Dynamic Pricing | C&I Curtailment-Turnkey-Water Heating Control | General |  | Winter Morning | % of Load | 0 | 2031 | 65535
| High | Dynamic Pricing | C&I Curtailment-Turnkey-Other | General |  | Winter Morning | % of Load | 1 | 2031 | 65535
| High | Dynamic Pricing | C&I Curtailment-Turnkey-Other | General |  | Winter Morning | % of Load | 0 | 2031 | 65535
| High | Dynamic Pricing | Dynamic Pricing with enabling tech. | General |  | Winter Morning | % of Load | 1 | 2031 | 65535
| High | Dynamic Pricing | Dynamic Pricing with enabling tech. | General |  | Winter Morning | % of Load | 0 | 2031 | 65535
| High | Dynamic Pricing | Dynamic Pricing w/o enabling tech. | General |  | Winter Morning | % of Load | 1 | 2031 | 65535
| High | Dynamic Pricing | Dynamic Pricing w/o enabling tech. | General |  | Winter Morning | % of Load | 0 | 2031 | 65535
| High | Dynamic Pricing | DLC-Switch-Water Heating | General |  | Winter Evening | % of Load | 1 | 2031 | 65535
| High | Dynamic Pricing | DLC-Switch-Water Heating | General |  | Winter Evening | % of Load | 0 | 2031 | 65535
| High | Dynamic Pricing | DLC-BYOD-Water Heating | General |  | Winter Evening | % of Load | 1 | 2031 | 65535
| High | Dynamic Pricing | DLC-BYOD-Water Heating | General |  | Winter Evening | % of Load | 0 | 2031 | 65535
| High | Dynamic Pricing | DLC-Thermostat-DI-Central Heat Pump | General |  | Winter Evening | % of Load | 1 | 2031 | 65535
| High | Dynamic Pricing | DLC-Thermostat-DI-Central Heat Pump | General |  | Winter Evening | % of Load | 0 | 2031 | 65535
| High | Dynamic Pricing | DLC-Thermostat-BYOT-Central Heat Pump | General |  | Winter Evening | % of Load | 1 | 2031 | 65535
| High | Dynamic Pricing | DLC-Thermostat-BYOT-Central Heat Pump | General |  | Winter Evening | % of Load | 0 | 2031 | 65535
| High | Dynamic Pricing | DLC-Thermostat-HVAC | General |  | Winter Evening | % of Load | 1 | 2031 | 65535
| High | Dynamic Pricing | DLC-Thermostat-HVAC | General |  | Winter Evening | % of Load | 0 | 2031 | 65535
| High | Dynamic Pricing | DLC-Thermostat-DI-Baseboard Heating | General |  | Winter Evening | % of Load | 1 | 2031 | 65535
| High | Dynamic Pricing | DLC-Thermostat-DI-Baseboard Heating | General |  | Winter Evening | % of Load | 0 | 2031 | 65535
| High | Dynamic Pricing | DLC-Thermostat-BYOT-Baseboard Heating | General |  | Winter Evening | % of Load | 1 | 2031 | 65535
| High | Dynamic Pricing | DLC-Thermostat-BYOT-Baseboard Heating | General |  | Winter Evening | % of Load | 0 | 2031 | 65535
| High | Dynamic Pricing | DLC-Thermostat-DI-MSHP | General |  | Winter Evening | % of Load | 1 | 2031 | 65535
| High | Dynamic Pricing | DLC-Thermostat-DI-MSHP | General |  | Winter Evening | % of Load | 0 | 2031 | 65535
| High | Dynamic Pricing | DLC-Thermostat-BYOT-MSHP | General |  | Winter Evening | % of Load | 1 | 2031 | 65535
| High | Dynamic Pricing | DLC-Thermostat-BYOT-MSHP | General |  | Winter Evening | % of Load | 0 | 2031 | 65535
| High | Dynamic Pricing | C&I Curtailment-Turnkey-Manual HVAC Control | General |  | Winter Evening | % of Load | 1 | 2031 | 65535
| High | Dynamic Pricing | C&I Curtailment-Turnkey-Manual HVAC Control | General |  | Winter Evening | % of Load | 0 | 2031 | 65535
| High | Dynamic Pricing | C&I Curtailment-Turnkey-Auto-DR HVAC Control | General |  | Winter Evening | % of Load | 1 | 2031 | 65535
| High | Dynamic Pricing | C&I Curtailment-Turnkey-Auto-DR HVAC Control | General |  | Winter Evening | % of Load | 0 | 2031 | 65535
| High | Dynamic Pricing | C&I Curtailment-Turnkey-Standard Lighting Control | General |  | Winter Evening | % of Load | 1 | 2031 | 65535
| High | Dynamic Pricing | C&I Curtailment-Turnkey-Standard Lighting Control | General |  | Winter Evening | % of Load | 0 | 2031 | 65535
| High | Dynamic Pricing | C&I Curtailment-Turnkey-Advanced Lighting Control | General |  | Winter Evening | % of Load | 1 | 2031 | 65535
| High | Dynamic Pricing | C&I Curtailment-Turnkey-Advanced Lighting Control | General |  | Winter Evening | % of Load | 0 | 2031 | 65535
| High | Dynamic Pricing | C&I Curtailment-Turnkey-Water Heating Control | General |  | Winter Evening | % of Load | 1 | 2031 | 65535
| High | Dynamic Pricing | C&I Curtailment-Turnkey-Water Heating Control | General |  | Winter Evening | % of Load | 0 | 2031 | 65535
| High | Dynamic Pricing | C&I Curtailment-Turnkey-Other | General |  | Winter Evening | % of Load | 1 | 2031 | 65535
| High | Dynamic Pricing | C&I Curtailment-Turnkey-Other | General |  | Winter Evening | % of Load | 0 | 2031 | 65535
| High | Dynamic Pricing | Dynamic Pricing with enabling tech. | General |  | Winter Evening | % of Load | 1 | 2031 | 65535
| High | Dynamic Pricing | Dynamic Pricing with enabling tech. | General |  | Winter Evening | % of Load | 0 | 2031 | 65535
| High | Dynamic Pricing | Dynamic Pricing w/o enabling tech. | General |  | Winter Evening | % of Load | 1 | 2031 | 65535
| High | Dynamic Pricing | Dynamic Pricing w/o enabling tech. | General |  | Winter Evening | % of Load | 0 | 2031 | 65535
| High | Dynamic Pricing | Dynamic Pricing with enabling tech. | Large General |  | Winter Morning | % of Load | 1 | 2031 | 65535
| High | Dynamic Pricing | Dynamic Pricing with enabling tech. | Large General |  | Winter Morning | % of Load | 0 | 2031 | 65535
| High | Dynamic Pricing | Dynamic Pricing w/o enabling tech. | Large General |  | Winter Morning | % of Load | 1 | 2031 | 65535
| High | Dynamic Pricing | Dynamic Pricing w/o enabling tech. | Large General |  | Winter Morning | % of Load | 0 | 2031 | 65535
| High | Dynamic Pricing | Dynamic Pricing with enabling tech. | Large General |  | Winter Evening | % of Load | 1 | 2031 | 65535
| High | Dynamic Pricing | Dynamic Pricing with enabling tech. | Large General |  | Winter Evening | % of Load | 0 | 2031 | 65535
| High | Dynamic Pricing | Dynamic Pricing w/o enabling tech. | Large General |  | Winter Evening | % of Load | 1 | 2031 | 65535
| High | Dynamic Pricing | Dynamic Pricing w/o enabling tech. | Large General |  | Winter Evening | % of Load | 0 | 2031 | 65535
| High | Dynamic Pricing | DLC-Switch-Water Heating | Small Industrial |  | Winter Morning | % of Load | 1 | 2031 | 65535
| High | Dynamic Pricing | DLC-Switch-Water Heating | Small Industrial |  | Winter Morning | % of Load | 0 | 2031 | 65535
| High | Dynamic Pricing | DLC-BYOD-Water Heating | Small Industrial |  | Winter Morning | % of Load | 1 | 2031 | 65535
| High | Dynamic Pricing | DLC-BYOD-Water Heating | Small Industrial |  | Winter Morning | % of Load | 0 | 2031 | 65535
| High | Dynamic Pricing | DLC-Thermostat-DI-Central Heat Pump | Small Industrial |  | Winter Morning | % of Load | 1 | 2031 | 65535
| High | Dynamic Pricing | DLC-Thermostat-DI-Central Heat Pump | Small Industrial |  | Winter Morning | % of Load | 0 | 2031 | 65535
| High | Dynamic Pricing | DLC-Thermostat-BYOT-Central Heat Pump | Small Industrial |  | Winter Morning | % of Load | 1 | 2031 | 65535
| High | Dynamic Pricing | DLC-Thermostat-BYOT-Central Heat Pump | Small Industrial |  | Winter Morning | % of Load | 0 | 2031 | 65535
| High | Dynamic Pricing | DLC-Thermostat-HVAC | Small Industrial |  | Winter Morning | % of Load | 1 | 2031 | 65535
| High | Dynamic Pricing | DLC-Thermostat-HVAC | Small Industrial |  | Winter Morning | % of Load | 0 | 2031 | 65535
| High | Dynamic Pricing | DLC-Thermostat-DI-Baseboard Heating | Small Industrial |  | Winter Morning | % of Load | 1 | 2031 | 65535
| High | Dynamic Pricing | DLC-Thermostat-DI-Baseboard Heating | Small Industrial |  | Winter Morning | % of Load | 0 | 2031 | 65535
| High | Dynamic Pricing | DLC-Thermostat-BYOT-Baseboard Heating | Small Industrial |  | Winter Morning | % of Load | 1 | 2031 | 65535
| High | Dynamic Pricing | DLC-Thermostat-BYOT-Baseboard Heating | Small Industrial |  | Winter Morning | % of Load | 0 | 2031 | 65535
| High | Dynamic Pricing | DLC-Thermostat-DI-MSHP | Small Industrial |  | Winter Morning | % of Load | 1 | 2031 | 65535
| High | Dynamic Pricing | DLC-Thermostat-DI-MSHP | Small Industrial |  | Winter Morning | % of Load | 0 | 2031 | 65535
| High | Dynamic Pricing | DLC-Thermostat-BYOT-MSHP | Small Industrial |  | Winter Morning | % of Load | 1 | 2031 | 65535
| High | Dynamic Pricing | DLC-Thermostat-BYOT-MSHP | Small Industrial |  | Winter Morning | % of Load | 0 | 2031 | 65535
| High | Dynamic Pricing | C&I Curtailment-Turnkey-Manual HVAC Control | Small Industrial |  | Winter Morning | % of Load | 1 | 2031 | 65535
| High | Dynamic Pricing | C&I Curtailment-Turnkey-Manual HVAC Control | Small Industrial |  | Winter Morning | % of Load | 0 | 2031 | 65535
| High | Dynamic Pricing | C&I Curtailment-Turnkey-Auto-DR HVAC Control | Small Industrial |  | Winter Morning | % of Load | 1 | 2031 | 65535
| High | Dynamic Pricing | C&I Curtailment-Turnkey-Auto-DR HVAC Control | Small Industrial |  | Winter Morning | % of Load | 0 | 2031 | 65535
| High | Dynamic Pricing | C&I Curtailment-Turnkey-Standard Lighting Control | Small Industrial |  | Winter Morning | % of Load | 1 | 2031 | 65535
| High | Dynamic Pricing | C&I Curtailment-Turnkey-Standard Lighting Control | Small Industrial |  | Winter Morning | % of Load | 0 | 2031 | 65535
| High | Dynamic Pricing | C&I Curtailment-Turnkey-Advanced Lighting Control | Small Industrial |  | Winter Morning | % of Load | 1 | 2031 | 65535
| High | Dynamic Pricing | C&I Curtailment-Turnkey-Advanced Lighting Control | Small Industrial |  | Winter Morning | % of Load | 0 | 2031 | 65535
| High | Dynamic Pricing | C&I Curtailment-Turnkey-Water Heating Control | Small Industrial |  | Winter Morning | % of Load | 1 | 2031 | 65535
| High | Dynamic Pricing | C&I Curtailment-Turnkey-Water Heating Control | Small Industrial |  | Winter Morning | % of Load | 0 | 2031 | 65535
| High | Dynamic Pricing | C&I Curtailment-Turnkey-Other | Small Industrial |  | Winter Morning | % of Load | 1 | 2031 | 65535
| High | Dynamic Pricing | C&I Curtailment-Turnkey-Other | Small Industrial |  | Winter Morning | % of Load | 0 | 2031 | 65535
| High | Dynamic Pricing | C&I Curtailment-Turnkey-Industrial | Small Industrial |  | Winter Morning | % of Load | 1 | 2031 | 65535
| High | Dynamic Pricing | C&I Curtailment-Turnkey-Industrial | Small Industrial |  | Winter Morning | % of Load | 0 | 2031 | 65535
| High | Dynamic Pricing | Dynamic Pricing with enabling tech. | Small Industrial |  | Winter Morning | % of Load | 1 | 2031 | 65535
| High | Dynamic Pricing | Dynamic Pricing with enabling tech. | Small Industrial |  | Winter Morning | % of Load | 0 | 2031 | 65535
| High | Dynamic Pricing | Dynamic Pricing w/o enabling tech. | Small Industrial |  | Winter Morning | % of Load | 1 | 2031 | 65535
| High | Dynamic Pricing | Dynamic Pricing w/o enabling tech. | Small Industrial |  | Winter Morning | % of Load | 0 | 2031 | 65535
| High | Dynamic Pricing | DLC-Switch-Water Heating | Small Industrial |  | Winter Evening | % of Load | 1 | 2031 | 65535
| High | Dynamic Pricing | DLC-Switch-Water Heating | Small Industrial |  | Winter Evening | % of Load | 0 | 2031 | 65535
| High | Dynamic Pricing | DLC-BYOD-Water Heating | Small Industrial |  | Winter Evening | % of Load | 1 | 2031 | 65535
| High | Dynamic Pricing | DLC-BYOD-Water Heating | Small Industrial |  | Winter Evening | % of Load | 0 | 2031 | 65535
| High | Dynamic Pricing | DLC-Thermostat-DI-Central Heat Pump | Small Industrial |  | Winter Evening | % of Load | 1 | 2031 | 65535
| High | Dynamic Pricing | DLC-Thermostat-DI-Central Heat Pump | Small Industrial |  | Winter Evening | % of Load | 0 | 2031 | 65535
| High | Dynamic Pricing | DLC-Thermostat-BYOT-Central Heat Pump | Small Industrial |  | Winter Evening | % of Load | 1 | 2031 | 65535
| High | Dynamic Pricing | DLC-Thermostat-BYOT-Central Heat Pump | Small Industrial |  | Winter Evening | % of Load | 0 | 2031 | 65535
| High | Dynamic Pricing | DLC-Thermostat-HVAC | Small Industrial |  | Winter Evening | % of Load | 1 | 2031 | 65535
| High | Dynamic Pricing | DLC-Thermostat-HVAC | Small Industrial |  | Winter Evening | % of Load | 0 | 2031 | 65535
| High | Dynamic Pricing | DLC-Thermostat-DI-Baseboard Heating | Small Industrial |  | Winter Evening | % of Load | 1 | 2031 | 65535
| High | Dynamic Pricing | DLC-Thermostat-DI-Baseboard Heating | Small Industrial |  | Winter Evening | % of Load | 0 | 2031 | 65535
| High | Dynamic Pricing | DLC-Thermostat-BYOT-Baseboard Heating | Small Industrial |  | Winter Evening | % of Load | 1 | 2031 | 65535
| High | Dynamic Pricing | DLC-Thermostat-BYOT-Baseboard Heating | Small Industrial |  | Winter Evening | % of Load | 0 | 2031 | 65535
| High | Dynamic Pricing | DLC-Thermostat-DI-MSHP | Small Industrial |  | Winter Evening | % of Load | 1 | 2031 | 65535
| High | Dynamic Pricing | DLC-Thermostat-DI-MSHP | Small Industrial |  | Winter Evening | % of Load | 0 | 2031 | 65535
| High | Dynamic Pricing | DLC-Thermostat-BYOT-MSHP | Small Industrial |  | Winter Evening | % of Load | 1 | 2031 | 65535
| High | Dynamic Pricing | DLC-Thermostat-BYOT-MSHP | Small Industrial |  | Winter Evening | % of Load | 0 | 2031 | 65535
| High | Dynamic Pricing | C&I Curtailment-Turnkey-Manual HVAC Control | Small Industrial |  | Winter Evening | % of Load | 1 | 2031 | 65535
| High | Dynamic Pricing | C&I Curtailment-Turnkey-Manual HVAC Control | Small Industrial |  | Winter Evening | % of Load | 0 | 2031 | 65535
| High | Dynamic Pricing | C&I Curtailment-Turnkey-Auto-DR HVAC Control | Small Industrial |  | Winter Evening | % of Load | 1 | 2031 | 65535
| High | Dynamic Pricing | C&I Curtailment-Turnkey-Auto-DR HVAC Control | Small Industrial |  | Winter Evening | % of Load | 0 | 2031 | 65535
| High | Dynamic Pricing | C&I Curtailment-Turnkey-Standard Lighting Control | Small Industrial |  | Winter Evening | % of Load | 1 | 2031 | 65535
| High | Dynamic Pricing | C&I Curtailment-Turnkey-Standard Lighting Control | Small Industrial |  | Winter Evening | % of Load | 0 | 2031 | 65535
| High | Dynamic Pricing | C&I Curtailment-Turnkey-Advanced Lighting Control | Small Industrial |  | Winter Evening | % of Load | 1 | 2031 | 65535
| High | Dynamic Pricing | C&I Curtailment-Turnkey-Advanced Lighting Control | Small Industrial |  | Winter Evening | % of Load | 0 | 2031 | 65535
| High | Dynamic Pricing | C&I Curtailment-Turnkey-Water Heating Control | Small Industrial |  | Winter Evening | % of Load | 1 | 2031 | 65535
| High | Dynamic Pricing | C&I Curtailment-Turnkey-Water Heating Control | Small Industrial |  | Winter Evening | % of Load | 0 | 2031 | 65535
| High | Dynamic Pricing | C&I Curtailment-Turnkey-Other | Small Industrial |  | Winter Evening | % of Load | 1 | 2031 | 65535
| High | Dynamic Pricing | C&I Curtailment-Turnkey-Other | Small Industrial |  | Winter Evening | % of Load | 0 | 2031 | 65535
| High | Dynamic Pricing | C&I Curtailment-Turnkey-Industrial | Small Industrial |  | Winter Evening | % of Load | 1 | 2031 | 65535
| High | Dynamic Pricing | C&I Curtailment-Turnkey-Industrial | Small Industrial |  | Winter Evening | % of Load | 0 | 2031 | 65535
| High | Dynamic Pricing | Dynamic Pricing with enabling tech. | Small Industrial |  | Winter Evening | % of Load | 1 | 2031 | 65535
| High | Dynamic Pricing | Dynamic Pricing with enabling tech. | Small Industrial |  | Winter Evening | % of Load | 0 | 2031 | 65535
| High | Dynamic Pricing | Dynamic Pricing w/o enabling tech. | Small Industrial |  | Winter Evening | % of Load | 1 | 2031 | 65535
| High | Dynamic Pricing | Dynamic Pricing w/o enabling tech. | Small Industrial |  | Winter Evening | % of Load | 0 | 2031 | 65535
| High | Dynamic Pricing | DLC-Switch-Water Heating | Medium Industrial |  | Winter Morning | % of Load | 1 | 2031 | 65535
| High | Dynamic Pricing | DLC-Switch-Water Heating | Medium Industrial |  | Winter Morning | % of Load | 0 | 2031 | 65535
| High | Dynamic Pricing | DLC-BYOD-Water Heating | Medium Industrial |  | Winter Morning | % of Load | 1 | 2031 | 65535
| High | Dynamic Pricing | DLC-BYOD-Water Heating | Medium Industrial |  | Winter Morning | % of Load | 0 | 2031 | 65535
| High | Dynamic Pricing | DLC-Thermostat-DI-Central Heat Pump | Medium Industrial |  | Winter Morning | % of Load | 1 | 2031 | 65535
| High | Dynamic Pricing | DLC-Thermostat-DI-Central Heat Pump | Medium Industrial |  | Winter Morning | % of Load | 0 | 2031 | 65535
| High | Dynamic Pricing | DLC-Thermostat-BYOT-Central Heat Pump | Medium Industrial |  | Winter Morning | % of Load | 1 | 2031 | 65535
| High | Dynamic Pricing | DLC-Thermostat-BYOT-Central Heat Pump | Medium Industrial |  | Winter Morning | % of Load | 0 | 2031 | 65535
| High | Dynamic Pricing | DLC-Thermostat-HVAC | Medium Industrial |  | Winter Morning | % of Load | 1 | 2031 | 65535
| High | Dynamic Pricing | DLC-Thermostat-HVAC | Medium Industrial |  | Winter Morning | % of Load | 0 | 2031 | 65535
| High | Dynamic Pricing | DLC-Thermostat-DI-Baseboard Heating | Medium Industrial |  | Winter Morning | % of Load | 1 | 2031 | 65535
| High | Dynamic Pricing | DLC-Thermostat-DI-Baseboard Heating | Medium Industrial |  | Winter Morning | % of Load | 0 | 2031 | 65535
| High | Dynamic Pricing | DLC-Thermostat-BYOT-Baseboard Heating | Medium Industrial |  | Winter Morning | % of Load | 1 | 2031 | 65535
| High | Dynamic Pricing | DLC-Thermostat-BYOT-Baseboard Heating | Medium Industrial |  | Winter Morning | % of Load | 0 | 2031 | 65535
| High | Dynamic Pricing | DLC-Thermostat-DI-MSHP | Medium Industrial |  | Winter Morning | % of Load | 1 | 2031 | 65535
| High | Dynamic Pricing | DLC-Thermostat-DI-MSHP | Medium Industrial |  | Winter Morning | % of Load | 0 | 2031 | 65535
| High | Dynamic Pricing | DLC-Thermostat-BYOT-MSHP | Medium Industrial |  | Winter Morning | % of Load | 1 | 2031 | 65535
| High | Dynamic Pricing | DLC-Thermostat-BYOT-MSHP | Medium Industrial |  | Winter Morning | % of Load | 0 | 2031 | 65535
| High | Dynamic Pricing | C&I Curtailment-Turnkey-Manual HVAC Control | Medium Industrial |  | Winter Morning | % of Load | 1 | 2031 | 65535
| High | Dynamic Pricing | C&I Curtailment-Turnkey-Manual HVAC Control | Medium Industrial |  | Winter Morning | % of Load | 0 | 2031 | 65535
| High | Dynamic Pricing | C&I Curtailment-Turnkey-Auto-DR HVAC Control | Medium Industrial |  | Winter Morning | % of Load | 1 | 2031 | 65535
| High | Dynamic Pricing | C&I Curtailment-Turnkey-Auto-DR HVAC Control | Medium Industrial |  | Winter Morning | % of Load | 0 | 2031 | 65535
| High | Dynamic Pricing | C&I Curtailment-Turnkey-Standard Lighting Control | Medium Industrial |  | Winter Morning | % of Load | 1 | 2031 | 65535
| High | Dynamic Pricing | C&I Curtailment-Turnkey-Standard Lighting Control | Medium Industrial |  | Winter Morning | % of Load | 0 | 2031 | 65535
| High | Dynamic Pricing | C&I Curtailment-Turnkey-Advanced Lighting Control | Medium Industrial |  | Winter Morning | % of Load | 1 | 2031 | 65535
| High | Dynamic Pricing | C&I Curtailment-Turnkey-Advanced Lighting Control | Medium Industrial |  | Winter Morning | % of Load | 0 | 2031 | 65535
| High | Dynamic Pricing | C&I Curtailment-Turnkey-Water Heating Control | Medium Industrial |  | Winter Morning | % of Load | 1 | 2031 | 65535
| High | Dynamic Pricing | C&I Curtailment-Turnkey-Water Heating Control | Medium Industrial |  | Winter Morning | % of Load | 0 | 2031 | 65535
| High | Dynamic Pricing | C&I Curtailment-Turnkey-Other | Medium Industrial |  | Winter Morning | % of Load | 1 | 2031 | 65535
| High | Dynamic Pricing | C&I Curtailment-Turnkey-Other | Medium Industrial |  | Winter Morning | % of Load | 0 | 2031 | 65535
| High | Dynamic Pricing | Dynamic Pricing with enabling tech. | Medium Industrial |  | Winter Morning | % of Load | 1 | 2031 | 65535
| High | Dynamic Pricing | Dynamic Pricing with enabling tech. | Medium Industrial |  | Winter Morning | % of Load | 0 | 2031 | 65535
| High | Dynamic Pricing | Dynamic Pricing w/o enabling tech. | Medium Industrial |  | Winter Morning | % of Load | 1 | 2031 | 65535
| High | Dynamic Pricing | Dynamic Pricing w/o enabling tech. | Medium Industrial |  | Winter Morning | % of Load | 0 | 2031 | 65535
| High | Dynamic Pricing | DLC-Switch-Water Heating | Medium Industrial |  | Winter Evening | % of Load | 1 | 2031 | 65535
| High | Dynamic Pricing | DLC-Switch-Water Heating | Medium Industrial |  | Winter Evening | % of Load | 0 | 2031 | 65535
| High | Dynamic Pricing | DLC-BYOD-Water Heating | Medium Industrial |  | Winter Evening | % of Load | 1 | 2031 | 65535
| High | Dynamic Pricing | DLC-BYOD-Water Heating | Medium Industrial |  | Winter Evening | % of Load | 0 | 2031 | 65535
| High | Dynamic Pricing | DLC-Thermostat-DI-Central Heat Pump | Medium Industrial |  | Winter Evening | % of Load | 1 | 2031 | 65535
| High | Dynamic Pricing | DLC-Thermostat-DI-Central Heat Pump | Medium Industrial |  | Winter Evening | % of Load | 0 | 2031 | 65535
| High | Dynamic Pricing | DLC-Thermostat-BYOT-Central Heat Pump | Medium Industrial |  | Winter Evening | % of Load | 1 | 2031 | 65535
| High | Dynamic Pricing | DLC-Thermostat-BYOT-Central Heat Pump | Medium Industrial |  | Winter Evening | % of Load | 0 | 2031 | 65535
| High | Dynamic Pricing | DLC-Thermostat-HVAC | Medium Industrial |  | Winter Evening | % of Load | 1 | 2031 | 65535
| High | Dynamic Pricing | DLC-Thermostat-HVAC | Medium Industrial |  | Winter Evening | % of Load | 0 | 2031 | 65535
| High | Dynamic Pricing | DLC-Thermostat-DI-Baseboard Heating | Medium Industrial |  | Winter Evening | % of Load | 1 | 2031 | 65535
| High | Dynamic Pricing | DLC-Thermostat-DI-Baseboard Heating | Medium Industrial |  | Winter Evening | % of Load | 0 | 2031 | 65535
| High | Dynamic Pricing | DLC-Thermostat-BYOT-Baseboard Heating | Medium Industrial |  | Winter Evening | % of Load | 1 | 2031 | 65535
| High | Dynamic Pricing | DLC-Thermostat-BYOT-Baseboard Heating | Medium Industrial |  | Winter Evening | % of Load | 0 | 2031 | 65535
| High | Dynamic Pricing | DLC-Thermostat-DI-MSHP | Medium Industrial |  | Winter Evening | % of Load | 1 | 2031 | 65535
| High | Dynamic Pricing | DLC-Thermostat-DI-MSHP | Medium Industrial |  | Winter Evening | % of Load | 0 | 2031 | 65535
| High | Dynamic Pricing | DLC-Thermostat-BYOT-MSHP | Medium Industrial |  | Winter Evening | % of Load | 1 | 2031 | 65535
| High | Dynamic Pricing | DLC-Thermostat-BYOT-MSHP | Medium Industrial |  | Winter Evening | % of Load | 0 | 2031 | 65535
| High | Dynamic Pricing | C&I Curtailment-Turnkey-Manual HVAC Control | Medium Industrial |  | Winter Evening | % of Load | 1 | 2031 | 65535
| High | Dynamic Pricing | C&I Curtailment-Turnkey-Manual HVAC Control | Medium Industrial |  | Winter Evening | % of Load | 0 | 2031 | 65535
| High | Dynamic Pricing | C&I Curtailment-Turnkey-Auto-DR HVAC Control | Medium Industrial |  | Winter Evening | % of Load | 1 | 2031 | 65535
| High | Dynamic Pricing | C&I Curtailment-Turnkey-Auto-DR HVAC Control | Medium Industrial |  | Winter Evening | % of Load | 0 | 2031 | 65535
| High | Dynamic Pricing | C&I Curtailment-Turnkey-Standard Lighting Control | Medium Industrial |  | Winter Evening | % of Load | 1 | 2031 | 65535
| High | Dynamic Pricing | C&I Curtailment-Turnkey-Standard Lighting Control | Medium Industrial |  | Winter Evening | % of Load | 0 | 2031 | 65535
| High | Dynamic Pricing | C&I Curtailment-Turnkey-Advanced Lighting Control | Medium Industrial |  | Winter Evening | % of Load | 1 | 2031 | 65535
| High | Dynamic Pricing | C&I Curtailment-Turnkey-Advanced Lighting Control | Medium Industrial |  | Winter Evening | % of Load | 0 | 2031 | 65535
| High | Dynamic Pricing | C&I Curtailment-Turnkey-Water Heating Control | Medium Industrial |  | Winter Evening | % of Load | 1 | 2031 | 65535
| High | Dynamic Pricing | C&I Curtailment-Turnkey-Water Heating Control | Medium Industrial |  | Winter Evening | % of Load | 0 | 2031 | 65535
| High | Dynamic Pricing | C&I Curtailment-Turnkey-Other | Medium Industrial |  | Winter Evening | % of Load | 1 | 2031 | 65535
| High | Dynamic Pricing | C&I Curtailment-Turnkey-Other | Medium Industrial |  | Winter Evening | % of Load | 0 | 2031 | 65535
| High | Dynamic Pricing | Dynamic Pricing with enabling tech. | Medium Industrial |  | Winter Evening | % of Load | 1 | 2031 | 65535
| High | Dynamic Pricing | Dynamic Pricing with enabling tech. | Medium Industrial |  | Winter Evening | % of Load | 0 | 2031 | 65535
| High | Dynamic Pricing | Dynamic Pricing w/o enabling tech. | Medium Industrial |  | Winter Evening | % of Load | 1 | 2031 | 65535
| High | Dynamic Pricing | Dynamic Pricing w/o enabling tech. | Medium Industrial |  | Winter Evening | % of Load | 0 | 2031 | 65535
| High | Dynamic Pricing | Dynamic Pricing with enabling tech. | Large Industrial |  | Winter Morning | % of Load | 1 | 2031 | 65535
| High | Dynamic Pricing | Dynamic Pricing with enabling tech. | Large Industrial |  | Winter Morning | % of Load | 0 | 2031 | 65535
| High | Dynamic Pricing | Dynamic Pricing w/o enabling tech. | Large Industrial |  | Winter Morning | % of Load | 1 | 2031 | 65535
| High | Dynamic Pricing | Dynamic Pricing w/o enabling tech. | Large Industrial |  | Winter Morning | % of Load | 0 | 2031 | 65535
| High | Dynamic Pricing | Dynamic Pricing with enabling tech. | Large Industrial |  | Winter Evening | % of Load | 1 | 2031 | 65535
| High | Dynamic Pricing | Dynamic Pricing with enabling tech. | Large Industrial |  | Winter Evening | % of Load | 0 | 2031 | 65535
| High | Dynamic Pricing | Dynamic Pricing w/o enabling tech. | Large Industrial |  | Winter Evening | % of Load | 1 | 2031 | 65535
| High | Dynamic Pricing | Dynamic Pricing w/o enabling tech. | Large Industrial |  | Winter Evening | % of Load | 0 | 2031 | 65535
| High | Dynamic Pricing | Dynamic Pricing with enabling tech. | Residential Charitable |  | Winter Morning | % of Load | 1 | 2031 | 65535
| High | Dynamic Pricing | Dynamic Pricing with enabling tech. | Residential Charitable |  | Winter Morning | % of Load | 0 | 2031 | 65535
| High | Dynamic Pricing | Dynamic Pricing w/o enabling tech. | Residential Charitable |  | Winter Morning | % of Load | 1 | 2031 | 65535
| High | Dynamic Pricing | Dynamic Pricing w/o enabling tech. | Residential Charitable |  | Winter Morning | % of Load | 0 | 2031 | 65535
| High | Dynamic Pricing | Dynamic Pricing with enabling tech. | Residential Charitable |  | Winter Evening | % of Load | 1 | 2031 | 65535
| High | Dynamic Pricing | Dynamic Pricing with enabling tech. | Residential Charitable |  | Winter Evening | % of Load | 0 | 2031 | 65535
| High | Dynamic Pricing | Dynamic Pricing w/o enabling tech. | Residential Charitable |  | Winter Evening | % of Load | 1 | 2031 | 65535
| High | Dynamic Pricing | Dynamic Pricing w/o enabling tech. | Residential Charitable |  | Winter Evening | % of Load | 0 | 2031 | 65535
| High | BTM Battery Control | DLC-Switch-Water Heating | Small General |  | Winter Morning | % of Load | 1 | 2031 | 65535
| High | BTM Battery Control | DLC-Switch-Water Heating | Small General |  | Winter Morning | % of Load | 0 | 2031 | 65535
| High | BTM Battery Control | DLC-BYOD-Water Heating | Small General |  | Winter Morning | % of Load | 1 | 2031 | 65535
| High | BTM Battery Control | DLC-BYOD-Water Heating | Small General |  | Winter Morning | % of Load | 0 | 2031 | 65535
| High | BTM Battery Control | DLC-Thermostat-DI-Central Heat Pump | Small General |  | Winter Morning | % of Load | 1 | 2031 | 65535
| High | BTM Battery Control | DLC-Thermostat-DI-Central Heat Pump | Small General |  | Winter Morning | % of Load | 0 | 2031 | 65535
| High | BTM Battery Control | DLC-Thermostat-BYOT-Central Heat Pump | Small General |  | Winter Morning | % of Load | 1 | 2031 | 65535
| High | BTM Battery Control | DLC-Thermostat-BYOT-Central Heat Pump | Small General |  | Winter Morning | % of Load | 0 | 2031 | 65535
| High | BTM Battery Control | DLC-Thermostat-HVAC | Small General |  | Winter Morning | % of Load | 1 | 2031 | 65535
| High | BTM Battery Control | DLC-Thermostat-HVAC | Small General |  | Winter Morning | % of Load | 0 | 2031 | 65535
| High | BTM Battery Control | DLC-Thermostat-DI-Baseboard Heating | Small General |  | Winter Morning | % of Load | 1 | 2031 | 65535
| High | BTM Battery Control | DLC-Thermostat-DI-Baseboard Heating | Small General |  | Winter Morning | % of Load | 0 | 2031 | 65535
| High | BTM Battery Control | DLC-Thermostat-BYOT-Baseboard Heating | Small General |  | Winter Morning | % of Load | 1 | 2031 | 65535
| High | BTM Battery Control | DLC-Thermostat-BYOT-Baseboard Heating | Small General |  | Winter Morning | % of Load | 0 | 2031 | 65535
| High | BTM Battery Control | DLC-Thermostat-DI-MSHP | Small General |  | Winter Morning | % of Load | 1 | 2031 | 65535
| High | BTM Battery Control | DLC-Thermostat-DI-MSHP | Small General |  | Winter Morning | % of Load | 0 | 2031 | 65535
| High | BTM Battery Control | DLC-Thermostat-BYOT-MSHP | Small General |  | Winter Morning | % of Load | 1 | 2031 | 65535
| High | BTM Battery Control | DLC-Thermostat-BYOT-MSHP | Small General |  | Winter Morning | % of Load | 0 | 2031 | 65535
| High | BTM Battery Control | C&I Curtailment-Turnkey-Manual HVAC Control | Small General |  | Winter Morning | % of Load | 1 | 2031 | 65535
| High | BTM Battery Control | C&I Curtailment-Turnkey-Manual HVAC Control | Small General |  | Winter Morning | % of Load | 0 | 2031 | 65535
| High | BTM Battery Control | C&I Curtailment-Turnkey-Auto-DR HVAC Control | Small General |  | Winter Morning | % of Load | 1 | 2031 | 65535
| High | BTM Battery Control | C&I Curtailment-Turnkey-Auto-DR HVAC Control | Small General |  | Winter Morning | % of Load | 0 | 2031 | 65535
| High | BTM Battery Control | C&I Curtailment-Turnkey-Standard Lighting Control | Small General |  | Winter Morning | % of Load | 1 | 2031 | 65535
| High | BTM Battery Control | C&I Curtailment-Turnkey-Standard Lighting Control | Small General |  | Winter Morning | % of Load | 0 | 2031 | 65535
| High | BTM Battery Control | C&I Curtailment-Turnkey-Advanced Lighting Control | Small General |  | Winter Morning | % of Load | 1 | 2031 | 65535
| High | BTM Battery Control | C&I Curtailment-Turnkey-Advanced Lighting Control | Small General |  | Winter Morning | % of Load | 0 | 2031 | 65535
| High | BTM Battery Control | C&I Curtailment-Turnkey-Water Heating Control | Small General |  | Winter Morning | % of Load | 1 | 2031 | 65535
| High | BTM Battery Control | C&I Curtailment-Turnkey-Water Heating Control | Small General |  | Winter Morning | % of Load | 0 | 2031 | 65535
| High | BTM Battery Control | C&I Curtailment-Turnkey-Other | Small General |  | Winter Morning | % of Load | 1 | 2031 | 65535
| High | BTM Battery Control | C&I Curtailment-Turnkey-Other | Small General |  | Winter Morning | % of Load | 0 | 2031 | 65535
| High | BTM Battery Control | Dynamic Pricing with enabling tech. | Small General |  | Winter Morning | % of Load | 1 | 2031 | 65535
| High | BTM Battery Control | Dynamic Pricing with enabling tech. | Small General |  | Winter Morning | % of Load | 0 | 2031 | 65535
| High | BTM Battery Control | DLC-Switch-Water Heating | Small General |  | Winter Evening | % of Load | 1 | 2031 | 65535
| High | BTM Battery Control | DLC-Switch-Water Heating | Small General |  | Winter Evening | % of Load | 0 | 2031 | 65535
| High | BTM Battery Control | DLC-BYOD-Water Heating | Small General |  | Winter Evening | % of Load | 1 | 2031 | 65535
| High | BTM Battery Control | DLC-BYOD-Water Heating | Small General |  | Winter Evening | % of Load | 0 | 2031 | 65535
| High | BTM Battery Control | DLC-Thermostat-DI-Central Heat Pump | Small General |  | Winter Evening | % of Load | 1 | 2031 | 65535
| High | BTM Battery Control | DLC-Thermostat-DI-Central Heat Pump | Small General |  | Winter Evening | % of Load | 0 | 2031 | 65535
| High | BTM Battery Control | DLC-Thermostat-BYOT-Central Heat Pump | Small General |  | Winter Evening | % of Load | 1 | 2031 | 65535
| High | BTM Battery Control | DLC-Thermostat-BYOT-Central Heat Pump | Small General |  | Winter Evening | % of Load | 0 | 2031 | 65535
| High | BTM Battery Control | DLC-Thermostat-HVAC | Small General |  | Winter Evening | % of Load | 1 | 2031 | 65535
| High | BTM Battery Control | DLC-Thermostat-HVAC | Small General |  | Winter Evening | % of Load | 0 | 2031 | 65535
| High | BTM Battery Control | DLC-Thermostat-DI-Baseboard Heating | Small General |  | Winter Evening | % of Load | 1 | 2031 | 65535
| High | BTM Battery Control | DLC-Thermostat-DI-Baseboard Heating | Small General |  | Winter Evening | % of Load | 0 | 2031 | 65535
| High | BTM Battery Control | DLC-Thermostat-BYOT-Baseboard Heating | Small General |  | Winter Evening | % of Load | 1 | 2031 | 65535
| High | BTM Battery Control | DLC-Thermostat-BYOT-Baseboard Heating | Small General |  | Winter Evening | % of Load | 0 | 2031 | 65535
| High | BTM Battery Control | DLC-Thermostat-DI-MSHP | Small General |  | Winter Evening | % of Load | 1 | 2031 | 65535
| High | BTM Battery Control | DLC-Thermostat-DI-MSHP | Small General |  | Winter Evening | % of Load | 0 | 2031 | 65535
| High | BTM Battery Control | DLC-Thermostat-BYOT-MSHP | Small General |  | Winter Evening | % of Load | 1 | 2031 | 65535
| High | BTM Battery Control | DLC-Thermostat-BYOT-MSHP | Small General |  | Winter Evening | % of Load | 0 | 2031 | 65535
| High | BTM Battery Control | C&I Curtailment-Turnkey-Manual HVAC Control | Small General |  | Winter Evening | % of Load | 1 | 2031 | 65535
| High | BTM Battery Control | C&I Curtailment-Turnkey-Manual HVAC Control | Small General |  | Winter Evening | % of Load | 0 | 2031 | 65535
| High | BTM Battery Control | C&I Curtailment-Turnkey-Auto-DR HVAC Control | Small General |  | Winter Evening | % of Load | 1 | 2031 | 65535
| High | BTM Battery Control | C&I Curtailment-Turnkey-Auto-DR HVAC Control | Small General |  | Winter Evening | % of Load | 0 | 2031 | 65535
| High | BTM Battery Control | C&I Curtailment-Turnkey-Standard Lighting Control | Small General |  | Winter Evening | % of Load | 1 | 2031 | 65535
| High | BTM Battery Control | C&I Curtailment-Turnkey-Standard Lighting Control | Small General |  | Winter Evening | % of Load | 0 | 2031 | 65535
| High | BTM Battery Control | C&I Curtailment-Turnkey-Advanced Lighting Control | Small General |  | Winter Evening | % of Load | 1 | 2031 | 65535
| High | BTM Battery Control | C&I Curtailment-Turnkey-Advanced Lighting Control | Small General |  | Winter Evening | % of Load | 0 | 2031 | 65535
| High | BTM Battery Control | C&I Curtailment-Turnkey-Water Heating Control | Small General |  | Winter Evening | % of Load | 1 | 2031 | 65535
| High | BTM Battery Control | C&I Curtailment-Turnkey-Water Heating Control | Small General |  | Winter Evening | % of Load | 0 | 2031 | 65535
| High | BTM Battery Control | C&I Curtailment-Turnkey-Other | Small General |  | Winter Evening | % of Load | 1 | 2031 | 65535
| High | BTM Battery Control | C&I Curtailment-Turnkey-Other | Small General |  | Winter Evening | % of Load | 0 | 2031 | 65535
| High | BTM Battery Control | Dynamic Pricing with enabling tech. | Small General |  | Winter Evening | % of Load | 1 | 2031 | 65535
| High | BTM Battery Control | Dynamic Pricing with enabling tech. | Small General |  | Winter Evening | % of Load | 0 | 2031 | 65535
| High | BTM Battery Control | DLC-Switch-Water Heating | General |  | Winter Morning | % of Load | 1 | 2031 | 65535
| High | BTM Battery Control | DLC-Switch-Water Heating | General |  | Winter Morning | % of Load | 0 | 2031 | 65535
| High | BTM Battery Control | DLC-BYOD-Water Heating | General |  | Winter Morning | % of Load | 1 | 2031 | 65535
| High | BTM Battery Control | DLC-BYOD-Water Heating | General |  | Winter Morning | % of Load | 0 | 2031 | 65535
| High | BTM Battery Control | DLC-Thermostat-DI-Central Heat Pump | General |  | Winter Morning | % of Load | 1 | 2031 | 65535
| High | BTM Battery Control | DLC-Thermostat-DI-Central Heat Pump | General |  | Winter Morning | % of Load | 0 | 2031 | 65535
| High | BTM Battery Control | DLC-Thermostat-BYOT-Central Heat Pump | General |  | Winter Morning | % of Load | 1 | 2031 | 65535
| High | BTM Battery Control | DLC-Thermostat-BYOT-Central Heat Pump | General |  | Winter Morning | % of Load | 0 | 2031 | 65535
| High | BTM Battery Control | DLC-Thermostat-HVAC | General |  | Winter Morning | % of Load | 1 | 2031 | 65535
| High | BTM Battery Control | DLC-Thermostat-HVAC | General |  | Winter Morning | % of Load | 0 | 2031 | 65535
| High | BTM Battery Control | DLC-Thermostat-DI-Baseboard Heating | General |  | Winter Morning | % of Load | 1 | 2031 | 65535
| High | BTM Battery Control | DLC-Thermostat-DI-Baseboard Heating | General |  | Winter Morning | % of Load | 0 | 2031 | 65535
| High | BTM Battery Control | DLC-Thermostat-BYOT-Baseboard Heating | General |  | Winter Morning | % of Load | 1 | 2031 | 65535
| High | BTM Battery Control | DLC-Thermostat-BYOT-Baseboard Heating | General |  | Winter Morning | % of Load | 0 | 2031 | 65535
| High | BTM Battery Control | DLC-Thermostat-DI-MSHP | General |  | Winter Morning | % of Load | 1 | 2031 | 65535
| High | BTM Battery Control | DLC-Thermostat-DI-MSHP | General |  | Winter Morning | % of Load | 0 | 2031 | 65535
| High | BTM Battery Control | DLC-Thermostat-BYOT-MSHP | General |  | Winter Morning | % of Load | 1 | 2031 | 65535
| High | BTM Battery Control | DLC-Thermostat-BYOT-MSHP | General |  | Winter Morning | % of Load | 0 | 2031 | 65535
| High | BTM Battery Control | C&I Curtailment-Turnkey-Manual HVAC Control | General |  | Winter Morning | % of Load | 1 | 2031 | 65535
| High | BTM Battery Control | C&I Curtailment-Turnkey-Manual HVAC Control | General |  | Winter Morning | % of Load | 0 | 2031 | 65535
| High | BTM Battery Control | C&I Curtailment-Turnkey-Auto-DR HVAC Control | General |  | Winter Morning | % of Load | 1 | 2031 | 65535
| High | BTM Battery Control | C&I Curtailment-Turnkey-Auto-DR HVAC Control | General |  | Winter Morning | % of Load | 0 | 2031 | 65535
| High | BTM Battery Control | C&I Curtailment-Turnkey-Standard Lighting Control | General |  | Winter Morning | % of Load | 1 | 2031 | 65535
| High | BTM Battery Control | C&I Curtailment-Turnkey-Standard Lighting Control | General |  | Winter Morning | % of Load | 0 | 2031 | 65535
| High | BTM Battery Control | C&I Curtailment-Turnkey-Advanced Lighting Control | General |  | Winter Morning | % of Load | 1 | 2031 | 65535
| High | BTM Battery Control | C&I Curtailment-Turnkey-Advanced Lighting Control | General |  | Winter Morning | % of Load | 0 | 2031 | 65535
| High | BTM Battery Control | C&I Curtailment-Turnkey-Water Heating Control | General |  | Winter Morning | % of Load | 1 | 2031 | 65535
| High | BTM Battery Control | C&I Curtailment-Turnkey-Water Heating Control | General |  | Winter Morning | % of Load | 0 | 2031 | 65535
| High | BTM Battery Control | C&I Curtailment-Turnkey-Other | General |  | Winter Morning | % of Load | 1 | 2031 | 65535
| High | BTM Battery Control | C&I Curtailment-Turnkey-Other | General |  | Winter Morning | % of Load | 0 | 2031 | 65535
| High | BTM Battery Control | DLC-Switch-Water Heating | General |  | Winter Evening | % of Load | 1 | 2031 | 65535
| High | BTM Battery Control | DLC-Switch-Water Heating | General |  | Winter Evening | % of Load | 0 | 2031 | 65535
| High | BTM Battery Control | DLC-BYOD-Water Heating | General |  | Winter Evening | % of Load | 1 | 2031 | 65535
| High | BTM Battery Control | DLC-BYOD-Water Heating | General |  | Winter Evening | % of Load | 0 | 2031 | 65535
| High | BTM Battery Control | DLC-Thermostat-DI-Central Heat Pump | General |  | Winter Evening | % of Load | 1 | 2031 | 65535
| High | BTM Battery Control | DLC-Thermostat-DI-Central Heat Pump | General |  | Winter Evening | % of Load | 0 | 2031 | 65535
| High | BTM Battery Control | DLC-Thermostat-BYOT-Central Heat Pump | General |  | Winter Evening | % of Load | 1 | 2031 | 65535
| High | BTM Battery Control | DLC-Thermostat-BYOT-Central Heat Pump | General |  | Winter Evening | % of Load | 0 | 2031 | 65535
| High | BTM Battery Control | DLC-Thermostat-HVAC | General |  | Winter Evening | % of Load | 1 | 2031 | 65535
| High | BTM Battery Control | DLC-Thermostat-HVAC | General |  | Winter Evening | % of Load | 0 | 2031 | 65535
| High | BTM Battery Control | DLC-Thermostat-DI-Baseboard Heating | General |  | Winter Evening | % of Load | 1 | 2031 | 65535
| High | BTM Battery Control | DLC-Thermostat-DI-Baseboard Heating | General |  | Winter Evening | % of Load | 0 | 2031 | 65535
| High | BTM Battery Control | DLC-Thermostat-BYOT-Baseboard Heating | General |  | Winter Evening | % of Load | 1 | 2031 | 65535
| High | BTM Battery Control | DLC-Thermostat-BYOT-Baseboard Heating | General |  | Winter Evening | % of Load | 0 | 2031 | 65535
| High | BTM Battery Control | DLC-Thermostat-DI-MSHP | General |  | Winter Evening | % of Load | 1 | 2031 | 65535
| High | BTM Battery Control | DLC-Thermostat-DI-MSHP | General |  | Winter Evening | % of Load | 0 | 2031 | 65535
| High | BTM Battery Control | DLC-Thermostat-BYOT-MSHP | General |  | Winter Evening | % of Load | 1 | 2031 | 65535
| High | BTM Battery Control | DLC-Thermostat-BYOT-MSHP | General |  | Winter Evening | % of Load | 0 | 2031 | 65535
| High | BTM Battery Control | C&I Curtailment-Turnkey-Manual HVAC Control | General |  | Winter Evening | % of Load | 1 | 2031 | 65535
| High | BTM Battery Control | C&I Curtailment-Turnkey-Manual HVAC Control | General |  | Winter Evening | % of Load | 0 | 2031 | 65535
| High | BTM Battery Control | C&I Curtailment-Turnkey-Auto-DR HVAC Control | General |  | Winter Evening | % of Load | 1 | 2031 | 65535
| High | BTM Battery Control | C&I Curtailment-Turnkey-Auto-DR HVAC Control | General |  | Winter Evening | % of Load | 0 | 2031 | 65535
| High | BTM Battery Control | C&I Curtailment-Turnkey-Standard Lighting Control | General |  | Winter Evening | % of Load | 1 | 2031 | 65535
| High | BTM Battery Control | C&I Curtailment-Turnkey-Standard Lighting Control | General |  | Winter Evening | % of Load | 0 | 2031 | 65535
| High | BTM Battery Control | C&I Curtailment-Turnkey-Advanced Lighting Control | General |  | Winter Evening | % of Load | 1 | 2031 | 65535
| High | BTM Battery Control | C&I Curtailment-Turnkey-Advanced Lighting Control | General |  | Winter Evening | % of Load | 0 | 2031 | 65535
| High | BTM Battery Control | C&I Curtailment-Turnkey-Water Heating Control | General |  | Winter Evening | % of Load | 1 | 2031 | 65535
| High | BTM Battery Control | C&I Curtailment-Turnkey-Water Heating Control | General |  | Winter Evening | % of Load | 0 | 2031 | 65535
| High | BTM Battery Control | C&I Curtailment-Turnkey-Other | General |  | Winter Evening | % of Load | 1 | 2031 | 65535
| High | BTM Battery Control | C&I Curtailment-Turnkey-Other | General |  | Winter Evening | % of Load | 0 | 2031 | 65535
| High | BTM Battery Control | DLC-Switch-Water Heating | Small Industrial |  | Winter Morning | % of Load | 1 | 2031 | 65535
| High | BTM Battery Control | DLC-Switch-Water Heating | Small Industrial |  | Winter Morning | % of Load | 0 | 2031 | 65535
| High | BTM Battery Control | DLC-BYOD-Water Heating | Small Industrial |  | Winter Morning | % of Load | 1 | 2031 | 65535
| High | BTM Battery Control | DLC-BYOD-Water Heating | Small Industrial |  | Winter Morning | % of Load | 0 | 2031 | 65535
| High | BTM Battery Control | DLC-Thermostat-DI-Central Heat Pump | Small Industrial |  | Winter Morning | % of Load | 1 | 2031 | 65535
| High | BTM Battery Control | DLC-Thermostat-DI-Central Heat Pump | Small Industrial |  | Winter Morning | % of Load | 0 | 2031 | 65535
| High | BTM Battery Control | DLC-Thermostat-BYOT-Central Heat Pump | Small Industrial |  | Winter Morning | % of Load | 1 | 2031 | 65535
| High | BTM Battery Control | DLC-Thermostat-BYOT-Central Heat Pump | Small Industrial |  | Winter Morning | % of Load | 0 | 2031 | 65535
| High | BTM Battery Control | DLC-Thermostat-HVAC | Small Industrial |  | Winter Morning | % of Load | 1 | 2031 | 65535
| High | BTM Battery Control | DLC-Thermostat-HVAC | Small Industrial |  | Winter Morning | % of Load | 0 | 2031 | 65535
| High | BTM Battery Control | DLC-Thermostat-DI-Baseboard Heating | Small Industrial |  | Winter Morning | % of Load | 1 | 2031 | 65535
| High | BTM Battery Control | DLC-Thermostat-DI-Baseboard Heating | Small Industrial |  | Winter Morning | % of Load | 0 | 2031 | 65535
| High | BTM Battery Control | DLC-Thermostat-BYOT-Baseboard Heating | Small Industrial |  | Winter Morning | % of Load | 1 | 2031 | 65535
| High | BTM Battery Control | DLC-Thermostat-BYOT-Baseboard Heating | Small Industrial |  | Winter Morning | % of Load | 0 | 2031 | 65535
| High | BTM Battery Control | DLC-Thermostat-DI-MSHP | Small Industrial |  | Winter Morning | % of Load | 1 | 2031 | 65535
| High | BTM Battery Control | DLC-Thermostat-DI-MSHP | Small Industrial |  | Winter Morning | % of Load | 0 | 2031 | 65535
| High | BTM Battery Control | DLC-Thermostat-BYOT-MSHP | Small Industrial |  | Winter Morning | % of Load | 1 | 2031 | 65535
| High | BTM Battery Control | DLC-Thermostat-BYOT-MSHP | Small Industrial |  | Winter Morning | % of Load | 0 | 2031 | 65535
| High | BTM Battery Control | C&I Curtailment-Turnkey-Manual HVAC Control | Small Industrial |  | Winter Morning | % of Load | 1 | 2031 | 65535
| High | BTM Battery Control | C&I Curtailment-Turnkey-Manual HVAC Control | Small Industrial |  | Winter Morning | % of Load | 0 | 2031 | 65535
| High | BTM Battery Control | C&I Curtailment-Turnkey-Auto-DR HVAC Control | Small Industrial |  | Winter Morning | % of Load | 1 | 2031 | 65535
| High | BTM Battery Control | C&I Curtailment-Turnkey-Auto-DR HVAC Control | Small Industrial |  | Winter Morning | % of Load | 0 | 2031 | 65535
| High | BTM Battery Control | C&I Curtailment-Turnkey-Standard Lighting Control | Small Industrial |  | Winter Morning | % of Load | 1 | 2031 | 65535
| High | BTM Battery Control | C&I Curtailment-Turnkey-Standard Lighting Control | Small Industrial |  | Winter Morning | % of Load | 0 | 2031 | 65535
| High | BTM Battery Control | C&I Curtailment-Turnkey-Advanced Lighting Control | Small Industrial |  | Winter Morning | % of Load | 1 | 2031 | 65535
| High | BTM Battery Control | C&I Curtailment-Turnkey-Advanced Lighting Control | Small Industrial |  | Winter Morning | % of Load | 0 | 2031 | 65535
| High | BTM Battery Control | C&I Curtailment-Turnkey-Water Heating Control | Small Industrial |  | Winter Morning | % of Load | 1 | 2031 | 65535
| High | BTM Battery Control | C&I Curtailment-Turnkey-Water Heating Control | Small Industrial |  | Winter Morning | % of Load | 0 | 2031 | 65535
| High | BTM Battery Control | C&I Curtailment-Turnkey-Other | Small Industrial |  | Winter Morning | % of Load | 1 | 2031 | 65535
| High | BTM Battery Control | C&I Curtailment-Turnkey-Other | Small Industrial |  | Winter Morning | % of Load | 0 | 2031 | 65535
| High | BTM Battery Control | C&I Curtailment-Turnkey-Industrial | Small Industrial |  | Winter Morning | % of Load | 1 | 2031 | 65535
| High | BTM Battery Control | C&I Curtailment-Turnkey-Industrial | Small Industrial |  | Winter Morning | % of Load | 0 | 2031 | 65535
| High | BTM Battery Control | DLC-Switch-Water Heating | Small Industrial |  | Winter Evening | % of Load | 1 | 2031 | 65535
| High | BTM Battery Control | DLC-Switch-Water Heating | Small Industrial |  | Winter Evening | % of Load | 0 | 2031 | 65535
| High | BTM Battery Control | DLC-BYOD-Water Heating | Small Industrial |  | Winter Evening | % of Load | 1 | 2031 | 65535
| High | BTM Battery Control | DLC-BYOD-Water Heating | Small Industrial |  | Winter Evening | % of Load | 0 | 2031 | 65535
| High | BTM Battery Control | DLC-Thermostat-DI-Central Heat Pump | Small Industrial |  | Winter Evening | % of Load | 1 | 2031 | 65535
| High | BTM Battery Control | DLC-Thermostat-DI-Central Heat Pump | Small Industrial |  | Winter Evening | % of Load | 0 | 2031 | 65535
| High | BTM Battery Control | DLC-Thermostat-BYOT-Central Heat Pump | Small Industrial |  | Winter Evening | % of Load | 1 | 2031 | 65535
| High | BTM Battery Control | DLC-Thermostat-BYOT-Central Heat Pump | Small Industrial |  | Winter Evening | % of Load | 0 | 2031 | 65535
| High | BTM Battery Control | DLC-Thermostat-HVAC | Small Industrial |  | Winter Evening | % of Load | 1 | 2031 | 65535
| High | BTM Battery Control | DLC-Thermostat-HVAC | Small Industrial |  | Winter Evening | % of Load | 0 | 2031 | 65535
| High | BTM Battery Control | DLC-Thermostat-DI-Baseboard Heating | Small Industrial |  | Winter Evening | % of Load | 1 | 2031 | 65535
| High | BTM Battery Control | DLC-Thermostat-DI-Baseboard Heating | Small Industrial |  | Winter Evening | % of Load | 0 | 2031 | 65535
| High | BTM Battery Control | DLC-Thermostat-BYOT-Baseboard Heating | Small Industrial |  | Winter Evening | % of Load | 1 | 2031 | 65535
| High | BTM Battery Control | DLC-Thermostat-BYOT-Baseboard Heating | Small Industrial |  | Winter Evening | % of Load | 0 | 2031 | 65535
| High | BTM Battery Control | DLC-Thermostat-DI-MSHP | Small Industrial |  | Winter Evening | % of Load | 1 | 2031 | 65535
| High | BTM Battery Control | DLC-Thermostat-DI-MSHP | Small Industrial |  | Winter Evening | % of Load | 0 | 2031 | 65535
| High | BTM Battery Control | DLC-Thermostat-BYOT-MSHP | Small Industrial |  | Winter Evening | % of Load | 1 | 2031 | 65535
| High | BTM Battery Control | DLC-Thermostat-BYOT-MSHP | Small Industrial |  | Winter Evening | % of Load | 0 | 2031 | 65535
| High | BTM Battery Control | C&I Curtailment-Turnkey-Manual HVAC Control | Small Industrial |  | Winter Evening | % of Load | 1 | 2031 | 65535
| High | BTM Battery Control | C&I Curtailment-Turnkey-Manual HVAC Control | Small Industrial |  | Winter Evening | % of Load | 0 | 2031 | 65535
| High | BTM Battery Control | C&I Curtailment-Turnkey-Auto-DR HVAC Control | Small Industrial |  | Winter Evening | % of Load | 1 | 2031 | 65535
| High | BTM Battery Control | C&I Curtailment-Turnkey-Auto-DR HVAC Control | Small Industrial |  | Winter Evening | % of Load | 0 | 2031 | 65535
| High | BTM Battery Control | C&I Curtailment-Turnkey-Standard Lighting Control | Small Industrial |  | Winter Evening | % of Load | 1 | 2031 | 65535
| High | BTM Battery Control | C&I Curtailment-Turnkey-Standard Lighting Control | Small Industrial |  | Winter Evening | % of Load | 0 | 2031 | 65535
| High | BTM Battery Control | C&I Curtailment-Turnkey-Advanced Lighting Control | Small Industrial |  | Winter Evening | % of Load | 1 | 2031 | 65535
| High | BTM Battery Control | C&I Curtailment-Turnkey-Advanced Lighting Control | Small Industrial |  | Winter Evening | % of Load | 0 | 2031 | 65535
| High | BTM Battery Control | C&I Curtailment-Turnkey-Water Heating Control | Small Industrial |  | Winter Evening | % of Load | 1 | 2031 | 65535
| High | BTM Battery Control | C&I Curtailment-Turnkey-Water Heating Control | Small Industrial |  | Winter Evening | % of Load | 0 | 2031 | 65535
| High | BTM Battery Control | C&I Curtailment-Turnkey-Other | Small Industrial |  | Winter Evening | % of Load | 1 | 2031 | 65535
| High | BTM Battery Control | C&I Curtailment-Turnkey-Other | Small Industrial |  | Winter Evening | % of Load | 0 | 2031 | 65535
| High | BTM Battery Control | C&I Curtailment-Turnkey-Industrial | Small Industrial |  | Winter Evening | % of Load | 1 | 2031 | 65535
| High | BTM Battery Control | C&I Curtailment-Turnkey-Industrial | Small Industrial |  | Winter Evening | % of Load | 0 | 2031 | 65535
| High | BTM Battery Control | DLC-Switch-Water Heating | Medium Industrial |  | Winter Morning | % of Load | 1 | 2031 | 65535
| High | BTM Battery Control | DLC-Switch-Water Heating | Medium Industrial |  | Winter Morning | % of Load | 0 | 2031 | 65535
| High | BTM Battery Control | DLC-BYOD-Water Heating | Medium Industrial |  | Winter Morning | % of Load | 1 | 2031 | 65535
| High | BTM Battery Control | DLC-BYOD-Water Heating | Medium Industrial |  | Winter Morning | % of Load | 0 | 2031 | 65535
| High | BTM Battery Control | DLC-Thermostat-DI-Central Heat Pump | Medium Industrial |  | Winter Morning | % of Load | 1 | 2031 | 65535
| High | BTM Battery Control | DLC-Thermostat-DI-Central Heat Pump | Medium Industrial |  | Winter Morning | % of Load | 0 | 2031 | 65535
| High | BTM Battery Control | DLC-Thermostat-BYOT-Central Heat Pump | Medium Industrial |  | Winter Morning | % of Load | 1 | 2031 | 65535
| High | BTM Battery Control | DLC-Thermostat-BYOT-Central Heat Pump | Medium Industrial |  | Winter Morning | % of Load | 0 | 2031 | 65535
| High | BTM Battery Control | DLC-Thermostat-HVAC | Medium Industrial |  | Winter Morning | % of Load | 1 | 2031 | 65535
| High | BTM Battery Control | DLC-Thermostat-HVAC | Medium Industrial |  | Winter Morning | % of Load | 0 | 2031 | 65535
| High | BTM Battery Control | DLC-Thermostat-DI-Baseboard Heating | Medium Industrial |  | Winter Morning | % of Load | 1 | 2031 | 65535
| High | BTM Battery Control | DLC-Thermostat-DI-Baseboard Heating | Medium Industrial |  | Winter Morning | % of Load | 0 | 2031 | 65535
| High | BTM Battery Control | DLC-Thermostat-BYOT-Baseboard Heating | Medium Industrial |  | Winter Morning | % of Load | 1 | 2031 | 65535
| High | BTM Battery Control | DLC-Thermostat-BYOT-Baseboard Heating | Medium Industrial |  | Winter Morning | % of Load | 0 | 2031 | 65535
| High | BTM Battery Control | DLC-Thermostat-DI-MSHP | Medium Industrial |  | Winter Morning | % of Load | 1 | 2031 | 65535
| High | BTM Battery Control | DLC-Thermostat-DI-MSHP | Medium Industrial |  | Winter Morning | % of Load | 0 | 2031 | 65535
| High | BTM Battery Control | DLC-Thermostat-BYOT-MSHP | Medium Industrial |  | Winter Morning | % of Load | 1 | 2031 | 65535
| High | BTM Battery Control | DLC-Thermostat-BYOT-MSHP | Medium Industrial |  | Winter Morning | % of Load | 0 | 2031 | 65535
| High | BTM Battery Control | C&I Curtailment-Turnkey-Manual HVAC Control | Medium Industrial |  | Winter Morning | % of Load | 1 | 2031 | 65535
| High | BTM Battery Control | C&I Curtailment-Turnkey-Manual HVAC Control | Medium Industrial |  | Winter Morning | % of Load | 0 | 2031 | 65535
| High | BTM Battery Control | C&I Curtailment-Turnkey-Auto-DR HVAC Control | Medium Industrial |  | Winter Morning | % of Load | 1 | 2031 | 65535
| High | BTM Battery Control | C&I Curtailment-Turnkey-Auto-DR HVAC Control | Medium Industrial |  | Winter Morning | % of Load | 0 | 2031 | 65535
| High | BTM Battery Control | C&I Curtailment-Turnkey-Standard Lighting Control | Medium Industrial |  | Winter Morning | % of Load | 1 | 2031 | 65535
| High | BTM Battery Control | C&I Curtailment-Turnkey-Standard Lighting Control | Medium Industrial |  | Winter Morning | % of Load | 0 | 2031 | 65535
| High | BTM Battery Control | C&I Curtailment-Turnkey-Advanced Lighting Control | Medium Industrial |  | Winter Morning | % of Load | 1 | 2031 | 65535
| High | BTM Battery Control | C&I Curtailment-Turnkey-Advanced Lighting Control | Medium Industrial |  | Winter Morning | % of Load | 0 | 2031 | 65535
| High | BTM Battery Control | C&I Curtailment-Turnkey-Water Heating Control | Medium Industrial |  | Winter Morning | % of Load | 1 | 2031 | 65535
| High | BTM Battery Control | C&I Curtailment-Turnkey-Water Heating Control | Medium Industrial |  | Winter Morning | % of Load | 0 | 2031 | 65535
| High | BTM Battery Control | C&I Curtailment-Turnkey-Other | Medium Industrial |  | Winter Morning | % of Load | 1 | 2031 | 65535
| High | BTM Battery Control | C&I Curtailment-Turnkey-Other | Medium Industrial |  | Winter Morning | % of Load | 0 | 2031 | 65535
| High | BTM Battery Control | DLC-Switch-Water Heating | Medium Industrial |  | Winter Evening | % of Load | 1 | 2031 | 65535
| High | BTM Battery Control | DLC-Switch-Water Heating | Medium Industrial |  | Winter Evening | % of Load | 0 | 2031 | 65535
| High | BTM Battery Control | DLC-BYOD-Water Heating | Medium Industrial |  | Winter Evening | % of Load | 1 | 2031 | 65535
| High | BTM Battery Control | DLC-BYOD-Water Heating | Medium Industrial |  | Winter Evening | % of Load | 0 | 2031 | 65535
| High | BTM Battery Control | DLC-Thermostat-DI-Central Heat Pump | Medium Industrial |  | Winter Evening | % of Load | 1 | 2031 | 65535
| High | BTM Battery Control | DLC-Thermostat-DI-Central Heat Pump | Medium Industrial |  | Winter Evening | % of Load | 0 | 2031 | 65535
| High | BTM Battery Control | DLC-Thermostat-BYOT-Central Heat Pump | Medium Industrial |  | Winter Evening | % of Load | 1 | 2031 | 65535
| High | BTM Battery Control | DLC-Thermostat-BYOT-Central Heat Pump | Medium Industrial |  | Winter Evening | % of Load | 0 | 2031 | 65535
| High | BTM Battery Control | DLC-Thermostat-HVAC | Medium Industrial |  | Winter Evening | % of Load | 1 | 2031 | 65535
| High | BTM Battery Control | DLC-Thermostat-HVAC | Medium Industrial |  | Winter Evening | % of Load | 0 | 2031 | 65535
| High | BTM Battery Control | DLC-Thermostat-DI-Baseboard Heating | Medium Industrial |  | Winter Evening | % of Load | 1 | 2031 | 65535
| High | BTM Battery Control | DLC-Thermostat-DI-Baseboard Heating | Medium Industrial |  | Winter Evening | % of Load | 0 | 2031 | 65535
| High | BTM Battery Control | DLC-Thermostat-BYOT-Baseboard Heating | Medium Industrial |  | Winter Evening | % of Load | 1 | 2031 | 65535
| High | BTM Battery Control | DLC-Thermostat-BYOT-Baseboard Heating | Medium Industrial |  | Winter Evening | % of Load | 0 | 2031 | 65535
| High | BTM Battery Control | DLC-Thermostat-DI-MSHP | Medium Industrial |  | Winter Evening | % of Load | 1 | 2031 | 65535
| High | BTM Battery Control | DLC-Thermostat-DI-MSHP | Medium Industrial |  | Winter Evening | % of Load | 0 | 2031 | 65535
| High | BTM Battery Control | DLC-Thermostat-BYOT-MSHP | Medium Industrial |  | Winter Evening | % of Load | 1 | 2031 | 65535
| High | BTM Battery Control | DLC-Thermostat-BYOT-MSHP | Medium Industrial |  | Winter Evening | % of Load | 0 | 2031 | 65535
| High | BTM Battery Control | C&I Curtailment-Turnkey-Manual HVAC Control | Medium Industrial |  | Winter Evening | % of Load | 1 | 2031 | 65535
| High | BTM Battery Control | C&I Curtailment-Turnkey-Manual HVAC Control | Medium Industrial |  | Winter Evening | % of Load | 0 | 2031 | 65535
| High | BTM Battery Control | C&I Curtailment-Turnkey-Auto-DR HVAC Control | Medium Industrial |  | Winter Evening | % of Load | 1 | 2031 | 65535
| High | BTM Battery Control | C&I Curtailment-Turnkey-Auto-DR HVAC Control | Medium Industrial |  | Winter Evening | % of Load | 0 | 2031 | 65535
| High | BTM Battery Control | C&I Curtailment-Turnkey-Standard Lighting Control | Medium Industrial |  | Winter Evening | % of Load | 1 | 2031 | 65535
| High | BTM Battery Control | C&I Curtailment-Turnkey-Standard Lighting Control | Medium Industrial |  | Winter Evening | % of Load | 0 | 2031 | 65535
| High | BTM Battery Control | C&I Curtailment-Turnkey-Advanced Lighting Control | Medium Industrial |  | Winter Evening | % of Load | 1 | 2031 | 65535
| High | BTM Battery Control | C&I Curtailment-Turnkey-Advanced Lighting Control | Medium Industrial |  | Winter Evening | % of Load | 0 | 2031 | 65535
| High | BTM Battery Control | C&I Curtailment-Turnkey-Water Heating Control | Medium Industrial |  | Winter Evening | % of Load | 1 | 2031 | 65535
| High | BTM Battery Control | C&I Curtailment-Turnkey-Water Heating Control | Medium Industrial |  | Winter Evening | % of Load | 0 | 2031 | 65535
| High | BTM Battery Control | C&I Curtailment-Turnkey-Other | Medium Industrial |  | Winter Evening | % of Load | 1 | 2031 | 65535
| High | BTM Battery Control | C&I Curtailment-Turnkey-Other | Medium Industrial |  | Winter Evening | % of Load | 0 | 2031 | 65535
| High | BTM Battery Control | BTM Battery Control-BYOB | Residential Charitable |  | Winter Morning | % of Load | 1 | 2031 | 65535
| High | BTM Battery Control | BTM Battery Control-BYOB | Residential Charitable |  | Winter Morning | % of Load | 0 | 2031 | 65535
| High | BTM Battery Control | BTM Battery Control-BYOB | Residential Charitable |  | Winter Evening | % of Load | 1 | 2031 | 65535
| High | BTM Battery Control | BTM Battery Control-BYOB | Residential Charitable |  | Winter Evening | % of Load | 0 | 2031 | 65535
| High | EV Charging Control | DLC-Switch-Water Heating | Small General |  | Winter Morning | % of Load | 1 | 2031 | 65535
| High | EV Charging Control | DLC-Switch-Water Heating | Small General |  | Winter Morning | % of Load | 0 | 2031 | 65535
| High | EV Charging Control | DLC-BYOD-Water Heating | Small General |  | Winter Morning | % of Load | 1 | 2031 | 65535
| High | EV Charging Control | DLC-BYOD-Water Heating | Small General |  | Winter Morning | % of Load | 0 | 2031 | 65535
| High | EV Charging Control | DLC-Thermostat-DI-Central Heat Pump | Small General |  | Winter Morning | % of Load | 1 | 2031 | 65535
| High | EV Charging Control | DLC-Thermostat-DI-Central Heat Pump | Small General |  | Winter Morning | % of Load | 0 | 2031 | 65535
| High | EV Charging Control | DLC-Thermostat-BYOT-Central Heat Pump | Small General |  | Winter Morning | % of Load | 1 | 2031 | 65535
| High | EV Charging Control | DLC-Thermostat-BYOT-Central Heat Pump | Small General |  | Winter Morning | % of Load | 0 | 2031 | 65535
| High | EV Charging Control | DLC-Thermostat-HVAC | Small General |  | Winter Morning | % of Load | 1 | 2031 | 65535
| High | EV Charging Control | DLC-Thermostat-HVAC | Small General |  | Winter Morning | % of Load | 0 | 2031 | 65535
| High | EV Charging Control | DLC-Thermostat-DI-Baseboard Heating | Small General |  | Winter Morning | % of Load | 1 | 2031 | 65535
| High | EV Charging Control | DLC-Thermostat-DI-Baseboard Heating | Small General |  | Winter Morning | % of Load | 0 | 2031 | 65535
| High | EV Charging Control | DLC-Thermostat-BYOT-Baseboard Heating | Small General |  | Winter Morning | % of Load | 1 | 2031 | 65535
| High | EV Charging Control | DLC-Thermostat-BYOT-Baseboard Heating | Small General |  | Winter Morning | % of Load | 0 | 2031 | 65535
| High | EV Charging Control | DLC-Thermostat-DI-MSHP | Small General |  | Winter Morning | % of Load | 1 | 2031 | 65535
| High | EV Charging Control | DLC-Thermostat-DI-MSHP | Small General |  | Winter Morning | % of Load | 0 | 2031 | 65535
| High | EV Charging Control | DLC-Thermostat-BYOT-MSHP | Small General |  | Winter Morning | % of Load | 1 | 2031 | 65535
| High | EV Charging Control | DLC-Thermostat-BYOT-MSHP | Small General |  | Winter Morning | % of Load | 0 | 2031 | 65535
| High | EV Charging Control | C&I Curtailment-Turnkey-Manual HVAC Control | Small General |  | Winter Morning | % of Load | 1 | 2031 | 65535
| High | EV Charging Control | C&I Curtailment-Turnkey-Manual HVAC Control | Small General |  | Winter Morning | % of Load | 0 | 2031 | 65535
| High | EV Charging Control | C&I Curtailment-Turnkey-Auto-DR HVAC Control | Small General |  | Winter Morning | % of Load | 1 | 2031 | 65535
| High | EV Charging Control | C&I Curtailment-Turnkey-Auto-DR HVAC Control | Small General |  | Winter Morning | % of Load | 0 | 2031 | 65535
| High | EV Charging Control | C&I Curtailment-Turnkey-Standard Lighting Control | Small General |  | Winter Morning | % of Load | 1 | 2031 | 65535
| High | EV Charging Control | C&I Curtailment-Turnkey-Standard Lighting Control | Small General |  | Winter Morning | % of Load | 0 | 2031 | 65535
| High | EV Charging Control | C&I Curtailment-Turnkey-Advanced Lighting Control | Small General |  | Winter Morning | % of Load | 1 | 2031 | 65535
| High | EV Charging Control | C&I Curtailment-Turnkey-Advanced Lighting Control | Small General |  | Winter Morning | % of Load | 0 | 2031 | 65535
| High | EV Charging Control | C&I Curtailment-Turnkey-Water Heating Control | Small General |  | Winter Morning | % of Load | 1 | 2031 | 65535
| High | EV Charging Control | C&I Curtailment-Turnkey-Water Heating Control | Small General |  | Winter Morning | % of Load | 0 | 2031 | 65535
| High | EV Charging Control | C&I Curtailment-Turnkey-Other | Small General |  | Winter Morning | % of Load | 1 | 2031 | 65535
| High | EV Charging Control | C&I Curtailment-Turnkey-Other | Small General |  | Winter Morning | % of Load | 0 | 2031 | 65535
| High | EV Charging Control | Dynamic Pricing with enabling tech. | Small General |  | Winter Morning | % of Load | 1 | 2031 | 65535
| High | EV Charging Control | Dynamic Pricing with enabling tech. | Small General |  | Winter Morning | % of Load | 0 | 2031 | 65535
| High | EV Charging Control | DLC-Switch-Water Heating | Small General |  | Winter Evening | % of Load | 1 | 2031 | 65535
| High | EV Charging Control | DLC-Switch-Water Heating | Small General |  | Winter Evening | % of Load | 0 | 2031 | 65535
| High | EV Charging Control | DLC-BYOD-Water Heating | Small General |  | Winter Evening | % of Load | 1 | 2031 | 65535
| High | EV Charging Control | DLC-BYOD-Water Heating | Small General |  | Winter Evening | % of Load | 0 | 2031 | 65535
| High | EV Charging Control | DLC-Thermostat-DI-Central Heat Pump | Small General |  | Winter Evening | % of Load | 1 | 2031 | 65535
| High | EV Charging Control | DLC-Thermostat-DI-Central Heat Pump | Small General |  | Winter Evening | % of Load | 0 | 2031 | 65535
| High | EV Charging Control | DLC-Thermostat-BYOT-Central Heat Pump | Small General |  | Winter Evening | % of Load | 1 | 2031 | 65535
| High | EV Charging Control | DLC-Thermostat-BYOT-Central Heat Pump | Small General |  | Winter Evening | % of Load | 0 | 2031 | 65535
| High | EV Charging Control | DLC-Thermostat-HVAC | Small General |  | Winter Evening | % of Load | 1 | 2031 | 65535
| High | EV Charging Control | DLC-Thermostat-HVAC | Small General |  | Winter Evening | % of Load | 0 | 2031 | 65535
| High | EV Charging Control | DLC-Thermostat-DI-Baseboard Heating | Small General |  | Winter Evening | % of Load | 1 | 2031 | 65535
| High | EV Charging Control | DLC-Thermostat-DI-Baseboard Heating | Small General |  | Winter Evening | % of Load | 0 | 2031 | 65535
| High | EV Charging Control | DLC-Thermostat-BYOT-Baseboard Heating | Small General |  | Winter Evening | % of Load | 1 | 2031 | 65535
| High | EV Charging Control | DLC-Thermostat-BYOT-Baseboard Heating | Small General |  | Winter Evening | % of Load | 0 | 2031 | 65535
| High | EV Charging Control | DLC-Thermostat-DI-MSHP | Small General |  | Winter Evening | % of Load | 1 | 2031 | 65535
| High | EV Charging Control | DLC-Thermostat-DI-MSHP | Small General |  | Winter Evening | % of Load | 0 | 2031 | 65535
| High | EV Charging Control | DLC-Thermostat-BYOT-MSHP | Small General |  | Winter Evening | % of Load | 1 | 2031 | 65535
| High | EV Charging Control | DLC-Thermostat-BYOT-MSHP | Small General |  | Winter Evening | % of Load | 0 | 2031 | 65535
| High | EV Charging Control | C&I Curtailment-Turnkey-Manual HVAC Control | Small General |  | Winter Evening | % of Load | 1 | 2031 | 65535
| High | EV Charging Control | C&I Curtailment-Turnkey-Manual HVAC Control | Small General |  | Winter Evening | % of Load | 0 | 2031 | 65535
| High | EV Charging Control | C&I Curtailment-Turnkey-Auto-DR HVAC Control | Small General |  | Winter Evening | % of Load | 1 | 2031 | 65535
| High | EV Charging Control | C&I Curtailment-Turnkey-Auto-DR HVAC Control | Small General |  | Winter Evening | % of Load | 0 | 2031 | 65535
| High | EV Charging Control | C&I Curtailment-Turnkey-Standard Lighting Control | Small General |  | Winter Evening | % of Load | 1 | 2031 | 65535
| High | EV Charging Control | C&I Curtailment-Turnkey-Standard Lighting Control | Small General |  | Winter Evening | % of Load | 0 | 2031 | 65535
| High | EV Charging Control | C&I Curtailment-Turnkey-Advanced Lighting Control | Small General |  | Winter Evening | % of Load | 1 | 2031 | 65535
| High | EV Charging Control | C&I Curtailment-Turnkey-Advanced Lighting Control | Small General |  | Winter Evening | % of Load | 0 | 2031 | 65535
| High | EV Charging Control | C&I Curtailment-Turnkey-Water Heating Control | Small General |  | Winter Evening | % of Load | 1 | 2031 | 65535
| High | EV Charging Control | C&I Curtailment-Turnkey-Water Heating Control | Small General |  | Winter Evening | % of Load | 0 | 2031 | 65535
| High | EV Charging Control | C&I Curtailment-Turnkey-Other | Small General |  | Winter Evening | % of Load | 1 | 2031 | 65535
| High | EV Charging Control | C&I Curtailment-Turnkey-Other | Small General |  | Winter Evening | % of Load | 0 | 2031 | 65535
| High | EV Charging Control | Dynamic Pricing with enabling tech. | Small General |  | Winter Evening | % of Load | 1 | 2031 | 65535
| High | EV Charging Control | Dynamic Pricing with enabling tech. | Small General |  | Winter Evening | % of Load | 0 | 2031 | 65535
| High | EV Charging Control | DLC-Switch-Water Heating | General |  | Winter Morning | % of Load | 1 | 2031 | 65535
| High | EV Charging Control | DLC-Switch-Water Heating | General |  | Winter Morning | % of Load | 0 | 2031 | 65535
| High | EV Charging Control | DLC-BYOD-Water Heating | General |  | Winter Morning | % of Load | 1 | 2031 | 65535
| High | EV Charging Control | DLC-BYOD-Water Heating | General |  | Winter Morning | % of Load | 0 | 2031 | 65535
| High | EV Charging Control | DLC-Thermostat-DI-Central Heat Pump | General |  | Winter Morning | % of Load | 1 | 2031 | 65535
| High | EV Charging Control | DLC-Thermostat-DI-Central Heat Pump | General |  | Winter Morning | % of Load | 0 | 2031 | 65535
| High | EV Charging Control | DLC-Thermostat-BYOT-Central Heat Pump | General |  | Winter Morning | % of Load | 1 | 2031 | 65535
| High | EV Charging Control | DLC-Thermostat-BYOT-Central Heat Pump | General |  | Winter Morning | % of Load | 0 | 2031 | 65535
| High | EV Charging Control | DLC-Thermostat-HVAC | General |  | Winter Morning | % of Load | 1 | 2031 | 65535
| High | EV Charging Control | DLC-Thermostat-HVAC | General |  | Winter Morning | % of Load | 0 | 2031 | 65535
| High | EV Charging Control | DLC-Thermostat-DI-Baseboard Heating | General |  | Winter Morning | % of Load | 1 | 2031 | 65535
| High | EV Charging Control | DLC-Thermostat-DI-Baseboard Heating | General |  | Winter Morning | % of Load | 0 | 2031 | 65535
| High | EV Charging Control | DLC-Thermostat-BYOT-Baseboard Heating | General |  | Winter Morning | % of Load | 1 | 2031 | 65535
| High | EV Charging Control | DLC-Thermostat-BYOT-Baseboard Heating | General |  | Winter Morning | % of Load | 0 | 2031 | 65535
| High | EV Charging Control | DLC-Thermostat-DI-MSHP | General |  | Winter Morning | % of Load | 1 | 2031 | 65535
| High | EV Charging Control | DLC-Thermostat-DI-MSHP | General |  | Winter Morning | % of Load | 0 | 2031 | 65535
| High | EV Charging Control | DLC-Thermostat-BYOT-MSHP | General |  | Winter Morning | % of Load | 1 | 2031 | 65535
| High | EV Charging Control | DLC-Thermostat-BYOT-MSHP | General |  | Winter Morning | % of Load | 0 | 2031 | 65535
| High | EV Charging Control | C&I Curtailment-Turnkey-Manual HVAC Control | General |  | Winter Morning | % of Load | 1 | 2031 | 65535
| High | EV Charging Control | C&I Curtailment-Turnkey-Manual HVAC Control | General |  | Winter Morning | % of Load | 0 | 2031 | 65535
| High | EV Charging Control | C&I Curtailment-Turnkey-Auto-DR HVAC Control | General |  | Winter Morning | % of Load | 1 | 2031 | 65535
| High | EV Charging Control | C&I Curtailment-Turnkey-Auto-DR HVAC Control | General |  | Winter Morning | % of Load | 0 | 2031 | 65535
| High | EV Charging Control | C&I Curtailment-Turnkey-Standard Lighting Control | General |  | Winter Morning | % of Load | 1 | 2031 | 65535
| High | EV Charging Control | C&I Curtailment-Turnkey-Standard Lighting Control | General |  | Winter Morning | % of Load | 0 | 2031 | 65535
| High | EV Charging Control | C&I Curtailment-Turnkey-Advanced Lighting Control | General |  | Winter Morning | % of Load | 1 | 2031 | 65535
| High | EV Charging Control | C&I Curtailment-Turnkey-Advanced Lighting Control | General |  | Winter Morning | % of Load | 0 | 2031 | 65535
| High | EV Charging Control | C&I Curtailment-Turnkey-Water Heating Control | General |  | Winter Morning | % of Load | 1 | 2031 | 65535
| High | EV Charging Control | C&I Curtailment-Turnkey-Water Heating Control | General |  | Winter Morning | % of Load | 0 | 2031 | 65535
| High | EV Charging Control | C&I Curtailment-Turnkey-Other | General |  | Winter Morning | % of Load | 1 | 2031 | 65535
| High | EV Charging Control | C&I Curtailment-Turnkey-Other | General |  | Winter Morning | % of Load | 0 | 2031 | 65535
| High | EV Charging Control | DLC-Switch-Water Heating | General |  | Winter Evening | % of Load | 1 | 2031 | 65535
| High | EV Charging Control | DLC-Switch-Water Heating | General |  | Winter Evening | % of Load | 0 | 2031 | 65535
| High | EV Charging Control | DLC-BYOD-Water Heating | General |  | Winter Evening | % of Load | 1 | 2031 | 65535
| High | EV Charging Control | DLC-BYOD-Water Heating | General |  | Winter Evening | % of Load | 0 | 2031 | 65535
| High | EV Charging Control | DLC-Thermostat-DI-Central Heat Pump | General |  | Winter Evening | % of Load | 1 | 2031 | 65535
| High | EV Charging Control | DLC-Thermostat-DI-Central Heat Pump | General |  | Winter Evening | % of Load | 0 | 2031 | 65535
| High | EV Charging Control | DLC-Thermostat-BYOT-Central Heat Pump | General |  | Winter Evening | % of Load | 1 | 2031 | 65535
| High | EV Charging Control | DLC-Thermostat-BYOT-Central Heat Pump | General |  | Winter Evening | % of Load | 0 | 2031 | 65535
| High | EV Charging Control | DLC-Thermostat-HVAC | General |  | Winter Evening | % of Load | 1 | 2031 | 65535
| High | EV Charging Control | DLC-Thermostat-HVAC | General |  | Winter Evening | % of Load | 0 | 2031 | 65535
| High | EV Charging Control | DLC-Thermostat-DI-Baseboard Heating | General |  | Winter Evening | % of Load | 1 | 2031 | 65535
| High | EV Charging Control | DLC-Thermostat-DI-Baseboard Heating | General |  | Winter Evening | % of Load | 0 | 2031 | 65535
| High | EV Charging Control | DLC-Thermostat-BYOT-Baseboard Heating | General |  | Winter Evening | % of Load | 1 | 2031 | 65535
| High | EV Charging Control | DLC-Thermostat-BYOT-Baseboard Heating | General |  | Winter Evening | % of Load | 0 | 2031 | 65535
| High | EV Charging Control | DLC-Thermostat-DI-MSHP | General |  | Winter Evening | % of Load | 1 | 2031 | 65535
| High | EV Charging Control | DLC-Thermostat-DI-MSHP | General |  | Winter Evening | % of Load | 0 | 2031 | 65535
| High | EV Charging Control | DLC-Thermostat-BYOT-MSHP | General |  | Winter Evening | % of Load | 1 | 2031 | 65535
| High | EV Charging Control | DLC-Thermostat-BYOT-MSHP | General |  | Winter Evening | % of Load | 0 | 2031 | 65535
| High | EV Charging Control | C&I Curtailment-Turnkey-Manual HVAC Control | General |  | Winter Evening | % of Load | 1 | 2031 | 65535
| High | EV Charging Control | C&I Curtailment-Turnkey-Manual HVAC Control | General |  | Winter Evening | % of Load | 0 | 2031 | 65535
| High | EV Charging Control | C&I Curtailment-Turnkey-Auto-DR HVAC Control | General |  | Winter Evening | % of Load | 1 | 2031 | 65535
| High | EV Charging Control | C&I Curtailment-Turnkey-Auto-DR HVAC Control | General |  | Winter Evening | % of Load | 0 | 2031 | 65535
| High | EV Charging Control | C&I Curtailment-Turnkey-Standard Lighting Control | General |  | Winter Evening | % of Load | 1 | 2031 | 65535
| High | EV Charging Control | C&I Curtailment-Turnkey-Standard Lighting Control | General |  | Winter Evening | % of Load | 0 | 2031 | 65535
| High | EV Charging Control | C&I Curtailment-Turnkey-Advanced Lighting Control | General |  | Winter Evening | % of Load | 1 | 2031 | 65535
| High | EV Charging Control | C&I Curtailment-Turnkey-Advanced Lighting Control | General |  | Winter Evening | % of Load | 0 | 2031 | 65535
| High | EV Charging Control | C&I Curtailment-Turnkey-Water Heating Control | General |  | Winter Evening | % of Load | 1 | 2031 | 65535
| High | EV Charging Control | C&I Curtailment-Turnkey-Water Heating Control | General |  | Winter Evening | % of Load | 0 | 2031 | 65535
| High | EV Charging Control | C&I Curtailment-Turnkey-Other | General |  | Winter Evening | % of Load | 1 | 2031 | 65535
| High | EV Charging Control | C&I Curtailment-Turnkey-Other | General |  | Winter Evening | % of Load | 0 | 2031 | 65535
| High | EV Charging Control | DLC-Switch-Water Heating | Small Industrial |  | Winter Morning | % of Load | 1 | 2031 | 65535
| High | EV Charging Control | DLC-Switch-Water Heating | Small Industrial |  | Winter Morning | % of Load | 0 | 2031 | 65535
| High | EV Charging Control | DLC-BYOD-Water Heating | Small Industrial |  | Winter Morning | % of Load | 1 | 2031 | 65535
| High | EV Charging Control | DLC-BYOD-Water Heating | Small Industrial |  | Winter Morning | % of Load | 0 | 2031 | 65535
| High | EV Charging Control | DLC-Thermostat-DI-Central Heat Pump | Small Industrial |  | Winter Morning | % of Load | 1 | 2031 | 65535
| High | EV Charging Control | DLC-Thermostat-DI-Central Heat Pump | Small Industrial |  | Winter Morning | % of Load | 0 | 2031 | 65535
| High | EV Charging Control | DLC-Thermostat-BYOT-Central Heat Pump | Small Industrial |  | Winter Morning | % of Load | 1 | 2031 | 65535
| High | EV Charging Control | DLC-Thermostat-BYOT-Central Heat Pump | Small Industrial |  | Winter Morning | % of Load | 0 | 2031 | 65535
| High | EV Charging Control | DLC-Thermostat-HVAC | Small Industrial |  | Winter Morning | % of Load | 1 | 2031 | 65535
| High | EV Charging Control | DLC-Thermostat-HVAC | Small Industrial |  | Winter Morning | % of Load | 0 | 2031 | 65535
| High | EV Charging Control | DLC-Thermostat-DI-Baseboard Heating | Small Industrial |  | Winter Morning | % of Load | 1 | 2031 | 65535
| High | EV Charging Control | DLC-Thermostat-DI-Baseboard Heating | Small Industrial |  | Winter Morning | % of Load | 0 | 2031 | 65535
| High | EV Charging Control | DLC-Thermostat-BYOT-Baseboard Heating | Small Industrial |  | Winter Morning | % of Load | 1 | 2031 | 65535
| High | EV Charging Control | DLC-Thermostat-BYOT-Baseboard Heating | Small Industrial |  | Winter Morning | % of Load | 0 | 2031 | 65535
| High | EV Charging Control | DLC-Thermostat-DI-MSHP | Small Industrial |  | Winter Morning | % of Load | 1 | 2031 | 65535
| High | EV Charging Control | DLC-Thermostat-DI-MSHP | Small Industrial |  | Winter Morning | % of Load | 0 | 2031 | 65535
| High | EV Charging Control | DLC-Thermostat-BYOT-MSHP | Small Industrial |  | Winter Morning | % of Load | 1 | 2031 | 65535
| High | EV Charging Control | DLC-Thermostat-BYOT-MSHP | Small Industrial |  | Winter Morning | % of Load | 0 | 2031 | 65535
| High | EV Charging Control | C&I Curtailment-Turnkey-Manual HVAC Control | Small Industrial |  | Winter Morning | % of Load | 1 | 2031 | 65535
| High | EV Charging Control | C&I Curtailment-Turnkey-Manual HVAC Control | Small Industrial |  | Winter Morning | % of Load | 0 | 2031 | 65535
| High | EV Charging Control | C&I Curtailment-Turnkey-Auto-DR HVAC Control | Small Industrial |  | Winter Morning | % of Load | 1 | 2031 | 65535
| High | EV Charging Control | C&I Curtailment-Turnkey-Auto-DR HVAC Control | Small Industrial |  | Winter Morning | % of Load | 0 | 2031 | 65535
| High | EV Charging Control | C&I Curtailment-Turnkey-Standard Lighting Control | Small Industrial |  | Winter Morning | % of Load | 1 | 2031 | 65535
| High | EV Charging Control | C&I Curtailment-Turnkey-Standard Lighting Control | Small Industrial |  | Winter Morning | % of Load | 0 | 2031 | 65535
| High | EV Charging Control | C&I Curtailment-Turnkey-Advanced Lighting Control | Small Industrial |  | Winter Morning | % of Load | 1 | 2031 | 65535
| High | EV Charging Control | C&I Curtailment-Turnkey-Advanced Lighting Control | Small Industrial |  | Winter Morning | % of Load | 0 | 2031 | 65535
| High | EV Charging Control | C&I Curtailment-Turnkey-Water Heating Control | Small Industrial |  | Winter Morning | % of Load | 1 | 2031 | 65535
| High | EV Charging Control | C&I Curtailment-Turnkey-Water Heating Control | Small Industrial |  | Winter Morning | % of Load | 0 | 2031 | 65535
| High | EV Charging Control | C&I Curtailment-Turnkey-Other | Small Industrial |  | Winter Morning | % of Load | 1 | 2031 | 65535
| High | EV Charging Control | C&I Curtailment-Turnkey-Other | Small Industrial |  | Winter Morning | % of Load | 0 | 2031 | 65535
| High | EV Charging Control | C&I Curtailment-Turnkey-Industrial | Small Industrial |  | Winter Morning | % of Load | 1 | 2031 | 65535
| High | EV Charging Control | C&I Curtailment-Turnkey-Industrial | Small Industrial |  | Winter Morning | % of Load | 0 | 2031 | 65535
| High | EV Charging Control | DLC-Switch-Water Heating | Small Industrial |  | Winter Evening | % of Load | 1 | 2031 | 65535
| High | EV Charging Control | DLC-Switch-Water Heating | Small Industrial |  | Winter Evening | % of Load | 0 | 2031 | 65535
| High | EV Charging Control | DLC-BYOD-Water Heating | Small Industrial |  | Winter Evening | % of Load | 1 | 2031 | 65535
| High | EV Charging Control | DLC-BYOD-Water Heating | Small Industrial |  | Winter Evening | % of Load | 0 | 2031 | 65535
| High | EV Charging Control | DLC-Thermostat-DI-Central Heat Pump | Small Industrial |  | Winter Evening | % of Load | 1 | 2031 | 65535
| High | EV Charging Control | DLC-Thermostat-DI-Central Heat Pump | Small Industrial |  | Winter Evening | % of Load | 0 | 2031 | 65535
| High | EV Charging Control | DLC-Thermostat-BYOT-Central Heat Pump | Small Industrial |  | Winter Evening | % of Load | 1 | 2031 | 65535
| High | EV Charging Control | DLC-Thermostat-BYOT-Central Heat Pump | Small Industrial |  | Winter Evening | % of Load | 0 | 2031 | 65535
| High | EV Charging Control | DLC-Thermostat-HVAC | Small Industrial |  | Winter Evening | % of Load | 1 | 2031 | 65535
| High | EV Charging Control | DLC-Thermostat-HVAC | Small Industrial |  | Winter Evening | % of Load | 0 | 2031 | 65535
| High | EV Charging Control | DLC-Thermostat-DI-Baseboard Heating | Small Industrial |  | Winter Evening | % of Load | 1 | 2031 | 65535
| High | EV Charging Control | DLC-Thermostat-DI-Baseboard Heating | Small Industrial |  | Winter Evening | % of Load | 0 | 2031 | 65535
| High | EV Charging Control | DLC-Thermostat-BYOT-Baseboard Heating | Small Industrial |  | Winter Evening | % of Load | 1 | 2031 | 65535
| High | EV Charging Control | DLC-Thermostat-BYOT-Baseboard Heating | Small Industrial |  | Winter Evening | % of Load | 0 | 2031 | 65535
| High | EV Charging Control | DLC-Thermostat-DI-MSHP | Small Industrial |  | Winter Evening | % of Load | 1 | 2031 | 65535
| High | EV Charging Control | DLC-Thermostat-DI-MSHP | Small Industrial |  | Winter Evening | % of Load | 0 | 2031 | 65535
| High | EV Charging Control | DLC-Thermostat-BYOT-MSHP | Small Industrial |  | Winter Evening | % of Load | 1 | 2031 | 65535
| High | EV Charging Control | DLC-Thermostat-BYOT-MSHP | Small Industrial |  | Winter Evening | % of Load | 0 | 2031 | 65535
| High | EV Charging Control | C&I Curtailment-Turnkey-Manual HVAC Control | Small Industrial |  | Winter Evening | % of Load | 1 | 2031 | 65535
| High | EV Charging Control | C&I Curtailment-Turnkey-Manual HVAC Control | Small Industrial |  | Winter Evening | % of Load | 0 | 2031 | 65535
| High | EV Charging Control | C&I Curtailment-Turnkey-Auto-DR HVAC Control | Small Industrial |  | Winter Evening | % of Load | 1 | 2031 | 65535
| High | EV Charging Control | C&I Curtailment-Turnkey-Auto-DR HVAC Control | Small Industrial |  | Winter Evening | % of Load | 0 | 2031 | 65535
| High | EV Charging Control | C&I Curtailment-Turnkey-Standard Lighting Control | Small Industrial |  | Winter Evening | % of Load | 1 | 2031 | 65535
| High | EV Charging Control | C&I Curtailment-Turnkey-Standard Lighting Control | Small Industrial |  | Winter Evening | % of Load | 0 | 2031 | 65535
| High | EV Charging Control | C&I Curtailment-Turnkey-Advanced Lighting Control | Small Industrial |  | Winter Evening | % of Load | 1 | 2031 | 65535
| High | EV Charging Control | C&I Curtailment-Turnkey-Advanced Lighting Control | Small Industrial |  | Winter Evening | % of Load | 0 | 2031 | 65535
| High | EV Charging Control | C&I Curtailment-Turnkey-Water Heating Control | Small Industrial |  | Winter Evening | % of Load | 1 | 2031 | 65535
| High | EV Charging Control | C&I Curtailment-Turnkey-Water Heating Control | Small Industrial |  | Winter Evening | % of Load | 0 | 2031 | 65535
| High | EV Charging Control | C&I Curtailment-Turnkey-Other | Small Industrial |  | Winter Evening | % of Load | 1 | 2031 | 65535
| High | EV Charging Control | C&I Curtailment-Turnkey-Other | Small Industrial |  | Winter Evening | % of Load | 0 | 2031 | 65535
| High | EV Charging Control | C&I Curtailment-Turnkey-Industrial | Small Industrial |  | Winter Evening | % of Load | 1 | 2031 | 65535
| High | EV Charging Control | C&I Curtailment-Turnkey-Industrial | Small Industrial |  | Winter Evening | % of Load | 0 | 2031 | 65535
| High | EV Charging Control | DLC-Switch-Water Heating | Medium Industrial |  | Winter Morning | % of Load | 1 | 2031 | 65535
| High | EV Charging Control | DLC-Switch-Water Heating | Medium Industrial |  | Winter Morning | % of Load | 0 | 2031 | 65535
| High | EV Charging Control | DLC-BYOD-Water Heating | Medium Industrial |  | Winter Morning | % of Load | 1 | 2031 | 65535
| High | EV Charging Control | DLC-BYOD-Water Heating | Medium Industrial |  | Winter Morning | % of Load | 0 | 2031 | 65535
| High | EV Charging Control | DLC-Thermostat-DI-Central Heat Pump | Medium Industrial |  | Winter Morning | % of Load | 1 | 2031 | 65535
| High | EV Charging Control | DLC-Thermostat-DI-Central Heat Pump | Medium Industrial |  | Winter Morning | % of Load | 0 | 2031 | 65535
| High | EV Charging Control | DLC-Thermostat-BYOT-Central Heat Pump | Medium Industrial |  | Winter Morning | % of Load | 1 | 2031 | 65535
| High | EV Charging Control | DLC-Thermostat-BYOT-Central Heat Pump | Medium Industrial |  | Winter Morning | % of Load | 0 | 2031 | 65535
| High | EV Charging Control | DLC-Thermostat-HVAC | Medium Industrial |  | Winter Morning | % of Load | 1 | 2031 | 65535
| High | EV Charging Control | DLC-Thermostat-HVAC | Medium Industrial |  | Winter Morning | % of Load | 0 | 2031 | 65535
| High | EV Charging Control | DLC-Thermostat-DI-Baseboard Heating | Medium Industrial |  | Winter Morning | % of Load | 1 | 2031 | 65535
| High | EV Charging Control | DLC-Thermostat-DI-Baseboard Heating | Medium Industrial |  | Winter Morning | % of Load | 0 | 2031 | 65535
| High | EV Charging Control | DLC-Thermostat-BYOT-Baseboard Heating | Medium Industrial |  | Winter Morning | % of Load | 1 | 2031 | 65535
| High | EV Charging Control | DLC-Thermostat-BYOT-Baseboard Heating | Medium Industrial |  | Winter Morning | % of Load | 0 | 2031 | 65535
| High | EV Charging Control | DLC-Thermostat-DI-MSHP | Medium Industrial |  | Winter Morning | % of Load | 1 | 2031 | 65535
| High | EV Charging Control | DLC-Thermostat-DI-MSHP | Medium Industrial |  | Winter Morning | % of Load | 0 | 2031 | 65535
| High | EV Charging Control | DLC-Thermostat-BYOT-MSHP | Medium Industrial |  | Winter Morning | % of Load | 1 | 2031 | 65535
| High | EV Charging Control | DLC-Thermostat-BYOT-MSHP | Medium Industrial |  | Winter Morning | % of Load | 0 | 2031 | 65535
| High | EV Charging Control | C&I Curtailment-Turnkey-Manual HVAC Control | Medium Industrial |  | Winter Morning | % of Load | 1 | 2031 | 65535
| High | EV Charging Control | C&I Curtailment-Turnkey-Manual HVAC Control | Medium Industrial |  | Winter Morning | % of Load | 0 | 2031 | 65535
| High | EV Charging Control | C&I Curtailment-Turnkey-Auto-DR HVAC Control | Medium Industrial |  | Winter Morning | % of Load | 1 | 2031 | 65535
| High | EV Charging Control | C&I Curtailment-Turnkey-Auto-DR HVAC Control | Medium Industrial |  | Winter Morning | % of Load | 0 | 2031 | 65535
| High | EV Charging Control | C&I Curtailment-Turnkey-Standard Lighting Control | Medium Industrial |  | Winter Morning | % of Load | 1 | 2031 | 65535
| High | EV Charging Control | C&I Curtailment-Turnkey-Standard Lighting Control | Medium Industrial |  | Winter Morning | % of Load | 0 | 2031 | 65535
| High | EV Charging Control | C&I Curtailment-Turnkey-Advanced Lighting Control | Medium Industrial |  | Winter Morning | % of Load | 1 | 2031 | 65535
| High | EV Charging Control | C&I Curtailment-Turnkey-Advanced Lighting Control | Medium Industrial |  | Winter Morning | % of Load | 0 | 2031 | 65535
| High | EV Charging Control | C&I Curtailment-Turnkey-Water Heating Control | Medium Industrial |  | Winter Morning | % of Load | 1 | 2031 | 65535
| High | EV Charging Control | C&I Curtailment-Turnkey-Water Heating Control | Medium Industrial |  | Winter Morning | % of Load | 0 | 2031 | 65535
| High | EV Charging Control | C&I Curtailment-Turnkey-Other | Medium Industrial |  | Winter Morning | % of Load | 1 | 2031 | 65535
| High | EV Charging Control | C&I Curtailment-Turnkey-Other | Medium Industrial |  | Winter Morning | % of Load | 0 | 2031 | 65535
| High | EV Charging Control | DLC-Switch-Water Heating | Medium Industrial |  | Winter Evening | % of Load | 1 | 2031 | 65535
| High | EV Charging Control | DLC-Switch-Water Heating | Medium Industrial |  | Winter Evening | % of Load | 0 | 2031 | 65535
| High | EV Charging Control | DLC-BYOD-Water Heating | Medium Industrial |  | Winter Evening | % of Load | 1 | 2031 | 65535
| High | EV Charging Control | DLC-BYOD-Water Heating | Medium Industrial |  | Winter Evening | % of Load | 0 | 2031 | 65535
| High | EV Charging Control | DLC-Thermostat-DI-Central Heat Pump | Medium Industrial |  | Winter Evening | % of Load | 1 | 2031 | 65535
| High | EV Charging Control | DLC-Thermostat-DI-Central Heat Pump | Medium Industrial |  | Winter Evening | % of Load | 0 | 2031 | 65535
| High | EV Charging Control | DLC-Thermostat-BYOT-Central Heat Pump | Medium Industrial |  | Winter Evening | % of Load | 1 | 2031 | 65535
| High | EV Charging Control | DLC-Thermostat-BYOT-Central Heat Pump | Medium Industrial |  | Winter Evening | % of Load | 0 | 2031 | 65535
| High | EV Charging Control | DLC-Thermostat-HVAC | Medium Industrial |  | Winter Evening | % of Load | 1 | 2031 | 65535
| High | EV Charging Control | DLC-Thermostat-HVAC | Medium Industrial |  | Winter Evening | % of Load | 0 | 2031 | 65535
| High | EV Charging Control | DLC-Thermostat-DI-Baseboard Heating | Medium Industrial |  | Winter Evening | % of Load | 1 | 2031 | 65535
| High | EV Charging Control | DLC-Thermostat-DI-Baseboard Heating | Medium Industrial |  | Winter Evening | % of Load | 0 | 2031 | 65535
| High | EV Charging Control | DLC-Thermostat-BYOT-Baseboard Heating | Medium Industrial |  | Winter Evening | % of Load | 1 | 2031 | 65535
| High | EV Charging Control | DLC-Thermostat-BYOT-Baseboard Heating | Medium Industrial |  | Winter Evening | % of Load | 0 | 2031 | 65535
| High | EV Charging Control | DLC-Thermostat-DI-MSHP | Medium Industrial |  | Winter Evening | % of Load | 1 | 2031 | 65535
| High | EV Charging Control | DLC-Thermostat-DI-MSHP | Medium Industrial |  | Winter Evening | % of Load | 0 | 2031 | 65535
| High | EV Charging Control | DLC-Thermostat-BYOT-MSHP | Medium Industrial |  | Winter Evening | % of Load | 1 | 2031 | 65535
| High | EV Charging Control | DLC-Thermostat-BYOT-MSHP | Medium Industrial |  | Winter Evening | % of Load | 0 | 2031 | 65535
| High | EV Charging Control | C&I Curtailment-Turnkey-Manual HVAC Control | Medium Industrial |  | Winter Evening | % of Load | 1 | 2031 | 65535
| High | EV Charging Control | C&I Curtailment-Turnkey-Manual HVAC Control | Medium Industrial |  | Winter Evening | % of Load | 0 | 2031 | 65535
| High | EV Charging Control | C&I Curtailment-Turnkey-Auto-DR HVAC Control | Medium Industrial |  | Winter Evening | % of Load | 1 | 2031 | 65535
| High | EV Charging Control | C&I Curtailment-Turnkey-Auto-DR HVAC Control | Medium Industrial |  | Winter Evening | % of Load | 0 | 2031 | 65535
| High | EV Charging Control | C&I Curtailment-Turnkey-Standard Lighting Control | Medium Industrial |  | Winter Evening | % of Load | 1 | 2031 | 65535
| High | EV Charging Control | C&I Curtailment-Turnkey-Standard Lighting Control | Medium Industrial |  | Winter Evening | % of Load | 0 | 2031 | 65535
| High | EV Charging Control | C&I Curtailment-Turnkey-Advanced Lighting Control | Medium Industrial |  | Winter Evening | % of Load | 1 | 2031 | 65535
| High | EV Charging Control | C&I Curtailment-Turnkey-Advanced Lighting Control | Medium Industrial |  | Winter Evening | % of Load | 0 | 2031 | 65535
| High | EV Charging Control | C&I Curtailment-Turnkey-Water Heating Control | Medium Industrial |  | Winter Evening | % of Load | 1 | 2031 | 65535
| High | EV Charging Control | C&I Curtailment-Turnkey-Water Heating Control | Medium Industrial |  | Winter Evening | % of Load | 0 | 2031 | 65535
| High | EV Charging Control | C&I Curtailment-Turnkey-Other | Medium Industrial |  | Winter Evening | % of Load | 1 | 2031 | 65535
| High | EV Charging Control | C&I Curtailment-Turnkey-Other | Medium Industrial |  | Winter Evening | % of Load | 0 | 2031 | 65535
| High | EV Charging Control | EV Charging Control | EV Res LDV |  | Winter Morning | % of Load | 1 | 2031 | 65535
| High | EV Charging Control | EV Charging Control | EV Res LDV |  | Winter Morning | % of Load | 0 | 2031 | 65535
| High | EV Charging Control | EV Charging Control | EV Res LDV |  | Winter Evening | % of Load | 1 | 2031 | 65535
| High | EV Charging Control | EV Charging Control | EV Res LDV |  | Winter Evening | % of Load | 0 | 2031 | 65535
| High | EV Charging Control | EV Charging Control | EV Com LDV |  | Winter Morning | % of Load | 1 | 2031 | 65535
| High | EV Charging Control | EV Charging Control | EV Com LDV |  | Winter Morning | % of Load | 0 | 2031 | 65535
| High | EV Charging Control | EV Charging Control | EV Com LDV |  | Winter Evening | % of Load | 1 | 2031 | 65535
| High | EV Charging Control | EV Charging Control | EV Com LDV |  | Winter Evening | % of Load | 0 | 2031 | 65535
| High | EV Charging Control | EV Charging Control | EV Com MDV |  | Winter Morning | % of Load | 1 | 2031 | 65535
| High | EV Charging Control | EV Charging Control | EV Com MDV |  | Winter Morning | % of Load | 0 | 2031 | 65535
| High | EV Charging Control | EV Charging Control | EV Com MDV |  | Winter Evening | % of Load | 1 | 2031 | 65535
| High | EV Charging Control | EV Charging Control | EV Com MDV |  | Winter Evening | % of Load | 0 | 2031 | 65535
| High | EV Charging Control | EV Charging Control | EV Com HDV |  | Winter Morning | % of Load | 1 | 2031 | 65535
| High | EV Charging Control | EV Charging Control | EV Com HDV |  | Winter Morning | % of Load | 0 | 2031 | 65535
| High | EV Charging Control | EV Charging Control | EV Com HDV |  | Winter Evening | % of Load | 1 | 2031 | 65535
| High | EV Charging Control | EV Charging Control | EV Com HDV |  | Winter Evening | % of Load | 0 | 2031 | 65535
| High | Behavioral DR | DLC-Switch-Water Heating | Small General |  | Winter Morning | % of Load | 1 | 2031 | 65535
| High | Behavioral DR | DLC-Switch-Water Heating | Small General |  | Winter Morning | % of Load | 0 | 2031 | 65535
| High | Behavioral DR | DLC-BYOD-Water Heating | Small General |  | Winter Morning | % of Load | 1 | 2031 | 65535
| High | Behavioral DR | DLC-BYOD-Water Heating | Small General |  | Winter Morning | % of Load | 0 | 2031 | 65535
| High | Behavioral DR | DLC-Thermostat-DI-Central Heat Pump | Small General |  | Winter Morning | % of Load | 1 | 2031 | 65535
| High | Behavioral DR | DLC-Thermostat-DI-Central Heat Pump | Small General |  | Winter Morning | % of Load | 0 | 2031 | 65535
| High | Behavioral DR | DLC-Thermostat-BYOT-Central Heat Pump | Small General |  | Winter Morning | % of Load | 1 | 2031 | 65535
| High | Behavioral DR | DLC-Thermostat-BYOT-Central Heat Pump | Small General |  | Winter Morning | % of Load | 0 | 2031 | 65535
| High | Behavioral DR | DLC-Thermostat-HVAC | Small General |  | Winter Morning | % of Load | 1 | 2031 | 65535
| High | Behavioral DR | DLC-Thermostat-HVAC | Small General |  | Winter Morning | % of Load | 0 | 2031 | 65535
| High | Behavioral DR | DLC-Thermostat-DI-Baseboard Heating | Small General |  | Winter Morning | % of Load | 1 | 2031 | 65535
| High | Behavioral DR | DLC-Thermostat-DI-Baseboard Heating | Small General |  | Winter Morning | % of Load | 0 | 2031 | 65535
| High | Behavioral DR | DLC-Thermostat-BYOT-Baseboard Heating | Small General |  | Winter Morning | % of Load | 1 | 2031 | 65535
| High | Behavioral DR | DLC-Thermostat-BYOT-Baseboard Heating | Small General |  | Winter Morning | % of Load | 0 | 2031 | 65535
| High | Behavioral DR | DLC-Thermostat-DI-MSHP | Small General |  | Winter Morning | % of Load | 1 | 2031 | 65535
| High | Behavioral DR | DLC-Thermostat-DI-MSHP | Small General |  | Winter Morning | % of Load | 0 | 2031 | 65535
| High | Behavioral DR | DLC-Thermostat-BYOT-MSHP | Small General |  | Winter Morning | % of Load | 1 | 2031 | 65535
| High | Behavioral DR | DLC-Thermostat-BYOT-MSHP | Small General |  | Winter Morning | % of Load | 0 | 2031 | 65535
| High | Behavioral DR | C&I Curtailment-Turnkey-Manual HVAC Control | Small General |  | Winter Morning | % of Load | 1 | 2031 | 65535
| High | Behavioral DR | C&I Curtailment-Turnkey-Manual HVAC Control | Small General |  | Winter Morning | % of Load | 0 | 2031 | 65535
| High | Behavioral DR | C&I Curtailment-Turnkey-Auto-DR HVAC Control | Small General |  | Winter Morning | % of Load | 1 | 2031 | 65535
| High | Behavioral DR | C&I Curtailment-Turnkey-Auto-DR HVAC Control | Small General |  | Winter Morning | % of Load | 0 | 2031 | 65535
| High | Behavioral DR | C&I Curtailment-Turnkey-Standard Lighting Control | Small General |  | Winter Morning | % of Load | 1 | 2031 | 65535
| High | Behavioral DR | C&I Curtailment-Turnkey-Standard Lighting Control | Small General |  | Winter Morning | % of Load | 0 | 2031 | 65535
| High | Behavioral DR | C&I Curtailment-Turnkey-Advanced Lighting Control | Small General |  | Winter Morning | % of Load | 1 | 2031 | 65535
| High | Behavioral DR | C&I Curtailment-Turnkey-Advanced Lighting Control | Small General |  | Winter Morning | % of Load | 0 | 2031 | 65535
| High | Behavioral DR | C&I Curtailment-Turnkey-Water Heating Control | Small General |  | Winter Morning | % of Load | 1 | 2031 | 65535
| High | Behavioral DR | C&I Curtailment-Turnkey-Water Heating Control | Small General |  | Winter Morning | % of Load | 0 | 2031 | 65535
| High | Behavioral DR | C&I Curtailment-Turnkey-Other | Small General |  | Winter Morning | % of Load | 1 | 2031 | 65535
| High | Behavioral DR | C&I Curtailment-Turnkey-Other | Small General |  | Winter Morning | % of Load | 0 | 2031 | 65535
| High | Behavioral DR | Dynamic Pricing with enabling tech. | Small General |  | Winter Morning | % of Load | 1 | 2031 | 65535
| High | Behavioral DR | Dynamic Pricing with enabling tech. | Small General |  | Winter Morning | % of Load | 0 | 2031 | 65535
| High | Behavioral DR | DLC-Switch-Water Heating | Small General |  | Winter Evening | % of Load | 1 | 2031 | 65535
| High | Behavioral DR | DLC-Switch-Water Heating | Small General |  | Winter Evening | % of Load | 0 | 2031 | 65535
| High | Behavioral DR | DLC-BYOD-Water Heating | Small General |  | Winter Evening | % of Load | 1 | 2031 | 65535
| High | Behavioral DR | DLC-BYOD-Water Heating | Small General |  | Winter Evening | % of Load | 0 | 2031 | 65535
| High | Behavioral DR | DLC-Thermostat-DI-Central Heat Pump | Small General |  | Winter Evening | % of Load | 1 | 2031 | 65535
| High | Behavioral DR | DLC-Thermostat-DI-Central Heat Pump | Small General |  | Winter Evening | % of Load | 0 | 2031 | 65535
| High | Behavioral DR | DLC-Thermostat-BYOT-Central Heat Pump | Small General |  | Winter Evening | % of Load | 1 | 2031 | 65535
| High | Behavioral DR | DLC-Thermostat-BYOT-Central Heat Pump | Small General |  | Winter Evening | % of Load | 0 | 2031 | 65535
| High | Behavioral DR | DLC-Thermostat-HVAC | Small General |  | Winter Evening | % of Load | 1 | 2031 | 65535
| High | Behavioral DR | DLC-Thermostat-HVAC | Small General |  | Winter Evening | % of Load | 0 | 2031 | 65535
| High | Behavioral DR | DLC-Thermostat-DI-Baseboard Heating | Small General |  | Winter Evening | % of Load | 1 | 2031 | 65535
| High | Behavioral DR | DLC-Thermostat-DI-Baseboard Heating | Small General |  | Winter Evening | % of Load | 0 | 2031 | 65535
| High | Behavioral DR | DLC-Thermostat-BYOT-Baseboard Heating | Small General |  | Winter Evening | % of Load | 1 | 2031 | 65535
| High | Behavioral DR | DLC-Thermostat-BYOT-Baseboard Heating | Small General |  | Winter Evening | % of Load | 0 | 2031 | 65535
| High | Behavioral DR | DLC-Thermostat-DI-MSHP | Small General |  | Winter Evening | % of Load | 1 | 2031 | 65535
| High | Behavioral DR | DLC-Thermostat-DI-MSHP | Small General |  | Winter Evening | % of Load | 0 | 2031 | 65535
| High | Behavioral DR | DLC-Thermostat-BYOT-MSHP | Small General |  | Winter Evening | % of Load | 1 | 2031 | 65535
| High | Behavioral DR | DLC-Thermostat-BYOT-MSHP | Small General |  | Winter Evening | % of Load | 0 | 2031 | 65535
| High | Behavioral DR | C&I Curtailment-Turnkey-Manual HVAC Control | Small General |  | Winter Evening | % of Load | 1 | 2031 | 65535
| High | Behavioral DR | C&I Curtailment-Turnkey-Manual HVAC Control | Small General |  | Winter Evening | % of Load | 0 | 2031 | 65535
| High | Behavioral DR | C&I Curtailment-Turnkey-Auto-DR HVAC Control | Small General |  | Winter Evening | % of Load | 1 | 2031 | 65535
| High | Behavioral DR | C&I Curtailment-Turnkey-Auto-DR HVAC Control | Small General |  | Winter Evening | % of Load | 0 | 2031 | 65535
| High | Behavioral DR | C&I Curtailment-Turnkey-Standard Lighting Control | Small General |  | Winter Evening | % of Load | 1 | 2031 | 65535
| High | Behavioral DR | C&I Curtailment-Turnkey-Standard Lighting Control | Small General |  | Winter Evening | % of Load | 0 | 2031 | 65535
| High | Behavioral DR | C&I Curtailment-Turnkey-Advanced Lighting Control | Small General |  | Winter Evening | % of Load | 1 | 2031 | 65535
| High | Behavioral DR | C&I Curtailment-Turnkey-Advanced Lighting Control | Small General |  | Winter Evening | % of Load | 0 | 2031 | 65535
| High | Behavioral DR | C&I Curtailment-Turnkey-Water Heating Control | Small General |  | Winter Evening | % of Load | 1 | 2031 | 65535
| High | Behavioral DR | C&I Curtailment-Turnkey-Water Heating Control | Small General |  | Winter Evening | % of Load | 0 | 2031 | 65535
| High | Behavioral DR | C&I Curtailment-Turnkey-Other | Small General |  | Winter Evening | % of Load | 1 | 2031 | 65535
| High | Behavioral DR | C&I Curtailment-Turnkey-Other | Small General |  | Winter Evening | % of Load | 0 | 2031 | 65535
| High | Behavioral DR | Dynamic Pricing with enabling tech. | Small General |  | Winter Evening | % of Load | 1 | 2031 | 65535
| High | Behavioral DR | Dynamic Pricing with enabling tech. | Small General |  | Winter Evening | % of Load | 0 | 2031 | 65535
| High | Behavioral DR | DLC-Switch-Water Heating | General |  | Winter Morning | % of Load | 1 | 2031 | 65535
| High | Behavioral DR | DLC-Switch-Water Heating | General |  | Winter Morning | % of Load | 0 | 2031 | 65535
| High | Behavioral DR | DLC-BYOD-Water Heating | General |  | Winter Morning | % of Load | 1 | 2031 | 65535
| High | Behavioral DR | DLC-BYOD-Water Heating | General |  | Winter Morning | % of Load | 0 | 2031 | 65535
| High | Behavioral DR | DLC-Thermostat-DI-Central Heat Pump | General |  | Winter Morning | % of Load | 1 | 2031 | 65535
| High | Behavioral DR | DLC-Thermostat-DI-Central Heat Pump | General |  | Winter Morning | % of Load | 0 | 2031 | 65535
| High | Behavioral DR | DLC-Thermostat-BYOT-Central Heat Pump | General |  | Winter Morning | % of Load | 1 | 2031 | 65535
| High | Behavioral DR | DLC-Thermostat-BYOT-Central Heat Pump | General |  | Winter Morning | % of Load | 0 | 2031 | 65535
| High | Behavioral DR | DLC-Thermostat-HVAC | General |  | Winter Morning | % of Load | 1 | 2031 | 65535
| High | Behavioral DR | DLC-Thermostat-HVAC | General |  | Winter Morning | % of Load | 0 | 2031 | 65535
| High | Behavioral DR | DLC-Thermostat-DI-Baseboard Heating | General |  | Winter Morning | % of Load | 1 | 2031 | 65535
| High | Behavioral DR | DLC-Thermostat-DI-Baseboard Heating | General |  | Winter Morning | % of Load | 0 | 2031 | 65535
| High | Behavioral DR | DLC-Thermostat-BYOT-Baseboard Heating | General |  | Winter Morning | % of Load | 1 | 2031 | 65535
| High | Behavioral DR | DLC-Thermostat-BYOT-Baseboard Heating | General |  | Winter Morning | % of Load | 0 | 2031 | 65535
| High | Behavioral DR | DLC-Thermostat-DI-MSHP | General |  | Winter Morning | % of Load | 1 | 2031 | 65535
| High | Behavioral DR | DLC-Thermostat-DI-MSHP | General |  | Winter Morning | % of Load | 0 | 2031 | 65535
| High | Behavioral DR | DLC-Thermostat-BYOT-MSHP | General |  | Winter Morning | % of Load | 1 | 2031 | 65535
| High | Behavioral DR | DLC-Thermostat-BYOT-MSHP | General |  | Winter Morning | % of Load | 0 | 2031 | 65535
| High | Behavioral DR | C&I Curtailment-Turnkey-Manual HVAC Control | General |  | Winter Morning | % of Load | 1 | 2031 | 65535
| High | Behavioral DR | C&I Curtailment-Turnkey-Manual HVAC Control | General |  | Winter Morning | % of Load | 0 | 2031 | 65535
| High | Behavioral DR | C&I Curtailment-Turnkey-Auto-DR HVAC Control | General |  | Winter Morning | % of Load | 1 | 2031 | 65535
| High | Behavioral DR | C&I Curtailment-Turnkey-Auto-DR HVAC Control | General |  | Winter Morning | % of Load | 0 | 2031 | 65535
| High | Behavioral DR | C&I Curtailment-Turnkey-Standard Lighting Control | General |  | Winter Morning | % of Load | 1 | 2031 | 65535
| High | Behavioral DR | C&I Curtailment-Turnkey-Standard Lighting Control | General |  | Winter Morning | % of Load | 0 | 2031 | 65535
| High | Behavioral DR | C&I Curtailment-Turnkey-Advanced Lighting Control | General |  | Winter Morning | % of Load | 1 | 2031 | 65535
| High | Behavioral DR | C&I Curtailment-Turnkey-Advanced Lighting Control | General |  | Winter Morning | % of Load | 0 | 2031 | 65535
| High | Behavioral DR | C&I Curtailment-Turnkey-Water Heating Control | General |  | Winter Morning | % of Load | 1 | 2031 | 65535
| High | Behavioral DR | C&I Curtailment-Turnkey-Water Heating Control | General |  | Winter Morning | % of Load | 0 | 2031 | 65535
| High | Behavioral DR | C&I Curtailment-Turnkey-Other | General |  | Winter Morning | % of Load | 1 | 2031 | 65535
| High | Behavioral DR | C&I Curtailment-Turnkey-Other | General |  | Winter Morning | % of Load | 0 | 2031 | 65535
| High | Behavioral DR | DLC-Switch-Water Heating | General |  | Winter Evening | % of Load | 1 | 2031 | 65535
| High | Behavioral DR | DLC-Switch-Water Heating | General |  | Winter Evening | % of Load | 0 | 2031 | 65535
| High | Behavioral DR | DLC-BYOD-Water Heating | General |  | Winter Evening | % of Load | 1 | 2031 | 65535
| High | Behavioral DR | DLC-BYOD-Water Heating | General |  | Winter Evening | % of Load | 0 | 2031 | 65535
| High | Behavioral DR | DLC-Thermostat-DI-Central Heat Pump | General |  | Winter Evening | % of Load | 1 | 2031 | 65535
| High | Behavioral DR | DLC-Thermostat-DI-Central Heat Pump | General |  | Winter Evening | % of Load | 0 | 2031 | 65535
| High | Behavioral DR | DLC-Thermostat-BYOT-Central Heat Pump | General |  | Winter Evening | % of Load | 1 | 2031 | 65535
| High | Behavioral DR | DLC-Thermostat-BYOT-Central Heat Pump | General |  | Winter Evening | % of Load | 0 | 2031 | 65535
| High | Behavioral DR | DLC-Thermostat-HVAC | General |  | Winter Evening | % of Load | 1 | 2031 | 65535
| High | Behavioral DR | DLC-Thermostat-HVAC | General |  | Winter Evening | % of Load | 0 | 2031 | 65535
| High | Behavioral DR | DLC-Thermostat-DI-Baseboard Heating | General |  | Winter Evening | % of Load | 1 | 2031 | 65535
| High | Behavioral DR | DLC-Thermostat-DI-Baseboard Heating | General |  | Winter Evening | % of Load | 0 | 2031 | 65535
| High | Behavioral DR | DLC-Thermostat-BYOT-Baseboard Heating | General |  | Winter Evening | % of Load | 1 | 2031 | 65535
| High | Behavioral DR | DLC-Thermostat-BYOT-Baseboard Heating | General |  | Winter Evening | % of Load | 0 | 2031 | 65535
| High | Behavioral DR | DLC-Thermostat-DI-MSHP | General |  | Winter Evening | % of Load | 1 | 2031 | 65535
| High | Behavioral DR | DLC-Thermostat-DI-MSHP | General |  | Winter Evening | % of Load | 0 | 2031 | 65535
| High | Behavioral DR | DLC-Thermostat-BYOT-MSHP | General |  | Winter Evening | % of Load | 1 | 2031 | 65535
| High | Behavioral DR | DLC-Thermostat-BYOT-MSHP | General |  | Winter Evening | % of Load | 0 | 2031 | 65535
| High | Behavioral DR | C&I Curtailment-Turnkey-Manual HVAC Control | General |  | Winter Evening | % of Load | 1 | 2031 | 65535
| High | Behavioral DR | C&I Curtailment-Turnkey-Manual HVAC Control | General |  | Winter Evening | % of Load | 0 | 2031 | 65535
| High | Behavioral DR | C&I Curtailment-Turnkey-Auto-DR HVAC Control | General |  | Winter Evening | % of Load | 1 | 2031 | 65535
| High | Behavioral DR | C&I Curtailment-Turnkey-Auto-DR HVAC Control | General |  | Winter Evening | % of Load | 0 | 2031 | 65535
| High | Behavioral DR | C&I Curtailment-Turnkey-Standard Lighting Control | General |  | Winter Evening | % of Load | 1 | 2031 | 65535
| High | Behavioral DR | C&I Curtailment-Turnkey-Standard Lighting Control | General |  | Winter Evening | % of Load | 0 | 2031 | 65535
| High | Behavioral DR | C&I Curtailment-Turnkey-Advanced Lighting Control | General |  | Winter Evening | % of Load | 1 | 2031 | 65535
| High | Behavioral DR | C&I Curtailment-Turnkey-Advanced Lighting Control | General |  | Winter Evening | % of Load | 0 | 2031 | 65535
| High | Behavioral DR | C&I Curtailment-Turnkey-Water Heating Control | General |  | Winter Evening | % of Load | 1 | 2031 | 65535
| High | Behavioral DR | C&I Curtailment-Turnkey-Water Heating Control | General |  | Winter Evening | % of Load | 0 | 2031 | 65535
| High | Behavioral DR | C&I Curtailment-Turnkey-Other | General |  | Winter Evening | % of Load | 1 | 2031 | 65535
| High | Behavioral DR | C&I Curtailment-Turnkey-Other | General |  | Winter Evening | % of Load | 0 | 2031 | 65535
| High | Behavioral DR | DLC-Switch-Water Heating | Small Industrial |  | Winter Morning | % of Load | 1 | 2031 | 65535
| High | Behavioral DR | DLC-Switch-Water Heating | Small Industrial |  | Winter Morning | % of Load | 0 | 2031 | 65535
| High | Behavioral DR | DLC-BYOD-Water Heating | Small Industrial |  | Winter Morning | % of Load | 1 | 2031 | 65535
| High | Behavioral DR | DLC-BYOD-Water Heating | Small Industrial |  | Winter Morning | % of Load | 0 | 2031 | 65535
| High | Behavioral DR | DLC-Thermostat-DI-Central Heat Pump | Small Industrial |  | Winter Morning | % of Load | 1 | 2031 | 65535
| High | Behavioral DR | DLC-Thermostat-DI-Central Heat Pump | Small Industrial |  | Winter Morning | % of Load | 0 | 2031 | 65535
| High | Behavioral DR | DLC-Thermostat-BYOT-Central Heat Pump | Small Industrial |  | Winter Morning | % of Load | 1 | 2031 | 65535
| High | Behavioral DR | DLC-Thermostat-BYOT-Central Heat Pump | Small Industrial |  | Winter Morning | % of Load | 0 | 2031 | 65535
| High | Behavioral DR | DLC-Thermostat-HVAC | Small Industrial |  | Winter Morning | % of Load | 1 | 2031 | 65535
| High | Behavioral DR | DLC-Thermostat-HVAC | Small Industrial |  | Winter Morning | % of Load | 0 | 2031 | 65535
| High | Behavioral DR | DLC-Thermostat-DI-Baseboard Heating | Small Industrial |  | Winter Morning | % of Load | 1 | 2031 | 65535
| High | Behavioral DR | DLC-Thermostat-DI-Baseboard Heating | Small Industrial |  | Winter Morning | % of Load | 0 | 2031 | 65535
| High | Behavioral DR | DLC-Thermostat-BYOT-Baseboard Heating | Small Industrial |  | Winter Morning | % of Load | 1 | 2031 | 65535
| High | Behavioral DR | DLC-Thermostat-BYOT-Baseboard Heating | Small Industrial |  | Winter Morning | % of Load | 0 | 2031 | 65535
| High | Behavioral DR | DLC-Thermostat-DI-MSHP | Small Industrial |  | Winter Morning | % of Load | 1 | 2031 | 65535
| High | Behavioral DR | DLC-Thermostat-DI-MSHP | Small Industrial |  | Winter Morning | % of Load | 0 | 2031 | 65535
| High | Behavioral DR | DLC-Thermostat-BYOT-MSHP | Small Industrial |  | Winter Morning | % of Load | 1 | 2031 | 65535
| High | Behavioral DR | DLC-Thermostat-BYOT-MSHP | Small Industrial |  | Winter Morning | % of Load | 0 | 2031 | 65535
| High | Behavioral DR | C&I Curtailment-Turnkey-Manual HVAC Control | Small Industrial |  | Winter Morning | % of Load | 1 | 2031 | 65535
| High | Behavioral DR | C&I Curtailment-Turnkey-Manual HVAC Control | Small Industrial |  | Winter Morning | % of Load | 0 | 2031 | 65535
| High | Behavioral DR | C&I Curtailment-Turnkey-Auto-DR HVAC Control | Small Industrial |  | Winter Morning | % of Load | 1 | 2031 | 65535
| High | Behavioral DR | C&I Curtailment-Turnkey-Auto-DR HVAC Control | Small Industrial |  | Winter Morning | % of Load | 0 | 2031 | 65535
| High | Behavioral DR | C&I Curtailment-Turnkey-Standard Lighting Control | Small Industrial |  | Winter Morning | % of Load | 1 | 2031 | 65535
| High | Behavioral DR | C&I Curtailment-Turnkey-Standard Lighting Control | Small Industrial |  | Winter Morning | % of Load | 0 | 2031 | 65535
| High | Behavioral DR | C&I Curtailment-Turnkey-Advanced Lighting Control | Small Industrial |  | Winter Morning | % of Load | 1 | 2031 | 65535
| High | Behavioral DR | C&I Curtailment-Turnkey-Advanced Lighting Control | Small Industrial |  | Winter Morning | % of Load | 0 | 2031 | 65535
| High | Behavioral DR | C&I Curtailment-Turnkey-Water Heating Control | Small Industrial |  | Winter Morning | % of Load | 1 | 2031 | 65535
| High | Behavioral DR | C&I Curtailment-Turnkey-Water Heating Control | Small Industrial |  | Winter Morning | % of Load | 0 | 2031 | 65535
| High | Behavioral DR | C&I Curtailment-Turnkey-Other | Small Industrial |  | Winter Morning | % of Load | 1 | 2031 | 65535
| High | Behavioral DR | C&I Curtailment-Turnkey-Other | Small Industrial |  | Winter Morning | % of Load | 0 | 2031 | 65535
| High | Behavioral DR | C&I Curtailment-Turnkey-Industrial | Small Industrial |  | Winter Morning | % of Load | 1 | 2031 | 65535
| High | Behavioral DR | C&I Curtailment-Turnkey-Industrial | Small Industrial |  | Winter Morning | % of Load | 0 | 2031 | 65535
| High | Behavioral DR | DLC-Switch-Water Heating | Small Industrial |  | Winter Evening | % of Load | 1 | 2031 | 65535
| High | Behavioral DR | DLC-Switch-Water Heating | Small Industrial |  | Winter Evening | % of Load | 0 | 2031 | 65535
| High | Behavioral DR | DLC-BYOD-Water Heating | Small Industrial |  | Winter Evening | % of Load | 1 | 2031 | 65535
| High | Behavioral DR | DLC-BYOD-Water Heating | Small Industrial |  | Winter Evening | % of Load | 0 | 2031 | 65535
| High | Behavioral DR | DLC-Thermostat-DI-Central Heat Pump | Small Industrial |  | Winter Evening | % of Load | 1 | 2031 | 65535
| High | Behavioral DR | DLC-Thermostat-DI-Central Heat Pump | Small Industrial |  | Winter Evening | % of Load | 0 | 2031 | 65535
| High | Behavioral DR | DLC-Thermostat-BYOT-Central Heat Pump | Small Industrial |  | Winter Evening | % of Load | 1 | 2031 | 65535
| High | Behavioral DR | DLC-Thermostat-BYOT-Central Heat Pump | Small Industrial |  | Winter Evening | % of Load | 0 | 2031 | 65535
| High | Behavioral DR | DLC-Thermostat-HVAC | Small Industrial |  | Winter Evening | % of Load | 1 | 2031 | 65535
| High | Behavioral DR | DLC-Thermostat-HVAC | Small Industrial |  | Winter Evening | % of Load | 0 | 2031 | 65535
| High | Behavioral DR | DLC-Thermostat-DI-Baseboard Heating | Small Industrial |  | Winter Evening | % of Load | 1 | 2031 | 65535
| High | Behavioral DR | DLC-Thermostat-DI-Baseboard Heating | Small Industrial |  | Winter Evening | % of Load | 0 | 2031 | 65535
| High | Behavioral DR | DLC-Thermostat-BYOT-Baseboard Heating | Small Industrial |  | Winter Evening | % of Load | 1 | 2031 | 65535
| High | Behavioral DR | DLC-Thermostat-BYOT-Baseboard Heating | Small Industrial |  | Winter Evening | % of Load | 0 | 2031 | 65535
| High | Behavioral DR | DLC-Thermostat-DI-MSHP | Small Industrial |  | Winter Evening | % of Load | 1 | 2031 | 65535
| High | Behavioral DR | DLC-Thermostat-DI-MSHP | Small Industrial |  | Winter Evening | % of Load | 0 | 2031 | 65535
| High | Behavioral DR | DLC-Thermostat-BYOT-MSHP | Small Industrial |  | Winter Evening | % of Load | 1 | 2031 | 65535
| High | Behavioral DR | DLC-Thermostat-BYOT-MSHP | Small Industrial |  | Winter Evening | % of Load | 0 | 2031 | 65535
| High | Behavioral DR | C&I Curtailment-Turnkey-Manual HVAC Control | Small Industrial |  | Winter Evening | % of Load | 1 | 2031 | 65535
| High | Behavioral DR | C&I Curtailment-Turnkey-Manual HVAC Control | Small Industrial |  | Winter Evening | % of Load | 0 | 2031 | 65535
| High | Behavioral DR | C&I Curtailment-Turnkey-Auto-DR HVAC Control | Small Industrial |  | Winter Evening | % of Load | 1 | 2031 | 65535
| High | Behavioral DR | C&I Curtailment-Turnkey-Auto-DR HVAC Control | Small Industrial |  | Winter Evening | % of Load | 0 | 2031 | 65535
| High | Behavioral DR | C&I Curtailment-Turnkey-Standard Lighting Control | Small Industrial |  | Winter Evening | % of Load | 1 | 2031 | 65535
| High | Behavioral DR | C&I Curtailment-Turnkey-Standard Lighting Control | Small Industrial |  | Winter Evening | % of Load | 0 | 2031 | 65535
| High | Behavioral DR | C&I Curtailment-Turnkey-Advanced Lighting Control | Small Industrial |  | Winter Evening | % of Load | 1 | 2031 | 65535
| High | Behavioral DR | C&I Curtailment-Turnkey-Advanced Lighting Control | Small Industrial |  | Winter Evening | % of Load | 0 | 2031 | 65535
| High | Behavioral DR | C&I Curtailment-Turnkey-Water Heating Control | Small Industrial |  | Winter Evening | % of Load | 1 | 2031 | 65535
| High | Behavioral DR | C&I Curtailment-Turnkey-Water Heating Control | Small Industrial |  | Winter Evening | % of Load | 0 | 2031 | 65535
| High | Behavioral DR | C&I Curtailment-Turnkey-Other | Small Industrial |  | Winter Evening | % of Load | 1 | 2031 | 65535
| High | Behavioral DR | C&I Curtailment-Turnkey-Other | Small Industrial |  | Winter Evening | % of Load | 0 | 2031 | 65535
| High | Behavioral DR | C&I Curtailment-Turnkey-Industrial | Small Industrial |  | Winter Evening | % of Load | 1 | 2031 | 65535
| High | Behavioral DR | C&I Curtailment-Turnkey-Industrial | Small Industrial |  | Winter Evening | % of Load | 0 | 2031 | 65535
| High | Behavioral DR | DLC-Switch-Water Heating | Medium Industrial |  | Winter Morning | % of Load | 1 | 2031 | 65535
| High | Behavioral DR | DLC-Switch-Water Heating | Medium Industrial |  | Winter Morning | % of Load | 0 | 2031 | 65535
| High | Behavioral DR | DLC-BYOD-Water Heating | Medium Industrial |  | Winter Morning | % of Load | 1 | 2031 | 65535
| High | Behavioral DR | DLC-BYOD-Water Heating | Medium Industrial |  | Winter Morning | % of Load | 0 | 2031 | 65535
| High | Behavioral DR | DLC-Thermostat-DI-Central Heat Pump | Medium Industrial |  | Winter Morning | % of Load | 1 | 2031 | 65535
| High | Behavioral DR | DLC-Thermostat-DI-Central Heat Pump | Medium Industrial |  | Winter Morning | % of Load | 0 | 2031 | 65535
| High | Behavioral DR | DLC-Thermostat-BYOT-Central Heat Pump | Medium Industrial |  | Winter Morning | % of Load | 1 | 2031 | 65535
| High | Behavioral DR | DLC-Thermostat-BYOT-Central Heat Pump | Medium Industrial |  | Winter Morning | % of Load | 0 | 2031 | 65535
| High | Behavioral DR | DLC-Thermostat-HVAC | Medium Industrial |  | Winter Morning | % of Load | 1 | 2031 | 65535
| High | Behavioral DR | DLC-Thermostat-HVAC | Medium Industrial |  | Winter Morning | % of Load | 0 | 2031 | 65535
| High | Behavioral DR | DLC-Thermostat-DI-Baseboard Heating | Medium Industrial |  | Winter Morning | % of Load | 1 | 2031 | 65535
| High | Behavioral DR | DLC-Thermostat-DI-Baseboard Heating | Medium Industrial |  | Winter Morning | % of Load | 0 | 2031 | 65535
| High | Behavioral DR | DLC-Thermostat-BYOT-Baseboard Heating | Medium Industrial |  | Winter Morning | % of Load | 1 | 2031 | 65535
| High | Behavioral DR | DLC-Thermostat-BYOT-Baseboard Heating | Medium Industrial |  | Winter Morning | % of Load | 0 | 2031 | 65535
| High | Behavioral DR | DLC-Thermostat-DI-MSHP | Medium Industrial |  | Winter Morning | % of Load | 1 | 2031 | 65535
| High | Behavioral DR | DLC-Thermostat-DI-MSHP | Medium Industrial |  | Winter Morning | % of Load | 0 | 2031 | 65535
| High | Behavioral DR | DLC-Thermostat-BYOT-MSHP | Medium Industrial |  | Winter Morning | % of Load | 1 | 2031 | 65535
| High | Behavioral DR | DLC-Thermostat-BYOT-MSHP | Medium Industrial |  | Winter Morning | % of Load | 0 | 2031 | 65535
| High | Behavioral DR | C&I Curtailment-Turnkey-Manual HVAC Control | Medium Industrial |  | Winter Morning | % of Load | 1 | 2031 | 65535
| High | Behavioral DR | C&I Curtailment-Turnkey-Manual HVAC Control | Medium Industrial |  | Winter Morning | % of Load | 0 | 2031 | 65535
| High | Behavioral DR | C&I Curtailment-Turnkey-Auto-DR HVAC Control | Medium Industrial |  | Winter Morning | % of Load | 1 | 2031 | 65535
| High | Behavioral DR | C&I Curtailment-Turnkey-Auto-DR HVAC Control | Medium Industrial |  | Winter Morning | % of Load | 0 | 2031 | 65535
| High | Behavioral DR | C&I Curtailment-Turnkey-Standard Lighting Control | Medium Industrial |  | Winter Morning | % of Load | 1 | 2031 | 65535
| High | Behavioral DR | C&I Curtailment-Turnkey-Standard Lighting Control | Medium Industrial |  | Winter Morning | % of Load | 0 | 2031 | 65535
| High | Behavioral DR | C&I Curtailment-Turnkey-Advanced Lighting Control | Medium Industrial |  | Winter Morning | % of Load | 1 | 2031 | 65535
| High | Behavioral DR | C&I Curtailment-Turnkey-Advanced Lighting Control | Medium Industrial |  | Winter Morning | % of Load | 0 | 2031 | 65535
| High | Behavioral DR | C&I Curtailment-Turnkey-Water Heating Control | Medium Industrial |  | Winter Morning | % of Load | 1 | 2031 | 65535
| High | Behavioral DR | C&I Curtailment-Turnkey-Water Heating Control | Medium Industrial |  | Winter Morning | % of Load | 0 | 2031 | 65535
| High | Behavioral DR | C&I Curtailment-Turnkey-Other | Medium Industrial |  | Winter Morning | % of Load | 1 | 2031 | 65535
| High | Behavioral DR | C&I Curtailment-Turnkey-Other | Medium Industrial |  | Winter Morning | % of Load | 0 | 2031 | 65535
| High | Behavioral DR | DLC-Switch-Water Heating | Medium Industrial |  | Winter Evening | % of Load | 1 | 2031 | 65535
| High | Behavioral DR | DLC-Switch-Water Heating | Medium Industrial |  | Winter Evening | % of Load | 0 | 2031 | 65535
| High | Behavioral DR | DLC-BYOD-Water Heating | Medium Industrial |  | Winter Evening | % of Load | 1 | 2031 | 65535
| High | Behavioral DR | DLC-BYOD-Water Heating | Medium Industrial |  | Winter Evening | % of Load | 0 | 2031 | 65535
| High | Behavioral DR | DLC-Thermostat-DI-Central Heat Pump | Medium Industrial |  | Winter Evening | % of Load | 1 | 2031 | 65535
| High | Behavioral DR | DLC-Thermostat-DI-Central Heat Pump | Medium Industrial |  | Winter Evening | % of Load | 0 | 2031 | 65535
| High | Behavioral DR | DLC-Thermostat-BYOT-Central Heat Pump | Medium Industrial |  | Winter Evening | % of Load | 1 | 2031 | 65535
| High | Behavioral DR | DLC-Thermostat-BYOT-Central Heat Pump | Medium Industrial |  | Winter Evening | % of Load | 0 | 2031 | 65535
| High | Behavioral DR | DLC-Thermostat-HVAC | Medium Industrial |  | Winter Evening | % of Load | 1 | 2031 | 65535
| High | Behavioral DR | DLC-Thermostat-HVAC | Medium Industrial |  | Winter Evening | % of Load | 0 | 2031 | 65535
| High | Behavioral DR | DLC-Thermostat-DI-Baseboard Heating | Medium Industrial |  | Winter Evening | % of Load | 1 | 2031 | 65535
| High | Behavioral DR | DLC-Thermostat-DI-Baseboard Heating | Medium Industrial |  | Winter Evening | % of Load | 0 | 2031 | 65535
| High | Behavioral DR | DLC-Thermostat-BYOT-Baseboard Heating | Medium Industrial |  | Winter Evening | % of Load | 1 | 2031 | 65535
| High | Behavioral DR | DLC-Thermostat-BYOT-Baseboard Heating | Medium Industrial |  | Winter Evening | % of Load | 0 | 2031 | 65535
| High | Behavioral DR | DLC-Thermostat-DI-MSHP | Medium Industrial |  | Winter Evening | % of Load | 1 | 2031 | 65535
| High | Behavioral DR | DLC-Thermostat-DI-MSHP | Medium Industrial |  | Winter Evening | % of Load | 0 | 2031 | 65535
| High | Behavioral DR | DLC-Thermostat-BYOT-MSHP | Medium Industrial |  | Winter Evening | % of Load | 1 | 2031 | 65535
| High | Behavioral DR | DLC-Thermostat-BYOT-MSHP | Medium Industrial |  | Winter Evening | % of Load | 0 | 2031 | 65535
| High | Behavioral DR | C&I Curtailment-Turnkey-Manual HVAC Control | Medium Industrial |  | Winter Evening | % of Load | 1 | 2031 | 65535
| High | Behavioral DR | C&I Curtailment-Turnkey-Manual HVAC Control | Medium Industrial |  | Winter Evening | % of Load | 0 | 2031 | 65535
| High | Behavioral DR | C&I Curtailment-Turnkey-Auto-DR HVAC Control | Medium Industrial |  | Winter Evening | % of Load | 1 | 2031 | 65535
| High | Behavioral DR | C&I Curtailment-Turnkey-Auto-DR HVAC Control | Medium Industrial |  | Winter Evening | % of Load | 0 | 2031 | 65535
| High | Behavioral DR | C&I Curtailment-Turnkey-Standard Lighting Control | Medium Industrial |  | Winter Evening | % of Load | 1 | 2031 | 65535
| High | Behavioral DR | C&I Curtailment-Turnkey-Standard Lighting Control | Medium Industrial |  | Winter Evening | % of Load | 0 | 2031 | 65535
| High | Behavioral DR | C&I Curtailment-Turnkey-Advanced Lighting Control | Medium Industrial |  | Winter Evening | % of Load | 1 | 2031 | 65535
| High | Behavioral DR | C&I Curtailment-Turnkey-Advanced Lighting Control | Medium Industrial |  | Winter Evening | % of Load | 0 | 2031 | 65535
| High | Behavioral DR | C&I Curtailment-Turnkey-Water Heating Control | Medium Industrial |  | Winter Evening | % of Load | 1 | 2031 | 65535
| High | Behavioral DR | C&I Curtailment-Turnkey-Water Heating Control | Medium Industrial |  | Winter Evening | % of Load | 0 | 2031 | 65535
| High | Behavioral DR | C&I Curtailment-Turnkey-Other | Medium Industrial |  | Winter Evening | % of Load | 1 | 2031 | 65535
| High | Behavioral DR | C&I Curtailment-Turnkey-Other | Medium Industrial |  | Winter Evening | % of Load | 0 | 2031 | 65535
| High | Behavioral DR | Behavioral DR | Residential Charitable |  | Winter Morning | % of Load | 1 | 2031 | 65535
| High | Behavioral DR | Behavioral DR | Residential Charitable |  | Winter Morning | % of Load | 0 | 2031 | 65535
| High | Behavioral DR | Behavioral DR | Residential Charitable |  | Winter Evening | % of Load | 1 | 2031 | 65535
| High | Behavioral DR | Behavioral DR | Residential Charitable |  | Winter Evening | % of Load | 0 | 2031 | 65535
| High | Time-of-Use Rates (TOU) | DLC-Switch-Water Heating | Small General |  | Winter Morning | % of Load | 1 | 2031 | 65535
| High | Time-of-Use Rates (TOU) | DLC-Switch-Water Heating | Small General |  | Winter Morning | % of Load | 0 | 2031 | 65535
| High | Time-of-Use Rates (TOU) | DLC-BYOD-Water Heating | Small General |  | Winter Morning | % of Load | 1 | 2031 | 65535
| High | Time-of-Use Rates (TOU) | DLC-BYOD-Water Heating | Small General |  | Winter Morning | % of Load | 0 | 2031 | 65535
| High | Time-of-Use Rates (TOU) | DLC-Thermostat-DI-Central Heat Pump | Small General |  | Winter Morning | % of Load | 1 | 2031 | 65535
| High | Time-of-Use Rates (TOU) | DLC-Thermostat-DI-Central Heat Pump | Small General |  | Winter Morning | % of Load | 0 | 2031 | 65535
| High | Time-of-Use Rates (TOU) | DLC-Thermostat-BYOT-Central Heat Pump | Small General |  | Winter Morning | % of Load | 1 | 2031 | 65535
| High | Time-of-Use Rates (TOU) | DLC-Thermostat-BYOT-Central Heat Pump | Small General |  | Winter Morning | % of Load | 0 | 2031 | 65535
| High | Time-of-Use Rates (TOU) | DLC-Thermostat-HVAC | Small General |  | Winter Morning | % of Load | 1 | 2031 | 65535
| High | Time-of-Use Rates (TOU) | DLC-Thermostat-HVAC | Small General |  | Winter Morning | % of Load | 0 | 2031 | 65535
| High | Time-of-Use Rates (TOU) | DLC-Thermostat-DI-Baseboard Heating | Small General |  | Winter Morning | % of Load | 1 | 2031 | 65535
| High | Time-of-Use Rates (TOU) | DLC-Thermostat-DI-Baseboard Heating | Small General |  | Winter Morning | % of Load | 0 | 2031 | 65535
| High | Time-of-Use Rates (TOU) | DLC-Thermostat-BYOT-Baseboard Heating | Small General |  | Winter Morning | % of Load | 1 | 2031 | 65535
| High | Time-of-Use Rates (TOU) | DLC-Thermostat-BYOT-Baseboard Heating | Small General |  | Winter Morning | % of Load | 0 | 2031 | 65535
| High | Time-of-Use Rates (TOU) | DLC-Thermostat-DI-MSHP | Small General |  | Winter Morning | % of Load | 1 | 2031 | 65535
| High | Time-of-Use Rates (TOU) | DLC-Thermostat-DI-MSHP | Small General |  | Winter Morning | % of Load | 0 | 2031 | 65535
| High | Time-of-Use Rates (TOU) | DLC-Thermostat-BYOT-MSHP | Small General |  | Winter Morning | % of Load | 1 | 2031 | 65535
| High | Time-of-Use Rates (TOU) | DLC-Thermostat-BYOT-MSHP | Small General |  | Winter Morning | % of Load | 0 | 2031 | 65535
| High | Time-of-Use Rates (TOU) | C&I Curtailment-Turnkey-Manual HVAC Control | Small General |  | Winter Morning | % of Load | 1 | 2031 | 65535
| High | Time-of-Use Rates (TOU) | C&I Curtailment-Turnkey-Manual HVAC Control | Small General |  | Winter Morning | % of Load | 0 | 2031 | 65535
| High | Time-of-Use Rates (TOU) | C&I Curtailment-Turnkey-Auto-DR HVAC Control | Small General |  | Winter Morning | % of Load | 1 | 2031 | 65535
| High | Time-of-Use Rates (TOU) | C&I Curtailment-Turnkey-Auto-DR HVAC Control | Small General |  | Winter Morning | % of Load | 0 | 2031 | 65535
| High | Time-of-Use Rates (TOU) | C&I Curtailment-Turnkey-Standard Lighting Control | Small General |  | Winter Morning | % of Load | 1 | 2031 | 65535
| High | Time-of-Use Rates (TOU) | C&I Curtailment-Turnkey-Standard Lighting Control | Small General |  | Winter Morning | % of Load | 0 | 2031 | 65535
| High | Time-of-Use Rates (TOU) | C&I Curtailment-Turnkey-Advanced Lighting Control | Small General |  | Winter Morning | % of Load | 1 | 2031 | 65535
| High | Time-of-Use Rates (TOU) | C&I Curtailment-Turnkey-Advanced Lighting Control | Small General |  | Winter Morning | % of Load | 0 | 2031 | 65535
| High | Time-of-Use Rates (TOU) | C&I Curtailment-Turnkey-Water Heating Control | Small General |  | Winter Morning | % of Load | 1 | 2031 | 65535
| High | Time-of-Use Rates (TOU) | C&I Curtailment-Turnkey-Water Heating Control | Small General |  | Winter Morning | % of Load | 0 | 2031 | 65535
| High | Time-of-Use Rates (TOU) | C&I Curtailment-Turnkey-Other | Small General |  | Winter Morning | % of Load | 1 | 2031 | 65535
| High | Time-of-Use Rates (TOU) | C&I Curtailment-Turnkey-Other | Small General |  | Winter Morning | % of Load | 0 | 2031 | 65535
| High | Time-of-Use Rates (TOU) | Dynamic Pricing with enabling tech. | Small General |  | Winter Morning | % of Load | 1 | 2031 | 65535
| High | Time-of-Use Rates (TOU) | Dynamic Pricing with enabling tech. | Small General |  | Winter Morning | % of Load | 0 | 2031 | 65535
| High | Time-of-Use Rates (TOU) | Time-of-Use Rates (TOU) | Small General |  | Winter Morning | % of Load | 1 | 2031 | 65535
| High | Time-of-Use Rates (TOU) | Time-of-Use Rates (TOU) | Small General |  | Winter Morning | % of Load | 0 | 2031 | 65535
| High | Time-of-Use Rates (TOU) | DLC-Switch-Water Heating | Small General |  | Winter Evening | % of Load | 1 | 2031 | 65535
| High | Time-of-Use Rates (TOU) | DLC-Switch-Water Heating | Small General |  | Winter Evening | % of Load | 0 | 2031 | 65535
| High | Time-of-Use Rates (TOU) | DLC-BYOD-Water Heating | Small General |  | Winter Evening | % of Load | 1 | 2031 | 65535
| High | Time-of-Use Rates (TOU) | DLC-BYOD-Water Heating | Small General |  | Winter Evening | % of Load | 0 | 2031 | 65535
| High | Time-of-Use Rates (TOU) | DLC-Thermostat-DI-Central Heat Pump | Small General |  | Winter Evening | % of Load | 1 | 2031 | 65535
| High | Time-of-Use Rates (TOU) | DLC-Thermostat-DI-Central Heat Pump | Small General |  | Winter Evening | % of Load | 0 | 2031 | 65535
| High | Time-of-Use Rates (TOU) | DLC-Thermostat-BYOT-Central Heat Pump | Small General |  | Winter Evening | % of Load | 1 | 2031 | 65535
| High | Time-of-Use Rates (TOU) | DLC-Thermostat-BYOT-Central Heat Pump | Small General |  | Winter Evening | % of Load | 0 | 2031 | 65535
| High | Time-of-Use Rates (TOU) | DLC-Thermostat-HVAC | Small General |  | Winter Evening | % of Load | 1 | 2031 | 65535
| High | Time-of-Use Rates (TOU) | DLC-Thermostat-HVAC | Small General |  | Winter Evening | % of Load | 0 | 2031 | 65535
| High | Time-of-Use Rates (TOU) | DLC-Thermostat-DI-Baseboard Heating | Small General |  | Winter Evening | % of Load | 1 | 2031 | 65535
| High | Time-of-Use Rates (TOU) | DLC-Thermostat-DI-Baseboard Heating | Small General |  | Winter Evening | % of Load | 0 | 2031 | 65535
| High | Time-of-Use Rates (TOU) | DLC-Thermostat-BYOT-Baseboard Heating | Small General |  | Winter Evening | % of Load | 1 | 2031 | 65535
| High | Time-of-Use Rates (TOU) | DLC-Thermostat-BYOT-Baseboard Heating | Small General |  | Winter Evening | % of Load | 0 | 2031 | 65535
| High | Time-of-Use Rates (TOU) | DLC-Thermostat-DI-MSHP | Small General |  | Winter Evening | % of Load | 1 | 2031 | 65535
| High | Time-of-Use Rates (TOU) | DLC-Thermostat-DI-MSHP | Small General |  | Winter Evening | % of Load | 0 | 2031 | 65535
| High | Time-of-Use Rates (TOU) | DLC-Thermostat-BYOT-MSHP | Small General |  | Winter Evening | % of Load | 1 | 2031 | 65535
| High | Time-of-Use Rates (TOU) | DLC-Thermostat-BYOT-MSHP | Small General |  | Winter Evening | % of Load | 0 | 2031 | 65535
| High | Time-of-Use Rates (TOU) | C&I Curtailment-Turnkey-Manual HVAC Control | Small General |  | Winter Evening | % of Load | 1 | 2031 | 65535
| High | Time-of-Use Rates (TOU) | C&I Curtailment-Turnkey-Manual HVAC Control | Small General |  | Winter Evening | % of Load | 0 | 2031 | 65535
| High | Time-of-Use Rates (TOU) | C&I Curtailment-Turnkey-Auto-DR HVAC Control | Small General |  | Winter Evening | % of Load | 1 | 2031 | 65535
| High | Time-of-Use Rates (TOU) | C&I Curtailment-Turnkey-Auto-DR HVAC Control | Small General |  | Winter Evening | % of Load | 0 | 2031 | 65535
| High | Time-of-Use Rates (TOU) | C&I Curtailment-Turnkey-Standard Lighting Control | Small General |  | Winter Evening | % of Load | 1 | 2031 | 65535
| High | Time-of-Use Rates (TOU) | C&I Curtailment-Turnkey-Standard Lighting Control | Small General |  | Winter Evening | % of Load | 0 | 2031 | 65535
| High | Time-of-Use Rates (TOU) | C&I Curtailment-Turnkey-Advanced Lighting Control | Small General |  | Winter Evening | % of Load | 1 | 2031 | 65535
| High | Time-of-Use Rates (TOU) | C&I Curtailment-Turnkey-Advanced Lighting Control | Small General |  | Winter Evening | % of Load | 0 | 2031 | 65535
| High | Time-of-Use Rates (TOU) | C&I Curtailment-Turnkey-Water Heating Control | Small General |  | Winter Evening | % of Load | 1 | 2031 | 65535
| High | Time-of-Use Rates (TOU) | C&I Curtailment-Turnkey-Water Heating Control | Small General |  | Winter Evening | % of Load | 0 | 2031 | 65535
| High | Time-of-Use Rates (TOU) | C&I Curtailment-Turnkey-Other | Small General |  | Winter Evening | % of Load | 1 | 2031 | 65535
| High | Time-of-Use Rates (TOU) | C&I Curtailment-Turnkey-Other | Small General |  | Winter Evening | % of Load | 0 | 2031 | 65535
| High | Time-of-Use Rates (TOU) | Dynamic Pricing with enabling tech. | Small General |  | Winter Evening | % of Load | 1 | 2031 | 65535
| High | Time-of-Use Rates (TOU) | Dynamic Pricing with enabling tech. | Small General |  | Winter Evening | % of Load | 0 | 2031 | 65535
| High | Time-of-Use Rates (TOU) | Time-of-Use Rates (TOU) | Small General |  | Winter Evening | % of Load | 1 | 2031 | 65535
| High | Time-of-Use Rates (TOU) | Time-of-Use Rates (TOU) | Small General |  | Winter Evening | % of Load | 0 | 2031 | 65535
| High | Time-of-Use Rates (TOU) | DLC-Switch-Water Heating | General |  | Winter Morning | % of Load | 1 | 2031 | 65535
| High | Time-of-Use Rates (TOU) | DLC-Switch-Water Heating | General |  | Winter Morning | % of Load | 0 | 2031 | 65535
| High | Time-of-Use Rates (TOU) | DLC-BYOD-Water Heating | General |  | Winter Morning | % of Load | 1 | 2031 | 65535
| High | Time-of-Use Rates (TOU) | DLC-BYOD-Water Heating | General |  | Winter Morning | % of Load | 0 | 2031 | 65535
| High | Time-of-Use Rates (TOU) | DLC-Thermostat-DI-Central Heat Pump | General |  | Winter Morning | % of Load | 1 | 2031 | 65535
| High | Time-of-Use Rates (TOU) | DLC-Thermostat-DI-Central Heat Pump | General |  | Winter Morning | % of Load | 0 | 2031 | 65535
| High | Time-of-Use Rates (TOU) | DLC-Thermostat-BYOT-Central Heat Pump | General |  | Winter Morning | % of Load | 1 | 2031 | 65535
| High | Time-of-Use Rates (TOU) | DLC-Thermostat-BYOT-Central Heat Pump | General |  | Winter Morning | % of Load | 0 | 2031 | 65535
| High | Time-of-Use Rates (TOU) | DLC-Thermostat-HVAC | General |  | Winter Morning | % of Load | 1 | 2031 | 65535
| High | Time-of-Use Rates (TOU) | DLC-Thermostat-HVAC | General |  | Winter Morning | % of Load | 0 | 2031 | 65535
| High | Time-of-Use Rates (TOU) | DLC-Thermostat-DI-Baseboard Heating | General |  | Winter Morning | % of Load | 1 | 2031 | 65535
| High | Time-of-Use Rates (TOU) | DLC-Thermostat-DI-Baseboard Heating | General |  | Winter Morning | % of Load | 0 | 2031 | 65535
| High | Time-of-Use Rates (TOU) | DLC-Thermostat-BYOT-Baseboard Heating | General |  | Winter Morning | % of Load | 1 | 2031 | 65535
| High | Time-of-Use Rates (TOU) | DLC-Thermostat-BYOT-Baseboard Heating | General |  | Winter Morning | % of Load | 0 | 2031 | 65535
| High | Time-of-Use Rates (TOU) | DLC-Thermostat-DI-MSHP | General |  | Winter Morning | % of Load | 1 | 2031 | 65535
| High | Time-of-Use Rates (TOU) | DLC-Thermostat-DI-MSHP | General |  | Winter Morning | % of Load | 0 | 2031 | 65535
| High | Time-of-Use Rates (TOU) | DLC-Thermostat-BYOT-MSHP | General |  | Winter Morning | % of Load | 1 | 2031 | 65535
| High | Time-of-Use Rates (TOU) | DLC-Thermostat-BYOT-MSHP | General |  | Winter Morning | % of Load | 0 | 2031 | 65535
| High | Time-of-Use Rates (TOU) | C&I Curtailment-Turnkey-Manual HVAC Control | General |  | Winter Morning | % of Load | 1 | 2031 | 65535
| High | Time-of-Use Rates (TOU) | C&I Curtailment-Turnkey-Manual HVAC Control | General |  | Winter Morning | % of Load | 0 | 2031 | 65535
| High | Time-of-Use Rates (TOU) | C&I Curtailment-Turnkey-Auto-DR HVAC Control | General |  | Winter Morning | % of Load | 1 | 2031 | 65535
| High | Time-of-Use Rates (TOU) | C&I Curtailment-Turnkey-Auto-DR HVAC Control | General |  | Winter Morning | % of Load | 0 | 2031 | 65535
| High | Time-of-Use Rates (TOU) | C&I Curtailment-Turnkey-Standard Lighting Control | General |  | Winter Morning | % of Load | 1 | 2031 | 65535
| High | Time-of-Use Rates (TOU) | C&I Curtailment-Turnkey-Standard Lighting Control | General |  | Winter Morning | % of Load | 0 | 2031 | 65535
| High | Time-of-Use Rates (TOU) | C&I Curtailment-Turnkey-Advanced Lighting Control | General |  | Winter Morning | % of Load | 1 | 2031 | 65535
| High | Time-of-Use Rates (TOU) | C&I Curtailment-Turnkey-Advanced Lighting Control | General |  | Winter Morning | % of Load | 0 | 2031 | 65535
| High | Time-of-Use Rates (TOU) | C&I Curtailment-Turnkey-Water Heating Control | General |  | Winter Morning | % of Load | 1 | 2031 | 65535
| High | Time-of-Use Rates (TOU) | C&I Curtailment-Turnkey-Water Heating Control | General |  | Winter Morning | % of Load | 0 | 2031 | 65535
| High | Time-of-Use Rates (TOU) | C&I Curtailment-Turnkey-Other | General |  | Winter Morning | % of Load | 1 | 2031 | 65535
| High | Time-of-Use Rates (TOU) | C&I Curtailment-Turnkey-Other | General |  | Winter Morning | % of Load | 0 | 2031 | 65535
| High | Time-of-Use Rates (TOU) | Time-of-Use Rates (TOU) | General |  | Winter Morning | % of Load | 1 | 2031 | 65535
| High | Time-of-Use Rates (TOU) | Time-of-Use Rates (TOU) | General |  | Winter Morning | % of Load | 0 | 2031 | 65535
| High | Time-of-Use Rates (TOU) | DLC-Switch-Water Heating | General |  | Winter Evening | % of Load | 1 | 2031 | 65535
| High | Time-of-Use Rates (TOU) | DLC-Switch-Water Heating | General |  | Winter Evening | % of Load | 0 | 2031 | 65535
| High | Time-of-Use Rates (TOU) | DLC-BYOD-Water Heating | General |  | Winter Evening | % of Load | 1 | 2031 | 65535
| High | Time-of-Use Rates (TOU) | DLC-BYOD-Water Heating | General |  | Winter Evening | % of Load | 0 | 2031 | 65535
| High | Time-of-Use Rates (TOU) | DLC-Thermostat-DI-Central Heat Pump | General |  | Winter Evening | % of Load | 1 | 2031 | 65535
| High | Time-of-Use Rates (TOU) | DLC-Thermostat-DI-Central Heat Pump | General |  | Winter Evening | % of Load | 0 | 2031 | 65535
| High | Time-of-Use Rates (TOU) | DLC-Thermostat-BYOT-Central Heat Pump | General |  | Winter Evening | % of Load | 1 | 2031 | 65535
| High | Time-of-Use Rates (TOU) | DLC-Thermostat-BYOT-Central Heat Pump | General |  | Winter Evening | % of Load | 0 | 2031 | 65535
| High | Time-of-Use Rates (TOU) | DLC-Thermostat-HVAC | General |  | Winter Evening | % of Load | 1 | 2031 | 65535
| High | Time-of-Use Rates (TOU) | DLC-Thermostat-HVAC | General |  | Winter Evening | % of Load | 0 | 2031 | 65535
| High | Time-of-Use Rates (TOU) | DLC-Thermostat-DI-Baseboard Heating | General |  | Winter Evening | % of Load | 1 | 2031 | 65535
| High | Time-of-Use Rates (TOU) | DLC-Thermostat-DI-Baseboard Heating | General |  | Winter Evening | % of Load | 0 | 2031 | 65535
| High | Time-of-Use Rates (TOU) | DLC-Thermostat-BYOT-Baseboard Heating | General |  | Winter Evening | % of Load | 1 | 2031 | 65535
| High | Time-of-Use Rates (TOU) | DLC-Thermostat-BYOT-Baseboard Heating | General |  | Winter Evening | % of Load | 0 | 2031 | 65535
| High | Time-of-Use Rates (TOU) | DLC-Thermostat-DI-MSHP | General |  | Winter Evening | % of Load | 1 | 2031 | 65535
| High | Time-of-Use Rates (TOU) | DLC-Thermostat-DI-MSHP | General |  | Winter Evening | % of Load | 0 | 2031 | 65535
| High | Time-of-Use Rates (TOU) | DLC-Thermostat-BYOT-MSHP | General |  | Winter Evening | % of Load | 1 | 2031 | 65535
| High | Time-of-Use Rates (TOU) | DLC-Thermostat-BYOT-MSHP | General |  | Winter Evening | % of Load | 0 | 2031 | 65535
| High | Time-of-Use Rates (TOU) | C&I Curtailment-Turnkey-Manual HVAC Control | General |  | Winter Evening | % of Load | 1 | 2031 | 65535
| High | Time-of-Use Rates (TOU) | C&I Curtailment-Turnkey-Manual HVAC Control | General |  | Winter Evening | % of Load | 0 | 2031 | 65535
| High | Time-of-Use Rates (TOU) | C&I Curtailment-Turnkey-Auto-DR HVAC Control | General |  | Winter Evening | % of Load | 1 | 2031 | 65535
| High | Time-of-Use Rates (TOU) | C&I Curtailment-Turnkey-Auto-DR HVAC Control | General |  | Winter Evening | % of Load | 0 | 2031 | 65535
| High | Time-of-Use Rates (TOU) | C&I Curtailment-Turnkey-Standard Lighting Control | General |  | Winter Evening | % of Load | 1 | 2031 | 65535
| High | Time-of-Use Rates (TOU) | C&I Curtailment-Turnkey-Standard Lighting Control | General |  | Winter Evening | % of Load | 0 | 2031 | 65535
| High | Time-of-Use Rates (TOU) | C&I Curtailment-Turnkey-Advanced Lighting Control | General |  | Winter Evening | % of Load | 1 | 2031 | 65535
| High | Time-of-Use Rates (TOU) | C&I Curtailment-Turnkey-Advanced Lighting Control | General |  | Winter Evening | % of Load | 0 | 2031 | 65535
| High | Time-of-Use Rates (TOU) | C&I Curtailment-Turnkey-Water Heating Control | General |  | Winter Evening | % of Load | 1 | 2031 | 65535
| High | Time-of-Use Rates (TOU) | C&I Curtailment-Turnkey-Water Heating Control | General |  | Winter Evening | % of Load | 0 | 2031 | 65535
| High | Time-of-Use Rates (TOU) | C&I Curtailment-Turnkey-Other | General |  | Winter Evening | % of Load | 1 | 2031 | 65535
| High | Time-of-Use Rates (TOU) | C&I Curtailment-Turnkey-Other | General |  | Winter Evening | % of Load | 0 | 2031 | 65535
| High | Time-of-Use Rates (TOU) | Time-of-Use Rates (TOU) | General |  | Winter Evening | % of Load | 1 | 2031 | 65535
| High | Time-of-Use Rates (TOU) | Time-of-Use Rates (TOU) | General |  | Winter Evening | % of Load | 0 | 2031 | 65535
| High | Time-of-Use Rates (TOU) | DLC-Switch-Water Heating | Small Industrial |  | Winter Morning | % of Load | 1 | 2031 | 65535
| High | Time-of-Use Rates (TOU) | DLC-Switch-Water Heating | Small Industrial |  | Winter Morning | % of Load | 0 | 2031 | 65535
| High | Time-of-Use Rates (TOU) | DLC-BYOD-Water Heating | Small Industrial |  | Winter Morning | % of Load | 1 | 2031 | 65535
| High | Time-of-Use Rates (TOU) | DLC-BYOD-Water Heating | Small Industrial |  | Winter Morning | % of Load | 0 | 2031 | 65535
| High | Time-of-Use Rates (TOU) | DLC-Thermostat-DI-Central Heat Pump | Small Industrial |  | Winter Morning | % of Load | 1 | 2031 | 65535
| High | Time-of-Use Rates (TOU) | DLC-Thermostat-DI-Central Heat Pump | Small Industrial |  | Winter Morning | % of Load | 0 | 2031 | 65535
| High | Time-of-Use Rates (TOU) | DLC-Thermostat-BYOT-Central Heat Pump | Small Industrial |  | Winter Morning | % of Load | 1 | 2031 | 65535
| High | Time-of-Use Rates (TOU) | DLC-Thermostat-BYOT-Central Heat Pump | Small Industrial |  | Winter Morning | % of Load | 0 | 2031 | 65535
| High | Time-of-Use Rates (TOU) | DLC-Thermostat-HVAC | Small Industrial |  | Winter Morning | % of Load | 1 | 2031 | 65535
| High | Time-of-Use Rates (TOU) | DLC-Thermostat-HVAC | Small Industrial |  | Winter Morning | % of Load | 0 | 2031 | 65535
| High | Time-of-Use Rates (TOU) | DLC-Thermostat-DI-Baseboard Heating | Small Industrial |  | Winter Morning | % of Load | 1 | 2031 | 65535
| High | Time-of-Use Rates (TOU) | DLC-Thermostat-DI-Baseboard Heating | Small Industrial |  | Winter Morning | % of Load | 0 | 2031 | 65535
| High | Time-of-Use Rates (TOU) | DLC-Thermostat-BYOT-Baseboard Heating | Small Industrial |  | Winter Morning | % of Load | 1 | 2031 | 65535
| High | Time-of-Use Rates (TOU) | DLC-Thermostat-BYOT-Baseboard Heating | Small Industrial |  | Winter Morning | % of Load | 0 | 2031 | 65535
| High | Time-of-Use Rates (TOU) | DLC-Thermostat-DI-MSHP | Small Industrial |  | Winter Morning | % of Load | 1 | 2031 | 65535
| High | Time-of-Use Rates (TOU) | DLC-Thermostat-DI-MSHP | Small Industrial |  | Winter Morning | % of Load | 0 | 2031 | 65535
| High | Time-of-Use Rates (TOU) | DLC-Thermostat-BYOT-MSHP | Small Industrial |  | Winter Morning | % of Load | 1 | 2031 | 65535
| High | Time-of-Use Rates (TOU) | DLC-Thermostat-BYOT-MSHP | Small Industrial |  | Winter Morning | % of Load | 0 | 2031 | 65535
| High | Time-of-Use Rates (TOU) | C&I Curtailment-Turnkey-Manual HVAC Control | Small Industrial |  | Winter Morning | % of Load | 1 | 2031 | 65535
| High | Time-of-Use Rates (TOU) | C&I Curtailment-Turnkey-Manual HVAC Control | Small Industrial |  | Winter Morning | % of Load | 0 | 2031 | 65535
| High | Time-of-Use Rates (TOU) | C&I Curtailment-Turnkey-Auto-DR HVAC Control | Small Industrial |  | Winter Morning | % of Load | 1 | 2031 | 65535
| High | Time-of-Use Rates (TOU) | C&I Curtailment-Turnkey-Auto-DR HVAC Control | Small Industrial |  | Winter Morning | % of Load | 0 | 2031 | 65535
| High | Time-of-Use Rates (TOU) | C&I Curtailment-Turnkey-Standard Lighting Control | Small Industrial |  | Winter Morning | % of Load | 1 | 2031 | 65535
| High | Time-of-Use Rates (TOU) | C&I Curtailment-Turnkey-Standard Lighting Control | Small Industrial |  | Winter Morning | % of Load | 0 | 2031 | 65535
| High | Time-of-Use Rates (TOU) | C&I Curtailment-Turnkey-Advanced Lighting Control | Small Industrial |  | Winter Morning | % of Load | 1 | 2031 | 65535
| High | Time-of-Use Rates (TOU) | C&I Curtailment-Turnkey-Advanced Lighting Control | Small Industrial |  | Winter Morning | % of Load | 0 | 2031 | 65535
| High | Time-of-Use Rates (TOU) | C&I Curtailment-Turnkey-Water Heating Control | Small Industrial |  | Winter Morning | % of Load | 1 | 2031 | 65535
| High | Time-of-Use Rates (TOU) | C&I Curtailment-Turnkey-Water Heating Control | Small Industrial |  | Winter Morning | % of Load | 0 | 2031 | 65535
| High | Time-of-Use Rates (TOU) | C&I Curtailment-Turnkey-Other | Small Industrial |  | Winter Morning | % of Load | 1 | 2031 | 65535
| High | Time-of-Use Rates (TOU) | C&I Curtailment-Turnkey-Other | Small Industrial |  | Winter Morning | % of Load | 0 | 2031 | 65535
| High | Time-of-Use Rates (TOU) | C&I Curtailment-Turnkey-Industrial | Small Industrial |  | Winter Morning | % of Load | 1 | 2031 | 65535
| High | Time-of-Use Rates (TOU) | C&I Curtailment-Turnkey-Industrial | Small Industrial |  | Winter Morning | % of Load | 0 | 2031 | 65535
| High | Time-of-Use Rates (TOU) | Time-of-Use Rates (TOU) | Small Industrial |  | Winter Morning | % of Load | 1 | 2031 | 65535
| High | Time-of-Use Rates (TOU) | Time-of-Use Rates (TOU) | Small Industrial |  | Winter Morning | % of Load | 0 | 2031 | 65535
| High | Time-of-Use Rates (TOU) | DLC-Switch-Water Heating | Small Industrial |  | Winter Evening | % of Load | 1 | 2031 | 65535
| High | Time-of-Use Rates (TOU) | DLC-Switch-Water Heating | Small Industrial |  | Winter Evening | % of Load | 0 | 2031 | 65535
| High | Time-of-Use Rates (TOU) | DLC-BYOD-Water Heating | Small Industrial |  | Winter Evening | % of Load | 1 | 2031 | 65535
| High | Time-of-Use Rates (TOU) | DLC-BYOD-Water Heating | Small Industrial |  | Winter Evening | % of Load | 0 | 2031 | 65535
| High | Time-of-Use Rates (TOU) | DLC-Thermostat-DI-Central Heat Pump | Small Industrial |  | Winter Evening | % of Load | 1 | 2031 | 65535
| High | Time-of-Use Rates (TOU) | DLC-Thermostat-DI-Central Heat Pump | Small Industrial |  | Winter Evening | % of Load | 0 | 2031 | 65535
| High | Time-of-Use Rates (TOU) | DLC-Thermostat-BYOT-Central Heat Pump | Small Industrial |  | Winter Evening | % of Load | 1 | 2031 | 65535
| High | Time-of-Use Rates (TOU) | DLC-Thermostat-BYOT-Central Heat Pump | Small Industrial |  | Winter Evening | % of Load | 0 | 2031 | 65535
| High | Time-of-Use Rates (TOU) | DLC-Thermostat-HVAC | Small Industrial |  | Winter Evening | % of Load | 1 | 2031 | 65535
| High | Time-of-Use Rates (TOU) | DLC-Thermostat-HVAC | Small Industrial |  | Winter Evening | % of Load | 0 | 2031 | 65535
| High | Time-of-Use Rates (TOU) | DLC-Thermostat-DI-Baseboard Heating | Small Industrial |  | Winter Evening | % of Load | 1 | 2031 | 65535
| High | Time-of-Use Rates (TOU) | DLC-Thermostat-DI-Baseboard Heating | Small Industrial |  | Winter Evening | % of Load | 0 | 2031 | 65535
| High | Time-of-Use Rates (TOU) | DLC-Thermostat-BYOT-Baseboard Heating | Small Industrial |  | Winter Evening | % of Load | 1 | 2031 | 65535
| High | Time-of-Use Rates (TOU) | DLC-Thermostat-BYOT-Baseboard Heating | Small Industrial |  | Winter Evening | % of Load | 0 | 2031 | 65535
| High | Time-of-Use Rates (TOU) | DLC-Thermostat-DI-MSHP | Small Industrial |  | Winter Evening | % of Load | 1 | 2031 | 65535
| High | Time-of-Use Rates (TOU) | DLC-Thermostat-DI-MSHP | Small Industrial |  | Winter Evening | % of Load | 0 | 2031 | 65535
| High | Time-of-Use Rates (TOU) | DLC-Thermostat-BYOT-MSHP | Small Industrial |  | Winter Evening | % of Load | 1 | 2031 | 65535
| High | Time-of-Use Rates (TOU) | DLC-Thermostat-BYOT-MSHP | Small Industrial |  | Winter Evening | % of Load | 0 | 2031 | 65535
| High | Time-of-Use Rates (TOU) | C&I Curtailment-Turnkey-Manual HVAC Control | Small Industrial |  | Winter Evening | % of Load | 1 | 2031 | 65535
| High | Time-of-Use Rates (TOU) | C&I Curtailment-Turnkey-Manual HVAC Control | Small Industrial |  | Winter Evening | % of Load | 0 | 2031 | 65535
| High | Time-of-Use Rates (TOU) | C&I Curtailment-Turnkey-Auto-DR HVAC Control | Small Industrial |  | Winter Evening | % of Load | 1 | 2031 | 65535
| High | Time-of-Use Rates (TOU) | C&I Curtailment-Turnkey-Auto-DR HVAC Control | Small Industrial |  | Winter Evening | % of Load | 0 | 2031 | 65535
| High | Time-of-Use Rates (TOU) | C&I Curtailment-Turnkey-Standard Lighting Control | Small Industrial |  | Winter Evening | % of Load | 1 | 2031 | 65535
| High | Time-of-Use Rates (TOU) | C&I Curtailment-Turnkey-Standard Lighting Control | Small Industrial |  | Winter Evening | % of Load | 0 | 2031 | 65535
| High | Time-of-Use Rates (TOU) | C&I Curtailment-Turnkey-Advanced Lighting Control | Small Industrial |  | Winter Evening | % of Load | 1 | 2031 | 65535
| High | Time-of-Use Rates (TOU) | C&I Curtailment-Turnkey-Advanced Lighting Control | Small Industrial |  | Winter Evening | % of Load | 0 | 2031 | 65535
| High | Time-of-Use Rates (TOU) | C&I Curtailment-Turnkey-Water Heating Control | Small Industrial |  | Winter Evening | % of Load | 1 | 2031 | 65535
| High | Time-of-Use Rates (TOU) | C&I Curtailment-Turnkey-Water Heating Control | Small Industrial |  | Winter Evening | % of Load | 0 | 2031 | 65535
| High | Time-of-Use Rates (TOU) | C&I Curtailment-Turnkey-Other | Small Industrial |  | Winter Evening | % of Load | 1 | 2031 | 65535
| High | Time-of-Use Rates (TOU) | C&I Curtailment-Turnkey-Other | Small Industrial |  | Winter Evening | % of Load | 0 | 2031 | 65535
| High | Time-of-Use Rates (TOU) | C&I Curtailment-Turnkey-Industrial | Small Industrial |  | Winter Evening | % of Load | 1 | 2031 | 65535
| High | Time-of-Use Rates (TOU) | C&I Curtailment-Turnkey-Industrial | Small Industrial |  | Winter Evening | % of Load | 0 | 2031 | 65535
| High | Time-of-Use Rates (TOU) | Time-of-Use Rates (TOU) | Small Industrial |  | Winter Evening | % of Load | 1 | 2031 | 65535
| High | Time-of-Use Rates (TOU) | Time-of-Use Rates (TOU) | Small Industrial |  | Winter Evening | % of Load | 0 | 2031 | 65535
| High | Time-of-Use Rates (TOU) | DLC-Switch-Water Heating | Medium Industrial |  | Winter Morning | % of Load | 1 | 2031 | 65535
| High | Time-of-Use Rates (TOU) | DLC-Switch-Water Heating | Medium Industrial |  | Winter Morning | % of Load | 0 | 2031 | 65535
| High | Time-of-Use Rates (TOU) | DLC-BYOD-Water Heating | Medium Industrial |  | Winter Morning | % of Load | 1 | 2031 | 65535
| High | Time-of-Use Rates (TOU) | DLC-BYOD-Water Heating | Medium Industrial |  | Winter Morning | % of Load | 0 | 2031 | 65535
| High | Time-of-Use Rates (TOU) | DLC-Thermostat-DI-Central Heat Pump | Medium Industrial |  | Winter Morning | % of Load | 1 | 2031 | 65535
| High | Time-of-Use Rates (TOU) | DLC-Thermostat-DI-Central Heat Pump | Medium Industrial |  | Winter Morning | % of Load | 0 | 2031 | 65535
| High | Time-of-Use Rates (TOU) | DLC-Thermostat-BYOT-Central Heat Pump | Medium Industrial |  | Winter Morning | % of Load | 1 | 2031 | 65535
| High | Time-of-Use Rates (TOU) | DLC-Thermostat-BYOT-Central Heat Pump | Medium Industrial |  | Winter Morning | % of Load | 0 | 2031 | 65535
| High | Time-of-Use Rates (TOU) | DLC-Thermostat-HVAC | Medium Industrial |  | Winter Morning | % of Load | 1 | 2031 | 65535
| High | Time-of-Use Rates (TOU) | DLC-Thermostat-HVAC | Medium Industrial |  | Winter Morning | % of Load | 0 | 2031 | 65535
| High | Time-of-Use Rates (TOU) | DLC-Thermostat-DI-Baseboard Heating | Medium Industrial |  | Winter Morning | % of Load | 1 | 2031 | 65535
| High | Time-of-Use Rates (TOU) | DLC-Thermostat-DI-Baseboard Heating | Medium Industrial |  | Winter Morning | % of Load | 0 | 2031 | 65535
| High | Time-of-Use Rates (TOU) | DLC-Thermostat-BYOT-Baseboard Heating | Medium Industrial |  | Winter Morning | % of Load | 1 | 2031 | 65535
| High | Time-of-Use Rates (TOU) | DLC-Thermostat-BYOT-Baseboard Heating | Medium Industrial |  | Winter Morning | % of Load | 0 | 2031 | 65535
| High | Time-of-Use Rates (TOU) | DLC-Thermostat-DI-MSHP | Medium Industrial |  | Winter Morning | % of Load | 1 | 2031 | 65535
| High | Time-of-Use Rates (TOU) | DLC-Thermostat-DI-MSHP | Medium Industrial |  | Winter Morning | % of Load | 0 | 2031 | 65535
| High | Time-of-Use Rates (TOU) | DLC-Thermostat-BYOT-MSHP | Medium Industrial |  | Winter Morning | % of Load | 1 | 2031 | 65535
| High | Time-of-Use Rates (TOU) | DLC-Thermostat-BYOT-MSHP | Medium Industrial |  | Winter Morning | % of Load | 0 | 2031 | 65535
| High | Time-of-Use Rates (TOU) | C&I Curtailment-Turnkey-Manual HVAC Control | Medium Industrial |  | Winter Morning | % of Load | 1 | 2031 | 65535
| High | Time-of-Use Rates (TOU) | C&I Curtailment-Turnkey-Manual HVAC Control | Medium Industrial |  | Winter Morning | % of Load | 0 | 2031 | 65535
| High | Time-of-Use Rates (TOU) | C&I Curtailment-Turnkey-Auto-DR HVAC Control | Medium Industrial |  | Winter Morning | % of Load | 1 | 2031 | 65535
| High | Time-of-Use Rates (TOU) | C&I Curtailment-Turnkey-Auto-DR HVAC Control | Medium Industrial |  | Winter Morning | % of Load | 0 | 2031 | 65535
| High | Time-of-Use Rates (TOU) | C&I Curtailment-Turnkey-Standard Lighting Control | Medium Industrial |  | Winter Morning | % of Load | 1 | 2031 | 65535
| High | Time-of-Use Rates (TOU) | C&I Curtailment-Turnkey-Standard Lighting Control | Medium Industrial |  | Winter Morning | % of Load | 0 | 2031 | 65535
| High | Time-of-Use Rates (TOU) | C&I Curtailment-Turnkey-Advanced Lighting Control | Medium Industrial |  | Winter Morning | % of Load | 1 | 2031 | 65535
| High | Time-of-Use Rates (TOU) | C&I Curtailment-Turnkey-Advanced Lighting Control | Medium Industrial |  | Winter Morning | % of Load | 0 | 2031 | 65535
| High | Time-of-Use Rates (TOU) | C&I Curtailment-Turnkey-Water Heating Control | Medium Industrial |  | Winter Morning | % of Load | 1 | 2031 | 65535
| High | Time-of-Use Rates (TOU) | C&I Curtailment-Turnkey-Water Heating Control | Medium Industrial |  | Winter Morning | % of Load | 0 | 2031 | 65535
| High | Time-of-Use Rates (TOU) | C&I Curtailment-Turnkey-Other | Medium Industrial |  | Winter Morning | % of Load | 1 | 2031 | 65535
| High | Time-of-Use Rates (TOU) | C&I Curtailment-Turnkey-Other | Medium Industrial |  | Winter Morning | % of Load | 0 | 2031 | 65535
| High | Time-of-Use Rates (TOU) | Time-of-Use Rates (TOU) | Medium Industrial |  | Winter Morning | % of Load | 1 | 2031 | 65535
| High | Time-of-Use Rates (TOU) | Time-of-Use Rates (TOU) | Medium Industrial |  | Winter Morning | % of Load | 0 | 2031 | 65535
| High | Time-of-Use Rates (TOU) | DLC-Switch-Water Heating | Medium Industrial |  | Winter Evening | % of Load | 1 | 2031 | 65535
| High | Time-of-Use Rates (TOU) | DLC-Switch-Water Heating | Medium Industrial |  | Winter Evening | % of Load | 0 | 2031 | 65535
| High | Time-of-Use Rates (TOU) | DLC-BYOD-Water Heating | Medium Industrial |  | Winter Evening | % of Load | 1 | 2031 | 65535
| High | Time-of-Use Rates (TOU) | DLC-BYOD-Water Heating | Medium Industrial |  | Winter Evening | % of Load | 0 | 2031 | 65535
| High | Time-of-Use Rates (TOU) | DLC-Thermostat-DI-Central Heat Pump | Medium Industrial |  | Winter Evening | % of Load | 1 | 2031 | 65535
| High | Time-of-Use Rates (TOU) | DLC-Thermostat-DI-Central Heat Pump | Medium Industrial |  | Winter Evening | % of Load | 0 | 2031 | 65535
| High | Time-of-Use Rates (TOU) | DLC-Thermostat-BYOT-Central Heat Pump | Medium Industrial |  | Winter Evening | % of Load | 1 | 2031 | 65535
| High | Time-of-Use Rates (TOU) | DLC-Thermostat-BYOT-Central Heat Pump | Medium Industrial |  | Winter Evening | % of Load | 0 | 2031 | 65535
| High | Time-of-Use Rates (TOU) | DLC-Thermostat-HVAC | Medium Industrial |  | Winter Evening | % of Load | 1 | 2031 | 65535
| High | Time-of-Use Rates (TOU) | DLC-Thermostat-HVAC | Medium Industrial |  | Winter Evening | % of Load | 0 | 2031 | 65535
| High | Time-of-Use Rates (TOU) | DLC-Thermostat-DI-Baseboard Heating | Medium Industrial |  | Winter Evening | % of Load | 1 | 2031 | 65535
| High | Time-of-Use Rates (TOU) | DLC-Thermostat-DI-Baseboard Heating | Medium Industrial |  | Winter Evening | % of Load | 0 | 2031 | 65535
| High | Time-of-Use Rates (TOU) | DLC-Thermostat-BYOT-Baseboard Heating | Medium Industrial |  | Winter Evening | % of Load | 1 | 2031 | 65535
| High | Time-of-Use Rates (TOU) | DLC-Thermostat-BYOT-Baseboard Heating | Medium Industrial |  | Winter Evening | % of Load | 0 | 2031 | 65535
| High | Time-of-Use Rates (TOU) | DLC-Thermostat-DI-MSHP | Medium Industrial |  | Winter Evening | % of Load | 1 | 2031 | 65535
| High | Time-of-Use Rates (TOU) | DLC-Thermostat-DI-MSHP | Medium Industrial |  | Winter Evening | % of Load | 0 | 2031 | 65535
| High | Time-of-Use Rates (TOU) | DLC-Thermostat-BYOT-MSHP | Medium Industrial |  | Winter Evening | % of Load | 1 | 2031 | 65535
| High | Time-of-Use Rates (TOU) | DLC-Thermostat-BYOT-MSHP | Medium Industrial |  | Winter Evening | % of Load | 0 | 2031 | 65535
| High | Time-of-Use Rates (TOU) | C&I Curtailment-Turnkey-Manual HVAC Control | Medium Industrial |  | Winter Evening | % of Load | 1 | 2031 | 65535
| High | Time-of-Use Rates (TOU) | C&I Curtailment-Turnkey-Manual HVAC Control | Medium Industrial |  | Winter Evening | % of Load | 0 | 2031 | 65535
| High | Time-of-Use Rates (TOU) | C&I Curtailment-Turnkey-Auto-DR HVAC Control | Medium Industrial |  | Winter Evening | % of Load | 1 | 2031 | 65535
| High | Time-of-Use Rates (TOU) | C&I Curtailment-Turnkey-Auto-DR HVAC Control | Medium Industrial |  | Winter Evening | % of Load | 0 | 2031 | 65535
| High | Time-of-Use Rates (TOU) | C&I Curtailment-Turnkey-Standard Lighting Control | Medium Industrial |  | Winter Evening | % of Load | 1 | 2031 | 65535
| High | Time-of-Use Rates (TOU) | C&I Curtailment-Turnkey-Standard Lighting Control | Medium Industrial |  | Winter Evening | % of Load | 0 | 2031 | 65535
| High | Time-of-Use Rates (TOU) | C&I Curtailment-Turnkey-Advanced Lighting Control | Medium Industrial |  | Winter Evening | % of Load | 1 | 2031 | 65535
| High | Time-of-Use Rates (TOU) | C&I Curtailment-Turnkey-Advanced Lighting Control | Medium Industrial |  | Winter Evening | % of Load | 0 | 2031 | 65535
| High | Time-of-Use Rates (TOU) | C&I Curtailment-Turnkey-Water Heating Control | Medium Industrial |  | Winter Evening | % of Load | 1 | 2031 | 65535
| High | Time-of-Use Rates (TOU) | C&I Curtailment-Turnkey-Water Heating Control | Medium Industrial |  | Winter Evening | % of Load | 0 | 2031 | 65535
| High | Time-of-Use Rates (TOU) | C&I Curtailment-Turnkey-Other | Medium Industrial |  | Winter Evening | % of Load | 1 | 2031 | 65535
| High | Time-of-Use Rates (TOU) | C&I Curtailment-Turnkey-Other | Medium Industrial |  | Winter Evening | % of Load | 0 | 2031 | 65535
| High | Time-of-Use Rates (TOU) | Time-of-Use Rates (TOU) | Medium Industrial |  | Winter Evening | % of Load | 1 | 2031 | 65535
| High | Time-of-Use Rates (TOU) | Time-of-Use Rates (TOU) | Medium Industrial |  | Winter Evening | % of Load | 0 | 2031 | 65535
| High | Time-of-Use Rates (TOU) | Time-of-Use Rates (TOU) | Residential Charitable |  | Winter Morning | % of Load | 1 | 2031 | 65535
| High | Time-of-Use Rates (TOU) | Time-of-Use Rates (TOU) | Residential Charitable |  | Winter Morning | % of Load | 0 | 2031 | 65535
| High | Time-of-Use Rates (TOU) | Time-of-Use Rates (TOU) | Residential Charitable |  | Winter Evening | % of Load | 1 | 2031 | 65535
| High | Time-of-Use Rates (TOU) | Time-of-Use Rates (TOU) | Residential Charitable |  | Winter Evening | % of Load | 0 | 2031 | 65535
| High | DLC-Thermostat | DLC-Switch-Water Heating | Small General |  | Winter Morning | % of Load | 1 | 2032 | 65535
| High | DLC-Thermostat | DLC-Switch-Water Heating | Small General |  | Winter Morning | % of Load | 0 | 2032 | 65535
| High | DLC-Thermostat | DLC-BYOD-Water Heating | Small General |  | Winter Morning | % of Load | 1 | 2032 | 65535
| High | DLC-Thermostat | DLC-BYOD-Water Heating | Small General |  | Winter Morning | % of Load | 0 | 2032 | 65535
| High | DLC-Thermostat | DLC-Thermostat-DI-Central Heat Pump | Small General |  | Winter Morning | % of Load | 1 | 2032 | 65535
| High | DLC-Thermostat | DLC-Thermostat-DI-Central Heat Pump | Small General |  | Winter Morning | % of Load | 0 | 2032 | 65535
| High | DLC-Thermostat | DLC-Thermostat-BYOT-Central Heat Pump | Small General |  | Winter Morning | % of Load | 1 | 2032 | 65535
| High | DLC-Thermostat | DLC-Thermostat-BYOT-Central Heat Pump | Small General |  | Winter Morning | % of Load | 0 | 2032 | 65535
| High | DLC-Thermostat | DLC-Thermostat-HVAC | Small General |  | Winter Morning | % of Load | 1 | 2032 | 65535
| High | DLC-Thermostat | DLC-Thermostat-HVAC | Small General |  | Winter Morning | % of Load | 0 | 2032 | 65535
| High | DLC-Thermostat | DLC-Thermostat-DI-Baseboard Heating | Small General |  | Winter Morning | % of Load | 1 | 2032 | 65535
| High | DLC-Thermostat | DLC-Thermostat-DI-Baseboard Heating | Small General |  | Winter Morning | % of Load | 0 | 2032 | 65535
| High | DLC-Thermostat | DLC-Thermostat-BYOT-Baseboard Heating | Small General |  | Winter Morning | % of Load | 1 | 2032 | 65535
| High | DLC-Thermostat | DLC-Thermostat-BYOT-Baseboard Heating | Small General |  | Winter Morning | % of Load | 0 | 2032 | 65535
| High | DLC-Thermostat | DLC-Thermostat-DI-MSHP | Small General |  | Winter Morning | % of Load | 1 | 2032 | 65535
| High | DLC-Thermostat | DLC-Thermostat-DI-MSHP | Small General |  | Winter Morning | % of Load | 0 | 2032 | 65535
| High | DLC-Thermostat | DLC-Thermostat-BYOT-MSHP | Small General |  | Winter Morning | % of Load | 1 | 2032 | 65535
| High | DLC-Thermostat | DLC-Thermostat-BYOT-MSHP | Small General |  | Winter Morning | % of Load | 0 | 2032 | 65535
| High | DLC-Thermostat | C&I Curtailment-Turnkey-Manual HVAC Control | Small General |  | Winter Morning | % of Load | 1 | 2032 | 65535
| High | DLC-Thermostat | C&I Curtailment-Turnkey-Manual HVAC Control | Small General |  | Winter Morning | % of Load | 0 | 2032 | 65535
| High | DLC-Thermostat | C&I Curtailment-Turnkey-Auto-DR HVAC Control | Small General |  | Winter Morning | % of Load | 1 | 2032 | 65535
| High | DLC-Thermostat | C&I Curtailment-Turnkey-Auto-DR HVAC Control | Small General |  | Winter Morning | % of Load | 0 | 2032 | 65535
| High | DLC-Thermostat | C&I Curtailment-Turnkey-Standard Lighting Control | Small General |  | Winter Morning | % of Load | 1 | 2032 | 65535
| High | DLC-Thermostat | C&I Curtailment-Turnkey-Standard Lighting Control | Small General |  | Winter Morning | % of Load | 0 | 2032 | 65535
| High | DLC-Thermostat | C&I Curtailment-Turnkey-Advanced Lighting Control | Small General |  | Winter Morning | % of Load | 1 | 2032 | 65535
| High | DLC-Thermostat | C&I Curtailment-Turnkey-Advanced Lighting Control | Small General |  | Winter Morning | % of Load | 0 | 2032 | 65535
| High | DLC-Thermostat | C&I Curtailment-Turnkey-Water Heating Control | Small General |  | Winter Morning | % of Load | 1 | 2032 | 65535
| High | DLC-Thermostat | C&I Curtailment-Turnkey-Water Heating Control | Small General |  | Winter Morning | % of Load | 0 | 2032 | 65535
| High | DLC-Thermostat | C&I Curtailment-Turnkey-Other | Small General |  | Winter Morning | % of Load | 1 | 2032 | 65535
| High | DLC-Thermostat | C&I Curtailment-Turnkey-Other | Small General |  | Winter Morning | % of Load | 0 | 2032 | 65535
| High | DLC-Thermostat | Dynamic Pricing with enabling tech. | Small General |  | Winter Morning | % of Load | 1 | 2032 | 65535
| High | DLC-Thermostat | Dynamic Pricing with enabling tech. | Small General |  | Winter Morning | % of Load | 0 | 2032 | 65535
| High | DLC-Thermostat | DLC-Switch-Water Heating | Small General |  | Winter Evening | % of Load | 1 | 2032 | 65535
| High | DLC-Thermostat | DLC-Switch-Water Heating | Small General |  | Winter Evening | % of Load | 0 | 2032 | 65535
| High | DLC-Thermostat | DLC-BYOD-Water Heating | Small General |  | Winter Evening | % of Load | 1 | 2032 | 65535
| High | DLC-Thermostat | DLC-BYOD-Water Heating | Small General |  | Winter Evening | % of Load | 0 | 2032 | 65535
| High | DLC-Thermostat | DLC-Thermostat-DI-Central Heat Pump | Small General |  | Winter Evening | % of Load | 1 | 2032 | 65535
| High | DLC-Thermostat | DLC-Thermostat-DI-Central Heat Pump | Small General |  | Winter Evening | % of Load | 0 | 2032 | 65535
| High | DLC-Thermostat | DLC-Thermostat-BYOT-Central Heat Pump | Small General |  | Winter Evening | % of Load | 1 | 2032 | 65535
| High | DLC-Thermostat | DLC-Thermostat-BYOT-Central Heat Pump | Small General |  | Winter Evening | % of Load | 0 | 2032 | 65535
| High | DLC-Thermostat | DLC-Thermostat-HVAC | Small General |  | Winter Evening | % of Load | 1 | 2032 | 65535
| High | DLC-Thermostat | DLC-Thermostat-HVAC | Small General |  | Winter Evening | % of Load | 0 | 2032 | 65535
| High | DLC-Thermostat | DLC-Thermostat-DI-Baseboard Heating | Small General |  | Winter Evening | % of Load | 1 | 2032 | 65535
| High | DLC-Thermostat | DLC-Thermostat-DI-Baseboard Heating | Small General |  | Winter Evening | % of Load | 0 | 2032 | 65535
| High | DLC-Thermostat | DLC-Thermostat-BYOT-Baseboard Heating | Small General |  | Winter Evening | % of Load | 1 | 2032 | 65535
| High | DLC-Thermostat | DLC-Thermostat-BYOT-Baseboard Heating | Small General |  | Winter Evening | % of Load | 0 | 2032 | 65535
| High | DLC-Thermostat | DLC-Thermostat-DI-MSHP | Small General |  | Winter Evening | % of Load | 1 | 2032 | 65535
| High | DLC-Thermostat | DLC-Thermostat-DI-MSHP | Small General |  | Winter Evening | % of Load | 0 | 2032 | 65535
| High | DLC-Thermostat | DLC-Thermostat-BYOT-MSHP | Small General |  | Winter Evening | % of Load | 1 | 2032 | 65535
| High | DLC-Thermostat | DLC-Thermostat-BYOT-MSHP | Small General |  | Winter Evening | % of Load | 0 | 2032 | 65535
| High | DLC-Thermostat | C&I Curtailment-Turnkey-Manual HVAC Control | Small General |  | Winter Evening | % of Load | 1 | 2032 | 65535
| High | DLC-Thermostat | C&I Curtailment-Turnkey-Manual HVAC Control | Small General |  | Winter Evening | % of Load | 0 | 2032 | 65535
| High | DLC-Thermostat | C&I Curtailment-Turnkey-Auto-DR HVAC Control | Small General |  | Winter Evening | % of Load | 1 | 2032 | 65535
| High | DLC-Thermostat | C&I Curtailment-Turnkey-Auto-DR HVAC Control | Small General |  | Winter Evening | % of Load | 0 | 2032 | 65535
| High | DLC-Thermostat | C&I Curtailment-Turnkey-Standard Lighting Control | Small General |  | Winter Evening | % of Load | 1 | 2032 | 65535
| High | DLC-Thermostat | C&I Curtailment-Turnkey-Standard Lighting Control | Small General |  | Winter Evening | % of Load | 0 | 2032 | 65535
| High | DLC-Thermostat | C&I Curtailment-Turnkey-Advanced Lighting Control | Small General |  | Winter Evening | % of Load | 1 | 2032 | 65535
| High | DLC-Thermostat | C&I Curtailment-Turnkey-Advanced Lighting Control | Small General |  | Winter Evening | % of Load | 0 | 2032 | 65535
| High | DLC-Thermostat | C&I Curtailment-Turnkey-Water Heating Control | Small General |  | Winter Evening | % of Load | 1 | 2032 | 65535
| High | DLC-Thermostat | C&I Curtailment-Turnkey-Water Heating Control | Small General |  | Winter Evening | % of Load | 0 | 2032 | 65535
| High | DLC-Thermostat | C&I Curtailment-Turnkey-Other | Small General |  | Winter Evening | % of Load | 1 | 2032 | 65535
| High | DLC-Thermostat | C&I Curtailment-Turnkey-Other | Small General |  | Winter Evening | % of Load | 0 | 2032 | 65535
| High | DLC-Thermostat | Dynamic Pricing with enabling tech. | Small General |  | Winter Evening | % of Load | 1 | 2032 | 65535
| High | DLC-Thermostat | Dynamic Pricing with enabling tech. | Small General |  | Winter Evening | % of Load | 0 | 2032 | 65535
| High | DLC-Thermostat | DLC-Switch-Water Heating | General |  | Winter Morning | % of Load | 1 | 2032 | 65535
| High | DLC-Thermostat | DLC-Switch-Water Heating | General |  | Winter Morning | % of Load | 0 | 2032 | 65535
| High | DLC-Thermostat | DLC-BYOD-Water Heating | General |  | Winter Morning | % of Load | 1 | 2032 | 65535
| High | DLC-Thermostat | DLC-BYOD-Water Heating | General |  | Winter Morning | % of Load | 0 | 2032 | 65535
| High | DLC-Thermostat | DLC-Thermostat-DI-Central Heat Pump | General |  | Winter Morning | % of Load | 1 | 2032 | 65535
| High | DLC-Thermostat | DLC-Thermostat-DI-Central Heat Pump | General |  | Winter Morning | % of Load | 0 | 2032 | 65535
| High | DLC-Thermostat | DLC-Thermostat-BYOT-Central Heat Pump | General |  | Winter Morning | % of Load | 1 | 2032 | 65535
| High | DLC-Thermostat | DLC-Thermostat-BYOT-Central Heat Pump | General |  | Winter Morning | % of Load | 0 | 2032 | 65535
| High | DLC-Thermostat | DLC-Thermostat-HVAC | General |  | Winter Morning | % of Load | 1 | 2032 | 65535
| High | DLC-Thermostat | DLC-Thermostat-HVAC | General |  | Winter Morning | % of Load | 0 | 2032 | 65535
| High | DLC-Thermostat | DLC-Thermostat-DI-Baseboard Heating | General |  | Winter Morning | % of Load | 1 | 2032 | 65535
| High | DLC-Thermostat | DLC-Thermostat-DI-Baseboard Heating | General |  | Winter Morning | % of Load | 0 | 2032 | 65535
| High | DLC-Thermostat | DLC-Thermostat-BYOT-Baseboard Heating | General |  | Winter Morning | % of Load | 1 | 2032 | 65535
| High | DLC-Thermostat | DLC-Thermostat-BYOT-Baseboard Heating | General |  | Winter Morning | % of Load | 0 | 2032 | 65535
| High | DLC-Thermostat | DLC-Thermostat-DI-MSHP | General |  | Winter Morning | % of Load | 1 | 2032 | 65535
| High | DLC-Thermostat | DLC-Thermostat-DI-MSHP | General |  | Winter Morning | % of Load | 0 | 2032 | 65535
| High | DLC-Thermostat | DLC-Thermostat-BYOT-MSHP | General |  | Winter Morning | % of Load | 1 | 2032 | 65535
| High | DLC-Thermostat | DLC-Thermostat-BYOT-MSHP | General |  | Winter Morning | % of Load | 0 | 2032 | 65535
| High | DLC-Thermostat | C&I Curtailment-Turnkey-Manual HVAC Control | General |  | Winter Morning | % of Load | 1 | 2032 | 65535
| High | DLC-Thermostat | C&I Curtailment-Turnkey-Manual HVAC Control | General |  | Winter Morning | % of Load | 0 | 2032 | 65535
| High | DLC-Thermostat | C&I Curtailment-Turnkey-Auto-DR HVAC Control | General |  | Winter Morning | % of Load | 1 | 2032 | 65535
| High | DLC-Thermostat | C&I Curtailment-Turnkey-Auto-DR HVAC Control | General |  | Winter Morning | % of Load | 0 | 2032 | 65535
| High | DLC-Thermostat | C&I Curtailment-Turnkey-Standard Lighting Control | General |  | Winter Morning | % of Load | 1 | 2032 | 65535
| High | DLC-Thermostat | C&I Curtailment-Turnkey-Standard Lighting Control | General |  | Winter Morning | % of Load | 0 | 2032 | 65535
| High | DLC-Thermostat | C&I Curtailment-Turnkey-Advanced Lighting Control | General |  | Winter Morning | % of Load | 1 | 2032 | 65535
| High | DLC-Thermostat | C&I Curtailment-Turnkey-Advanced Lighting Control | General |  | Winter Morning | % of Load | 0 | 2032 | 65535
| High | DLC-Thermostat | C&I Curtailment-Turnkey-Water Heating Control | General |  | Winter Morning | % of Load | 1 | 2032 | 65535
| High | DLC-Thermostat | C&I Curtailment-Turnkey-Water Heating Control | General |  | Winter Morning | % of Load | 0 | 2032 | 65535
| High | DLC-Thermostat | C&I Curtailment-Turnkey-Other | General |  | Winter Morning | % of Load | 1 | 2032 | 65535
| High | DLC-Thermostat | C&I Curtailment-Turnkey-Other | General |  | Winter Morning | % of Load | 0 | 2032 | 65535
| High | DLC-Thermostat | DLC-Switch-Water Heating | General |  | Winter Evening | % of Load | 1 | 2032 | 65535
| High | DLC-Thermostat | DLC-Switch-Water Heating | General |  | Winter Evening | % of Load | 0 | 2032 | 65535
| High | DLC-Thermostat | DLC-BYOD-Water Heating | General |  | Winter Evening | % of Load | 1 | 2032 | 65535
| High | DLC-Thermostat | DLC-BYOD-Water Heating | General |  | Winter Evening | % of Load | 0 | 2032 | 65535
| High | DLC-Thermostat | DLC-Thermostat-DI-Central Heat Pump | General |  | Winter Evening | % of Load | 1 | 2032 | 65535
| High | DLC-Thermostat | DLC-Thermostat-DI-Central Heat Pump | General |  | Winter Evening | % of Load | 0 | 2032 | 65535
| High | DLC-Thermostat | DLC-Thermostat-BYOT-Central Heat Pump | General |  | Winter Evening | % of Load | 1 | 2032 | 65535
| High | DLC-Thermostat | DLC-Thermostat-BYOT-Central Heat Pump | General |  | Winter Evening | % of Load | 0 | 2032 | 65535
| High | DLC-Thermostat | DLC-Thermostat-HVAC | General |  | Winter Evening | % of Load | 1 | 2032 | 65535
| High | DLC-Thermostat | DLC-Thermostat-HVAC | General |  | Winter Evening | % of Load | 0 | 2032 | 65535
| High | DLC-Thermostat | DLC-Thermostat-DI-Baseboard Heating | General |  | Winter Evening | % of Load | 1 | 2032 | 65535
| High | DLC-Thermostat | DLC-Thermostat-DI-Baseboard Heating | General |  | Winter Evening | % of Load | 0 | 2032 | 65535
| High | DLC-Thermostat | DLC-Thermostat-BYOT-Baseboard Heating | General |  | Winter Evening | % of Load | 1 | 2032 | 65535
| High | DLC-Thermostat | DLC-Thermostat-BYOT-Baseboard Heating | General |  | Winter Evening | % of Load | 0 | 2032 | 65535
| High | DLC-Thermostat | DLC-Thermostat-DI-MSHP | General |  | Winter Evening | % of Load | 1 | 2032 | 65535
| High | DLC-Thermostat | DLC-Thermostat-DI-MSHP | General |  | Winter Evening | % of Load | 0 | 2032 | 65535
| High | DLC-Thermostat | DLC-Thermostat-BYOT-MSHP | General |  | Winter Evening | % of Load | 1 | 2032 | 65535
| High | DLC-Thermostat | DLC-Thermostat-BYOT-MSHP | General |  | Winter Evening | % of Load | 0 | 2032 | 65535
| High | DLC-Thermostat | C&I Curtailment-Turnkey-Manual HVAC Control | General |  | Winter Evening | % of Load | 1 | 2032 | 65535
| High | DLC-Thermostat | C&I Curtailment-Turnkey-Manual HVAC Control | General |  | Winter Evening | % of Load | 0 | 2032 | 65535
| High | DLC-Thermostat | C&I Curtailment-Turnkey-Auto-DR HVAC Control | General |  | Winter Evening | % of Load | 1 | 2032 | 65535
| High | DLC-Thermostat | C&I Curtailment-Turnkey-Auto-DR HVAC Control | General |  | Winter Evening | % of Load | 0 | 2032 | 65535
| High | DLC-Thermostat | C&I Curtailment-Turnkey-Standard Lighting Control | General |  | Winter Evening | % of Load | 1 | 2032 | 65535
| High | DLC-Thermostat | C&I Curtailment-Turnkey-Standard Lighting Control | General |  | Winter Evening | % of Load | 0 | 2032 | 65535
| High | DLC-Thermostat | C&I Curtailment-Turnkey-Advanced Lighting Control | General |  | Winter Evening | % of Load | 1 | 2032 | 65535
| High | DLC-Thermostat | C&I Curtailment-Turnkey-Advanced Lighting Control | General |  | Winter Evening | % of Load | 0 | 2032 | 65535
| High | DLC-Thermostat | C&I Curtailment-Turnkey-Water Heating Control | General |  | Winter Evening | % of Load | 1 | 2032 | 65535
| High | DLC-Thermostat | C&I Curtailment-Turnkey-Water Heating Control | General |  | Winter Evening | % of Load | 0 | 2032 | 65535
| High | DLC-Thermostat | C&I Curtailment-Turnkey-Other | General |  | Winter Evening | % of Load | 1 | 2032 | 65535
| High | DLC-Thermostat | C&I Curtailment-Turnkey-Other | General |  | Winter Evening | % of Load | 0 | 2032 | 65535
| High | DLC-Thermostat | DLC-Switch-Water Heating | Small Industrial |  | Winter Morning | % of Load | 1 | 2032 | 65535
| High | DLC-Thermostat | DLC-Switch-Water Heating | Small Industrial |  | Winter Morning | % of Load | 0 | 2032 | 65535
| High | DLC-Thermostat | DLC-BYOD-Water Heating | Small Industrial |  | Winter Morning | % of Load | 1 | 2032 | 65535
| High | DLC-Thermostat | DLC-BYOD-Water Heating | Small Industrial |  | Winter Morning | % of Load | 0 | 2032 | 65535
| High | DLC-Thermostat | DLC-Thermostat-DI-Central Heat Pump | Small Industrial |  | Winter Morning | % of Load | 1 | 2032 | 65535
| High | DLC-Thermostat | DLC-Thermostat-DI-Central Heat Pump | Small Industrial |  | Winter Morning | % of Load | 0 | 2032 | 65535
| High | DLC-Thermostat | DLC-Thermostat-BYOT-Central Heat Pump | Small Industrial |  | Winter Morning | % of Load | 1 | 2032 | 65535
| High | DLC-Thermostat | DLC-Thermostat-BYOT-Central Heat Pump | Small Industrial |  | Winter Morning | % of Load | 0 | 2032 | 65535
| High | DLC-Thermostat | DLC-Thermostat-HVAC | Small Industrial |  | Winter Morning | % of Load | 1 | 2032 | 65535
| High | DLC-Thermostat | DLC-Thermostat-HVAC | Small Industrial |  | Winter Morning | % of Load | 0 | 2032 | 65535
| High | DLC-Thermostat | DLC-Thermostat-DI-Baseboard Heating | Small Industrial |  | Winter Morning | % of Load | 1 | 2032 | 65535
| High | DLC-Thermostat | DLC-Thermostat-DI-Baseboard Heating | Small Industrial |  | Winter Morning | % of Load | 0 | 2032 | 65535
| High | DLC-Thermostat | DLC-Thermostat-BYOT-Baseboard Heating | Small Industrial |  | Winter Morning | % of Load | 1 | 2032 | 65535
| High | DLC-Thermostat | DLC-Thermostat-BYOT-Baseboard Heating | Small Industrial |  | Winter Morning | % of Load | 0 | 2032 | 65535
| High | DLC-Thermostat | DLC-Thermostat-DI-MSHP | Small Industrial |  | Winter Morning | % of Load | 1 | 2032 | 65535
| High | DLC-Thermostat | DLC-Thermostat-DI-MSHP | Small Industrial |  | Winter Morning | % of Load | 0 | 2032 | 65535
| High | DLC-Thermostat | DLC-Thermostat-BYOT-MSHP | Small Industrial |  | Winter Morning | % of Load | 1 | 2032 | 65535
| High | DLC-Thermostat | DLC-Thermostat-BYOT-MSHP | Small Industrial |  | Winter Morning | % of Load | 0 | 2032 | 65535
| High | DLC-Thermostat | C&I Curtailment-Turnkey-Manual HVAC Control | Small Industrial |  | Winter Morning | % of Load | 1 | 2032 | 65535
| High | DLC-Thermostat | C&I Curtailment-Turnkey-Manual HVAC Control | Small Industrial |  | Winter Morning | % of Load | 0 | 2032 | 65535
| High | DLC-Thermostat | C&I Curtailment-Turnkey-Auto-DR HVAC Control | Small Industrial |  | Winter Morning | % of Load | 1 | 2032 | 65535
| High | DLC-Thermostat | C&I Curtailment-Turnkey-Auto-DR HVAC Control | Small Industrial |  | Winter Morning | % of Load | 0 | 2032 | 65535
| High | DLC-Thermostat | C&I Curtailment-Turnkey-Standard Lighting Control | Small Industrial |  | Winter Morning | % of Load | 1 | 2032 | 65535
| High | DLC-Thermostat | C&I Curtailment-Turnkey-Standard Lighting Control | Small Industrial |  | Winter Morning | % of Load | 0 | 2032 | 65535
| High | DLC-Thermostat | C&I Curtailment-Turnkey-Advanced Lighting Control | Small Industrial |  | Winter Morning | % of Load | 1 | 2032 | 65535
| High | DLC-Thermostat | C&I Curtailment-Turnkey-Advanced Lighting Control | Small Industrial |  | Winter Morning | % of Load | 0 | 2032 | 65535
| High | DLC-Thermostat | C&I Curtailment-Turnkey-Water Heating Control | Small Industrial |  | Winter Morning | % of Load | 1 | 2032 | 65535
| High | DLC-Thermostat | C&I Curtailment-Turnkey-Water Heating Control | Small Industrial |  | Winter Morning | % of Load | 0 | 2032 | 65535
| High | DLC-Thermostat | C&I Curtailment-Turnkey-Other | Small Industrial |  | Winter Morning | % of Load | 1 | 2032 | 65535
| High | DLC-Thermostat | C&I Curtailment-Turnkey-Other | Small Industrial |  | Winter Morning | % of Load | 0 | 2032 | 65535
| High | DLC-Thermostat | C&I Curtailment-Turnkey-Industrial | Small Industrial |  | Winter Morning | % of Load | 1 | 2032 | 65535
| High | DLC-Thermostat | C&I Curtailment-Turnkey-Industrial | Small Industrial |  | Winter Morning | % of Load | 0 | 2032 | 65535
| High | DLC-Thermostat | DLC-Switch-Water Heating | Small Industrial |  | Winter Evening | % of Load | 1 | 2032 | 65535
| High | DLC-Thermostat | DLC-Switch-Water Heating | Small Industrial |  | Winter Evening | % of Load | 0 | 2032 | 65535
| High | DLC-Thermostat | DLC-BYOD-Water Heating | Small Industrial |  | Winter Evening | % of Load | 1 | 2032 | 65535
| High | DLC-Thermostat | DLC-BYOD-Water Heating | Small Industrial |  | Winter Evening | % of Load | 0 | 2032 | 65535
| High | DLC-Thermostat | DLC-Thermostat-DI-Central Heat Pump | Small Industrial |  | Winter Evening | % of Load | 1 | 2032 | 65535
| High | DLC-Thermostat | DLC-Thermostat-DI-Central Heat Pump | Small Industrial |  | Winter Evening | % of Load | 0 | 2032 | 65535
| High | DLC-Thermostat | DLC-Thermostat-BYOT-Central Heat Pump | Small Industrial |  | Winter Evening | % of Load | 1 | 2032 | 65535
| High | DLC-Thermostat | DLC-Thermostat-BYOT-Central Heat Pump | Small Industrial |  | Winter Evening | % of Load | 0 | 2032 | 65535
| High | DLC-Thermostat | DLC-Thermostat-HVAC | Small Industrial |  | Winter Evening | % of Load | 1 | 2032 | 65535
| High | DLC-Thermostat | DLC-Thermostat-HVAC | Small Industrial |  | Winter Evening | % of Load | 0 | 2032 | 65535
| High | DLC-Thermostat | DLC-Thermostat-DI-Baseboard Heating | Small Industrial |  | Winter Evening | % of Load | 1 | 2032 | 65535
| High | DLC-Thermostat | DLC-Thermostat-DI-Baseboard Heating | Small Industrial |  | Winter Evening | % of Load | 0 | 2032 | 65535
| High | DLC-Thermostat | DLC-Thermostat-BYOT-Baseboard Heating | Small Industrial |  | Winter Evening | % of Load | 1 | 2032 | 65535
| High | DLC-Thermostat | DLC-Thermostat-BYOT-Baseboard Heating | Small Industrial |  | Winter Evening | % of Load | 0 | 2032 | 65535
| High | DLC-Thermostat | DLC-Thermostat-DI-MSHP | Small Industrial |  | Winter Evening | % of Load | 1 | 2032 | 65535
| High | DLC-Thermostat | DLC-Thermostat-DI-MSHP | Small Industrial |  | Winter Evening | % of Load | 0 | 2032 | 65535
| High | DLC-Thermostat | DLC-Thermostat-BYOT-MSHP | Small Industrial |  | Winter Evening | % of Load | 1 | 2032 | 65535
| High | DLC-Thermostat | DLC-Thermostat-BYOT-MSHP | Small Industrial |  | Winter Evening | % of Load | 0 | 2032 | 65535
| High | DLC-Thermostat | C&I Curtailment-Turnkey-Manual HVAC Control | Small Industrial |  | Winter Evening | % of Load | 1 | 2032 | 65535
| High | DLC-Thermostat | C&I Curtailment-Turnkey-Manual HVAC Control | Small Industrial |  | Winter Evening | % of Load | 0 | 2032 | 65535
| High | DLC-Thermostat | C&I Curtailment-Turnkey-Auto-DR HVAC Control | Small Industrial |  | Winter Evening | % of Load | 1 | 2032 | 65535
| High | DLC-Thermostat | C&I Curtailment-Turnkey-Auto-DR HVAC Control | Small Industrial |  | Winter Evening | % of Load | 0 | 2032 | 65535
| High | DLC-Thermostat | C&I Curtailment-Turnkey-Standard Lighting Control | Small Industrial |  | Winter Evening | % of Load | 1 | 2032 | 65535
| High | DLC-Thermostat | C&I Curtailment-Turnkey-Standard Lighting Control | Small Industrial |  | Winter Evening | % of Load | 0 | 2032 | 65535
| High | DLC-Thermostat | C&I Curtailment-Turnkey-Advanced Lighting Control | Small Industrial |  | Winter Evening | % of Load | 1 | 2032 | 65535
| High | DLC-Thermostat | C&I Curtailment-Turnkey-Advanced Lighting Control | Small Industrial |  | Winter Evening | % of Load | 0 | 2032 | 65535
| High | DLC-Thermostat | C&I Curtailment-Turnkey-Water Heating Control | Small Industrial |  | Winter Evening | % of Load | 1 | 2032 | 65535
| High | DLC-Thermostat | C&I Curtailment-Turnkey-Water Heating Control | Small Industrial |  | Winter Evening | % of Load | 0 | 2032 | 65535
| High | DLC-Thermostat | C&I Curtailment-Turnkey-Other | Small Industrial |  | Winter Evening | % of Load | 1 | 2032 | 65535
| High | DLC-Thermostat | C&I Curtailment-Turnkey-Other | Small Industrial |  | Winter Evening | % of Load | 0 | 2032 | 65535
| High | DLC-Thermostat | C&I Curtailment-Turnkey-Industrial | Small Industrial |  | Winter Evening | % of Load | 1 | 2032 | 65535
| High | DLC-Thermostat | C&I Curtailment-Turnkey-Industrial | Small Industrial |  | Winter Evening | % of Load | 0 | 2032 | 65535
| High | DLC-Thermostat | DLC-Switch-Water Heating | Medium Industrial |  | Winter Morning | % of Load | 1 | 2032 | 65535
| High | DLC-Thermostat | DLC-Switch-Water Heating | Medium Industrial |  | Winter Morning | % of Load | 0 | 2032 | 65535
| High | DLC-Thermostat | DLC-BYOD-Water Heating | Medium Industrial |  | Winter Morning | % of Load | 1 | 2032 | 65535
| High | DLC-Thermostat | DLC-BYOD-Water Heating | Medium Industrial |  | Winter Morning | % of Load | 0 | 2032 | 65535
| High | DLC-Thermostat | DLC-Thermostat-DI-Central Heat Pump | Medium Industrial |  | Winter Morning | % of Load | 1 | 2032 | 65535
| High | DLC-Thermostat | DLC-Thermostat-DI-Central Heat Pump | Medium Industrial |  | Winter Morning | % of Load | 0 | 2032 | 65535
| High | DLC-Thermostat | DLC-Thermostat-BYOT-Central Heat Pump | Medium Industrial |  | Winter Morning | % of Load | 1 | 2032 | 65535
| High | DLC-Thermostat | DLC-Thermostat-BYOT-Central Heat Pump | Medium Industrial |  | Winter Morning | % of Load | 0 | 2032 | 65535
| High | DLC-Thermostat | DLC-Thermostat-HVAC | Medium Industrial |  | Winter Morning | % of Load | 1 | 2032 | 65535
| High | DLC-Thermostat | DLC-Thermostat-HVAC | Medium Industrial |  | Winter Morning | % of Load | 0 | 2032 | 65535
| High | DLC-Thermostat | DLC-Thermostat-DI-Baseboard Heating | Medium Industrial |  | Winter Morning | % of Load | 1 | 2032 | 65535
| High | DLC-Thermostat | DLC-Thermostat-DI-Baseboard Heating | Medium Industrial |  | Winter Morning | % of Load | 0 | 2032 | 65535
| High | DLC-Thermostat | DLC-Thermostat-BYOT-Baseboard Heating | Medium Industrial |  | Winter Morning | % of Load | 1 | 2032 | 65535
| High | DLC-Thermostat | DLC-Thermostat-BYOT-Baseboard Heating | Medium Industrial |  | Winter Morning | % of Load | 0 | 2032 | 65535
| High | DLC-Thermostat | DLC-Thermostat-DI-MSHP | Medium Industrial |  | Winter Morning | % of Load | 1 | 2032 | 65535
| High | DLC-Thermostat | DLC-Thermostat-DI-MSHP | Medium Industrial |  | Winter Morning | % of Load | 0 | 2032 | 65535
| High | DLC-Thermostat | DLC-Thermostat-BYOT-MSHP | Medium Industrial |  | Winter Morning | % of Load | 1 | 2032 | 65535
| High | DLC-Thermostat | DLC-Thermostat-BYOT-MSHP | Medium Industrial |  | Winter Morning | % of Load | 0 | 2032 | 65535
| High | DLC-Thermostat | C&I Curtailment-Turnkey-Manual HVAC Control | Medium Industrial |  | Winter Morning | % of Load | 1 | 2032 | 65535
| High | DLC-Thermostat | C&I Curtailment-Turnkey-Manual HVAC Control | Medium Industrial |  | Winter Morning | % of Load | 0 | 2032 | 65535
| High | DLC-Thermostat | C&I Curtailment-Turnkey-Auto-DR HVAC Control | Medium Industrial |  | Winter Morning | % of Load | 1 | 2032 | 65535
| High | DLC-Thermostat | C&I Curtailment-Turnkey-Auto-DR HVAC Control | Medium Industrial |  | Winter Morning | % of Load | 0 | 2032 | 65535
| High | DLC-Thermostat | C&I Curtailment-Turnkey-Standard Lighting Control | Medium Industrial |  | Winter Morning | % of Load | 1 | 2032 | 65535
| High | DLC-Thermostat | C&I Curtailment-Turnkey-Standard Lighting Control | Medium Industrial |  | Winter Morning | % of Load | 0 | 2032 | 65535
| High | DLC-Thermostat | C&I Curtailment-Turnkey-Advanced Lighting Control | Medium Industrial |  | Winter Morning | % of Load | 1 | 2032 | 65535
| High | DLC-Thermostat | C&I Curtailment-Turnkey-Advanced Lighting Control | Medium Industrial |  | Winter Morning | % of Load | 0 | 2032 | 65535
| High | DLC-Thermostat | C&I Curtailment-Turnkey-Water Heating Control | Medium Industrial |  | Winter Morning | % of Load | 1 | 2032 | 65535
| High | DLC-Thermostat | C&I Curtailment-Turnkey-Water Heating Control | Medium Industrial |  | Winter Morning | % of Load | 0 | 2032 | 65535
| High | DLC-Thermostat | C&I Curtailment-Turnkey-Other | Medium Industrial |  | Winter Morning | % of Load | 1 | 2032 | 65535
| High | DLC-Thermostat | C&I Curtailment-Turnkey-Other | Medium Industrial |  | Winter Morning | % of Load | 0 | 2032 | 65535
| High | DLC-Thermostat | DLC-Switch-Water Heating | Medium Industrial |  | Winter Evening | % of Load | 1 | 2032 | 65535
| High | DLC-Thermostat | DLC-Switch-Water Heating | Medium Industrial |  | Winter Evening | % of Load | 0 | 2032 | 65535
| High | DLC-Thermostat | DLC-BYOD-Water Heating | Medium Industrial |  | Winter Evening | % of Load | 1 | 2032 | 65535
| High | DLC-Thermostat | DLC-BYOD-Water Heating | Medium Industrial |  | Winter Evening | % of Load | 0 | 2032 | 65535
| High | DLC-Thermostat | DLC-Thermostat-DI-Central Heat Pump | Medium Industrial |  | Winter Evening | % of Load | 1 | 2032 | 65535
| High | DLC-Thermostat | DLC-Thermostat-DI-Central Heat Pump | Medium Industrial |  | Winter Evening | % of Load | 0 | 2032 | 65535
| High | DLC-Thermostat | DLC-Thermostat-BYOT-Central Heat Pump | Medium Industrial |  | Winter Evening | % of Load | 1 | 2032 | 65535
| High | DLC-Thermostat | DLC-Thermostat-BYOT-Central Heat Pump | Medium Industrial |  | Winter Evening | % of Load | 0 | 2032 | 65535
| High | DLC-Thermostat | DLC-Thermostat-HVAC | Medium Industrial |  | Winter Evening | % of Load | 1 | 2032 | 65535
| High | DLC-Thermostat | DLC-Thermostat-HVAC | Medium Industrial |  | Winter Evening | % of Load | 0 | 2032 | 65535
| High | DLC-Thermostat | DLC-Thermostat-DI-Baseboard Heating | Medium Industrial |  | Winter Evening | % of Load | 1 | 2032 | 65535
| High | DLC-Thermostat | DLC-Thermostat-DI-Baseboard Heating | Medium Industrial |  | Winter Evening | % of Load | 0 | 2032 | 65535
| High | DLC-Thermostat | DLC-Thermostat-BYOT-Baseboard Heating | Medium Industrial |  | Winter Evening | % of Load | 1 | 2032 | 65535
| High | DLC-Thermostat | DLC-Thermostat-BYOT-Baseboard Heating | Medium Industrial |  | Winter Evening | % of Load | 0 | 2032 | 65535
| High | DLC-Thermostat | DLC-Thermostat-DI-MSHP | Medium Industrial |  | Winter Evening | % of Load | 1 | 2032 | 65535
| High | DLC-Thermostat | DLC-Thermostat-DI-MSHP | Medium Industrial |  | Winter Evening | % of Load | 0 | 2032 | 65535
| High | DLC-Thermostat | DLC-Thermostat-BYOT-MSHP | Medium Industrial |  | Winter Evening | % of Load | 1 | 2032 | 65535
| High | DLC-Thermostat | DLC-Thermostat-BYOT-MSHP | Medium Industrial |  | Winter Evening | % of Load | 0 | 2032 | 65535
| High | DLC-Thermostat | C&I Curtailment-Turnkey-Manual HVAC Control | Medium Industrial |  | Winter Evening | % of Load | 1 | 2032 | 65535
| High | DLC-Thermostat | C&I Curtailment-Turnkey-Manual HVAC Control | Medium Industrial |  | Winter Evening | % of Load | 0 | 2032 | 65535
| High | DLC-Thermostat | C&I Curtailment-Turnkey-Auto-DR HVAC Control | Medium Industrial |  | Winter Evening | % of Load | 1 | 2032 | 65535
| High | DLC-Thermostat | C&I Curtailment-Turnkey-Auto-DR HVAC Control | Medium Industrial |  | Winter Evening | % of Load | 0 | 2032 | 65535
| High | DLC-Thermostat | C&I Curtailment-Turnkey-Standard Lighting Control | Medium Industrial |  | Winter Evening | % of Load | 1 | 2032 | 65535
| High | DLC-Thermostat | C&I Curtailment-Turnkey-Standard Lighting Control | Medium Industrial |  | Winter Evening | % of Load | 0 | 2032 | 65535
| High | DLC-Thermostat | C&I Curtailment-Turnkey-Advanced Lighting Control | Medium Industrial |  | Winter Evening | % of Load | 1 | 2032 | 65535
| High | DLC-Thermostat | C&I Curtailment-Turnkey-Advanced Lighting Control | Medium Industrial |  | Winter Evening | % of Load | 0 | 2032 | 65535
| High | DLC-Thermostat | C&I Curtailment-Turnkey-Water Heating Control | Medium Industrial |  | Winter Evening | % of Load | 1 | 2032 | 65535
| High | DLC-Thermostat | C&I Curtailment-Turnkey-Water Heating Control | Medium Industrial |  | Winter Evening | % of Load | 0 | 2032 | 65535
| High | DLC-Thermostat | C&I Curtailment-Turnkey-Other | Medium Industrial |  | Winter Evening | % of Load | 1 | 2032 | 65535
| High | DLC-Thermostat | C&I Curtailment-Turnkey-Other | Medium Industrial |  | Winter Evening | % of Load | 0 | 2032 | 65535
| High | DLC-Thermostat | DLC-Thermostat-DI-Central Heat Pump | Residential Charitable |  | Winter Morning | % of Load | 1 | 2032 | 65535
| High | DLC-Thermostat | DLC-Thermostat-DI-Central Heat Pump | Residential Charitable |  | Winter Morning | % of Load | 0 | 2032 | 65535
| High | DLC-Thermostat | DLC-Thermostat-BYOT-Central Heat Pump | Residential Charitable |  | Winter Morning | % of Load | 1 | 2032 | 65535
| High | DLC-Thermostat | DLC-Thermostat-BYOT-Central Heat Pump | Residential Charitable |  | Winter Morning | % of Load | 0 | 2032 | 65535
| High | DLC-Thermostat | DLC-Thermostat-DI-Baseboard Heating | Residential Charitable |  | Winter Morning | % of Load | 1 | 2032 | 65535
| High | DLC-Thermostat | DLC-Thermostat-DI-Baseboard Heating | Residential Charitable |  | Winter Morning | % of Load | 0 | 2032 | 65535
| High | DLC-Thermostat | DLC-Thermostat-BYOT-Baseboard Heating | Residential Charitable |  | Winter Morning | % of Load | 1 | 2032 | 65535
| High | DLC-Thermostat | DLC-Thermostat-BYOT-Baseboard Heating | Residential Charitable |  | Winter Morning | % of Load | 0 | 2032 | 65535
| High | DLC-Thermostat | DLC-Thermostat-DI-MSHP | Residential Charitable |  | Winter Morning | % of Load | 1 | 2032 | 65535
| High | DLC-Thermostat | DLC-Thermostat-DI-MSHP | Residential Charitable |  | Winter Morning | % of Load | 0 | 2032 | 65535
| High | DLC-Thermostat | DLC-Thermostat-BYOT-MSHP | Residential Charitable |  | Winter Morning | % of Load | 1 | 2032 | 65535
| High | DLC-Thermostat | DLC-Thermostat-BYOT-MSHP | Residential Charitable |  | Winter Morning | % of Load | 0 | 2032 | 65535
| High | DLC-Thermostat | DLC-Thermostat-DI-Central Heat Pump | Residential Charitable |  | Winter Evening | % of Load | 1 | 2032 | 65535
| High | DLC-Thermostat | DLC-Thermostat-DI-Central Heat Pump | Residential Charitable |  | Winter Evening | % of Load | 0 | 2032 | 65535
| High | DLC-Thermostat | DLC-Thermostat-BYOT-Central Heat Pump | Residential Charitable |  | Winter Evening | % of Load | 1 | 2032 | 65535
| High | DLC-Thermostat | DLC-Thermostat-BYOT-Central Heat Pump | Residential Charitable |  | Winter Evening | % of Load | 0 | 2032 | 65535
| High | DLC-Thermostat | DLC-Thermostat-DI-Baseboard Heating | Residential Charitable |  | Winter Evening | % of Load | 1 | 2032 | 65535
| High | DLC-Thermostat | DLC-Thermostat-DI-Baseboard Heating | Residential Charitable |  | Winter Evening | % of Load | 0 | 2032 | 65535
| High | DLC-Thermostat | DLC-Thermostat-BYOT-Baseboard Heating | Residential Charitable |  | Winter Evening | % of Load | 1 | 2032 | 65535
| High | DLC-Thermostat | DLC-Thermostat-BYOT-Baseboard Heating | Residential Charitable |  | Winter Evening | % of Load | 0 | 2032 | 65535
| High | DLC-Thermostat | DLC-Thermostat-DI-MSHP | Residential Charitable |  | Winter Evening | % of Load | 1 | 2032 | 65535
| High | DLC-Thermostat | DLC-Thermostat-DI-MSHP | Residential Charitable |  | Winter Evening | % of Load | 0 | 2032 | 65535
| High | DLC-Thermostat | DLC-Thermostat-BYOT-MSHP | Residential Charitable |  | Winter Evening | % of Load | 1 | 2032 | 65535
| High | DLC-Thermostat | DLC-Thermostat-BYOT-MSHP | Residential Charitable |  | Winter Evening | % of Load | 0 | 2032 | 65535
| High | DLC-Water Heating | DLC-Switch-Water Heating | Small General |  | Winter Morning | % of Load | 1 | 2032 | 65535
| High | DLC-Water Heating | DLC-Switch-Water Heating | Small General |  | Winter Morning | % of Load | 0 | 2032 | 65535
| High | DLC-Water Heating | DLC-BYOD-Water Heating | Small General |  | Winter Morning | % of Load | 1 | 2032 | 65535
| High | DLC-Water Heating | DLC-BYOD-Water Heating | Small General |  | Winter Morning | % of Load | 0 | 2032 | 65535
| High | DLC-Water Heating | DLC-Thermostat-DI-Central Heat Pump | Small General |  | Winter Morning | % of Load | 1 | 2032 | 65535
| High | DLC-Water Heating | DLC-Thermostat-DI-Central Heat Pump | Small General |  | Winter Morning | % of Load | 0 | 2032 | 65535
| High | DLC-Water Heating | DLC-Thermostat-BYOT-Central Heat Pump | Small General |  | Winter Morning | % of Load | 1 | 2032 | 65535
| High | DLC-Water Heating | DLC-Thermostat-BYOT-Central Heat Pump | Small General |  | Winter Morning | % of Load | 0 | 2032 | 65535
| High | DLC-Water Heating | DLC-Thermostat-HVAC | Small General |  | Winter Morning | % of Load | 1 | 2032 | 65535
| High | DLC-Water Heating | DLC-Thermostat-HVAC | Small General |  | Winter Morning | % of Load | 0 | 2032 | 65535
| High | DLC-Water Heating | DLC-Thermostat-DI-Baseboard Heating | Small General |  | Winter Morning | % of Load | 1 | 2032 | 65535
| High | DLC-Water Heating | DLC-Thermostat-DI-Baseboard Heating | Small General |  | Winter Morning | % of Load | 0 | 2032 | 65535
| High | DLC-Water Heating | DLC-Thermostat-BYOT-Baseboard Heating | Small General |  | Winter Morning | % of Load | 1 | 2032 | 65535
| High | DLC-Water Heating | DLC-Thermostat-BYOT-Baseboard Heating | Small General |  | Winter Morning | % of Load | 0 | 2032 | 65535
| High | DLC-Water Heating | DLC-Thermostat-DI-MSHP | Small General |  | Winter Morning | % of Load | 1 | 2032 | 65535
| High | DLC-Water Heating | DLC-Thermostat-DI-MSHP | Small General |  | Winter Morning | % of Load | 0 | 2032 | 65535
| High | DLC-Water Heating | DLC-Thermostat-BYOT-MSHP | Small General |  | Winter Morning | % of Load | 1 | 2032 | 65535
| High | DLC-Water Heating | DLC-Thermostat-BYOT-MSHP | Small General |  | Winter Morning | % of Load | 0 | 2032 | 65535
| High | DLC-Water Heating | C&I Curtailment-Turnkey-Manual HVAC Control | Small General |  | Winter Morning | % of Load | 1 | 2032 | 65535
| High | DLC-Water Heating | C&I Curtailment-Turnkey-Manual HVAC Control | Small General |  | Winter Morning | % of Load | 0 | 2032 | 65535
| High | DLC-Water Heating | C&I Curtailment-Turnkey-Auto-DR HVAC Control | Small General |  | Winter Morning | % of Load | 1 | 2032 | 65535
| High | DLC-Water Heating | C&I Curtailment-Turnkey-Auto-DR HVAC Control | Small General |  | Winter Morning | % of Load | 0 | 2032 | 65535
| High | DLC-Water Heating | C&I Curtailment-Turnkey-Standard Lighting Control | Small General |  | Winter Morning | % of Load | 1 | 2032 | 65535
| High | DLC-Water Heating | C&I Curtailment-Turnkey-Standard Lighting Control | Small General |  | Winter Morning | % of Load | 0 | 2032 | 65535
| High | DLC-Water Heating | C&I Curtailment-Turnkey-Advanced Lighting Control | Small General |  | Winter Morning | % of Load | 1 | 2032 | 65535
| High | DLC-Water Heating | C&I Curtailment-Turnkey-Advanced Lighting Control | Small General |  | Winter Morning | % of Load | 0 | 2032 | 65535
| High | DLC-Water Heating | C&I Curtailment-Turnkey-Water Heating Control | Small General |  | Winter Morning | % of Load | 1 | 2032 | 65535
| High | DLC-Water Heating | C&I Curtailment-Turnkey-Water Heating Control | Small General |  | Winter Morning | % of Load | 0 | 2032 | 65535
| High | DLC-Water Heating | C&I Curtailment-Turnkey-Other | Small General |  | Winter Morning | % of Load | 1 | 2032 | 65535
| High | DLC-Water Heating | C&I Curtailment-Turnkey-Other | Small General |  | Winter Morning | % of Load | 0 | 2032 | 65535
| High | DLC-Water Heating | Dynamic Pricing with enabling tech. | Small General |  | Winter Morning | % of Load | 1 | 2032 | 65535
| High | DLC-Water Heating | Dynamic Pricing with enabling tech. | Small General |  | Winter Morning | % of Load | 0 | 2032 | 65535
| High | DLC-Water Heating | DLC-Switch-Water Heating | Small General |  | Winter Evening | % of Load | 1 | 2032 | 65535
| High | DLC-Water Heating | DLC-Switch-Water Heating | Small General |  | Winter Evening | % of Load | 0 | 2032 | 65535
| High | DLC-Water Heating | DLC-BYOD-Water Heating | Small General |  | Winter Evening | % of Load | 1 | 2032 | 65535
| High | DLC-Water Heating | DLC-BYOD-Water Heating | Small General |  | Winter Evening | % of Load | 0 | 2032 | 65535
| High | DLC-Water Heating | DLC-Thermostat-DI-Central Heat Pump | Small General |  | Winter Evening | % of Load | 1 | 2032 | 65535
| High | DLC-Water Heating | DLC-Thermostat-DI-Central Heat Pump | Small General |  | Winter Evening | % of Load | 0 | 2032 | 65535
| High | DLC-Water Heating | DLC-Thermostat-BYOT-Central Heat Pump | Small General |  | Winter Evening | % of Load | 1 | 2032 | 65535
| High | DLC-Water Heating | DLC-Thermostat-BYOT-Central Heat Pump | Small General |  | Winter Evening | % of Load | 0 | 2032 | 65535
| High | DLC-Water Heating | DLC-Thermostat-HVAC | Small General |  | Winter Evening | % of Load | 1 | 2032 | 65535
| High | DLC-Water Heating | DLC-Thermostat-HVAC | Small General |  | Winter Evening | % of Load | 0 | 2032 | 65535
| High | DLC-Water Heating | DLC-Thermostat-DI-Baseboard Heating | Small General |  | Winter Evening | % of Load | 1 | 2032 | 65535
| High | DLC-Water Heating | DLC-Thermostat-DI-Baseboard Heating | Small General |  | Winter Evening | % of Load | 0 | 2032 | 65535
| High | DLC-Water Heating | DLC-Thermostat-BYOT-Baseboard Heating | Small General |  | Winter Evening | % of Load | 1 | 2032 | 65535
| High | DLC-Water Heating | DLC-Thermostat-BYOT-Baseboard Heating | Small General |  | Winter Evening | % of Load | 0 | 2032 | 65535
| High | DLC-Water Heating | DLC-Thermostat-DI-MSHP | Small General |  | Winter Evening | % of Load | 1 | 2032 | 65535
| High | DLC-Water Heating | DLC-Thermostat-DI-MSHP | Small General |  | Winter Evening | % of Load | 0 | 2032 | 65535
| High | DLC-Water Heating | DLC-Thermostat-BYOT-MSHP | Small General |  | Winter Evening | % of Load | 1 | 2032 | 65535
| High | DLC-Water Heating | DLC-Thermostat-BYOT-MSHP | Small General |  | Winter Evening | % of Load | 0 | 2032 | 65535
| High | DLC-Water Heating | C&I Curtailment-Turnkey-Manual HVAC Control | Small General |  | Winter Evening | % of Load | 1 | 2032 | 65535
| High | DLC-Water Heating | C&I Curtailment-Turnkey-Manual HVAC Control | Small General |  | Winter Evening | % of Load | 0 | 2032 | 65535
| High | DLC-Water Heating | C&I Curtailment-Turnkey-Auto-DR HVAC Control | Small General |  | Winter Evening | % of Load | 1 | 2032 | 65535
| High | DLC-Water Heating | C&I Curtailment-Turnkey-Auto-DR HVAC Control | Small General |  | Winter Evening | % of Load | 0 | 2032 | 65535
| High | DLC-Water Heating | C&I Curtailment-Turnkey-Standard Lighting Control | Small General |  | Winter Evening | % of Load | 1 | 2032 | 65535
| High | DLC-Water Heating | C&I Curtailment-Turnkey-Standard Lighting Control | Small General |  | Winter Evening | % of Load | 0 | 2032 | 65535
| High | DLC-Water Heating | C&I Curtailment-Turnkey-Advanced Lighting Control | Small General |  | Winter Evening | % of Load | 1 | 2032 | 65535
| High | DLC-Water Heating | C&I Curtailment-Turnkey-Advanced Lighting Control | Small General |  | Winter Evening | % of Load | 0 | 2032 | 65535
| High | DLC-Water Heating | C&I Curtailment-Turnkey-Water Heating Control | Small General |  | Winter Evening | % of Load | 1 | 2032 | 65535
| High | DLC-Water Heating | C&I Curtailment-Turnkey-Water Heating Control | Small General |  | Winter Evening | % of Load | 0 | 2032 | 65535
| High | DLC-Water Heating | C&I Curtailment-Turnkey-Other | Small General |  | Winter Evening | % of Load | 1 | 2032 | 65535
| High | DLC-Water Heating | C&I Curtailment-Turnkey-Other | Small General |  | Winter Evening | % of Load | 0 | 2032 | 65535
| High | DLC-Water Heating | Dynamic Pricing with enabling tech. | Small General |  | Winter Evening | % of Load | 1 | 2032 | 65535
| High | DLC-Water Heating | Dynamic Pricing with enabling tech. | Small General |  | Winter Evening | % of Load | 0 | 2032 | 65535
| High | DLC-Water Heating | DLC-Switch-Water Heating | General |  | Winter Morning | % of Load | 1 | 2032 | 65535
| High | DLC-Water Heating | DLC-Switch-Water Heating | General |  | Winter Morning | % of Load | 0 | 2032 | 65535
| High | DLC-Water Heating | DLC-BYOD-Water Heating | General |  | Winter Morning | % of Load | 1 | 2032 | 65535
| High | DLC-Water Heating | DLC-BYOD-Water Heating | General |  | Winter Morning | % of Load | 0 | 2032 | 65535
| High | DLC-Water Heating | DLC-Thermostat-DI-Central Heat Pump | General |  | Winter Morning | % of Load | 1 | 2032 | 65535
| High | DLC-Water Heating | DLC-Thermostat-DI-Central Heat Pump | General |  | Winter Morning | % of Load | 0 | 2032 | 65535
| High | DLC-Water Heating | DLC-Thermostat-BYOT-Central Heat Pump | General |  | Winter Morning | % of Load | 1 | 2032 | 65535
| High | DLC-Water Heating | DLC-Thermostat-BYOT-Central Heat Pump | General |  | Winter Morning | % of Load | 0 | 2032 | 65535
| High | DLC-Water Heating | DLC-Thermostat-HVAC | General |  | Winter Morning | % of Load | 1 | 2032 | 65535
| High | DLC-Water Heating | DLC-Thermostat-HVAC | General |  | Winter Morning | % of Load | 0 | 2032 | 65535
| High | DLC-Water Heating | DLC-Thermostat-DI-Baseboard Heating | General |  | Winter Morning | % of Load | 1 | 2032 | 65535
| High | DLC-Water Heating | DLC-Thermostat-DI-Baseboard Heating | General |  | Winter Morning | % of Load | 0 | 2032 | 65535
| High | DLC-Water Heating | DLC-Thermostat-BYOT-Baseboard Heating | General |  | Winter Morning | % of Load | 1 | 2032 | 65535
| High | DLC-Water Heating | DLC-Thermostat-BYOT-Baseboard Heating | General |  | Winter Morning | % of Load | 0 | 2032 | 65535
| High | DLC-Water Heating | DLC-Thermostat-DI-MSHP | General |  | Winter Morning | % of Load | 1 | 2032 | 65535
| High | DLC-Water Heating | DLC-Thermostat-DI-MSHP | General |  | Winter Morning | % of Load | 0 | 2032 | 65535
| High | DLC-Water Heating | DLC-Thermostat-BYOT-MSHP | General |  | Winter Morning | % of Load | 1 | 2032 | 65535
| High | DLC-Water Heating | DLC-Thermostat-BYOT-MSHP | General |  | Winter Morning | % of Load | 0 | 2032 | 65535
| High | DLC-Water Heating | C&I Curtailment-Turnkey-Manual HVAC Control | General |  | Winter Morning | % of Load | 1 | 2032 | 65535
| High | DLC-Water Heating | C&I Curtailment-Turnkey-Manual HVAC Control | General |  | Winter Morning | % of Load | 0 | 2032 | 65535
| High | DLC-Water Heating | C&I Curtailment-Turnkey-Auto-DR HVAC Control | General |  | Winter Morning | % of Load | 1 | 2032 | 65535
| High | DLC-Water Heating | C&I Curtailment-Turnkey-Auto-DR HVAC Control | General |  | Winter Morning | % of Load | 0 | 2032 | 65535
| High | DLC-Water Heating | C&I Curtailment-Turnkey-Standard Lighting Control | General |  | Winter Morning | % of Load | 1 | 2032 | 65535
| High | DLC-Water Heating | C&I Curtailment-Turnkey-Standard Lighting Control | General |  | Winter Morning | % of Load | 0 | 2032 | 65535
| High | DLC-Water Heating | C&I Curtailment-Turnkey-Advanced Lighting Control | General |  | Winter Morning | % of Load | 1 | 2032 | 65535
| High | DLC-Water Heating | C&I Curtailment-Turnkey-Advanced Lighting Control | General |  | Winter Morning | % of Load | 0 | 2032 | 65535
| High | DLC-Water Heating | C&I Curtailment-Turnkey-Water Heating Control | General |  | Winter Morning | % of Load | 1 | 2032 | 65535
| High | DLC-Water Heating | C&I Curtailment-Turnkey-Water Heating Control | General |  | Winter Morning | % of Load | 0 | 2032 | 65535
| High | DLC-Water Heating | C&I Curtailment-Turnkey-Other | General |  | Winter Morning | % of Load | 1 | 2032 | 65535
| High | DLC-Water Heating | C&I Curtailment-Turnkey-Other | General |  | Winter Morning | % of Load | 0 | 2032 | 65535
| High | DLC-Water Heating | DLC-Switch-Water Heating | General |  | Winter Evening | % of Load | 1 | 2032 | 65535
| High | DLC-Water Heating | DLC-Switch-Water Heating | General |  | Winter Evening | % of Load | 0 | 2032 | 65535
| High | DLC-Water Heating | DLC-BYOD-Water Heating | General |  | Winter Evening | % of Load | 1 | 2032 | 65535
| High | DLC-Water Heating | DLC-BYOD-Water Heating | General |  | Winter Evening | % of Load | 0 | 2032 | 65535
| High | DLC-Water Heating | DLC-Thermostat-DI-Central Heat Pump | General |  | Winter Evening | % of Load | 1 | 2032 | 65535
| High | DLC-Water Heating | DLC-Thermostat-DI-Central Heat Pump | General |  | Winter Evening | % of Load | 0 | 2032 | 65535
| High | DLC-Water Heating | DLC-Thermostat-BYOT-Central Heat Pump | General |  | Winter Evening | % of Load | 1 | 2032 | 65535
| High | DLC-Water Heating | DLC-Thermostat-BYOT-Central Heat Pump | General |  | Winter Evening | % of Load | 0 | 2032 | 65535
| High | DLC-Water Heating | DLC-Thermostat-HVAC | General |  | Winter Evening | % of Load | 1 | 2032 | 65535
| High | DLC-Water Heating | DLC-Thermostat-HVAC | General |  | Winter Evening | % of Load | 0 | 2032 | 65535
| High | DLC-Water Heating | DLC-Thermostat-DI-Baseboard Heating | General |  | Winter Evening | % of Load | 1 | 2032 | 65535
| High | DLC-Water Heating | DLC-Thermostat-DI-Baseboard Heating | General |  | Winter Evening | % of Load | 0 | 2032 | 65535
| High | DLC-Water Heating | DLC-Thermostat-BYOT-Baseboard Heating | General |  | Winter Evening | % of Load | 1 | 2032 | 65535
| High | DLC-Water Heating | DLC-Thermostat-BYOT-Baseboard Heating | General |  | Winter Evening | % of Load | 0 | 2032 | 65535
| High | DLC-Water Heating | DLC-Thermostat-DI-MSHP | General |  | Winter Evening | % of Load | 1 | 2032 | 65535
| High | DLC-Water Heating | DLC-Thermostat-DI-MSHP | General |  | Winter Evening | % of Load | 0 | 2032 | 65535
| High | DLC-Water Heating | DLC-Thermostat-BYOT-MSHP | General |  | Winter Evening | % of Load | 1 | 2032 | 65535
| High | DLC-Water Heating | DLC-Thermostat-BYOT-MSHP | General |  | Winter Evening | % of Load | 0 | 2032 | 65535
| High | DLC-Water Heating | C&I Curtailment-Turnkey-Manual HVAC Control | General |  | Winter Evening | % of Load | 1 | 2032 | 65535
| High | DLC-Water Heating | C&I Curtailment-Turnkey-Manual HVAC Control | General |  | Winter Evening | % of Load | 0 | 2032 | 65535
| High | DLC-Water Heating | C&I Curtailment-Turnkey-Auto-DR HVAC Control | General |  | Winter Evening | % of Load | 1 | 2032 | 65535
| High | DLC-Water Heating | C&I Curtailment-Turnkey-Auto-DR HVAC Control | General |  | Winter Evening | % of Load | 0 | 2032 | 65535
| High | DLC-Water Heating | C&I Curtailment-Turnkey-Standard Lighting Control | General |  | Winter Evening | % of Load | 1 | 2032 | 65535
| High | DLC-Water Heating | C&I Curtailment-Turnkey-Standard Lighting Control | General |  | Winter Evening | % of Load | 0 | 2032 | 65535
| High | DLC-Water Heating | C&I Curtailment-Turnkey-Advanced Lighting Control | General |  | Winter Evening | % of Load | 1 | 2032 | 65535
| High | DLC-Water Heating | C&I Curtailment-Turnkey-Advanced Lighting Control | General |  | Winter Evening | % of Load | 0 | 2032 | 65535
| High | DLC-Water Heating | C&I Curtailment-Turnkey-Water Heating Control | General |  | Winter Evening | % of Load | 1 | 2032 | 65535
| High | DLC-Water Heating | C&I Curtailment-Turnkey-Water Heating Control | General |  | Winter Evening | % of Load | 0 | 2032 | 65535
| High | DLC-Water Heating | C&I Curtailment-Turnkey-Other | General |  | Winter Evening | % of Load | 1 | 2032 | 65535
| High | DLC-Water Heating | C&I Curtailment-Turnkey-Other | General |  | Winter Evening | % of Load | 0 | 2032 | 65535
| High | DLC-Water Heating | DLC-Switch-Water Heating | Small Industrial |  | Winter Morning | % of Load | 1 | 2032 | 65535
| High | DLC-Water Heating | DLC-Switch-Water Heating | Small Industrial |  | Winter Morning | % of Load | 0 | 2032 | 65535
| High | DLC-Water Heating | DLC-BYOD-Water Heating | Small Industrial |  | Winter Morning | % of Load | 1 | 2032 | 65535
| High | DLC-Water Heating | DLC-BYOD-Water Heating | Small Industrial |  | Winter Morning | % of Load | 0 | 2032 | 65535
| High | DLC-Water Heating | DLC-Thermostat-DI-Central Heat Pump | Small Industrial |  | Winter Morning | % of Load | 1 | 2032 | 65535
| High | DLC-Water Heating | DLC-Thermostat-DI-Central Heat Pump | Small Industrial |  | Winter Morning | % of Load | 0 | 2032 | 65535
| High | DLC-Water Heating | DLC-Thermostat-BYOT-Central Heat Pump | Small Industrial |  | Winter Morning | % of Load | 1 | 2032 | 65535
| High | DLC-Water Heating | DLC-Thermostat-BYOT-Central Heat Pump | Small Industrial |  | Winter Morning | % of Load | 0 | 2032 | 65535
| High | DLC-Water Heating | DLC-Thermostat-HVAC | Small Industrial |  | Winter Morning | % of Load | 1 | 2032 | 65535
| High | DLC-Water Heating | DLC-Thermostat-HVAC | Small Industrial |  | Winter Morning | % of Load | 0 | 2032 | 65535
| High | DLC-Water Heating | DLC-Thermostat-DI-Baseboard Heating | Small Industrial |  | Winter Morning | % of Load | 1 | 2032 | 65535
| High | DLC-Water Heating | DLC-Thermostat-DI-Baseboard Heating | Small Industrial |  | Winter Morning | % of Load | 0 | 2032 | 65535
| High | DLC-Water Heating | DLC-Thermostat-BYOT-Baseboard Heating | Small Industrial |  | Winter Morning | % of Load | 1 | 2032 | 65535
| High | DLC-Water Heating | DLC-Thermostat-BYOT-Baseboard Heating | Small Industrial |  | Winter Morning | % of Load | 0 | 2032 | 65535
| High | DLC-Water Heating | DLC-Thermostat-DI-MSHP | Small Industrial |  | Winter Morning | % of Load | 1 | 2032 | 65535
| High | DLC-Water Heating | DLC-Thermostat-DI-MSHP | Small Industrial |  | Winter Morning | % of Load | 0 | 2032 | 65535
| High | DLC-Water Heating | DLC-Thermostat-BYOT-MSHP | Small Industrial |  | Winter Morning | % of Load | 1 | 2032 | 65535
| High | DLC-Water Heating | DLC-Thermostat-BYOT-MSHP | Small Industrial |  | Winter Morning | % of Load | 0 | 2032 | 65535
| High | DLC-Water Heating | C&I Curtailment-Turnkey-Manual HVAC Control | Small Industrial |  | Winter Morning | % of Load | 1 | 2032 | 65535
| High | DLC-Water Heating | C&I Curtailment-Turnkey-Manual HVAC Control | Small Industrial |  | Winter Morning | % of Load | 0 | 2032 | 65535
| High | DLC-Water Heating | C&I Curtailment-Turnkey-Auto-DR HVAC Control | Small Industrial |  | Winter Morning | % of Load | 1 | 2032 | 65535
| High | DLC-Water Heating | C&I Curtailment-Turnkey-Auto-DR HVAC Control | Small Industrial |  | Winter Morning | % of Load | 0 | 2032 | 65535
| High | DLC-Water Heating | C&I Curtailment-Turnkey-Standard Lighting Control | Small Industrial |  | Winter Morning | % of Load | 1 | 2032 | 65535
| High | DLC-Water Heating | C&I Curtailment-Turnkey-Standard Lighting Control | Small Industrial |  | Winter Morning | % of Load | 0 | 2032 | 65535
| High | DLC-Water Heating | C&I Curtailment-Turnkey-Advanced Lighting Control | Small Industrial |  | Winter Morning | % of Load | 1 | 2032 | 65535
| High | DLC-Water Heating | C&I Curtailment-Turnkey-Advanced Lighting Control | Small Industrial |  | Winter Morning | % of Load | 0 | 2032 | 65535
| High | DLC-Water Heating | C&I Curtailment-Turnkey-Water Heating Control | Small Industrial |  | Winter Morning | % of Load | 1 | 2032 | 65535
| High | DLC-Water Heating | C&I Curtailment-Turnkey-Water Heating Control | Small Industrial |  | Winter Morning | % of Load | 0 | 2032 | 65535
| High | DLC-Water Heating | C&I Curtailment-Turnkey-Other | Small Industrial |  | Winter Morning | % of Load | 1 | 2032 | 65535
| High | DLC-Water Heating | C&I Curtailment-Turnkey-Other | Small Industrial |  | Winter Morning | % of Load | 0 | 2032 | 65535
| High | DLC-Water Heating | C&I Curtailment-Turnkey-Industrial | Small Industrial |  | Winter Morning | % of Load | 1 | 2032 | 65535
| High | DLC-Water Heating | C&I Curtailment-Turnkey-Industrial | Small Industrial |  | Winter Morning | % of Load | 0 | 2032 | 65535
| High | DLC-Water Heating | DLC-Switch-Water Heating | Small Industrial |  | Winter Evening | % of Load | 1 | 2032 | 65535
| High | DLC-Water Heating | DLC-Switch-Water Heating | Small Industrial |  | Winter Evening | % of Load | 0 | 2032 | 65535
| High | DLC-Water Heating | DLC-BYOD-Water Heating | Small Industrial |  | Winter Evening | % of Load | 1 | 2032 | 65535
| High | DLC-Water Heating | DLC-BYOD-Water Heating | Small Industrial |  | Winter Evening | % of Load | 0 | 2032 | 65535
| High | DLC-Water Heating | DLC-Thermostat-DI-Central Heat Pump | Small Industrial |  | Winter Evening | % of Load | 1 | 2032 | 65535
| High | DLC-Water Heating | DLC-Thermostat-DI-Central Heat Pump | Small Industrial |  | Winter Evening | % of Load | 0 | 2032 | 65535
| High | DLC-Water Heating | DLC-Thermostat-BYOT-Central Heat Pump | Small Industrial |  | Winter Evening | % of Load | 1 | 2032 | 65535
| High | DLC-Water Heating | DLC-Thermostat-BYOT-Central Heat Pump | Small Industrial |  | Winter Evening | % of Load | 0 | 2032 | 65535
| High | DLC-Water Heating | DLC-Thermostat-HVAC | Small Industrial |  | Winter Evening | % of Load | 1 | 2032 | 65535
| High | DLC-Water Heating | DLC-Thermostat-HVAC | Small Industrial |  | Winter Evening | % of Load | 0 | 2032 | 65535
| High | DLC-Water Heating | DLC-Thermostat-DI-Baseboard Heating | Small Industrial |  | Winter Evening | % of Load | 1 | 2032 | 65535
| High | DLC-Water Heating | DLC-Thermostat-DI-Baseboard Heating | Small Industrial |  | Winter Evening | % of Load | 0 | 2032 | 65535
| High | DLC-Water Heating | DLC-Thermostat-BYOT-Baseboard Heating | Small Industrial |  | Winter Evening | % of Load | 1 | 2032 | 65535
| High | DLC-Water Heating | DLC-Thermostat-BYOT-Baseboard Heating | Small Industrial |  | Winter Evening | % of Load | 0 | 2032 | 65535
| High | DLC-Water Heating | DLC-Thermostat-DI-MSHP | Small Industrial |  | Winter Evening | % of Load | 1 | 2032 | 65535
| High | DLC-Water Heating | DLC-Thermostat-DI-MSHP | Small Industrial |  | Winter Evening | % of Load | 0 | 2032 | 65535
| High | DLC-Water Heating | DLC-Thermostat-BYOT-MSHP | Small Industrial |  | Winter Evening | % of Load | 1 | 2032 | 65535
| High | DLC-Water Heating | DLC-Thermostat-BYOT-MSHP | Small Industrial |  | Winter Evening | % of Load | 0 | 2032 | 65535
| High | DLC-Water Heating | C&I Curtailment-Turnkey-Manual HVAC Control | Small Industrial |  | Winter Evening | % of Load | 1 | 2032 | 65535
| High | DLC-Water Heating | C&I Curtailment-Turnkey-Manual HVAC Control | Small Industrial |  | Winter Evening | % of Load | 0 | 2032 | 65535
| High | DLC-Water Heating | C&I Curtailment-Turnkey-Auto-DR HVAC Control | Small Industrial |  | Winter Evening | % of Load | 1 | 2032 | 65535
| High | DLC-Water Heating | C&I Curtailment-Turnkey-Auto-DR HVAC Control | Small Industrial |  | Winter Evening | % of Load | 0 | 2032 | 65535
| High | DLC-Water Heating | C&I Curtailment-Turnkey-Standard Lighting Control | Small Industrial |  | Winter Evening | % of Load | 1 | 2032 | 65535
| High | DLC-Water Heating | C&I Curtailment-Turnkey-Standard Lighting Control | Small Industrial |  | Winter Evening | % of Load | 0 | 2032 | 65535
| High | DLC-Water Heating | C&I Curtailment-Turnkey-Advanced Lighting Control | Small Industrial |  | Winter Evening | % of Load | 1 | 2032 | 65535
| High | DLC-Water Heating | C&I Curtailment-Turnkey-Advanced Lighting Control | Small Industrial |  | Winter Evening | % of Load | 0 | 2032 | 65535
| High | DLC-Water Heating | C&I Curtailment-Turnkey-Water Heating Control | Small Industrial |  | Winter Evening | % of Load | 1 | 2032 | 65535
| High | DLC-Water Heating | C&I Curtailment-Turnkey-Water Heating Control | Small Industrial |  | Winter Evening | % of Load | 0 | 2032 | 65535
| High | DLC-Water Heating | C&I Curtailment-Turnkey-Other | Small Industrial |  | Winter Evening | % of Load | 1 | 2032 | 65535
| High | DLC-Water Heating | C&I Curtailment-Turnkey-Other | Small Industrial |  | Winter Evening | % of Load | 0 | 2032 | 65535
| High | DLC-Water Heating | C&I Curtailment-Turnkey-Industrial | Small Industrial |  | Winter Evening | % of Load | 1 | 2032 | 65535
| High | DLC-Water Heating | C&I Curtailment-Turnkey-Industrial | Small Industrial |  | Winter Evening | % of Load | 0 | 2032 | 65535
| High | DLC-Water Heating | DLC-Switch-Water Heating | Medium Industrial |  | Winter Morning | % of Load | 1 | 2032 | 65535
| High | DLC-Water Heating | DLC-Switch-Water Heating | Medium Industrial |  | Winter Morning | % of Load | 0 | 2032 | 65535
| High | DLC-Water Heating | DLC-BYOD-Water Heating | Medium Industrial |  | Winter Morning | % of Load | 1 | 2032 | 65535
| High | DLC-Water Heating | DLC-BYOD-Water Heating | Medium Industrial |  | Winter Morning | % of Load | 0 | 2032 | 65535
| High | DLC-Water Heating | DLC-Thermostat-DI-Central Heat Pump | Medium Industrial |  | Winter Morning | % of Load | 1 | 2032 | 65535
| High | DLC-Water Heating | DLC-Thermostat-DI-Central Heat Pump | Medium Industrial |  | Winter Morning | % of Load | 0 | 2032 | 65535
| High | DLC-Water Heating | DLC-Thermostat-BYOT-Central Heat Pump | Medium Industrial |  | Winter Morning | % of Load | 1 | 2032 | 65535
| High | DLC-Water Heating | DLC-Thermostat-BYOT-Central Heat Pump | Medium Industrial |  | Winter Morning | % of Load | 0 | 2032 | 65535
| High | DLC-Water Heating | DLC-Thermostat-HVAC | Medium Industrial |  | Winter Morning | % of Load | 1 | 2032 | 65535
| High | DLC-Water Heating | DLC-Thermostat-HVAC | Medium Industrial |  | Winter Morning | % of Load | 0 | 2032 | 65535
| High | DLC-Water Heating | DLC-Thermostat-DI-Baseboard Heating | Medium Industrial |  | Winter Morning | % of Load | 1 | 2032 | 65535
| High | DLC-Water Heating | DLC-Thermostat-DI-Baseboard Heating | Medium Industrial |  | Winter Morning | % of Load | 0 | 2032 | 65535
| High | DLC-Water Heating | DLC-Thermostat-BYOT-Baseboard Heating | Medium Industrial |  | Winter Morning | % of Load | 1 | 2032 | 65535
| High | DLC-Water Heating | DLC-Thermostat-BYOT-Baseboard Heating | Medium Industrial |  | Winter Morning | % of Load | 0 | 2032 | 65535
| High | DLC-Water Heating | DLC-Thermostat-DI-MSHP | Medium Industrial |  | Winter Morning | % of Load | 1 | 2032 | 65535
| High | DLC-Water Heating | DLC-Thermostat-DI-MSHP | Medium Industrial |  | Winter Morning | % of Load | 0 | 2032 | 65535
| High | DLC-Water Heating | DLC-Thermostat-BYOT-MSHP | Medium Industrial |  | Winter Morning | % of Load | 1 | 2032 | 65535
| High | DLC-Water Heating | DLC-Thermostat-BYOT-MSHP | Medium Industrial |  | Winter Morning | % of Load | 0 | 2032 | 65535
| High | DLC-Water Heating | C&I Curtailment-Turnkey-Manual HVAC Control | Medium Industrial |  | Winter Morning | % of Load | 1 | 2032 | 65535
| High | DLC-Water Heating | C&I Curtailment-Turnkey-Manual HVAC Control | Medium Industrial |  | Winter Morning | % of Load | 0 | 2032 | 65535
| High | DLC-Water Heating | C&I Curtailment-Turnkey-Auto-DR HVAC Control | Medium Industrial |  | Winter Morning | % of Load | 1 | 2032 | 65535
| High | DLC-Water Heating | C&I Curtailment-Turnkey-Auto-DR HVAC Control | Medium Industrial |  | Winter Morning | % of Load | 0 | 2032 | 65535
| High | DLC-Water Heating | C&I Curtailment-Turnkey-Standard Lighting Control | Medium Industrial |  | Winter Morning | % of Load | 1 | 2032 | 65535
| High | DLC-Water Heating | C&I Curtailment-Turnkey-Standard Lighting Control | Medium Industrial |  | Winter Morning | % of Load | 0 | 2032 | 65535
| High | DLC-Water Heating | C&I Curtailment-Turnkey-Advanced Lighting Control | Medium Industrial |  | Winter Morning | % of Load | 1 | 2032 | 65535
| High | DLC-Water Heating | C&I Curtailment-Turnkey-Advanced Lighting Control | Medium Industrial |  | Winter Morning | % of Load | 0 | 2032 | 65535
| High | DLC-Water Heating | C&I Curtailment-Turnkey-Water Heating Control | Medium Industrial |  | Winter Morning | % of Load | 1 | 2032 | 65535
| High | DLC-Water Heating | C&I Curtailment-Turnkey-Water Heating Control | Medium Industrial |  | Winter Morning | % of Load | 0 | 2032 | 65535
| High | DLC-Water Heating | C&I Curtailment-Turnkey-Other | Medium Industrial |  | Winter Morning | % of Load | 1 | 2032 | 65535
| High | DLC-Water Heating | C&I Curtailment-Turnkey-Other | Medium Industrial |  | Winter Morning | % of Load | 0 | 2032 | 65535
| High | DLC-Water Heating | DLC-Switch-Water Heating | Medium Industrial |  | Winter Evening | % of Load | 1 | 2032 | 65535
| High | DLC-Water Heating | DLC-Switch-Water Heating | Medium Industrial |  | Winter Evening | % of Load | 0 | 2032 | 65535
| High | DLC-Water Heating | DLC-BYOD-Water Heating | Medium Industrial |  | Winter Evening | % of Load | 1 | 2032 | 65535
| High | DLC-Water Heating | DLC-BYOD-Water Heating | Medium Industrial |  | Winter Evening | % of Load | 0 | 2032 | 65535
| High | DLC-Water Heating | DLC-Thermostat-DI-Central Heat Pump | Medium Industrial |  | Winter Evening | % of Load | 1 | 2032 | 65535
| High | DLC-Water Heating | DLC-Thermostat-DI-Central Heat Pump | Medium Industrial |  | Winter Evening | % of Load | 0 | 2032 | 65535
| High | DLC-Water Heating | DLC-Thermostat-BYOT-Central Heat Pump | Medium Industrial |  | Winter Evening | % of Load | 1 | 2032 | 65535
| High | DLC-Water Heating | DLC-Thermostat-BYOT-Central Heat Pump | Medium Industrial |  | Winter Evening | % of Load | 0 | 2032 | 65535
| High | DLC-Water Heating | DLC-Thermostat-HVAC | Medium Industrial |  | Winter Evening | % of Load | 1 | 2032 | 65535
| High | DLC-Water Heating | DLC-Thermostat-HVAC | Medium Industrial |  | Winter Evening | % of Load | 0 | 2032 | 65535
| High | DLC-Water Heating | DLC-Thermostat-DI-Baseboard Heating | Medium Industrial |  | Winter Evening | % of Load | 1 | 2032 | 65535
| High | DLC-Water Heating | DLC-Thermostat-DI-Baseboard Heating | Medium Industrial |  | Winter Evening | % of Load | 0 | 2032 | 65535
| High | DLC-Water Heating | DLC-Thermostat-BYOT-Baseboard Heating | Medium Industrial |  | Winter Evening | % of Load | 1 | 2032 | 65535
| High | DLC-Water Heating | DLC-Thermostat-BYOT-Baseboard Heating | Medium Industrial |  | Winter Evening | % of Load | 0 | 2032 | 65535
| High | DLC-Water Heating | DLC-Thermostat-DI-MSHP | Medium Industrial |  | Winter Evening | % of Load | 1 | 2032 | 65535
| High | DLC-Water Heating | DLC-Thermostat-DI-MSHP | Medium Industrial |  | Winter Evening | % of Load | 0 | 2032 | 65535
| High | DLC-Water Heating | DLC-Thermostat-BYOT-MSHP | Medium Industrial |  | Winter Evening | % of Load | 1 | 2032 | 65535
| High | DLC-Water Heating | DLC-Thermostat-BYOT-MSHP | Medium Industrial |  | Winter Evening | % of Load | 0 | 2032 | 65535
| High | DLC-Water Heating | C&I Curtailment-Turnkey-Manual HVAC Control | Medium Industrial |  | Winter Evening | % of Load | 1 | 2032 | 65535
| High | DLC-Water Heating | C&I Curtailment-Turnkey-Manual HVAC Control | Medium Industrial |  | Winter Evening | % of Load | 0 | 2032 | 65535
| High | DLC-Water Heating | C&I Curtailment-Turnkey-Auto-DR HVAC Control | Medium Industrial |  | Winter Evening | % of Load | 1 | 2032 | 65535
| High | DLC-Water Heating | C&I Curtailment-Turnkey-Auto-DR HVAC Control | Medium Industrial |  | Winter Evening | % of Load | 0 | 2032 | 65535
| High | DLC-Water Heating | C&I Curtailment-Turnkey-Standard Lighting Control | Medium Industrial |  | Winter Evening | % of Load | 1 | 2032 | 65535
| High | DLC-Water Heating | C&I Curtailment-Turnkey-Standard Lighting Control | Medium Industrial |  | Winter Evening | % of Load | 0 | 2032 | 65535
| High | DLC-Water Heating | C&I Curtailment-Turnkey-Advanced Lighting Control | Medium Industrial |  | Winter Evening | % of Load | 1 | 2032 | 65535
| High | DLC-Water Heating | C&I Curtailment-Turnkey-Advanced Lighting Control | Medium Industrial |  | Winter Evening | % of Load | 0 | 2032 | 65535
| High | DLC-Water Heating | C&I Curtailment-Turnkey-Water Heating Control | Medium Industrial |  | Winter Evening | % of Load | 1 | 2032 | 65535
| High | DLC-Water Heating | C&I Curtailment-Turnkey-Water Heating Control | Medium Industrial |  | Winter Evening | % of Load | 0 | 2032 | 65535
| High | DLC-Water Heating | C&I Curtailment-Turnkey-Other | Medium Industrial |  | Winter Evening | % of Load | 1 | 2032 | 65535
| High | DLC-Water Heating | C&I Curtailment-Turnkey-Other | Medium Industrial |  | Winter Evening | % of Load | 0 | 2032 | 65535
| High | DLC-Water Heating | DLC-Switch-Water Heating | Residential Charitable |  | Winter Morning | % of Load | 1 | 2032 | 65535
| High | DLC-Water Heating | DLC-Switch-Water Heating | Residential Charitable |  | Winter Morning | % of Load | 0 | 2032 | 65535
| High | DLC-Water Heating | DLC-BYOD-Water Heating | Residential Charitable |  | Winter Morning | % of Load | 1 | 2032 | 65535
| High | DLC-Water Heating | DLC-BYOD-Water Heating | Residential Charitable |  | Winter Morning | % of Load | 0 | 2032 | 65535
| High | DLC-Water Heating | DLC-Switch-Water Heating | Residential Charitable |  | Winter Evening | % of Load | 1 | 2032 | 65535
| High | DLC-Water Heating | DLC-Switch-Water Heating | Residential Charitable |  | Winter Evening | % of Load | 0 | 2032 | 65535
| High | DLC-Water Heating | DLC-BYOD-Water Heating | Residential Charitable |  | Winter Evening | % of Load | 1 | 2032 | 65535
| High | DLC-Water Heating | DLC-BYOD-Water Heating | Residential Charitable |  | Winter Evening | % of Load | 0 | 2032 | 65535
| High | C&I Curtailment | DLC-Switch-Water Heating | Small General |  | Winter Morning | % of Load | 1 | 2032 | 65535
| High | C&I Curtailment | DLC-Switch-Water Heating | Small General |  | Winter Morning | % of Load | 0 | 2032 | 65535
| High | C&I Curtailment | DLC-BYOD-Water Heating | Small General |  | Winter Morning | % of Load | 1 | 2032 | 65535
| High | C&I Curtailment | DLC-BYOD-Water Heating | Small General |  | Winter Morning | % of Load | 0 | 2032 | 65535
| High | C&I Curtailment | DLC-Thermostat-DI-Central Heat Pump | Small General |  | Winter Morning | % of Load | 1 | 2032 | 65535
| High | C&I Curtailment | DLC-Thermostat-DI-Central Heat Pump | Small General |  | Winter Morning | % of Load | 0 | 2032 | 65535
| High | C&I Curtailment | DLC-Thermostat-BYOT-Central Heat Pump | Small General |  | Winter Morning | % of Load | 1 | 2032 | 65535
| High | C&I Curtailment | DLC-Thermostat-BYOT-Central Heat Pump | Small General |  | Winter Morning | % of Load | 0 | 2032 | 65535
| High | C&I Curtailment | DLC-Thermostat-HVAC | Small General |  | Winter Morning | % of Load | 1 | 2032 | 65535
| High | C&I Curtailment | DLC-Thermostat-HVAC | Small General |  | Winter Morning | % of Load | 0 | 2032 | 65535
| High | C&I Curtailment | DLC-Thermostat-DI-Baseboard Heating | Small General |  | Winter Morning | % of Load | 1 | 2032 | 65535
| High | C&I Curtailment | DLC-Thermostat-DI-Baseboard Heating | Small General |  | Winter Morning | % of Load | 0 | 2032 | 65535
| High | C&I Curtailment | DLC-Thermostat-BYOT-Baseboard Heating | Small General |  | Winter Morning | % of Load | 1 | 2032 | 65535
| High | C&I Curtailment | DLC-Thermostat-BYOT-Baseboard Heating | Small General |  | Winter Morning | % of Load | 0 | 2032 | 65535
| High | C&I Curtailment | DLC-Thermostat-DI-MSHP | Small General |  | Winter Morning | % of Load | 1 | 2032 | 65535
| High | C&I Curtailment | DLC-Thermostat-DI-MSHP | Small General |  | Winter Morning | % of Load | 0 | 2032 | 65535
| High | C&I Curtailment | DLC-Thermostat-BYOT-MSHP | Small General |  | Winter Morning | % of Load | 1 | 2032 | 65535
| High | C&I Curtailment | DLC-Thermostat-BYOT-MSHP | Small General |  | Winter Morning | % of Load | 0 | 2032 | 65535
| High | C&I Curtailment | C&I Curtailment-Turnkey-Manual HVAC Control | Small General |  | Winter Morning | % of Load | 1 | 2032 | 65535
| High | C&I Curtailment | C&I Curtailment-Turnkey-Manual HVAC Control | Small General |  | Winter Morning | % of Load | 0 | 2032 | 65535
| High | C&I Curtailment | C&I Curtailment-Turnkey-Auto-DR HVAC Control | Small General |  | Winter Morning | % of Load | 1 | 2032 | 65535
| High | C&I Curtailment | C&I Curtailment-Turnkey-Auto-DR HVAC Control | Small General |  | Winter Morning | % of Load | 0 | 2032 | 65535
| High | C&I Curtailment | C&I Curtailment-Turnkey-Standard Lighting Control | Small General |  | Winter Morning | % of Load | 1 | 2032 | 65535
| High | C&I Curtailment | C&I Curtailment-Turnkey-Standard Lighting Control | Small General |  | Winter Morning | % of Load | 0 | 2032 | 65535
| High | C&I Curtailment | C&I Curtailment-Turnkey-Advanced Lighting Control | Small General |  | Winter Morning | % of Load | 1 | 2032 | 65535
| High | C&I Curtailment | C&I Curtailment-Turnkey-Advanced Lighting Control | Small General |  | Winter Morning | % of Load | 0 | 2032 | 65535
| High | C&I Curtailment | C&I Curtailment-Turnkey-Water Heating Control | Small General |  | Winter Morning | % of Load | 1 | 2032 | 65535
| High | C&I Curtailment | C&I Curtailment-Turnkey-Water Heating Control | Small General |  | Winter Morning | % of Load | 0 | 2032 | 65535
| High | C&I Curtailment | C&I Curtailment-Turnkey-Other | Small General |  | Winter Morning | % of Load | 1 | 2032 | 65535
| High | C&I Curtailment | C&I Curtailment-Turnkey-Other | Small General |  | Winter Morning | % of Load | 0 | 2032 | 65535
| High | C&I Curtailment | Dynamic Pricing with enabling tech. | Small General |  | Winter Morning | % of Load | 1 | 2032 | 65535
| High | C&I Curtailment | Dynamic Pricing with enabling tech. | Small General |  | Winter Morning | % of Load | 0 | 2032 | 65535
| High | C&I Curtailment | DLC-Switch-Water Heating | Small General |  | Winter Evening | % of Load | 1 | 2032 | 65535
| High | C&I Curtailment | DLC-Switch-Water Heating | Small General |  | Winter Evening | % of Load | 0 | 2032 | 65535
| High | C&I Curtailment | DLC-BYOD-Water Heating | Small General |  | Winter Evening | % of Load | 1 | 2032 | 65535
| High | C&I Curtailment | DLC-BYOD-Water Heating | Small General |  | Winter Evening | % of Load | 0 | 2032 | 65535
| High | C&I Curtailment | DLC-Thermostat-DI-Central Heat Pump | Small General |  | Winter Evening | % of Load | 1 | 2032 | 65535
| High | C&I Curtailment | DLC-Thermostat-DI-Central Heat Pump | Small General |  | Winter Evening | % of Load | 0 | 2032 | 65535
| High | C&I Curtailment | DLC-Thermostat-BYOT-Central Heat Pump | Small General |  | Winter Evening | % of Load | 1 | 2032 | 65535
| High | C&I Curtailment | DLC-Thermostat-BYOT-Central Heat Pump | Small General |  | Winter Evening | % of Load | 0 | 2032 | 65535
| High | C&I Curtailment | DLC-Thermostat-HVAC | Small General |  | Winter Evening | % of Load | 1 | 2032 | 65535
| High | C&I Curtailment | DLC-Thermostat-HVAC | Small General |  | Winter Evening | % of Load | 0 | 2032 | 65535
| High | C&I Curtailment | DLC-Thermostat-DI-Baseboard Heating | Small General |  | Winter Evening | % of Load | 1 | 2032 | 65535
| High | C&I Curtailment | DLC-Thermostat-DI-Baseboard Heating | Small General |  | Winter Evening | % of Load | 0 | 2032 | 65535
| High | C&I Curtailment | DLC-Thermostat-BYOT-Baseboard Heating | Small General |  | Winter Evening | % of Load | 1 | 2032 | 65535
| High | C&I Curtailment | DLC-Thermostat-BYOT-Baseboard Heating | Small General |  | Winter Evening | % of Load | 0 | 2032 | 65535
| High | C&I Curtailment | DLC-Thermostat-DI-MSHP | Small General |  | Winter Evening | % of Load | 1 | 2032 | 65535
| High | C&I Curtailment | DLC-Thermostat-DI-MSHP | Small General |  | Winter Evening | % of Load | 0 | 2032 | 65535
| High | C&I Curtailment | DLC-Thermostat-BYOT-MSHP | Small General |  | Winter Evening | % of Load | 1 | 2032 | 65535
| High | C&I Curtailment | DLC-Thermostat-BYOT-MSHP | Small General |  | Winter Evening | % of Load | 0 | 2032 | 65535
| High | C&I Curtailment | C&I Curtailment-Turnkey-Manual HVAC Control | Small General |  | Winter Evening | % of Load | 1 | 2032 | 65535
| High | C&I Curtailment | C&I Curtailment-Turnkey-Manual HVAC Control | Small General |  | Winter Evening | % of Load | 0 | 2032 | 65535
| High | C&I Curtailment | C&I Curtailment-Turnkey-Auto-DR HVAC Control | Small General |  | Winter Evening | % of Load | 1 | 2032 | 65535
| High | C&I Curtailment | C&I Curtailment-Turnkey-Auto-DR HVAC Control | Small General |  | Winter Evening | % of Load | 0 | 2032 | 65535
| High | C&I Curtailment | C&I Curtailment-Turnkey-Standard Lighting Control | Small General |  | Winter Evening | % of Load | 1 | 2032 | 65535
| High | C&I Curtailment | C&I Curtailment-Turnkey-Standard Lighting Control | Small General |  | Winter Evening | % of Load | 0 | 2032 | 65535
| High | C&I Curtailment | C&I Curtailment-Turnkey-Advanced Lighting Control | Small General |  | Winter Evening | % of Load | 1 | 2032 | 65535
| High | C&I Curtailment | C&I Curtailment-Turnkey-Advanced Lighting Control | Small General |  | Winter Evening | % of Load | 0 | 2032 | 65535
| High | C&I Curtailment | C&I Curtailment-Turnkey-Water Heating Control | Small General |  | Winter Evening | % of Load | 1 | 2032 | 65535
| High | C&I Curtailment | C&I Curtailment-Turnkey-Water Heating Control | Small General |  | Winter Evening | % of Load | 0 | 2032 | 65535
| High | C&I Curtailment | C&I Curtailment-Turnkey-Other | Small General |  | Winter Evening | % of Load | 1 | 2032 | 65535
| High | C&I Curtailment | C&I Curtailment-Turnkey-Other | Small General |  | Winter Evening | % of Load | 0 | 2032 | 65535
| High | C&I Curtailment | Dynamic Pricing with enabling tech. | Small General |  | Winter Evening | % of Load | 1 | 2032 | 65535
| High | C&I Curtailment | Dynamic Pricing with enabling tech. | Small General |  | Winter Evening | % of Load | 0 | 2032 | 65535
| High | C&I Curtailment | DLC-Switch-Water Heating | General |  | Winter Morning | % of Load | 1 | 2032 | 65535
| High | C&I Curtailment | DLC-Switch-Water Heating | General |  | Winter Morning | % of Load | 0 | 2032 | 65535
| High | C&I Curtailment | DLC-BYOD-Water Heating | General |  | Winter Morning | % of Load | 1 | 2032 | 65535
| High | C&I Curtailment | DLC-BYOD-Water Heating | General |  | Winter Morning | % of Load | 0 | 2032 | 65535
| High | C&I Curtailment | DLC-Thermostat-DI-Central Heat Pump | General |  | Winter Morning | % of Load | 1 | 2032 | 65535
| High | C&I Curtailment | DLC-Thermostat-DI-Central Heat Pump | General |  | Winter Morning | % of Load | 0 | 2032 | 65535
| High | C&I Curtailment | DLC-Thermostat-BYOT-Central Heat Pump | General |  | Winter Morning | % of Load | 1 | 2032 | 65535
| High | C&I Curtailment | DLC-Thermostat-BYOT-Central Heat Pump | General |  | Winter Morning | % of Load | 0 | 2032 | 65535
| High | C&I Curtailment | DLC-Thermostat-HVAC | General |  | Winter Morning | % of Load | 1 | 2032 | 65535
| High | C&I Curtailment | DLC-Thermostat-HVAC | General |  | Winter Morning | % of Load | 0 | 2032 | 65535
| High | C&I Curtailment | DLC-Thermostat-DI-Baseboard Heating | General |  | Winter Morning | % of Load | 1 | 2032 | 65535
| High | C&I Curtailment | DLC-Thermostat-DI-Baseboard Heating | General |  | Winter Morning | % of Load | 0 | 2032 | 65535
| High | C&I Curtailment | DLC-Thermostat-BYOT-Baseboard Heating | General |  | Winter Morning | % of Load | 1 | 2032 | 65535
| High | C&I Curtailment | DLC-Thermostat-BYOT-Baseboard Heating | General |  | Winter Morning | % of Load | 0 | 2032 | 65535
| High | C&I Curtailment | DLC-Thermostat-DI-MSHP | General |  | Winter Morning | % of Load | 1 | 2032 | 65535
| High | C&I Curtailment | DLC-Thermostat-DI-MSHP | General |  | Winter Morning | % of Load | 0 | 2032 | 65535
| High | C&I Curtailment | DLC-Thermostat-BYOT-MSHP | General |  | Winter Morning | % of Load | 1 | 2032 | 65535
| High | C&I Curtailment | DLC-Thermostat-BYOT-MSHP | General |  | Winter Morning | % of Load | 0 | 2032 | 65535
| High | C&I Curtailment | C&I Curtailment-Turnkey-Manual HVAC Control | General |  | Winter Morning | % of Load | 1 | 2032 | 65535
| High | C&I Curtailment | C&I Curtailment-Turnkey-Manual HVAC Control | General |  | Winter Morning | % of Load | 0 | 2032 | 65535
| High | C&I Curtailment | C&I Curtailment-Turnkey-Auto-DR HVAC Control | General |  | Winter Morning | % of Load | 1 | 2032 | 65535
| High | C&I Curtailment | C&I Curtailment-Turnkey-Auto-DR HVAC Control | General |  | Winter Morning | % of Load | 0 | 2032 | 65535
| High | C&I Curtailment | C&I Curtailment-Turnkey-Standard Lighting Control | General |  | Winter Morning | % of Load | 1 | 2032 | 65535
| High | C&I Curtailment | C&I Curtailment-Turnkey-Standard Lighting Control | General |  | Winter Morning | % of Load | 0 | 2032 | 65535
| High | C&I Curtailment | C&I Curtailment-Turnkey-Advanced Lighting Control | General |  | Winter Morning | % of Load | 1 | 2032 | 65535
| High | C&I Curtailment | C&I Curtailment-Turnkey-Advanced Lighting Control | General |  | Winter Morning | % of Load | 0 | 2032 | 65535
| High | C&I Curtailment | C&I Curtailment-Turnkey-Water Heating Control | General |  | Winter Morning | % of Load | 1 | 2032 | 65535
| High | C&I Curtailment | C&I Curtailment-Turnkey-Water Heating Control | General |  | Winter Morning | % of Load | 0 | 2032 | 65535
| High | C&I Curtailment | C&I Curtailment-Turnkey-Other | General |  | Winter Morning | % of Load | 1 | 2032 | 65535
| High | C&I Curtailment | C&I Curtailment-Turnkey-Other | General |  | Winter Morning | % of Load | 0 | 2032 | 65535
| High | C&I Curtailment | DLC-Switch-Water Heating | General |  | Winter Evening | % of Load | 1 | 2032 | 65535
| High | C&I Curtailment | DLC-Switch-Water Heating | General |  | Winter Evening | % of Load | 0 | 2032 | 65535
| High | C&I Curtailment | DLC-BYOD-Water Heating | General |  | Winter Evening | % of Load | 1 | 2032 | 65535
| High | C&I Curtailment | DLC-BYOD-Water Heating | General |  | Winter Evening | % of Load | 0 | 2032 | 65535
| High | C&I Curtailment | DLC-Thermostat-DI-Central Heat Pump | General |  | Winter Evening | % of Load | 1 | 2032 | 65535
| High | C&I Curtailment | DLC-Thermostat-DI-Central Heat Pump | General |  | Winter Evening | % of Load | 0 | 2032 | 65535
| High | C&I Curtailment | DLC-Thermostat-BYOT-Central Heat Pump | General |  | Winter Evening | % of Load | 1 | 2032 | 65535
| High | C&I Curtailment | DLC-Thermostat-BYOT-Central Heat Pump | General |  | Winter Evening | % of Load | 0 | 2032 | 65535
| High | C&I Curtailment | DLC-Thermostat-HVAC | General |  | Winter Evening | % of Load | 1 | 2032 | 65535
| High | C&I Curtailment | DLC-Thermostat-HVAC | General |  | Winter Evening | % of Load | 0 | 2032 | 65535
| High | C&I Curtailment | DLC-Thermostat-DI-Baseboard Heating | General |  | Winter Evening | % of Load | 1 | 2032 | 65535
| High | C&I Curtailment | DLC-Thermostat-DI-Baseboard Heating | General |  | Winter Evening | % of Load | 0 | 2032 | 65535
| High | C&I Curtailment | DLC-Thermostat-BYOT-Baseboard Heating | General |  | Winter Evening | % of Load | 1 | 2032 | 65535
| High | C&I Curtailment | DLC-Thermostat-BYOT-Baseboard Heating | General |  | Winter Evening | % of Load | 0 | 2032 | 65535
| High | C&I Curtailment | DLC-Thermostat-DI-MSHP | General |  | Winter Evening | % of Load | 1 | 2032 | 65535
| High | C&I Curtailment | DLC-Thermostat-DI-MSHP | General |  | Winter Evening | % of Load | 0 | 2032 | 65535
| High | C&I Curtailment | DLC-Thermostat-BYOT-MSHP | General |  | Winter Evening | % of Load | 1 | 2032 | 65535
| High | C&I Curtailment | DLC-Thermostat-BYOT-MSHP | General |  | Winter Evening | % of Load | 0 | 2032 | 65535
| High | C&I Curtailment | C&I Curtailment-Turnkey-Manual HVAC Control | General |  | Winter Evening | % of Load | 1 | 2032 | 65535
| High | C&I Curtailment | C&I Curtailment-Turnkey-Manual HVAC Control | General |  | Winter Evening | % of Load | 0 | 2032 | 65535
| High | C&I Curtailment | C&I Curtailment-Turnkey-Auto-DR HVAC Control | General |  | Winter Evening | % of Load | 1 | 2032 | 65535
| High | C&I Curtailment | C&I Curtailment-Turnkey-Auto-DR HVAC Control | General |  | Winter Evening | % of Load | 0 | 2032 | 65535
| High | C&I Curtailment | C&I Curtailment-Turnkey-Standard Lighting Control | General |  | Winter Evening | % of Load | 1 | 2032 | 65535
| High | C&I Curtailment | C&I Curtailment-Turnkey-Standard Lighting Control | General |  | Winter Evening | % of Load | 0 | 2032 | 65535
| High | C&I Curtailment | C&I Curtailment-Turnkey-Advanced Lighting Control | General |  | Winter Evening | % of Load | 1 | 2032 | 65535
| High | C&I Curtailment | C&I Curtailment-Turnkey-Advanced Lighting Control | General |  | Winter Evening | % of Load | 0 | 2032 | 65535
| High | C&I Curtailment | C&I Curtailment-Turnkey-Water Heating Control | General |  | Winter Evening | % of Load | 1 | 2032 | 65535
| High | C&I Curtailment | C&I Curtailment-Turnkey-Water Heating Control | General |  | Winter Evening | % of Load | 0 | 2032 | 65535
| High | C&I Curtailment | C&I Curtailment-Turnkey-Other | General |  | Winter Evening | % of Load | 1 | 2032 | 65535
| High | C&I Curtailment | C&I Curtailment-Turnkey-Other | General |  | Winter Evening | % of Load | 0 | 2032 | 65535
| High | C&I Curtailment | C&I Curtailment-Turnkey-Manual HVAC Control | Large General |  | Winter Morning | % of Load | 1 | 2032 | 65535
| High | C&I Curtailment | C&I Curtailment-Turnkey-Manual HVAC Control | Large General |  | Winter Morning | % of Load | 0 | 2032 | 65535
| High | C&I Curtailment | C&I Curtailment-Turnkey-Auto-DR HVAC Control | Large General |  | Winter Morning | % of Load | 1 | 2032 | 65535
| High | C&I Curtailment | C&I Curtailment-Turnkey-Auto-DR HVAC Control | Large General |  | Winter Morning | % of Load | 0 | 2032 | 65535
| High | C&I Curtailment | C&I Curtailment-Turnkey-Standard Lighting Control | Large General |  | Winter Morning | % of Load | 1 | 2032 | 65535
| High | C&I Curtailment | C&I Curtailment-Turnkey-Standard Lighting Control | Large General |  | Winter Morning | % of Load | 0 | 2032 | 65535
| High | C&I Curtailment | C&I Curtailment-Turnkey-Water Heating Control | Large General |  | Winter Morning | % of Load | 1 | 2032 | 65535
| High | C&I Curtailment | C&I Curtailment-Turnkey-Water Heating Control | Large General |  | Winter Morning | % of Load | 0 | 2032 | 65535
| High | C&I Curtailment | C&I Curtailment-Turnkey-Other | Large General |  | Winter Morning | % of Load | 1 | 2032 | 65535
| High | C&I Curtailment | C&I Curtailment-Turnkey-Other | Large General |  | Winter Morning | % of Load | 0 | 2032 | 65535
| High | C&I Curtailment | C&I Curtailment-Turnkey-Manual HVAC Control | Large General |  | Winter Evening | % of Load | 1 | 2032 | 65535
| High | C&I Curtailment | C&I Curtailment-Turnkey-Manual HVAC Control | Large General |  | Winter Evening | % of Load | 0 | 2032 | 65535
| High | C&I Curtailment | C&I Curtailment-Turnkey-Auto-DR HVAC Control | Large General |  | Winter Evening | % of Load | 1 | 2032 | 65535
| High | C&I Curtailment | C&I Curtailment-Turnkey-Auto-DR HVAC Control | Large General |  | Winter Evening | % of Load | 0 | 2032 | 65535
| High | C&I Curtailment | C&I Curtailment-Turnkey-Standard Lighting Control | Large General |  | Winter Evening | % of Load | 1 | 2032 | 65535
| High | C&I Curtailment | C&I Curtailment-Turnkey-Standard Lighting Control | Large General |  | Winter Evening | % of Load | 0 | 2032 | 65535
| High | C&I Curtailment | C&I Curtailment-Turnkey-Water Heating Control | Large General |  | Winter Evening | % of Load | 1 | 2032 | 65535
| High | C&I Curtailment | C&I Curtailment-Turnkey-Water Heating Control | Large General |  | Winter Evening | % of Load | 0 | 2032 | 65535
| High | C&I Curtailment | C&I Curtailment-Turnkey-Other | Large General |  | Winter Evening | % of Load | 1 | 2032 | 65535
| High | C&I Curtailment | C&I Curtailment-Turnkey-Other | Large General |  | Winter Evening | % of Load | 0 | 2032 | 65535
| High | C&I Curtailment | DLC-Switch-Water Heating | Small Industrial |  | Winter Morning | % of Load | 1 | 2032 | 65535
| High | C&I Curtailment | DLC-Switch-Water Heating | Small Industrial |  | Winter Morning | % of Load | 0 | 2032 | 65535
| High | C&I Curtailment | DLC-BYOD-Water Heating | Small Industrial |  | Winter Morning | % of Load | 1 | 2032 | 65535
| High | C&I Curtailment | DLC-BYOD-Water Heating | Small Industrial |  | Winter Morning | % of Load | 0 | 2032 | 65535
| High | C&I Curtailment | DLC-Thermostat-DI-Central Heat Pump | Small Industrial |  | Winter Morning | % of Load | 1 | 2032 | 65535
| High | C&I Curtailment | DLC-Thermostat-DI-Central Heat Pump | Small Industrial |  | Winter Morning | % of Load | 0 | 2032 | 65535
| High | C&I Curtailment | DLC-Thermostat-BYOT-Central Heat Pump | Small Industrial |  | Winter Morning | % of Load | 1 | 2032 | 65535
| High | C&I Curtailment | DLC-Thermostat-BYOT-Central Heat Pump | Small Industrial |  | Winter Morning | % of Load | 0 | 2032 | 65535
| High | C&I Curtailment | DLC-Thermostat-HVAC | Small Industrial |  | Winter Morning | % of Load | 1 | 2032 | 65535
| High | C&I Curtailment | DLC-Thermostat-HVAC | Small Industrial |  | Winter Morning | % of Load | 0 | 2032 | 65535
| High | C&I Curtailment | DLC-Thermostat-DI-Baseboard Heating | Small Industrial |  | Winter Morning | % of Load | 1 | 2032 | 65535
| High | C&I Curtailment | DLC-Thermostat-DI-Baseboard Heating | Small Industrial |  | Winter Morning | % of Load | 0 | 2032 | 65535
| High | C&I Curtailment | DLC-Thermostat-BYOT-Baseboard Heating | Small Industrial |  | Winter Morning | % of Load | 1 | 2032 | 65535
| High | C&I Curtailment | DLC-Thermostat-BYOT-Baseboard Heating | Small Industrial |  | Winter Morning | % of Load | 0 | 2032 | 65535
| High | C&I Curtailment | DLC-Thermostat-DI-MSHP | Small Industrial |  | Winter Morning | % of Load | 1 | 2032 | 65535
| High | C&I Curtailment | DLC-Thermostat-DI-MSHP | Small Industrial |  | Winter Morning | % of Load | 0 | 2032 | 65535
| High | C&I Curtailment | DLC-Thermostat-BYOT-MSHP | Small Industrial |  | Winter Morning | % of Load | 1 | 2032 | 65535
| High | C&I Curtailment | DLC-Thermostat-BYOT-MSHP | Small Industrial |  | Winter Morning | % of Load | 0 | 2032 | 65535
| High | C&I Curtailment | C&I Curtailment-Turnkey-Manual HVAC Control | Small Industrial |  | Winter Morning | % of Load | 1 | 2032 | 65535
| High | C&I Curtailment | C&I Curtailment-Turnkey-Manual HVAC Control | Small Industrial |  | Winter Morning | % of Load | 0 | 2032 | 65535
| High | C&I Curtailment | C&I Curtailment-Turnkey-Auto-DR HVAC Control | Small Industrial |  | Winter Morning | % of Load | 1 | 2032 | 65535
| High | C&I Curtailment | C&I Curtailment-Turnkey-Auto-DR HVAC Control | Small Industrial |  | Winter Morning | % of Load | 0 | 2032 | 65535
| High | C&I Curtailment | C&I Curtailment-Turnkey-Standard Lighting Control | Small Industrial |  | Winter Morning | % of Load | 1 | 2032 | 65535
| High | C&I Curtailment | C&I Curtailment-Turnkey-Standard Lighting Control | Small Industrial |  | Winter Morning | % of Load | 0 | 2032 | 65535
| High | C&I Curtailment | C&I Curtailment-Turnkey-Advanced Lighting Control | Small Industrial |  | Winter Morning | % of Load | 1 | 2032 | 65535
| High | C&I Curtailment | C&I Curtailment-Turnkey-Advanced Lighting Control | Small Industrial |  | Winter Morning | % of Load | 0 | 2032 | 65535
| High | C&I Curtailment | C&I Curtailment-Turnkey-Water Heating Control | Small Industrial |  | Winter Morning | % of Load | 1 | 2032 | 65535
| High | C&I Curtailment | C&I Curtailment-Turnkey-Water Heating Control | Small Industrial |  | Winter Morning | % of Load | 0 | 2032 | 65535
| High | C&I Curtailment | C&I Curtailment-Turnkey-Other | Small Industrial |  | Winter Morning | % of Load | 1 | 2032 | 65535
| High | C&I Curtailment | C&I Curtailment-Turnkey-Other | Small Industrial |  | Winter Morning | % of Load | 0 | 2032 | 65535
| High | C&I Curtailment | C&I Curtailment-Turnkey-Industrial | Small Industrial |  | Winter Morning | % of Load | 1 | 2032 | 65535
| High | C&I Curtailment | C&I Curtailment-Turnkey-Industrial | Small Industrial |  | Winter Morning | % of Load | 0 | 2032 | 65535
| High | C&I Curtailment | DLC-Switch-Water Heating | Small Industrial |  | Winter Evening | % of Load | 1 | 2032 | 65535
| High | C&I Curtailment | DLC-Switch-Water Heating | Small Industrial |  | Winter Evening | % of Load | 0 | 2032 | 65535
| High | C&I Curtailment | DLC-BYOD-Water Heating | Small Industrial |  | Winter Evening | % of Load | 1 | 2032 | 65535
| High | C&I Curtailment | DLC-BYOD-Water Heating | Small Industrial |  | Winter Evening | % of Load | 0 | 2032 | 65535
| High | C&I Curtailment | DLC-Thermostat-DI-Central Heat Pump | Small Industrial |  | Winter Evening | % of Load | 1 | 2032 | 65535
| High | C&I Curtailment | DLC-Thermostat-DI-Central Heat Pump | Small Industrial |  | Winter Evening | % of Load | 0 | 2032 | 65535
| High | C&I Curtailment | DLC-Thermostat-BYOT-Central Heat Pump | Small Industrial |  | Winter Evening | % of Load | 1 | 2032 | 65535
| High | C&I Curtailment | DLC-Thermostat-BYOT-Central Heat Pump | Small Industrial |  | Winter Evening | % of Load | 0 | 2032 | 65535
| High | C&I Curtailment | DLC-Thermostat-HVAC | Small Industrial |  | Winter Evening | % of Load | 1 | 2032 | 65535
| High | C&I Curtailment | DLC-Thermostat-HVAC | Small Industrial |  | Winter Evening | % of Load | 0 | 2032 | 65535
| High | C&I Curtailment | DLC-Thermostat-DI-Baseboard Heating | Small Industrial |  | Winter Evening | % of Load | 1 | 2032 | 65535
| High | C&I Curtailment | DLC-Thermostat-DI-Baseboard Heating | Small Industrial |  | Winter Evening | % of Load | 0 | 2032 | 65535
| High | C&I Curtailment | DLC-Thermostat-BYOT-Baseboard Heating | Small Industrial |  | Winter Evening | % of Load | 1 | 2032 | 65535
| High | C&I Curtailment | DLC-Thermostat-BYOT-Baseboard Heating | Small Industrial |  | Winter Evening | % of Load | 0 | 2032 | 65535
| High | C&I Curtailment | DLC-Thermostat-DI-MSHP | Small Industrial |  | Winter Evening | % of Load | 1 | 2032 | 65535
| High | C&I Curtailment | DLC-Thermostat-DI-MSHP | Small Industrial |  | Winter Evening | % of Load | 0 | 2032 | 65535
| High | C&I Curtailment | DLC-Thermostat-BYOT-MSHP | Small Industrial |  | Winter Evening | % of Load | 1 | 2032 | 65535
| High | C&I Curtailment | DLC-Thermostat-BYOT-MSHP | Small Industrial |  | Winter Evening | % of Load | 0 | 2032 | 65535
| High | C&I Curtailment | C&I Curtailment-Turnkey-Manual HVAC Control | Small Industrial |  | Winter Evening | % of Load | 1 | 2032 | 65535
| High | C&I Curtailment | C&I Curtailment-Turnkey-Manual HVAC Control | Small Industrial |  | Winter Evening | % of Load | 0 | 2032 | 65535
| High | C&I Curtailment | C&I Curtailment-Turnkey-Auto-DR HVAC Control | Small Industrial |  | Winter Evening | % of Load | 1 | 2032 | 65535
| High | C&I Curtailment | C&I Curtailment-Turnkey-Auto-DR HVAC Control | Small Industrial |  | Winter Evening | % of Load | 0 | 2032 | 65535
| High | C&I Curtailment | C&I Curtailment-Turnkey-Standard Lighting Control | Small Industrial |  | Winter Evening | % of Load | 1 | 2032 | 65535
| High | C&I Curtailment | C&I Curtailment-Turnkey-Standard Lighting Control | Small Industrial |  | Winter Evening | % of Load | 0 | 2032 | 65535
| High | C&I Curtailment | C&I Curtailment-Turnkey-Advanced Lighting Control | Small Industrial |  | Winter Evening | % of Load | 1 | 2032 | 65535
| High | C&I Curtailment | C&I Curtailment-Turnkey-Advanced Lighting Control | Small Industrial |  | Winter Evening | % of Load | 0 | 2032 | 65535
| High | C&I Curtailment | C&I Curtailment-Turnkey-Water Heating Control | Small Industrial |  | Winter Evening | % of Load | 1 | 2032 | 65535
| High | C&I Curtailment | C&I Curtailment-Turnkey-Water Heating Control | Small Industrial |  | Winter Evening | % of Load | 0 | 2032 | 65535
| High | C&I Curtailment | C&I Curtailment-Turnkey-Other | Small Industrial |  | Winter Evening | % of Load | 1 | 2032 | 65535
| High | C&I Curtailment | C&I Curtailment-Turnkey-Other | Small Industrial |  | Winter Evening | % of Load | 0 | 2032 | 65535
| High | C&I Curtailment | C&I Curtailment-Turnkey-Industrial | Small Industrial |  | Winter Evening | % of Load | 1 | 2032 | 65535
| High | C&I Curtailment | C&I Curtailment-Turnkey-Industrial | Small Industrial |  | Winter Evening | % of Load | 0 | 2032 | 65535
| High | C&I Curtailment | DLC-Switch-Water Heating | Medium Industrial |  | Winter Morning | % of Load | 1 | 2032 | 65535
| High | C&I Curtailment | DLC-Switch-Water Heating | Medium Industrial |  | Winter Morning | % of Load | 0 | 2032 | 65535
| High | C&I Curtailment | DLC-BYOD-Water Heating | Medium Industrial |  | Winter Morning | % of Load | 1 | 2032 | 65535
| High | C&I Curtailment | DLC-BYOD-Water Heating | Medium Industrial |  | Winter Morning | % of Load | 0 | 2032 | 65535
| High | C&I Curtailment | DLC-Thermostat-DI-Central Heat Pump | Medium Industrial |  | Winter Morning | % of Load | 1 | 2032 | 65535
| High | C&I Curtailment | DLC-Thermostat-DI-Central Heat Pump | Medium Industrial |  | Winter Morning | % of Load | 0 | 2032 | 65535
| High | C&I Curtailment | DLC-Thermostat-BYOT-Central Heat Pump | Medium Industrial |  | Winter Morning | % of Load | 1 | 2032 | 65535
| High | C&I Curtailment | DLC-Thermostat-BYOT-Central Heat Pump | Medium Industrial |  | Winter Morning | % of Load | 0 | 2032 | 65535
| High | C&I Curtailment | DLC-Thermostat-HVAC | Medium Industrial |  | Winter Morning | % of Load | 1 | 2032 | 65535
| High | C&I Curtailment | DLC-Thermostat-HVAC | Medium Industrial |  | Winter Morning | % of Load | 0 | 2032 | 65535
| High | C&I Curtailment | DLC-Thermostat-DI-Baseboard Heating | Medium Industrial |  | Winter Morning | % of Load | 1 | 2032 | 65535
| High | C&I Curtailment | DLC-Thermostat-DI-Baseboard Heating | Medium Industrial |  | Winter Morning | % of Load | 0 | 2032 | 65535
| High | C&I Curtailment | DLC-Thermostat-BYOT-Baseboard Heating | Medium Industrial |  | Winter Morning | % of Load | 1 | 2032 | 65535
| High | C&I Curtailment | DLC-Thermostat-BYOT-Baseboard Heating | Medium Industrial |  | Winter Morning | % of Load | 0 | 2032 | 65535
| High | C&I Curtailment | DLC-Thermostat-DI-MSHP | Medium Industrial |  | Winter Morning | % of Load | 1 | 2032 | 65535
| High | C&I Curtailment | DLC-Thermostat-DI-MSHP | Medium Industrial |  | Winter Morning | % of Load | 0 | 2032 | 65535
| High | C&I Curtailment | DLC-Thermostat-BYOT-MSHP | Medium Industrial |  | Winter Morning | % of Load | 1 | 2032 | 65535
| High | C&I Curtailment | DLC-Thermostat-BYOT-MSHP | Medium Industrial |  | Winter Morning | % of Load | 0 | 2032 | 65535
| High | C&I Curtailment | C&I Curtailment-Turnkey-Manual HVAC Control | Medium Industrial |  | Winter Morning | % of Load | 1 | 2032 | 65535
| High | C&I Curtailment | C&I Curtailment-Turnkey-Manual HVAC Control | Medium Industrial |  | Winter Morning | % of Load | 0 | 2032 | 65535
| High | C&I Curtailment | C&I Curtailment-Turnkey-Auto-DR HVAC Control | Medium Industrial |  | Winter Morning | % of Load | 1 | 2032 | 65535
| High | C&I Curtailment | C&I Curtailment-Turnkey-Auto-DR HVAC Control | Medium Industrial |  | Winter Morning | % of Load | 0 | 2032 | 65535
| High | C&I Curtailment | C&I Curtailment-Turnkey-Standard Lighting Control | Medium Industrial |  | Winter Morning | % of Load | 1 | 2032 | 65535
| High | C&I Curtailment | C&I Curtailment-Turnkey-Standard Lighting Control | Medium Industrial |  | Winter Morning | % of Load | 0 | 2032 | 65535
| High | C&I Curtailment | C&I Curtailment-Turnkey-Advanced Lighting Control | Medium Industrial |  | Winter Morning | % of Load | 1 | 2032 | 65535
| High | C&I Curtailment | C&I Curtailment-Turnkey-Advanced Lighting Control | Medium Industrial |  | Winter Morning | % of Load | 0 | 2032 | 65535
| High | C&I Curtailment | C&I Curtailment-Turnkey-Water Heating Control | Medium Industrial |  | Winter Morning | % of Load | 1 | 2032 | 65535
| High | C&I Curtailment | C&I Curtailment-Turnkey-Water Heating Control | Medium Industrial |  | Winter Morning | % of Load | 0 | 2032 | 65535
| High | C&I Curtailment | C&I Curtailment-Turnkey-Other | Medium Industrial |  | Winter Morning | % of Load | 1 | 2032 | 65535
| High | C&I Curtailment | C&I Curtailment-Turnkey-Other | Medium Industrial |  | Winter Morning | % of Load | 0 | 2032 | 65535
| High | C&I Curtailment | DLC-Switch-Water Heating | Medium Industrial |  | Winter Evening | % of Load | 1 | 2032 | 65535
| High | C&I Curtailment | DLC-Switch-Water Heating | Medium Industrial |  | Winter Evening | % of Load | 0 | 2032 | 65535
| High | C&I Curtailment | DLC-BYOD-Water Heating | Medium Industrial |  | Winter Evening | % of Load | 1 | 2032 | 65535
| High | C&I Curtailment | DLC-BYOD-Water Heating | Medium Industrial |  | Winter Evening | % of Load | 0 | 2032 | 65535
| High | C&I Curtailment | DLC-Thermostat-DI-Central Heat Pump | Medium Industrial |  | Winter Evening | % of Load | 1 | 2032 | 65535
| High | C&I Curtailment | DLC-Thermostat-DI-Central Heat Pump | Medium Industrial |  | Winter Evening | % of Load | 0 | 2032 | 65535
| High | C&I Curtailment | DLC-Thermostat-BYOT-Central Heat Pump | Medium Industrial |  | Winter Evening | % of Load | 1 | 2032 | 65535
| High | C&I Curtailment | DLC-Thermostat-BYOT-Central Heat Pump | Medium Industrial |  | Winter Evening | % of Load | 0 | 2032 | 65535
| High | C&I Curtailment | DLC-Thermostat-HVAC | Medium Industrial |  | Winter Evening | % of Load | 1 | 2032 | 65535
| High | C&I Curtailment | DLC-Thermostat-HVAC | Medium Industrial |  | Winter Evening | % of Load | 0 | 2032 | 65535
| High | C&I Curtailment | DLC-Thermostat-DI-Baseboard Heating | Medium Industrial |  | Winter Evening | % of Load | 1 | 2032 | 65535
| High | C&I Curtailment | DLC-Thermostat-DI-Baseboard Heating | Medium Industrial |  | Winter Evening | % of Load | 0 | 2032 | 65535
| High | C&I Curtailment | DLC-Thermostat-BYOT-Baseboard Heating | Medium Industrial |  | Winter Evening | % of Load | 1 | 2032 | 65535
| High | C&I Curtailment | DLC-Thermostat-BYOT-Baseboard Heating | Medium Industrial |  | Winter Evening | % of Load | 0 | 2032 | 65535
| High | C&I Curtailment | DLC-Thermostat-DI-MSHP | Medium Industrial |  | Winter Evening | % of Load | 1 | 2032 | 65535
| High | C&I Curtailment | DLC-Thermostat-DI-MSHP | Medium Industrial |  | Winter Evening | % of Load | 0 | 2032 | 65535
| High | C&I Curtailment | DLC-Thermostat-BYOT-MSHP | Medium Industrial |  | Winter Evening | % of Load | 1 | 2032 | 65535
| High | C&I Curtailment | DLC-Thermostat-BYOT-MSHP | Medium Industrial |  | Winter Evening | % of Load | 0 | 2032 | 65535
| High | C&I Curtailment | C&I Curtailment-Turnkey-Manual HVAC Control | Medium Industrial |  | Winter Evening | % of Load | 1 | 2032 | 65535
| High | C&I Curtailment | C&I Curtailment-Turnkey-Manual HVAC Control | Medium Industrial |  | Winter Evening | % of Load | 0 | 2032 | 65535
| High | C&I Curtailment | C&I Curtailment-Turnkey-Auto-DR HVAC Control | Medium Industrial |  | Winter Evening | % of Load | 1 | 2032 | 65535
| High | C&I Curtailment | C&I Curtailment-Turnkey-Auto-DR HVAC Control | Medium Industrial |  | Winter Evening | % of Load | 0 | 2032 | 65535
| High | C&I Curtailment | C&I Curtailment-Turnkey-Standard Lighting Control | Medium Industrial |  | Winter Evening | % of Load | 1 | 2032 | 65535
| High | C&I Curtailment | C&I Curtailment-Turnkey-Standard Lighting Control | Medium Industrial |  | Winter Evening | % of Load | 0 | 2032 | 65535
| High | C&I Curtailment | C&I Curtailment-Turnkey-Advanced Lighting Control | Medium Industrial |  | Winter Evening | % of Load | 1 | 2032 | 65535
| High | C&I Curtailment | C&I Curtailment-Turnkey-Advanced Lighting Control | Medium Industrial |  | Winter Evening | % of Load | 0 | 2032 | 65535
| High | C&I Curtailment | C&I Curtailment-Turnkey-Water Heating Control | Medium Industrial |  | Winter Evening | % of Load | 1 | 2032 | 65535
| High | C&I Curtailment | C&I Curtailment-Turnkey-Water Heating Control | Medium Industrial |  | Winter Evening | % of Load | 0 | 2032 | 65535
| High | C&I Curtailment | C&I Curtailment-Turnkey-Other | Medium Industrial |  | Winter Evening | % of Load | 1 | 2032 | 65535
| High | C&I Curtailment | C&I Curtailment-Turnkey-Other | Medium Industrial |  | Winter Evening | % of Load | 0 | 2032 | 65535
| High | C&I Curtailment | C&I Curtailment-Turnkey-Manual HVAC Control | Large Industrial |  | Winter Morning | % of Load | 1 | 2032 | 65535
| High | C&I Curtailment | C&I Curtailment-Turnkey-Manual HVAC Control | Large Industrial |  | Winter Morning | % of Load | 0 | 2032 | 65535
| High | C&I Curtailment | C&I Curtailment-Turnkey-Auto-DR HVAC Control | Large Industrial |  | Winter Morning | % of Load | 1 | 2032 | 65535
| High | C&I Curtailment | C&I Curtailment-Turnkey-Auto-DR HVAC Control | Large Industrial |  | Winter Morning | % of Load | 0 | 2032 | 65535
| High | C&I Curtailment | C&I Curtailment-Turnkey-Standard Lighting Control | Large Industrial |  | Winter Morning | % of Load | 1 | 2032 | 65535
| High | C&I Curtailment | C&I Curtailment-Turnkey-Standard Lighting Control | Large Industrial |  | Winter Morning | % of Load | 0 | 2032 | 65535
| High | C&I Curtailment | C&I Curtailment-Turnkey-Water Heating Control | Large Industrial |  | Winter Morning | % of Load | 1 | 2032 | 65535
| High | C&I Curtailment | C&I Curtailment-Turnkey-Water Heating Control | Large Industrial |  | Winter Morning | % of Load | 0 | 2032 | 65535
| High | C&I Curtailment | C&I Curtailment-Turnkey-Other | Large Industrial |  | Winter Morning | % of Load | 1 | 2032 | 65535
| High | C&I Curtailment | C&I Curtailment-Turnkey-Other | Large Industrial |  | Winter Morning | % of Load | 0 | 2032 | 65535
| High | C&I Curtailment | C&I Curtailment-Turnkey-Industrial | Large Industrial |  | Winter Morning | % of Load | 1 | 2032 | 65535
| High | C&I Curtailment | C&I Curtailment-Turnkey-Industrial | Large Industrial |  | Winter Morning | % of Load | 0 | 2032 | 65535
| High | C&I Curtailment | C&I Curtailment-Turnkey-Manual HVAC Control | Large Industrial |  | Winter Evening | % of Load | 1 | 2032 | 65535
| High | C&I Curtailment | C&I Curtailment-Turnkey-Manual HVAC Control | Large Industrial |  | Winter Evening | % of Load | 0 | 2032 | 65535
| High | C&I Curtailment | C&I Curtailment-Turnkey-Auto-DR HVAC Control | Large Industrial |  | Winter Evening | % of Load | 1 | 2032 | 65535
| High | C&I Curtailment | C&I Curtailment-Turnkey-Auto-DR HVAC Control | Large Industrial |  | Winter Evening | % of Load | 0 | 2032 | 65535
| High | C&I Curtailment | C&I Curtailment-Turnkey-Standard Lighting Control | Large Industrial |  | Winter Evening | % of Load | 1 | 2032 | 65535
| High | C&I Curtailment | C&I Curtailment-Turnkey-Standard Lighting Control | Large Industrial |  | Winter Evening | % of Load | 0 | 2032 | 65535
| High | C&I Curtailment | C&I Curtailment-Turnkey-Water Heating Control | Large Industrial |  | Winter Evening | % of Load | 1 | 2032 | 65535
| High | C&I Curtailment | C&I Curtailment-Turnkey-Water Heating Control | Large Industrial |  | Winter Evening | % of Load | 0 | 2032 | 65535
| High | C&I Curtailment | C&I Curtailment-Turnkey-Other | Large Industrial |  | Winter Evening | % of Load | 1 | 2032 | 65535
| High | C&I Curtailment | C&I Curtailment-Turnkey-Other | Large Industrial |  | Winter Evening | % of Load | 0 | 2032 | 65535
| High | C&I Curtailment | C&I Curtailment-Turnkey-Industrial | Large Industrial |  | Winter Evening | % of Load | 1 | 2032 | 65535
| High | C&I Curtailment | C&I Curtailment-Turnkey-Industrial | Large Industrial |  | Winter Evening | % of Load | 0 | 2032 | 65535
| High | Dynamic Pricing | DLC-Switch-Water Heating | Small General |  | Winter Morning | % of Load | 1 | 2032 | 65535
| High | Dynamic Pricing | DLC-Switch-Water Heating | Small General |  | Winter Morning | % of Load | 0 | 2032 | 65535
| High | Dynamic Pricing | DLC-BYOD-Water Heating | Small General |  | Winter Morning | % of Load | 1 | 2032 | 65535
| High | Dynamic Pricing | DLC-BYOD-Water Heating | Small General |  | Winter Morning | % of Load | 0 | 2032 | 65535
| High | Dynamic Pricing | DLC-Thermostat-DI-Central Heat Pump | Small General |  | Winter Morning | % of Load | 1 | 2032 | 65535
| High | Dynamic Pricing | DLC-Thermostat-DI-Central Heat Pump | Small General |  | Winter Morning | % of Load | 0 | 2032 | 65535
| High | Dynamic Pricing | DLC-Thermostat-BYOT-Central Heat Pump | Small General |  | Winter Morning | % of Load | 1 | 2032 | 65535
| High | Dynamic Pricing | DLC-Thermostat-BYOT-Central Heat Pump | Small General |  | Winter Morning | % of Load | 0 | 2032 | 65535
| High | Dynamic Pricing | DLC-Thermostat-HVAC | Small General |  | Winter Morning | % of Load | 1 | 2032 | 65535
| High | Dynamic Pricing | DLC-Thermostat-HVAC | Small General |  | Winter Morning | % of Load | 0 | 2032 | 65535
| High | Dynamic Pricing | DLC-Thermostat-DI-Baseboard Heating | Small General |  | Winter Morning | % of Load | 1 | 2032 | 65535
| High | Dynamic Pricing | DLC-Thermostat-DI-Baseboard Heating | Small General |  | Winter Morning | % of Load | 0 | 2032 | 65535
| High | Dynamic Pricing | DLC-Thermostat-BYOT-Baseboard Heating | Small General |  | Winter Morning | % of Load | 1 | 2032 | 65535
| High | Dynamic Pricing | DLC-Thermostat-BYOT-Baseboard Heating | Small General |  | Winter Morning | % of Load | 0 | 2032 | 65535
| High | Dynamic Pricing | DLC-Thermostat-DI-MSHP | Small General |  | Winter Morning | % of Load | 1 | 2032 | 65535
| High | Dynamic Pricing | DLC-Thermostat-DI-MSHP | Small General |  | Winter Morning | % of Load | 0 | 2032 | 65535
| High | Dynamic Pricing | DLC-Thermostat-BYOT-MSHP | Small General |  | Winter Morning | % of Load | 1 | 2032 | 65535
| High | Dynamic Pricing | DLC-Thermostat-BYOT-MSHP | Small General |  | Winter Morning | % of Load | 0 | 2032 | 65535
| High | Dynamic Pricing | C&I Curtailment-Turnkey-Manual HVAC Control | Small General |  | Winter Morning | % of Load | 1 | 2032 | 65535
| High | Dynamic Pricing | C&I Curtailment-Turnkey-Manual HVAC Control | Small General |  | Winter Morning | % of Load | 0 | 2032 | 65535
| High | Dynamic Pricing | C&I Curtailment-Turnkey-Auto-DR HVAC Control | Small General |  | Winter Morning | % of Load | 1 | 2032 | 65535
| High | Dynamic Pricing | C&I Curtailment-Turnkey-Auto-DR HVAC Control | Small General |  | Winter Morning | % of Load | 0 | 2032 | 65535
| High | Dynamic Pricing | C&I Curtailment-Turnkey-Standard Lighting Control | Small General |  | Winter Morning | % of Load | 1 | 2032 | 65535
| High | Dynamic Pricing | C&I Curtailment-Turnkey-Standard Lighting Control | Small General |  | Winter Morning | % of Load | 0 | 2032 | 65535
| High | Dynamic Pricing | C&I Curtailment-Turnkey-Advanced Lighting Control | Small General |  | Winter Morning | % of Load | 1 | 2032 | 65535
| High | Dynamic Pricing | C&I Curtailment-Turnkey-Advanced Lighting Control | Small General |  | Winter Morning | % of Load | 0 | 2032 | 65535
| High | Dynamic Pricing | C&I Curtailment-Turnkey-Water Heating Control | Small General |  | Winter Morning | % of Load | 1 | 2032 | 65535
| High | Dynamic Pricing | C&I Curtailment-Turnkey-Water Heating Control | Small General |  | Winter Morning | % of Load | 0 | 2032 | 65535
| High | Dynamic Pricing | C&I Curtailment-Turnkey-Other | Small General |  | Winter Morning | % of Load | 1 | 2032 | 65535
| High | Dynamic Pricing | C&I Curtailment-Turnkey-Other | Small General |  | Winter Morning | % of Load | 0 | 2032 | 65535
| High | Dynamic Pricing | Dynamic Pricing with enabling tech. | Small General |  | Winter Morning | % of Load | 1 | 2032 | 65535
| High | Dynamic Pricing | Dynamic Pricing with enabling tech. | Small General |  | Winter Morning | % of Load | 0 | 2032 | 65535
| High | Dynamic Pricing | Dynamic Pricing w/o enabling tech. | Small General |  | Winter Morning | % of Load | 1 | 2032 | 65535
| High | Dynamic Pricing | Dynamic Pricing w/o enabling tech. | Small General |  | Winter Morning | % of Load | 0 | 2032 | 65535
| High | Dynamic Pricing | DLC-Switch-Water Heating | Small General |  | Winter Evening | % of Load | 1 | 2032 | 65535
| High | Dynamic Pricing | DLC-Switch-Water Heating | Small General |  | Winter Evening | % of Load | 0 | 2032 | 65535
| High | Dynamic Pricing | DLC-BYOD-Water Heating | Small General |  | Winter Evening | % of Load | 1 | 2032 | 65535
| High | Dynamic Pricing | DLC-BYOD-Water Heating | Small General |  | Winter Evening | % of Load | 0 | 2032 | 65535
| High | Dynamic Pricing | DLC-Thermostat-DI-Central Heat Pump | Small General |  | Winter Evening | % of Load | 1 | 2032 | 65535
| High | Dynamic Pricing | DLC-Thermostat-DI-Central Heat Pump | Small General |  | Winter Evening | % of Load | 0 | 2032 | 65535
| High | Dynamic Pricing | DLC-Thermostat-BYOT-Central Heat Pump | Small General |  | Winter Evening | % of Load | 1 | 2032 | 65535
| High | Dynamic Pricing | DLC-Thermostat-BYOT-Central Heat Pump | Small General |  | Winter Evening | % of Load | 0 | 2032 | 65535
| High | Dynamic Pricing | DLC-Thermostat-HVAC | Small General |  | Winter Evening | % of Load | 1 | 2032 | 65535
| High | Dynamic Pricing | DLC-Thermostat-HVAC | Small General |  | Winter Evening | % of Load | 0 | 2032 | 65535
| High | Dynamic Pricing | DLC-Thermostat-DI-Baseboard Heating | Small General |  | Winter Evening | % of Load | 1 | 2032 | 65535
| High | Dynamic Pricing | DLC-Thermostat-DI-Baseboard Heating | Small General |  | Winter Evening | % of Load | 0 | 2032 | 65535
| High | Dynamic Pricing | DLC-Thermostat-BYOT-Baseboard Heating | Small General |  | Winter Evening | % of Load | 1 | 2032 | 65535
| High | Dynamic Pricing | DLC-Thermostat-BYOT-Baseboard Heating | Small General |  | Winter Evening | % of Load | 0 | 2032 | 65535
| High | Dynamic Pricing | DLC-Thermostat-DI-MSHP | Small General |  | Winter Evening | % of Load | 1 | 2032 | 65535
| High | Dynamic Pricing | DLC-Thermostat-DI-MSHP | Small General |  | Winter Evening | % of Load | 0 | 2032 | 65535
| High | Dynamic Pricing | DLC-Thermostat-BYOT-MSHP | Small General |  | Winter Evening | % of Load | 1 | 2032 | 65535
| High | Dynamic Pricing | DLC-Thermostat-BYOT-MSHP | Small General |  | Winter Evening | % of Load | 0 | 2032 | 65535
| High | Dynamic Pricing | C&I Curtailment-Turnkey-Manual HVAC Control | Small General |  | Winter Evening | % of Load | 1 | 2032 | 65535
| High | Dynamic Pricing | C&I Curtailment-Turnkey-Manual HVAC Control | Small General |  | Winter Evening | % of Load | 0 | 2032 | 65535
| High | Dynamic Pricing | C&I Curtailment-Turnkey-Auto-DR HVAC Control | Small General |  | Winter Evening | % of Load | 1 | 2032 | 65535
| High | Dynamic Pricing | C&I Curtailment-Turnkey-Auto-DR HVAC Control | Small General |  | Winter Evening | % of Load | 0 | 2032 | 65535
| High | Dynamic Pricing | C&I Curtailment-Turnkey-Standard Lighting Control | Small General |  | Winter Evening | % of Load | 1 | 2032 | 65535
| High | Dynamic Pricing | C&I Curtailment-Turnkey-Standard Lighting Control | Small General |  | Winter Evening | % of Load | 0 | 2032 | 65535
| High | Dynamic Pricing | C&I Curtailment-Turnkey-Advanced Lighting Control | Small General |  | Winter Evening | % of Load | 1 | 2032 | 65535
| High | Dynamic Pricing | C&I Curtailment-Turnkey-Advanced Lighting Control | Small General |  | Winter Evening | % of Load | 0 | 2032 | 65535
| High | Dynamic Pricing | C&I Curtailment-Turnkey-Water Heating Control | Small General |  | Winter Evening | % of Load | 1 | 2032 | 65535
| High | Dynamic Pricing | C&I Curtailment-Turnkey-Water Heating Control | Small General |  | Winter Evening | % of Load | 0 | 2032 | 65535
| High | Dynamic Pricing | C&I Curtailment-Turnkey-Other | Small General |  | Winter Evening | % of Load | 1 | 2032 | 65535
| High | Dynamic Pricing | C&I Curtailment-Turnkey-Other | Small General |  | Winter Evening | % of Load | 0 | 2032 | 65535
| High | Dynamic Pricing | Dynamic Pricing with enabling tech. | Small General |  | Winter Evening | % of Load | 1 | 2032 | 65535
| High | Dynamic Pricing | Dynamic Pricing with enabling tech. | Small General |  | Winter Evening | % of Load | 0 | 2032 | 65535
| High | Dynamic Pricing | Dynamic Pricing w/o enabling tech. | Small General |  | Winter Evening | % of Load | 1 | 2032 | 65535
| High | Dynamic Pricing | Dynamic Pricing w/o enabling tech. | Small General |  | Winter Evening | % of Load | 0 | 2032 | 65535
| High | Dynamic Pricing | DLC-Switch-Water Heating | General |  | Winter Morning | % of Load | 1 | 2032 | 65535
| High | Dynamic Pricing | DLC-Switch-Water Heating | General |  | Winter Morning | % of Load | 0 | 2032 | 65535
| High | Dynamic Pricing | DLC-BYOD-Water Heating | General |  | Winter Morning | % of Load | 1 | 2032 | 65535
| High | Dynamic Pricing | DLC-BYOD-Water Heating | General |  | Winter Morning | % of Load | 0 | 2032 | 65535
| High | Dynamic Pricing | DLC-Thermostat-DI-Central Heat Pump | General |  | Winter Morning | % of Load | 1 | 2032 | 65535
| High | Dynamic Pricing | DLC-Thermostat-DI-Central Heat Pump | General |  | Winter Morning | % of Load | 0 | 2032 | 65535
| High | Dynamic Pricing | DLC-Thermostat-BYOT-Central Heat Pump | General |  | Winter Morning | % of Load | 1 | 2032 | 65535
| High | Dynamic Pricing | DLC-Thermostat-BYOT-Central Heat Pump | General |  | Winter Morning | % of Load | 0 | 2032 | 65535
| High | Dynamic Pricing | DLC-Thermostat-HVAC | General |  | Winter Morning | % of Load | 1 | 2032 | 65535
| High | Dynamic Pricing | DLC-Thermostat-HVAC | General |  | Winter Morning | % of Load | 0 | 2032 | 65535
| High | Dynamic Pricing | DLC-Thermostat-DI-Baseboard Heating | General |  | Winter Morning | % of Load | 1 | 2032 | 65535
| High | Dynamic Pricing | DLC-Thermostat-DI-Baseboard Heating | General |  | Winter Morning | % of Load | 0 | 2032 | 65535
| High | Dynamic Pricing | DLC-Thermostat-BYOT-Baseboard Heating | General |  | Winter Morning | % of Load | 1 | 2032 | 65535
| High | Dynamic Pricing | DLC-Thermostat-BYOT-Baseboard Heating | General |  | Winter Morning | % of Load | 0 | 2032 | 65535
| High | Dynamic Pricing | DLC-Thermostat-DI-MSHP | General |  | Winter Morning | % of Load | 1 | 2032 | 65535
| High | Dynamic Pricing | DLC-Thermostat-DI-MSHP | General |  | Winter Morning | % of Load | 0 | 2032 | 65535
| High | Dynamic Pricing | DLC-Thermostat-BYOT-MSHP | General |  | Winter Morning | % of Load | 1 | 2032 | 65535
| High | Dynamic Pricing | DLC-Thermostat-BYOT-MSHP | General |  | Winter Morning | % of Load | 0 | 2032 | 65535
| High | Dynamic Pricing | C&I Curtailment-Turnkey-Manual HVAC Control | General |  | Winter Morning | % of Load | 1 | 2032 | 65535
| High | Dynamic Pricing | C&I Curtailment-Turnkey-Manual HVAC Control | General |  | Winter Morning | % of Load | 0 | 2032 | 65535
| High | Dynamic Pricing | C&I Curtailment-Turnkey-Auto-DR HVAC Control | General |  | Winter Morning | % of Load | 1 | 2032 | 65535
| High | Dynamic Pricing | C&I Curtailment-Turnkey-Auto-DR HVAC Control | General |  | Winter Morning | % of Load | 0 | 2032 | 65535
| High | Dynamic Pricing | C&I Curtailment-Turnkey-Standard Lighting Control | General |  | Winter Morning | % of Load | 1 | 2032 | 65535
| High | Dynamic Pricing | C&I Curtailment-Turnkey-Standard Lighting Control | General |  | Winter Morning | % of Load | 0 | 2032 | 65535
| High | Dynamic Pricing | C&I Curtailment-Turnkey-Advanced Lighting Control | General |  | Winter Morning | % of Load | 1 | 2032 | 65535
| High | Dynamic Pricing | C&I Curtailment-Turnkey-Advanced Lighting Control | General |  | Winter Morning | % of Load | 0 | 2032 | 65535
| High | Dynamic Pricing | C&I Curtailment-Turnkey-Water Heating Control | General |  | Winter Morning | % of Load | 1 | 2032 | 65535
| High | Dynamic Pricing | C&I Curtailment-Turnkey-Water Heating Control | General |  | Winter Morning | % of Load | 0 | 2032 | 65535
| High | Dynamic Pricing | C&I Curtailment-Turnkey-Other | General |  | Winter Morning | % of Load | 1 | 2032 | 65535
| High | Dynamic Pricing | C&I Curtailment-Turnkey-Other | General |  | Winter Morning | % of Load | 0 | 2032 | 65535
| High | Dynamic Pricing | Dynamic Pricing with enabling tech. | General |  | Winter Morning | % of Load | 1 | 2032 | 65535
| High | Dynamic Pricing | Dynamic Pricing with enabling tech. | General |  | Winter Morning | % of Load | 0 | 2032 | 65535
| High | Dynamic Pricing | Dynamic Pricing w/o enabling tech. | General |  | Winter Morning | % of Load | 1 | 2032 | 65535
| High | Dynamic Pricing | Dynamic Pricing w/o enabling tech. | General |  | Winter Morning | % of Load | 0 | 2032 | 65535
| High | Dynamic Pricing | DLC-Switch-Water Heating | General |  | Winter Evening | % of Load | 1 | 2032 | 65535
| High | Dynamic Pricing | DLC-Switch-Water Heating | General |  | Winter Evening | % of Load | 0 | 2032 | 65535
| High | Dynamic Pricing | DLC-BYOD-Water Heating | General |  | Winter Evening | % of Load | 1 | 2032 | 65535
| High | Dynamic Pricing | DLC-BYOD-Water Heating | General |  | Winter Evening | % of Load | 0 | 2032 | 65535
| High | Dynamic Pricing | DLC-Thermostat-DI-Central Heat Pump | General |  | Winter Evening | % of Load | 1 | 2032 | 65535
| High | Dynamic Pricing | DLC-Thermostat-DI-Central Heat Pump | General |  | Winter Evening | % of Load | 0 | 2032 | 65535
| High | Dynamic Pricing | DLC-Thermostat-BYOT-Central Heat Pump | General |  | Winter Evening | % of Load | 1 | 2032 | 65535
| High | Dynamic Pricing | DLC-Thermostat-BYOT-Central Heat Pump | General |  | Winter Evening | % of Load | 0 | 2032 | 65535
| High | Dynamic Pricing | DLC-Thermostat-HVAC | General |  | Winter Evening | % of Load | 1 | 2032 | 65535
| High | Dynamic Pricing | DLC-Thermostat-HVAC | General |  | Winter Evening | % of Load | 0 | 2032 | 65535
| High | Dynamic Pricing | DLC-Thermostat-DI-Baseboard Heating | General |  | Winter Evening | % of Load | 1 | 2032 | 65535
| High | Dynamic Pricing | DLC-Thermostat-DI-Baseboard Heating | General |  | Winter Evening | % of Load | 0 | 2032 | 65535
| High | Dynamic Pricing | DLC-Thermostat-BYOT-Baseboard Heating | General |  | Winter Evening | % of Load | 1 | 2032 | 65535
| High | Dynamic Pricing | DLC-Thermostat-BYOT-Baseboard Heating | General |  | Winter Evening | % of Load | 0 | 2032 | 65535
| High | Dynamic Pricing | DLC-Thermostat-DI-MSHP | General |  | Winter Evening | % of Load | 1 | 2032 | 65535
| High | Dynamic Pricing | DLC-Thermostat-DI-MSHP | General |  | Winter Evening | % of Load | 0 | 2032 | 65535
| High | Dynamic Pricing | DLC-Thermostat-BYOT-MSHP | General |  | Winter Evening | % of Load | 1 | 2032 | 65535
| High | Dynamic Pricing | DLC-Thermostat-BYOT-MSHP | General |  | Winter Evening | % of Load | 0 | 2032 | 65535
| High | Dynamic Pricing | C&I Curtailment-Turnkey-Manual HVAC Control | General |  | Winter Evening | % of Load | 1 | 2032 | 65535
| High | Dynamic Pricing | C&I Curtailment-Turnkey-Manual HVAC Control | General |  | Winter Evening | % of Load | 0 | 2032 | 65535
| High | Dynamic Pricing | C&I Curtailment-Turnkey-Auto-DR HVAC Control | General |  | Winter Evening | % of Load | 1 | 2032 | 65535
| High | Dynamic Pricing | C&I Curtailment-Turnkey-Auto-DR HVAC Control | General |  | Winter Evening | % of Load | 0 | 2032 | 65535
| High | Dynamic Pricing | C&I Curtailment-Turnkey-Standard Lighting Control | General |  | Winter Evening | % of Load | 1 | 2032 | 65535
| High | Dynamic Pricing | C&I Curtailment-Turnkey-Standard Lighting Control | General |  | Winter Evening | % of Load | 0 | 2032 | 65535
| High | Dynamic Pricing | C&I Curtailment-Turnkey-Advanced Lighting Control | General |  | Winter Evening | % of Load | 1 | 2032 | 65535
| High | Dynamic Pricing | C&I Curtailment-Turnkey-Advanced Lighting Control | General |  | Winter Evening | % of Load | 0 | 2032 | 65535
| High | Dynamic Pricing | C&I Curtailment-Turnkey-Water Heating Control | General |  | Winter Evening | % of Load | 1 | 2032 | 65535
| High | Dynamic Pricing | C&I Curtailment-Turnkey-Water Heating Control | General |  | Winter Evening | % of Load | 0 | 2032 | 65535
| High | Dynamic Pricing | C&I Curtailment-Turnkey-Other | General |  | Winter Evening | % of Load | 1 | 2032 | 65535
| High | Dynamic Pricing | C&I Curtailment-Turnkey-Other | General |  | Winter Evening | % of Load | 0 | 2032 | 65535
| High | Dynamic Pricing | Dynamic Pricing with enabling tech. | General |  | Winter Evening | % of Load | 1 | 2032 | 65535
| High | Dynamic Pricing | Dynamic Pricing with enabling tech. | General |  | Winter Evening | % of Load | 0 | 2032 | 65535
| High | Dynamic Pricing | Dynamic Pricing w/o enabling tech. | General |  | Winter Evening | % of Load | 1 | 2032 | 65535
| High | Dynamic Pricing | Dynamic Pricing w/o enabling tech. | General |  | Winter Evening | % of Load | 0 | 2032 | 65535
| High | Dynamic Pricing | Dynamic Pricing with enabling tech. | Large General |  | Winter Morning | % of Load | 1 | 2032 | 65535
| High | Dynamic Pricing | Dynamic Pricing with enabling tech. | Large General |  | Winter Morning | % of Load | 0 | 2032 | 65535
| High | Dynamic Pricing | Dynamic Pricing w/o enabling tech. | Large General |  | Winter Morning | % of Load | 1 | 2032 | 65535
| High | Dynamic Pricing | Dynamic Pricing w/o enabling tech. | Large General |  | Winter Morning | % of Load | 0 | 2032 | 65535
| High | Dynamic Pricing | Dynamic Pricing with enabling tech. | Large General |  | Winter Evening | % of Load | 1 | 2032 | 65535
| High | Dynamic Pricing | Dynamic Pricing with enabling tech. | Large General |  | Winter Evening | % of Load | 0 | 2032 | 65535
| High | Dynamic Pricing | Dynamic Pricing w/o enabling tech. | Large General |  | Winter Evening | % of Load | 1 | 2032 | 65535
| High | Dynamic Pricing | Dynamic Pricing w/o enabling tech. | Large General |  | Winter Evening | % of Load | 0 | 2032 | 65535
| High | Dynamic Pricing | DLC-Switch-Water Heating | Small Industrial |  | Winter Morning | % of Load | 1 | 2032 | 65535
| High | Dynamic Pricing | DLC-Switch-Water Heating | Small Industrial |  | Winter Morning | % of Load | 0 | 2032 | 65535
| High | Dynamic Pricing | DLC-BYOD-Water Heating | Small Industrial |  | Winter Morning | % of Load | 1 | 2032 | 65535
| High | Dynamic Pricing | DLC-BYOD-Water Heating | Small Industrial |  | Winter Morning | % of Load | 0 | 2032 | 65535
| High | Dynamic Pricing | DLC-Thermostat-DI-Central Heat Pump | Small Industrial |  | Winter Morning | % of Load | 1 | 2032 | 65535
| High | Dynamic Pricing | DLC-Thermostat-DI-Central Heat Pump | Small Industrial |  | Winter Morning | % of Load | 0 | 2032 | 65535
| High | Dynamic Pricing | DLC-Thermostat-BYOT-Central Heat Pump | Small Industrial |  | Winter Morning | % of Load | 1 | 2032 | 65535
| High | Dynamic Pricing | DLC-Thermostat-BYOT-Central Heat Pump | Small Industrial |  | Winter Morning | % of Load | 0 | 2032 | 65535
| High | Dynamic Pricing | DLC-Thermostat-HVAC | Small Industrial |  | Winter Morning | % of Load | 1 | 2032 | 65535
| High | Dynamic Pricing | DLC-Thermostat-HVAC | Small Industrial |  | Winter Morning | % of Load | 0 | 2032 | 65535
| High | Dynamic Pricing | DLC-Thermostat-DI-Baseboard Heating | Small Industrial |  | Winter Morning | % of Load | 1 | 2032 | 65535
| High | Dynamic Pricing | DLC-Thermostat-DI-Baseboard Heating | Small Industrial |  | Winter Morning | % of Load | 0 | 2032 | 65535
| High | Dynamic Pricing | DLC-Thermostat-BYOT-Baseboard Heating | Small Industrial |  | Winter Morning | % of Load | 1 | 2032 | 65535
| High | Dynamic Pricing | DLC-Thermostat-BYOT-Baseboard Heating | Small Industrial |  | Winter Morning | % of Load | 0 | 2032 | 65535
| High | Dynamic Pricing | DLC-Thermostat-DI-MSHP | Small Industrial |  | Winter Morning | % of Load | 1 | 2032 | 65535
| High | Dynamic Pricing | DLC-Thermostat-DI-MSHP | Small Industrial |  | Winter Morning | % of Load | 0 | 2032 | 65535
| High | Dynamic Pricing | DLC-Thermostat-BYOT-MSHP | Small Industrial |  | Winter Morning | % of Load | 1 | 2032 | 65535
| High | Dynamic Pricing | DLC-Thermostat-BYOT-MSHP | Small Industrial |  | Winter Morning | % of Load | 0 | 2032 | 65535
| High | Dynamic Pricing | C&I Curtailment-Turnkey-Manual HVAC Control | Small Industrial |  | Winter Morning | % of Load | 1 | 2032 | 65535
| High | Dynamic Pricing | C&I Curtailment-Turnkey-Manual HVAC Control | Small Industrial |  | Winter Morning | % of Load | 0 | 2032 | 65535
| High | Dynamic Pricing | C&I Curtailment-Turnkey-Auto-DR HVAC Control | Small Industrial |  | Winter Morning | % of Load | 1 | 2032 | 65535
| High | Dynamic Pricing | C&I Curtailment-Turnkey-Auto-DR HVAC Control | Small Industrial |  | Winter Morning | % of Load | 0 | 2032 | 65535
| High | Dynamic Pricing | C&I Curtailment-Turnkey-Standard Lighting Control | Small Industrial |  | Winter Morning | % of Load | 1 | 2032 | 65535
| High | Dynamic Pricing | C&I Curtailment-Turnkey-Standard Lighting Control | Small Industrial |  | Winter Morning | % of Load | 0 | 2032 | 65535
| High | Dynamic Pricing | C&I Curtailment-Turnkey-Advanced Lighting Control | Small Industrial |  | Winter Morning | % of Load | 1 | 2032 | 65535
| High | Dynamic Pricing | C&I Curtailment-Turnkey-Advanced Lighting Control | Small Industrial |  | Winter Morning | % of Load | 0 | 2032 | 65535
| High | Dynamic Pricing | C&I Curtailment-Turnkey-Water Heating Control | Small Industrial |  | Winter Morning | % of Load | 1 | 2032 | 65535
| High | Dynamic Pricing | C&I Curtailment-Turnkey-Water Heating Control | Small Industrial |  | Winter Morning | % of Load | 0 | 2032 | 65535
| High | Dynamic Pricing | C&I Curtailment-Turnkey-Other | Small Industrial |  | Winter Morning | % of Load | 1 | 2032 | 65535
| High | Dynamic Pricing | C&I Curtailment-Turnkey-Other | Small Industrial |  | Winter Morning | % of Load | 0 | 2032 | 65535
| High | Dynamic Pricing | C&I Curtailment-Turnkey-Industrial | Small Industrial |  | Winter Morning | % of Load | 1 | 2032 | 65535
| High | Dynamic Pricing | C&I Curtailment-Turnkey-Industrial | Small Industrial |  | Winter Morning | % of Load | 0 | 2032 | 65535
| High | Dynamic Pricing | Dynamic Pricing with enabling tech. | Small Industrial |  | Winter Morning | % of Load | 1 | 2032 | 65535
| High | Dynamic Pricing | Dynamic Pricing with enabling tech. | Small Industrial |  | Winter Morning | % of Load | 0 | 2032 | 65535
| High | Dynamic Pricing | Dynamic Pricing w/o enabling tech. | Small Industrial |  | Winter Morning | % of Load | 1 | 2032 | 65535
| High | Dynamic Pricing | Dynamic Pricing w/o enabling tech. | Small Industrial |  | Winter Morning | % of Load | 0 | 2032 | 65535
| High | Dynamic Pricing | DLC-Switch-Water Heating | Small Industrial |  | Winter Evening | % of Load | 1 | 2032 | 65535
| High | Dynamic Pricing | DLC-Switch-Water Heating | Small Industrial |  | Winter Evening | % of Load | 0 | 2032 | 65535
| High | Dynamic Pricing | DLC-BYOD-Water Heating | Small Industrial |  | Winter Evening | % of Load | 1 | 2032 | 65535
| High | Dynamic Pricing | DLC-BYOD-Water Heating | Small Industrial |  | Winter Evening | % of Load | 0 | 2032 | 65535
| High | Dynamic Pricing | DLC-Thermostat-DI-Central Heat Pump | Small Industrial |  | Winter Evening | % of Load | 1 | 2032 | 65535
| High | Dynamic Pricing | DLC-Thermostat-DI-Central Heat Pump | Small Industrial |  | Winter Evening | % of Load | 0 | 2032 | 65535
| High | Dynamic Pricing | DLC-Thermostat-BYOT-Central Heat Pump | Small Industrial |  | Winter Evening | % of Load | 1 | 2032 | 65535
| High | Dynamic Pricing | DLC-Thermostat-BYOT-Central Heat Pump | Small Industrial |  | Winter Evening | % of Load | 0 | 2032 | 65535
| High | Dynamic Pricing | DLC-Thermostat-HVAC | Small Industrial |  | Winter Evening | % of Load | 1 | 2032 | 65535
| High | Dynamic Pricing | DLC-Thermostat-HVAC | Small Industrial |  | Winter Evening | % of Load | 0 | 2032 | 65535
| High | Dynamic Pricing | DLC-Thermostat-DI-Baseboard Heating | Small Industrial |  | Winter Evening | % of Load | 1 | 2032 | 65535
| High | Dynamic Pricing | DLC-Thermostat-DI-Baseboard Heating | Small Industrial |  | Winter Evening | % of Load | 0 | 2032 | 65535
| High | Dynamic Pricing | DLC-Thermostat-BYOT-Baseboard Heating | Small Industrial |  | Winter Evening | % of Load | 1 | 2032 | 65535
| High | Dynamic Pricing | DLC-Thermostat-BYOT-Baseboard Heating | Small Industrial |  | Winter Evening | % of Load | 0 | 2032 | 65535
| High | Dynamic Pricing | DLC-Thermostat-DI-MSHP | Small Industrial |  | Winter Evening | % of Load | 1 | 2032 | 65535
| High | Dynamic Pricing | DLC-Thermostat-DI-MSHP | Small Industrial |  | Winter Evening | % of Load | 0 | 2032 | 65535
| High | Dynamic Pricing | DLC-Thermostat-BYOT-MSHP | Small Industrial |  | Winter Evening | % of Load | 1 | 2032 | 65535
| High | Dynamic Pricing | DLC-Thermostat-BYOT-MSHP | Small Industrial |  | Winter Evening | % of Load | 0 | 2032 | 65535
| High | Dynamic Pricing | C&I Curtailment-Turnkey-Manual HVAC Control | Small Industrial |  | Winter Evening | % of Load | 1 | 2032 | 65535
| High | Dynamic Pricing | C&I Curtailment-Turnkey-Manual HVAC Control | Small Industrial |  | Winter Evening | % of Load | 0 | 2032 | 65535
| High | Dynamic Pricing | C&I Curtailment-Turnkey-Auto-DR HVAC Control | Small Industrial |  | Winter Evening | % of Load | 1 | 2032 | 65535
| High | Dynamic Pricing | C&I Curtailment-Turnkey-Auto-DR HVAC Control | Small Industrial |  | Winter Evening | % of Load | 0 | 2032 | 65535
| High | Dynamic Pricing | C&I Curtailment-Turnkey-Standard Lighting Control | Small Industrial |  | Winter Evening | % of Load | 1 | 2032 | 65535
| High | Dynamic Pricing | C&I Curtailment-Turnkey-Standard Lighting Control | Small Industrial |  | Winter Evening | % of Load | 0 | 2032 | 65535
| High | Dynamic Pricing | C&I Curtailment-Turnkey-Advanced Lighting Control | Small Industrial |  | Winter Evening | % of Load | 1 | 2032 | 65535
| High | Dynamic Pricing | C&I Curtailment-Turnkey-Advanced Lighting Control | Small Industrial |  | Winter Evening | % of Load | 0 | 2032 | 65535
| High | Dynamic Pricing | C&I Curtailment-Turnkey-Water Heating Control | Small Industrial |  | Winter Evening | % of Load | 1 | 2032 | 65535
| High | Dynamic Pricing | C&I Curtailment-Turnkey-Water Heating Control | Small Industrial |  | Winter Evening | % of Load | 0 | 2032 | 65535
| High | Dynamic Pricing | C&I Curtailment-Turnkey-Other | Small Industrial |  | Winter Evening | % of Load | 1 | 2032 | 65535
| High | Dynamic Pricing | C&I Curtailment-Turnkey-Other | Small Industrial |  | Winter Evening | % of Load | 0 | 2032 | 65535
| High | Dynamic Pricing | C&I Curtailment-Turnkey-Industrial | Small Industrial |  | Winter Evening | % of Load | 1 | 2032 | 65535
| High | Dynamic Pricing | C&I Curtailment-Turnkey-Industrial | Small Industrial |  | Winter Evening | % of Load | 0 | 2032 | 65535
| High | Dynamic Pricing | Dynamic Pricing with enabling tech. | Small Industrial |  | Winter Evening | % of Load | 1 | 2032 | 65535
| High | Dynamic Pricing | Dynamic Pricing with enabling tech. | Small Industrial |  | Winter Evening | % of Load | 0 | 2032 | 65535
| High | Dynamic Pricing | Dynamic Pricing w/o enabling tech. | Small Industrial |  | Winter Evening | % of Load | 1 | 2032 | 65535
| High | Dynamic Pricing | Dynamic Pricing w/o enabling tech. | Small Industrial |  | Winter Evening | % of Load | 0 | 2032 | 65535
| High | Dynamic Pricing | DLC-Switch-Water Heating | Medium Industrial |  | Winter Morning | % of Load | 1 | 2032 | 65535
| High | Dynamic Pricing | DLC-Switch-Water Heating | Medium Industrial |  | Winter Morning | % of Load | 0 | 2032 | 65535
| High | Dynamic Pricing | DLC-BYOD-Water Heating | Medium Industrial |  | Winter Morning | % of Load | 1 | 2032 | 65535
| High | Dynamic Pricing | DLC-BYOD-Water Heating | Medium Industrial |  | Winter Morning | % of Load | 0 | 2032 | 65535
| High | Dynamic Pricing | DLC-Thermostat-DI-Central Heat Pump | Medium Industrial |  | Winter Morning | % of Load | 1 | 2032 | 65535
| High | Dynamic Pricing | DLC-Thermostat-DI-Central Heat Pump | Medium Industrial |  | Winter Morning | % of Load | 0 | 2032 | 65535
| High | Dynamic Pricing | DLC-Thermostat-BYOT-Central Heat Pump | Medium Industrial |  | Winter Morning | % of Load | 1 | 2032 | 65535
| High | Dynamic Pricing | DLC-Thermostat-BYOT-Central Heat Pump | Medium Industrial |  | Winter Morning | % of Load | 0 | 2032 | 65535
| High | Dynamic Pricing | DLC-Thermostat-HVAC | Medium Industrial |  | Winter Morning | % of Load | 1 | 2032 | 65535
| High | Dynamic Pricing | DLC-Thermostat-HVAC | Medium Industrial |  | Winter Morning | % of Load | 0 | 2032 | 65535
| High | Dynamic Pricing | DLC-Thermostat-DI-Baseboard Heating | Medium Industrial |  | Winter Morning | % of Load | 1 | 2032 | 65535
| High | Dynamic Pricing | DLC-Thermostat-DI-Baseboard Heating | Medium Industrial |  | Winter Morning | % of Load | 0 | 2032 | 65535
| High | Dynamic Pricing | DLC-Thermostat-BYOT-Baseboard Heating | Medium Industrial |  | Winter Morning | % of Load | 1 | 2032 | 65535
| High | Dynamic Pricing | DLC-Thermostat-BYOT-Baseboard Heating | Medium Industrial |  | Winter Morning | % of Load | 0 | 2032 | 65535
| High | Dynamic Pricing | DLC-Thermostat-DI-MSHP | Medium Industrial |  | Winter Morning | % of Load | 1 | 2032 | 65535
| High | Dynamic Pricing | DLC-Thermostat-DI-MSHP | Medium Industrial |  | Winter Morning | % of Load | 0 | 2032 | 65535
| High | Dynamic Pricing | DLC-Thermostat-BYOT-MSHP | Medium Industrial |  | Winter Morning | % of Load | 1 | 2032 | 65535
| High | Dynamic Pricing | DLC-Thermostat-BYOT-MSHP | Medium Industrial |  | Winter Morning | % of Load | 0 | 2032 | 65535
| High | Dynamic Pricing | C&I Curtailment-Turnkey-Manual HVAC Control | Medium Industrial |  | Winter Morning | % of Load | 1 | 2032 | 65535
| High | Dynamic Pricing | C&I Curtailment-Turnkey-Manual HVAC Control | Medium Industrial |  | Winter Morning | % of Load | 0 | 2032 | 65535
| High | Dynamic Pricing | C&I Curtailment-Turnkey-Auto-DR HVAC Control | Medium Industrial |  | Winter Morning | % of Load | 1 | 2032 | 65535
| High | Dynamic Pricing | C&I Curtailment-Turnkey-Auto-DR HVAC Control | Medium Industrial |  | Winter Morning | % of Load | 0 | 2032 | 65535
| High | Dynamic Pricing | C&I Curtailment-Turnkey-Standard Lighting Control | Medium Industrial |  | Winter Morning | % of Load | 1 | 2032 | 65535
| High | Dynamic Pricing | C&I Curtailment-Turnkey-Standard Lighting Control | Medium Industrial |  | Winter Morning | % of Load | 0 | 2032 | 65535
| High | Dynamic Pricing | C&I Curtailment-Turnkey-Advanced Lighting Control | Medium Industrial |  | Winter Morning | % of Load | 1 | 2032 | 65535
| High | Dynamic Pricing | C&I Curtailment-Turnkey-Advanced Lighting Control | Medium Industrial |  | Winter Morning | % of Load | 0 | 2032 | 65535
| High | Dynamic Pricing | C&I Curtailment-Turnkey-Water Heating Control | Medium Industrial |  | Winter Morning | % of Load | 1 | 2032 | 65535
| High | Dynamic Pricing | C&I Curtailment-Turnkey-Water Heating Control | Medium Industrial |  | Winter Morning | % of Load | 0 | 2032 | 65535
| High | Dynamic Pricing | C&I Curtailment-Turnkey-Other | Medium Industrial |  | Winter Morning | % of Load | 1 | 2032 | 65535
| High | Dynamic Pricing | C&I Curtailment-Turnkey-Other | Medium Industrial |  | Winter Morning | % of Load | 0 | 2032 | 65535
| High | Dynamic Pricing | Dynamic Pricing with enabling tech. | Medium Industrial |  | Winter Morning | % of Load | 1 | 2032 | 65535
| High | Dynamic Pricing | Dynamic Pricing with enabling tech. | Medium Industrial |  | Winter Morning | % of Load | 0 | 2032 | 65535
| High | Dynamic Pricing | Dynamic Pricing w/o enabling tech. | Medium Industrial |  | Winter Morning | % of Load | 1 | 2032 | 65535
| High | Dynamic Pricing | Dynamic Pricing w/o enabling tech. | Medium Industrial |  | Winter Morning | % of Load | 0 | 2032 | 65535
| High | Dynamic Pricing | DLC-Switch-Water Heating | Medium Industrial |  | Winter Evening | % of Load | 1 | 2032 | 65535
| High | Dynamic Pricing | DLC-Switch-Water Heating | Medium Industrial |  | Winter Evening | % of Load | 0 | 2032 | 65535
| High | Dynamic Pricing | DLC-BYOD-Water Heating | Medium Industrial |  | Winter Evening | % of Load | 1 | 2032 | 65535
| High | Dynamic Pricing | DLC-BYOD-Water Heating | Medium Industrial |  | Winter Evening | % of Load | 0 | 2032 | 65535
| High | Dynamic Pricing | DLC-Thermostat-DI-Central Heat Pump | Medium Industrial |  | Winter Evening | % of Load | 1 | 2032 | 65535
| High | Dynamic Pricing | DLC-Thermostat-DI-Central Heat Pump | Medium Industrial |  | Winter Evening | % of Load | 0 | 2032 | 65535
| High | Dynamic Pricing | DLC-Thermostat-BYOT-Central Heat Pump | Medium Industrial |  | Winter Evening | % of Load | 1 | 2032 | 65535
| High | Dynamic Pricing | DLC-Thermostat-BYOT-Central Heat Pump | Medium Industrial |  | Winter Evening | % of Load | 0 | 2032 | 65535
| High | Dynamic Pricing | DLC-Thermostat-HVAC | Medium Industrial |  | Winter Evening | % of Load | 1 | 2032 | 65535
| High | Dynamic Pricing | DLC-Thermostat-HVAC | Medium Industrial |  | Winter Evening | % of Load | 0 | 2032 | 65535
| High | Dynamic Pricing | DLC-Thermostat-DI-Baseboard Heating | Medium Industrial |  | Winter Evening | % of Load | 1 | 2032 | 65535
| High | Dynamic Pricing | DLC-Thermostat-DI-Baseboard Heating | Medium Industrial |  | Winter Evening | % of Load | 0 | 2032 | 65535
| High | Dynamic Pricing | DLC-Thermostat-BYOT-Baseboard Heating | Medium Industrial |  | Winter Evening | % of Load | 1 | 2032 | 65535
| High | Dynamic Pricing | DLC-Thermostat-BYOT-Baseboard Heating | Medium Industrial |  | Winter Evening | % of Load | 0 | 2032 | 65535
| High | Dynamic Pricing | DLC-Thermostat-DI-MSHP | Medium Industrial |  | Winter Evening | % of Load | 1 | 2032 | 65535
| High | Dynamic Pricing | DLC-Thermostat-DI-MSHP | Medium Industrial |  | Winter Evening | % of Load | 0 | 2032 | 65535
| High | Dynamic Pricing | DLC-Thermostat-BYOT-MSHP | Medium Industrial |  | Winter Evening | % of Load | 1 | 2032 | 65535
| High | Dynamic Pricing | DLC-Thermostat-BYOT-MSHP | Medium Industrial |  | Winter Evening | % of Load | 0 | 2032 | 65535
| High | Dynamic Pricing | C&I Curtailment-Turnkey-Manual HVAC Control | Medium Industrial |  | Winter Evening | % of Load | 1 | 2032 | 65535
| High | Dynamic Pricing | C&I Curtailment-Turnkey-Manual HVAC Control | Medium Industrial |  | Winter Evening | % of Load | 0 | 2032 | 65535
| High | Dynamic Pricing | C&I Curtailment-Turnkey-Auto-DR HVAC Control | Medium Industrial |  | Winter Evening | % of Load | 1 | 2032 | 65535
| High | Dynamic Pricing | C&I Curtailment-Turnkey-Auto-DR HVAC Control | Medium Industrial |  | Winter Evening | % of Load | 0 | 2032 | 65535
| High | Dynamic Pricing | C&I Curtailment-Turnkey-Standard Lighting Control | Medium Industrial |  | Winter Evening | % of Load | 1 | 2032 | 65535
| High | Dynamic Pricing | C&I Curtailment-Turnkey-Standard Lighting Control | Medium Industrial |  | Winter Evening | % of Load | 0 | 2032 | 65535
| High | Dynamic Pricing | C&I Curtailment-Turnkey-Advanced Lighting Control | Medium Industrial |  | Winter Evening | % of Load | 1 | 2032 | 65535
| High | Dynamic Pricing | C&I Curtailment-Turnkey-Advanced Lighting Control | Medium Industrial |  | Winter Evening | % of Load | 0 | 2032 | 65535
| High | Dynamic Pricing | C&I Curtailment-Turnkey-Water Heating Control | Medium Industrial |  | Winter Evening | % of Load | 1 | 2032 | 65535
| High | Dynamic Pricing | C&I Curtailment-Turnkey-Water Heating Control | Medium Industrial |  | Winter Evening | % of Load | 0 | 2032 | 65535
| High | Dynamic Pricing | C&I Curtailment-Turnkey-Other | Medium Industrial |  | Winter Evening | % of Load | 1 | 2032 | 65535
| High | Dynamic Pricing | C&I Curtailment-Turnkey-Other | Medium Industrial |  | Winter Evening | % of Load | 0 | 2032 | 65535
| High | Dynamic Pricing | Dynamic Pricing with enabling tech. | Medium Industrial |  | Winter Evening | % of Load | 1 | 2032 | 65535
| High | Dynamic Pricing | Dynamic Pricing with enabling tech. | Medium Industrial |  | Winter Evening | % of Load | 0 | 2032 | 65535
| High | Dynamic Pricing | Dynamic Pricing w/o enabling tech. | Medium Industrial |  | Winter Evening | % of Load | 1 | 2032 | 65535
| High | Dynamic Pricing | Dynamic Pricing w/o enabling tech. | Medium Industrial |  | Winter Evening | % of Load | 0 | 2032 | 65535
| High | Dynamic Pricing | Dynamic Pricing with enabling tech. | Large Industrial |  | Winter Morning | % of Load | 1 | 2032 | 65535
| High | Dynamic Pricing | Dynamic Pricing with enabling tech. | Large Industrial |  | Winter Morning | % of Load | 0 | 2032 | 65535
| High | Dynamic Pricing | Dynamic Pricing w/o enabling tech. | Large Industrial |  | Winter Morning | % of Load | 1 | 2032 | 65535
| High | Dynamic Pricing | Dynamic Pricing w/o enabling tech. | Large Industrial |  | Winter Morning | % of Load | 0 | 2032 | 65535
| High | Dynamic Pricing | Dynamic Pricing with enabling tech. | Large Industrial |  | Winter Evening | % of Load | 1 | 2032 | 65535
| High | Dynamic Pricing | Dynamic Pricing with enabling tech. | Large Industrial |  | Winter Evening | % of Load | 0 | 2032 | 65535
| High | Dynamic Pricing | Dynamic Pricing w/o enabling tech. | Large Industrial |  | Winter Evening | % of Load | 1 | 2032 | 65535
| High | Dynamic Pricing | Dynamic Pricing w/o enabling tech. | Large Industrial |  | Winter Evening | % of Load | 0 | 2032 | 65535
| High | Dynamic Pricing | Dynamic Pricing with enabling tech. | Residential Charitable |  | Winter Morning | % of Load | 1 | 2032 | 65535
| High | Dynamic Pricing | Dynamic Pricing with enabling tech. | Residential Charitable |  | Winter Morning | % of Load | 0 | 2032 | 65535
| High | Dynamic Pricing | Dynamic Pricing w/o enabling tech. | Residential Charitable |  | Winter Morning | % of Load | 1 | 2032 | 65535
| High | Dynamic Pricing | Dynamic Pricing w/o enabling tech. | Residential Charitable |  | Winter Morning | % of Load | 0 | 2032 | 65535
| High | Dynamic Pricing | Dynamic Pricing with enabling tech. | Residential Charitable |  | Winter Evening | % of Load | 1 | 2032 | 65535
| High | Dynamic Pricing | Dynamic Pricing with enabling tech. | Residential Charitable |  | Winter Evening | % of Load | 0 | 2032 | 65535
| High | Dynamic Pricing | Dynamic Pricing w/o enabling tech. | Residential Charitable |  | Winter Evening | % of Load | 1 | 2032 | 65535
| High | Dynamic Pricing | Dynamic Pricing w/o enabling tech. | Residential Charitable |  | Winter Evening | % of Load | 0 | 2032 | 65535
| High | BTM Battery Control | DLC-Switch-Water Heating | Small General |  | Winter Morning | % of Load | 1 | 2032 | 65535
| High | BTM Battery Control | DLC-Switch-Water Heating | Small General |  | Winter Morning | % of Load | 0 | 2032 | 65535
| High | BTM Battery Control | DLC-BYOD-Water Heating | Small General |  | Winter Morning | % of Load | 1 | 2032 | 65535
| High | BTM Battery Control | DLC-BYOD-Water Heating | Small General |  | Winter Morning | % of Load | 0 | 2032 | 65535
| High | BTM Battery Control | DLC-Thermostat-DI-Central Heat Pump | Small General |  | Winter Morning | % of Load | 1 | 2032 | 65535
| High | BTM Battery Control | DLC-Thermostat-DI-Central Heat Pump | Small General |  | Winter Morning | % of Load | 0 | 2032 | 65535
| High | BTM Battery Control | DLC-Thermostat-BYOT-Central Heat Pump | Small General |  | Winter Morning | % of Load | 1 | 2032 | 65535
| High | BTM Battery Control | DLC-Thermostat-BYOT-Central Heat Pump | Small General |  | Winter Morning | % of Load | 0 | 2032 | 65535
| High | BTM Battery Control | DLC-Thermostat-HVAC | Small General |  | Winter Morning | % of Load | 1 | 2032 | 65535
| High | BTM Battery Control | DLC-Thermostat-HVAC | Small General |  | Winter Morning | % of Load | 0 | 2032 | 65535
| High | BTM Battery Control | DLC-Thermostat-DI-Baseboard Heating | Small General |  | Winter Morning | % of Load | 1 | 2032 | 65535
| High | BTM Battery Control | DLC-Thermostat-DI-Baseboard Heating | Small General |  | Winter Morning | % of Load | 0 | 2032 | 65535
| High | BTM Battery Control | DLC-Thermostat-BYOT-Baseboard Heating | Small General |  | Winter Morning | % of Load | 1 | 2032 | 65535
| High | BTM Battery Control | DLC-Thermostat-BYOT-Baseboard Heating | Small General |  | Winter Morning | % of Load | 0 | 2032 | 65535
| High | BTM Battery Control | DLC-Thermostat-DI-MSHP | Small General |  | Winter Morning | % of Load | 1 | 2032 | 65535
| High | BTM Battery Control | DLC-Thermostat-DI-MSHP | Small General |  | Winter Morning | % of Load | 0 | 2032 | 65535
| High | BTM Battery Control | DLC-Thermostat-BYOT-MSHP | Small General |  | Winter Morning | % of Load | 1 | 2032 | 65535
| High | BTM Battery Control | DLC-Thermostat-BYOT-MSHP | Small General |  | Winter Morning | % of Load | 0 | 2032 | 65535
| High | BTM Battery Control | C&I Curtailment-Turnkey-Manual HVAC Control | Small General |  | Winter Morning | % of Load | 1 | 2032 | 65535
| High | BTM Battery Control | C&I Curtailment-Turnkey-Manual HVAC Control | Small General |  | Winter Morning | % of Load | 0 | 2032 | 65535
| High | BTM Battery Control | C&I Curtailment-Turnkey-Auto-DR HVAC Control | Small General |  | Winter Morning | % of Load | 1 | 2032 | 65535
| High | BTM Battery Control | C&I Curtailment-Turnkey-Auto-DR HVAC Control | Small General |  | Winter Morning | % of Load | 0 | 2032 | 65535
| High | BTM Battery Control | C&I Curtailment-Turnkey-Standard Lighting Control | Small General |  | Winter Morning | % of Load | 1 | 2032 | 65535
| High | BTM Battery Control | C&I Curtailment-Turnkey-Standard Lighting Control | Small General |  | Winter Morning | % of Load | 0 | 2032 | 65535
| High | BTM Battery Control | C&I Curtailment-Turnkey-Advanced Lighting Control | Small General |  | Winter Morning | % of Load | 1 | 2032 | 65535
| High | BTM Battery Control | C&I Curtailment-Turnkey-Advanced Lighting Control | Small General |  | Winter Morning | % of Load | 0 | 2032 | 65535
| High | BTM Battery Control | C&I Curtailment-Turnkey-Water Heating Control | Small General |  | Winter Morning | % of Load | 1 | 2032 | 65535
| High | BTM Battery Control | C&I Curtailment-Turnkey-Water Heating Control | Small General |  | Winter Morning | % of Load | 0 | 2032 | 65535
| High | BTM Battery Control | C&I Curtailment-Turnkey-Other | Small General |  | Winter Morning | % of Load | 1 | 2032 | 65535
| High | BTM Battery Control | C&I Curtailment-Turnkey-Other | Small General |  | Winter Morning | % of Load | 0 | 2032 | 65535
| High | BTM Battery Control | Dynamic Pricing with enabling tech. | Small General |  | Winter Morning | % of Load | 1 | 2032 | 65535
| High | BTM Battery Control | Dynamic Pricing with enabling tech. | Small General |  | Winter Morning | % of Load | 0 | 2032 | 65535
| High | BTM Battery Control | DLC-Switch-Water Heating | Small General |  | Winter Evening | % of Load | 1 | 2032 | 65535
| High | BTM Battery Control | DLC-Switch-Water Heating | Small General |  | Winter Evening | % of Load | 0 | 2032 | 65535
| High | BTM Battery Control | DLC-BYOD-Water Heating | Small General |  | Winter Evening | % of Load | 1 | 2032 | 65535
| High | BTM Battery Control | DLC-BYOD-Water Heating | Small General |  | Winter Evening | % of Load | 0 | 2032 | 65535
| High | BTM Battery Control | DLC-Thermostat-DI-Central Heat Pump | Small General |  | Winter Evening | % of Load | 1 | 2032 | 65535
| High | BTM Battery Control | DLC-Thermostat-DI-Central Heat Pump | Small General |  | Winter Evening | % of Load | 0 | 2032 | 65535
| High | BTM Battery Control | DLC-Thermostat-BYOT-Central Heat Pump | Small General |  | Winter Evening | % of Load | 1 | 2032 | 65535
| High | BTM Battery Control | DLC-Thermostat-BYOT-Central Heat Pump | Small General |  | Winter Evening | % of Load | 0 | 2032 | 65535
| High | BTM Battery Control | DLC-Thermostat-HVAC | Small General |  | Winter Evening | % of Load | 1 | 2032 | 65535
| High | BTM Battery Control | DLC-Thermostat-HVAC | Small General |  | Winter Evening | % of Load | 0 | 2032 | 65535
| High | BTM Battery Control | DLC-Thermostat-DI-Baseboard Heating | Small General |  | Winter Evening | % of Load | 1 | 2032 | 65535
| High | BTM Battery Control | DLC-Thermostat-DI-Baseboard Heating | Small General |  | Winter Evening | % of Load | 0 | 2032 | 65535
| High | BTM Battery Control | DLC-Thermostat-BYOT-Baseboard Heating | Small General |  | Winter Evening | % of Load | 1 | 2032 | 65535
| High | BTM Battery Control | DLC-Thermostat-BYOT-Baseboard Heating | Small General |  | Winter Evening | % of Load | 0 | 2032 | 65535
| High | BTM Battery Control | DLC-Thermostat-DI-MSHP | Small General |  | Winter Evening | % of Load | 1 | 2032 | 65535
| High | BTM Battery Control | DLC-Thermostat-DI-MSHP | Small General |  | Winter Evening | % of Load | 0 | 2032 | 65535
| High | BTM Battery Control | DLC-Thermostat-BYOT-MSHP | Small General |  | Winter Evening | % of Load | 1 | 2032 | 65535
| High | BTM Battery Control | DLC-Thermostat-BYOT-MSHP | Small General |  | Winter Evening | % of Load | 0 | 2032 | 65535
| High | BTM Battery Control | C&I Curtailment-Turnkey-Manual HVAC Control | Small General |  | Winter Evening | % of Load | 1 | 2032 | 65535
| High | BTM Battery Control | C&I Curtailment-Turnkey-Manual HVAC Control | Small General |  | Winter Evening | % of Load | 0 | 2032 | 65535
| High | BTM Battery Control | C&I Curtailment-Turnkey-Auto-DR HVAC Control | Small General |  | Winter Evening | % of Load | 1 | 2032 | 65535
| High | BTM Battery Control | C&I Curtailment-Turnkey-Auto-DR HVAC Control | Small General |  | Winter Evening | % of Load | 0 | 2032 | 65535
| High | BTM Battery Control | C&I Curtailment-Turnkey-Standard Lighting Control | Small General |  | Winter Evening | % of Load | 1 | 2032 | 65535
| High | BTM Battery Control | C&I Curtailment-Turnkey-Standard Lighting Control | Small General |  | Winter Evening | % of Load | 0 | 2032 | 65535
| High | BTM Battery Control | C&I Curtailment-Turnkey-Advanced Lighting Control | Small General |  | Winter Evening | % of Load | 1 | 2032 | 65535
| High | BTM Battery Control | C&I Curtailment-Turnkey-Advanced Lighting Control | Small General |  | Winter Evening | % of Load | 0 | 2032 | 65535
| High | BTM Battery Control | C&I Curtailment-Turnkey-Water Heating Control | Small General |  | Winter Evening | % of Load | 1 | 2032 | 65535
| High | BTM Battery Control | C&I Curtailment-Turnkey-Water Heating Control | Small General |  | Winter Evening | % of Load | 0 | 2032 | 65535
| High | BTM Battery Control | C&I Curtailment-Turnkey-Other | Small General |  | Winter Evening | % of Load | 1 | 2032 | 65535
| High | BTM Battery Control | C&I Curtailment-Turnkey-Other | Small General |  | Winter Evening | % of Load | 0 | 2032 | 65535
| High | BTM Battery Control | Dynamic Pricing with enabling tech. | Small General |  | Winter Evening | % of Load | 1 | 2032 | 65535
| High | BTM Battery Control | Dynamic Pricing with enabling tech. | Small General |  | Winter Evening | % of Load | 0 | 2032 | 65535
| High | BTM Battery Control | DLC-Switch-Water Heating | General |  | Winter Morning | % of Load | 1 | 2032 | 65535
| High | BTM Battery Control | DLC-Switch-Water Heating | General |  | Winter Morning | % of Load | 0 | 2032 | 65535
| High | BTM Battery Control | DLC-BYOD-Water Heating | General |  | Winter Morning | % of Load | 1 | 2032 | 65535
| High | BTM Battery Control | DLC-BYOD-Water Heating | General |  | Winter Morning | % of Load | 0 | 2032 | 65535
| High | BTM Battery Control | DLC-Thermostat-DI-Central Heat Pump | General |  | Winter Morning | % of Load | 1 | 2032 | 65535
| High | BTM Battery Control | DLC-Thermostat-DI-Central Heat Pump | General |  | Winter Morning | % of Load | 0 | 2032 | 65535
| High | BTM Battery Control | DLC-Thermostat-BYOT-Central Heat Pump | General |  | Winter Morning | % of Load | 1 | 2032 | 65535
| High | BTM Battery Control | DLC-Thermostat-BYOT-Central Heat Pump | General |  | Winter Morning | % of Load | 0 | 2032 | 65535
| High | BTM Battery Control | DLC-Thermostat-HVAC | General |  | Winter Morning | % of Load | 1 | 2032 | 65535
| High | BTM Battery Control | DLC-Thermostat-HVAC | General |  | Winter Morning | % of Load | 0 | 2032 | 65535
| High | BTM Battery Control | DLC-Thermostat-DI-Baseboard Heating | General |  | Winter Morning | % of Load | 1 | 2032 | 65535
| High | BTM Battery Control | DLC-Thermostat-DI-Baseboard Heating | General |  | Winter Morning | % of Load | 0 | 2032 | 65535
| High | BTM Battery Control | DLC-Thermostat-BYOT-Baseboard Heating | General |  | Winter Morning | % of Load | 1 | 2032 | 65535
| High | BTM Battery Control | DLC-Thermostat-BYOT-Baseboard Heating | General |  | Winter Morning | % of Load | 0 | 2032 | 65535
| High | BTM Battery Control | DLC-Thermostat-DI-MSHP | General |  | Winter Morning | % of Load | 1 | 2032 | 65535
| High | BTM Battery Control | DLC-Thermostat-DI-MSHP | General |  | Winter Morning | % of Load | 0 | 2032 | 65535
| High | BTM Battery Control | DLC-Thermostat-BYOT-MSHP | General |  | Winter Morning | % of Load | 1 | 2032 | 65535
| High | BTM Battery Control | DLC-Thermostat-BYOT-MSHP | General |  | Winter Morning | % of Load | 0 | 2032 | 65535
| High | BTM Battery Control | C&I Curtailment-Turnkey-Manual HVAC Control | General |  | Winter Morning | % of Load | 1 | 2032 | 65535
| High | BTM Battery Control | C&I Curtailment-Turnkey-Manual HVAC Control | General |  | Winter Morning | % of Load | 0 | 2032 | 65535
| High | BTM Battery Control | C&I Curtailment-Turnkey-Auto-DR HVAC Control | General |  | Winter Morning | % of Load | 1 | 2032 | 65535
| High | BTM Battery Control | C&I Curtailment-Turnkey-Auto-DR HVAC Control | General |  | Winter Morning | % of Load | 0 | 2032 | 65535
| High | BTM Battery Control | C&I Curtailment-Turnkey-Standard Lighting Control | General |  | Winter Morning | % of Load | 1 | 2032 | 65535
| High | BTM Battery Control | C&I Curtailment-Turnkey-Standard Lighting Control | General |  | Winter Morning | % of Load | 0 | 2032 | 65535
| High | BTM Battery Control | C&I Curtailment-Turnkey-Advanced Lighting Control | General |  | Winter Morning | % of Load | 1 | 2032 | 65535
| High | BTM Battery Control | C&I Curtailment-Turnkey-Advanced Lighting Control | General |  | Winter Morning | % of Load | 0 | 2032 | 65535
| High | BTM Battery Control | C&I Curtailment-Turnkey-Water Heating Control | General |  | Winter Morning | % of Load | 1 | 2032 | 65535
| High | BTM Battery Control | C&I Curtailment-Turnkey-Water Heating Control | General |  | Winter Morning | % of Load | 0 | 2032 | 65535
| High | BTM Battery Control | C&I Curtailment-Turnkey-Other | General |  | Winter Morning | % of Load | 1 | 2032 | 65535
| High | BTM Battery Control | C&I Curtailment-Turnkey-Other | General |  | Winter Morning | % of Load | 0 | 2032 | 65535
| High | BTM Battery Control | DLC-Switch-Water Heating | General |  | Winter Evening | % of Load | 1 | 2032 | 65535
| High | BTM Battery Control | DLC-Switch-Water Heating | General |  | Winter Evening | % of Load | 0 | 2032 | 65535
| High | BTM Battery Control | DLC-BYOD-Water Heating | General |  | Winter Evening | % of Load | 1 | 2032 | 65535
| High | BTM Battery Control | DLC-BYOD-Water Heating | General |  | Winter Evening | % of Load | 0 | 2032 | 65535
| High | BTM Battery Control | DLC-Thermostat-DI-Central Heat Pump | General |  | Winter Evening | % of Load | 1 | 2032 | 65535
| High | BTM Battery Control | DLC-Thermostat-DI-Central Heat Pump | General |  | Winter Evening | % of Load | 0 | 2032 | 65535
| High | BTM Battery Control | DLC-Thermostat-BYOT-Central Heat Pump | General |  | Winter Evening | % of Load | 1 | 2032 | 65535
| High | BTM Battery Control | DLC-Thermostat-BYOT-Central Heat Pump | General |  | Winter Evening | % of Load | 0 | 2032 | 65535
| High | BTM Battery Control | DLC-Thermostat-HVAC | General |  | Winter Evening | % of Load | 1 | 2032 | 65535
| High | BTM Battery Control | DLC-Thermostat-HVAC | General |  | Winter Evening | % of Load | 0 | 2032 | 65535
| High | BTM Battery Control | DLC-Thermostat-DI-Baseboard Heating | General |  | Winter Evening | % of Load | 1 | 2032 | 65535
| High | BTM Battery Control | DLC-Thermostat-DI-Baseboard Heating | General |  | Winter Evening | % of Load | 0 | 2032 | 65535
| High | BTM Battery Control | DLC-Thermostat-BYOT-Baseboard Heating | General |  | Winter Evening | % of Load | 1 | 2032 | 65535
| High | BTM Battery Control | DLC-Thermostat-BYOT-Baseboard Heating | General |  | Winter Evening | % of Load | 0 | 2032 | 65535
| High | BTM Battery Control | DLC-Thermostat-DI-MSHP | General |  | Winter Evening | % of Load | 1 | 2032 | 65535
| High | BTM Battery Control | DLC-Thermostat-DI-MSHP | General |  | Winter Evening | % of Load | 0 | 2032 | 65535
| High | BTM Battery Control | DLC-Thermostat-BYOT-MSHP | General |  | Winter Evening | % of Load | 1 | 2032 | 65535
| High | BTM Battery Control | DLC-Thermostat-BYOT-MSHP | General |  | Winter Evening | % of Load | 0 | 2032 | 65535
| High | BTM Battery Control | C&I Curtailment-Turnkey-Manual HVAC Control | General |  | Winter Evening | % of Load | 1 | 2032 | 65535
| High | BTM Battery Control | C&I Curtailment-Turnkey-Manual HVAC Control | General |  | Winter Evening | % of Load | 0 | 2032 | 65535
| High | BTM Battery Control | C&I Curtailment-Turnkey-Auto-DR HVAC Control | General |  | Winter Evening | % of Load | 1 | 2032 | 65535
| High | BTM Battery Control | C&I Curtailment-Turnkey-Auto-DR HVAC Control | General |  | Winter Evening | % of Load | 0 | 2032 | 65535
| High | BTM Battery Control | C&I Curtailment-Turnkey-Standard Lighting Control | General |  | Winter Evening | % of Load | 1 | 2032 | 65535
| High | BTM Battery Control | C&I Curtailment-Turnkey-Standard Lighting Control | General |  | Winter Evening | % of Load | 0 | 2032 | 65535
| High | BTM Battery Control | C&I Curtailment-Turnkey-Advanced Lighting Control | General |  | Winter Evening | % of Load | 1 | 2032 | 65535
| High | BTM Battery Control | C&I Curtailment-Turnkey-Advanced Lighting Control | General |  | Winter Evening | % of Load | 0 | 2032 | 65535
| High | BTM Battery Control | C&I Curtailment-Turnkey-Water Heating Control | General |  | Winter Evening | % of Load | 1 | 2032 | 65535
| High | BTM Battery Control | C&I Curtailment-Turnkey-Water Heating Control | General |  | Winter Evening | % of Load | 0 | 2032 | 65535
| High | BTM Battery Control | C&I Curtailment-Turnkey-Other | General |  | Winter Evening | % of Load | 1 | 2032 | 65535
| High | BTM Battery Control | C&I Curtailment-Turnkey-Other | General |  | Winter Evening | % of Load | 0 | 2032 | 65535
| High | BTM Battery Control | DLC-Switch-Water Heating | Small Industrial |  | Winter Morning | % of Load | 1 | 2032 | 65535
| High | BTM Battery Control | DLC-Switch-Water Heating | Small Industrial |  | Winter Morning | % of Load | 0 | 2032 | 65535
| High | BTM Battery Control | DLC-BYOD-Water Heating | Small Industrial |  | Winter Morning | % of Load | 1 | 2032 | 65535
| High | BTM Battery Control | DLC-BYOD-Water Heating | Small Industrial |  | Winter Morning | % of Load | 0 | 2032 | 65535
| High | BTM Battery Control | DLC-Thermostat-DI-Central Heat Pump | Small Industrial |  | Winter Morning | % of Load | 1 | 2032 | 65535
| High | BTM Battery Control | DLC-Thermostat-DI-Central Heat Pump | Small Industrial |  | Winter Morning | % of Load | 0 | 2032 | 65535
| High | BTM Battery Control | DLC-Thermostat-BYOT-Central Heat Pump | Small Industrial |  | Winter Morning | % of Load | 1 | 2032 | 65535
| High | BTM Battery Control | DLC-Thermostat-BYOT-Central Heat Pump | Small Industrial |  | Winter Morning | % of Load | 0 | 2032 | 65535
| High | BTM Battery Control | DLC-Thermostat-HVAC | Small Industrial |  | Winter Morning | % of Load | 1 | 2032 | 65535
| High | BTM Battery Control | DLC-Thermostat-HVAC | Small Industrial |  | Winter Morning | % of Load | 0 | 2032 | 65535
| High | BTM Battery Control | DLC-Thermostat-DI-Baseboard Heating | Small Industrial |  | Winter Morning | % of Load | 1 | 2032 | 65535
| High | BTM Battery Control | DLC-Thermostat-DI-Baseboard Heating | Small Industrial |  | Winter Morning | % of Load | 0 | 2032 | 65535
| High | BTM Battery Control | DLC-Thermostat-BYOT-Baseboard Heating | Small Industrial |  | Winter Morning | % of Load | 1 | 2032 | 65535
| High | BTM Battery Control | DLC-Thermostat-BYOT-Baseboard Heating | Small Industrial |  | Winter Morning | % of Load | 0 | 2032 | 65535
| High | BTM Battery Control | DLC-Thermostat-DI-MSHP | Small Industrial |  | Winter Morning | % of Load | 1 | 2032 | 65535
| High | BTM Battery Control | DLC-Thermostat-DI-MSHP | Small Industrial |  | Winter Morning | % of Load | 0 | 2032 | 65535
| High | BTM Battery Control | DLC-Thermostat-BYOT-MSHP | Small Industrial |  | Winter Morning | % of Load | 1 | 2032 | 65535
| High | BTM Battery Control | DLC-Thermostat-BYOT-MSHP | Small Industrial |  | Winter Morning | % of Load | 0 | 2032 | 65535
| High | BTM Battery Control | C&I Curtailment-Turnkey-Manual HVAC Control | Small Industrial |  | Winter Morning | % of Load | 1 | 2032 | 65535
| High | BTM Battery Control | C&I Curtailment-Turnkey-Manual HVAC Control | Small Industrial |  | Winter Morning | % of Load | 0 | 2032 | 65535
| High | BTM Battery Control | C&I Curtailment-Turnkey-Auto-DR HVAC Control | Small Industrial |  | Winter Morning | % of Load | 1 | 2032 | 65535
| High | BTM Battery Control | C&I Curtailment-Turnkey-Auto-DR HVAC Control | Small Industrial |  | Winter Morning | % of Load | 0 | 2032 | 65535
| High | BTM Battery Control | C&I Curtailment-Turnkey-Standard Lighting Control | Small Industrial |  | Winter Morning | % of Load | 1 | 2032 | 65535
| High | BTM Battery Control | C&I Curtailment-Turnkey-Standard Lighting Control | Small Industrial |  | Winter Morning | % of Load | 0 | 2032 | 65535
| High | BTM Battery Control | C&I Curtailment-Turnkey-Advanced Lighting Control | Small Industrial |  | Winter Morning | % of Load | 1 | 2032 | 65535
| High | BTM Battery Control | C&I Curtailment-Turnkey-Advanced Lighting Control | Small Industrial |  | Winter Morning | % of Load | 0 | 2032 | 65535
| High | BTM Battery Control | C&I Curtailment-Turnkey-Water Heating Control | Small Industrial |  | Winter Morning | % of Load | 1 | 2032 | 65535
| High | BTM Battery Control | C&I Curtailment-Turnkey-Water Heating Control | Small Industrial |  | Winter Morning | % of Load | 0 | 2032 | 65535
| High | BTM Battery Control | C&I Curtailment-Turnkey-Other | Small Industrial |  | Winter Morning | % of Load | 1 | 2032 | 65535
| High | BTM Battery Control | C&I Curtailment-Turnkey-Other | Small Industrial |  | Winter Morning | % of Load | 0 | 2032 | 65535
| High | BTM Battery Control | C&I Curtailment-Turnkey-Industrial | Small Industrial |  | Winter Morning | % of Load | 1 | 2032 | 65535
| High | BTM Battery Control | C&I Curtailment-Turnkey-Industrial | Small Industrial |  | Winter Morning | % of Load | 0 | 2032 | 65535
| High | BTM Battery Control | DLC-Switch-Water Heating | Small Industrial |  | Winter Evening | % of Load | 1 | 2032 | 65535
| High | BTM Battery Control | DLC-Switch-Water Heating | Small Industrial |  | Winter Evening | % of Load | 0 | 2032 | 65535
| High | BTM Battery Control | DLC-BYOD-Water Heating | Small Industrial |  | Winter Evening | % of Load | 1 | 2032 | 65535
| High | BTM Battery Control | DLC-BYOD-Water Heating | Small Industrial |  | Winter Evening | % of Load | 0 | 2032 | 65535
| High | BTM Battery Control | DLC-Thermostat-DI-Central Heat Pump | Small Industrial |  | Winter Evening | % of Load | 1 | 2032 | 65535
| High | BTM Battery Control | DLC-Thermostat-DI-Central Heat Pump | Small Industrial |  | Winter Evening | % of Load | 0 | 2032 | 65535
| High | BTM Battery Control | DLC-Thermostat-BYOT-Central Heat Pump | Small Industrial |  | Winter Evening | % of Load | 1 | 2032 | 65535
| High | BTM Battery Control | DLC-Thermostat-BYOT-Central Heat Pump | Small Industrial |  | Winter Evening | % of Load | 0 | 2032 | 65535
| High | BTM Battery Control | DLC-Thermostat-HVAC | Small Industrial |  | Winter Evening | % of Load | 1 | 2032 | 65535
| High | BTM Battery Control | DLC-Thermostat-HVAC | Small Industrial |  | Winter Evening | % of Load | 0 | 2032 | 65535
| High | BTM Battery Control | DLC-Thermostat-DI-Baseboard Heating | Small Industrial |  | Winter Evening | % of Load | 1 | 2032 | 65535
| High | BTM Battery Control | DLC-Thermostat-DI-Baseboard Heating | Small Industrial |  | Winter Evening | % of Load | 0 | 2032 | 65535
| High | BTM Battery Control | DLC-Thermostat-BYOT-Baseboard Heating | Small Industrial |  | Winter Evening | % of Load | 1 | 2032 | 65535
| High | BTM Battery Control | DLC-Thermostat-BYOT-Baseboard Heating | Small Industrial |  | Winter Evening | % of Load | 0 | 2032 | 65535
| High | BTM Battery Control | DLC-Thermostat-DI-MSHP | Small Industrial |  | Winter Evening | % of Load | 1 | 2032 | 65535
| High | BTM Battery Control | DLC-Thermostat-DI-MSHP | Small Industrial |  | Winter Evening | % of Load | 0 | 2032 | 65535
| High | BTM Battery Control | DLC-Thermostat-BYOT-MSHP | Small Industrial |  | Winter Evening | % of Load | 1 | 2032 | 65535
| High | BTM Battery Control | DLC-Thermostat-BYOT-MSHP | Small Industrial |  | Winter Evening | % of Load | 0 | 2032 | 65535
| High | BTM Battery Control | C&I Curtailment-Turnkey-Manual HVAC Control | Small Industrial |  | Winter Evening | % of Load | 1 | 2032 | 65535
| High | BTM Battery Control | C&I Curtailment-Turnkey-Manual HVAC Control | Small Industrial |  | Winter Evening | % of Load | 0 | 2032 | 65535
| High | BTM Battery Control | C&I Curtailment-Turnkey-Auto-DR HVAC Control | Small Industrial |  | Winter Evening | % of Load | 1 | 2032 | 65535
| High | BTM Battery Control | C&I Curtailment-Turnkey-Auto-DR HVAC Control | Small Industrial |  | Winter Evening | % of Load | 0 | 2032 | 65535
| High | BTM Battery Control | C&I Curtailment-Turnkey-Standard Lighting Control | Small Industrial |  | Winter Evening | % of Load | 1 | 2032 | 65535
| High | BTM Battery Control | C&I Curtailment-Turnkey-Standard Lighting Control | Small Industrial |  | Winter Evening | % of Load | 0 | 2032 | 65535
| High | BTM Battery Control | C&I Curtailment-Turnkey-Advanced Lighting Control | Small Industrial |  | Winter Evening | % of Load | 1 | 2032 | 65535
| High | BTM Battery Control | C&I Curtailment-Turnkey-Advanced Lighting Control | Small Industrial |  | Winter Evening | % of Load | 0 | 2032 | 65535
| High | BTM Battery Control | C&I Curtailment-Turnkey-Water Heating Control | Small Industrial |  | Winter Evening | % of Load | 1 | 2032 | 65535
| High | BTM Battery Control | C&I Curtailment-Turnkey-Water Heating Control | Small Industrial |  | Winter Evening | % of Load | 0 | 2032 | 65535
| High | BTM Battery Control | C&I Curtailment-Turnkey-Other | Small Industrial |  | Winter Evening | % of Load | 1 | 2032 | 65535
| High | BTM Battery Control | C&I Curtailment-Turnkey-Other | Small Industrial |  | Winter Evening | % of Load | 0 | 2032 | 65535
| High | BTM Battery Control | C&I Curtailment-Turnkey-Industrial | Small Industrial |  | Winter Evening | % of Load | 1 | 2032 | 65535
| High | BTM Battery Control | C&I Curtailment-Turnkey-Industrial | Small Industrial |  | Winter Evening | % of Load | 0 | 2032 | 65535
| High | BTM Battery Control | DLC-Switch-Water Heating | Medium Industrial |  | Winter Morning | % of Load | 1 | 2032 | 65535
| High | BTM Battery Control | DLC-Switch-Water Heating | Medium Industrial |  | Winter Morning | % of Load | 0 | 2032 | 65535
| High | BTM Battery Control | DLC-BYOD-Water Heating | Medium Industrial |  | Winter Morning | % of Load | 1 | 2032 | 65535
| High | BTM Battery Control | DLC-BYOD-Water Heating | Medium Industrial |  | Winter Morning | % of Load | 0 | 2032 | 65535
| High | BTM Battery Control | DLC-Thermostat-DI-Central Heat Pump | Medium Industrial |  | Winter Morning | % of Load | 1 | 2032 | 65535
| High | BTM Battery Control | DLC-Thermostat-DI-Central Heat Pump | Medium Industrial |  | Winter Morning | % of Load | 0 | 2032 | 65535
| High | BTM Battery Control | DLC-Thermostat-BYOT-Central Heat Pump | Medium Industrial |  | Winter Morning | % of Load | 1 | 2032 | 65535
| High | BTM Battery Control | DLC-Thermostat-BYOT-Central Heat Pump | Medium Industrial |  | Winter Morning | % of Load | 0 | 2032 | 65535
| High | BTM Battery Control | DLC-Thermostat-HVAC | Medium Industrial |  | Winter Morning | % of Load | 1 | 2032 | 65535
| High | BTM Battery Control | DLC-Thermostat-HVAC | Medium Industrial |  | Winter Morning | % of Load | 0 | 2032 | 65535
| High | BTM Battery Control | DLC-Thermostat-DI-Baseboard Heating | Medium Industrial |  | Winter Morning | % of Load | 1 | 2032 | 65535
| High | BTM Battery Control | DLC-Thermostat-DI-Baseboard Heating | Medium Industrial |  | Winter Morning | % of Load | 0 | 2032 | 65535
| High | BTM Battery Control | DLC-Thermostat-BYOT-Baseboard Heating | Medium Industrial |  | Winter Morning | % of Load | 1 | 2032 | 65535
| High | BTM Battery Control | DLC-Thermostat-BYOT-Baseboard Heating | Medium Industrial |  | Winter Morning | % of Load | 0 | 2032 | 65535
| High | BTM Battery Control | DLC-Thermostat-DI-MSHP | Medium Industrial |  | Winter Morning | % of Load | 1 | 2032 | 65535
| High | BTM Battery Control | DLC-Thermostat-DI-MSHP | Medium Industrial |  | Winter Morning | % of Load | 0 | 2032 | 65535
| High | BTM Battery Control | DLC-Thermostat-BYOT-MSHP | Medium Industrial |  | Winter Morning | % of Load | 1 | 2032 | 65535
| High | BTM Battery Control | DLC-Thermostat-BYOT-MSHP | Medium Industrial |  | Winter Morning | % of Load | 0 | 2032 | 65535
| High | BTM Battery Control | C&I Curtailment-Turnkey-Manual HVAC Control | Medium Industrial |  | Winter Morning | % of Load | 1 | 2032 | 65535
| High | BTM Battery Control | C&I Curtailment-Turnkey-Manual HVAC Control | Medium Industrial |  | Winter Morning | % of Load | 0 | 2032 | 65535
| High | BTM Battery Control | C&I Curtailment-Turnkey-Auto-DR HVAC Control | Medium Industrial |  | Winter Morning | % of Load | 1 | 2032 | 65535
| High | BTM Battery Control | C&I Curtailment-Turnkey-Auto-DR HVAC Control | Medium Industrial |  | Winter Morning | % of Load | 0 | 2032 | 65535
| High | BTM Battery Control | C&I Curtailment-Turnkey-Standard Lighting Control | Medium Industrial |  | Winter Morning | % of Load | 1 | 2032 | 65535
| High | BTM Battery Control | C&I Curtailment-Turnkey-Standard Lighting Control | Medium Industrial |  | Winter Morning | % of Load | 0 | 2032 | 65535
| High | BTM Battery Control | C&I Curtailment-Turnkey-Advanced Lighting Control | Medium Industrial |  | Winter Morning | % of Load | 1 | 2032 | 65535
| High | BTM Battery Control | C&I Curtailment-Turnkey-Advanced Lighting Control | Medium Industrial |  | Winter Morning | % of Load | 0 | 2032 | 65535
| High | BTM Battery Control | C&I Curtailment-Turnkey-Water Heating Control | Medium Industrial |  | Winter Morning | % of Load | 1 | 2032 | 65535
| High | BTM Battery Control | C&I Curtailment-Turnkey-Water Heating Control | Medium Industrial |  | Winter Morning | % of Load | 0 | 2032 | 65535
| High | BTM Battery Control | C&I Curtailment-Turnkey-Other | Medium Industrial |  | Winter Morning | % of Load | 1 | 2032 | 65535
| High | BTM Battery Control | C&I Curtailment-Turnkey-Other | Medium Industrial |  | Winter Morning | % of Load | 0 | 2032 | 65535
| High | BTM Battery Control | DLC-Switch-Water Heating | Medium Industrial |  | Winter Evening | % of Load | 1 | 2032 | 65535
| High | BTM Battery Control | DLC-Switch-Water Heating | Medium Industrial |  | Winter Evening | % of Load | 0 | 2032 | 65535
| High | BTM Battery Control | DLC-BYOD-Water Heating | Medium Industrial |  | Winter Evening | % of Load | 1 | 2032 | 65535
| High | BTM Battery Control | DLC-BYOD-Water Heating | Medium Industrial |  | Winter Evening | % of Load | 0 | 2032 | 65535
| High | BTM Battery Control | DLC-Thermostat-DI-Central Heat Pump | Medium Industrial |  | Winter Evening | % of Load | 1 | 2032 | 65535
| High | BTM Battery Control | DLC-Thermostat-DI-Central Heat Pump | Medium Industrial |  | Winter Evening | % of Load | 0 | 2032 | 65535
| High | BTM Battery Control | DLC-Thermostat-BYOT-Central Heat Pump | Medium Industrial |  | Winter Evening | % of Load | 1 | 2032 | 65535
| High | BTM Battery Control | DLC-Thermostat-BYOT-Central Heat Pump | Medium Industrial |  | Winter Evening | % of Load | 0 | 2032 | 65535
| High | BTM Battery Control | DLC-Thermostat-HVAC | Medium Industrial |  | Winter Evening | % of Load | 1 | 2032 | 65535
| High | BTM Battery Control | DLC-Thermostat-HVAC | Medium Industrial |  | Winter Evening | % of Load | 0 | 2032 | 65535
| High | BTM Battery Control | DLC-Thermostat-DI-Baseboard Heating | Medium Industrial |  | Winter Evening | % of Load | 1 | 2032 | 65535
| High | BTM Battery Control | DLC-Thermostat-DI-Baseboard Heating | Medium Industrial |  | Winter Evening | % of Load | 0 | 2032 | 65535
| High | BTM Battery Control | DLC-Thermostat-BYOT-Baseboard Heating | Medium Industrial |  | Winter Evening | % of Load | 1 | 2032 | 65535
| High | BTM Battery Control | DLC-Thermostat-BYOT-Baseboard Heating | Medium Industrial |  | Winter Evening | % of Load | 0 | 2032 | 65535
| High | BTM Battery Control | DLC-Thermostat-DI-MSHP | Medium Industrial |  | Winter Evening | % of Load | 1 | 2032 | 65535
| High | BTM Battery Control | DLC-Thermostat-DI-MSHP | Medium Industrial |  | Winter Evening | % of Load | 0 | 2032 | 65535
| High | BTM Battery Control | DLC-Thermostat-BYOT-MSHP | Medium Industrial |  | Winter Evening | % of Load | 1 | 2032 | 65535
| High | BTM Battery Control | DLC-Thermostat-BYOT-MSHP | Medium Industrial |  | Winter Evening | % of Load | 0 | 2032 | 65535
| High | BTM Battery Control | C&I Curtailment-Turnkey-Manual HVAC Control | Medium Industrial |  | Winter Evening | % of Load | 1 | 2032 | 65535
| High | BTM Battery Control | C&I Curtailment-Turnkey-Manual HVAC Control | Medium Industrial |  | Winter Evening | % of Load | 0 | 2032 | 65535
| High | BTM Battery Control | C&I Curtailment-Turnkey-Auto-DR HVAC Control | Medium Industrial |  | Winter Evening | % of Load | 1 | 2032 | 65535
| High | BTM Battery Control | C&I Curtailment-Turnkey-Auto-DR HVAC Control | Medium Industrial |  | Winter Evening | % of Load | 0 | 2032 | 65535
| High | BTM Battery Control | C&I Curtailment-Turnkey-Standard Lighting Control | Medium Industrial |  | Winter Evening | % of Load | 1 | 2032 | 65535
| High | BTM Battery Control | C&I Curtailment-Turnkey-Standard Lighting Control | Medium Industrial |  | Winter Evening | % of Load | 0 | 2032 | 65535
| High | BTM Battery Control | C&I Curtailment-Turnkey-Advanced Lighting Control | Medium Industrial |  | Winter Evening | % of Load | 1 | 2032 | 65535
| High | BTM Battery Control | C&I Curtailment-Turnkey-Advanced Lighting Control | Medium Industrial |  | Winter Evening | % of Load | 0 | 2032 | 65535
| High | BTM Battery Control | C&I Curtailment-Turnkey-Water Heating Control | Medium Industrial |  | Winter Evening | % of Load | 1 | 2032 | 65535
| High | BTM Battery Control | C&I Curtailment-Turnkey-Water Heating Control | Medium Industrial |  | Winter Evening | % of Load | 0 | 2032 | 65535
| High | BTM Battery Control | C&I Curtailment-Turnkey-Other | Medium Industrial |  | Winter Evening | % of Load | 1 | 2032 | 65535
| High | BTM Battery Control | C&I Curtailment-Turnkey-Other | Medium Industrial |  | Winter Evening | % of Load | 0 | 2032 | 65535
| High | BTM Battery Control | BTM Battery Control-BYOB | Residential Charitable |  | Winter Morning | % of Load | 1 | 2032 | 65535
| High | BTM Battery Control | BTM Battery Control-BYOB | Residential Charitable |  | Winter Morning | % of Load | 0 | 2032 | 65535
| High | BTM Battery Control | BTM Battery Control-BYOB | Residential Charitable |  | Winter Evening | % of Load | 1 | 2032 | 65535
| High | BTM Battery Control | BTM Battery Control-BYOB | Residential Charitable |  | Winter Evening | % of Load | 0 | 2032 | 65535
| High | EV Charging Control | DLC-Switch-Water Heating | Small General |  | Winter Morning | % of Load | 1 | 2032 | 65535
| High | EV Charging Control | DLC-Switch-Water Heating | Small General |  | Winter Morning | % of Load | 0 | 2032 | 65535
| High | EV Charging Control | DLC-BYOD-Water Heating | Small General |  | Winter Morning | % of Load | 1 | 2032 | 65535
| High | EV Charging Control | DLC-BYOD-Water Heating | Small General |  | Winter Morning | % of Load | 0 | 2032 | 65535
| High | EV Charging Control | DLC-Thermostat-DI-Central Heat Pump | Small General |  | Winter Morning | % of Load | 1 | 2032 | 65535
| High | EV Charging Control | DLC-Thermostat-DI-Central Heat Pump | Small General |  | Winter Morning | % of Load | 0 | 2032 | 65535
| High | EV Charging Control | DLC-Thermostat-BYOT-Central Heat Pump | Small General |  | Winter Morning | % of Load | 1 | 2032 | 65535
| High | EV Charging Control | DLC-Thermostat-BYOT-Central Heat Pump | Small General |  | Winter Morning | % of Load | 0 | 2032 | 65535
| High | EV Charging Control | DLC-Thermostat-HVAC | Small General |  | Winter Morning | % of Load | 1 | 2032 | 65535
| High | EV Charging Control | DLC-Thermostat-HVAC | Small General |  | Winter Morning | % of Load | 0 | 2032 | 65535
| High | EV Charging Control | DLC-Thermostat-DI-Baseboard Heating | Small General |  | Winter Morning | % of Load | 1 | 2032 | 65535
| High | EV Charging Control | DLC-Thermostat-DI-Baseboard Heating | Small General |  | Winter Morning | % of Load | 0 | 2032 | 65535
| High | EV Charging Control | DLC-Thermostat-BYOT-Baseboard Heating | Small General |  | Winter Morning | % of Load | 1 | 2032 | 65535
| High | EV Charging Control | DLC-Thermostat-BYOT-Baseboard Heating | Small General |  | Winter Morning | % of Load | 0 | 2032 | 65535
| High | EV Charging Control | DLC-Thermostat-DI-MSHP | Small General |  | Winter Morning | % of Load | 1 | 2032 | 65535
| High | EV Charging Control | DLC-Thermostat-DI-MSHP | Small General |  | Winter Morning | % of Load | 0 | 2032 | 65535
| High | EV Charging Control | DLC-Thermostat-BYOT-MSHP | Small General |  | Winter Morning | % of Load | 1 | 2032 | 65535
| High | EV Charging Control | DLC-Thermostat-BYOT-MSHP | Small General |  | Winter Morning | % of Load | 0 | 2032 | 65535
| High | EV Charging Control | C&I Curtailment-Turnkey-Manual HVAC Control | Small General |  | Winter Morning | % of Load | 1 | 2032 | 65535
| High | EV Charging Control | C&I Curtailment-Turnkey-Manual HVAC Control | Small General |  | Winter Morning | % of Load | 0 | 2032 | 65535
| High | EV Charging Control | C&I Curtailment-Turnkey-Auto-DR HVAC Control | Small General |  | Winter Morning | % of Load | 1 | 2032 | 65535
| High | EV Charging Control | C&I Curtailment-Turnkey-Auto-DR HVAC Control | Small General |  | Winter Morning | % of Load | 0 | 2032 | 65535
| High | EV Charging Control | C&I Curtailment-Turnkey-Standard Lighting Control | Small General |  | Winter Morning | % of Load | 1 | 2032 | 65535
| High | EV Charging Control | C&I Curtailment-Turnkey-Standard Lighting Control | Small General |  | Winter Morning | % of Load | 0 | 2032 | 65535
| High | EV Charging Control | C&I Curtailment-Turnkey-Advanced Lighting Control | Small General |  | Winter Morning | % of Load | 1 | 2032 | 65535
| High | EV Charging Control | C&I Curtailment-Turnkey-Advanced Lighting Control | Small General |  | Winter Morning | % of Load | 0 | 2032 | 65535
| High | EV Charging Control | C&I Curtailment-Turnkey-Water Heating Control | Small General |  | Winter Morning | % of Load | 1 | 2032 | 65535
| High | EV Charging Control | C&I Curtailment-Turnkey-Water Heating Control | Small General |  | Winter Morning | % of Load | 0 | 2032 | 65535
| High | EV Charging Control | C&I Curtailment-Turnkey-Other | Small General |  | Winter Morning | % of Load | 1 | 2032 | 65535
| High | EV Charging Control | C&I Curtailment-Turnkey-Other | Small General |  | Winter Morning | % of Load | 0 | 2032 | 65535
| High | EV Charging Control | Dynamic Pricing with enabling tech. | Small General |  | Winter Morning | % of Load | 1 | 2032 | 65535
| High | EV Charging Control | Dynamic Pricing with enabling tech. | Small General |  | Winter Morning | % of Load | 0 | 2032 | 65535
| High | EV Charging Control | DLC-Switch-Water Heating | Small General |  | Winter Evening | % of Load | 1 | 2032 | 65535
| High | EV Charging Control | DLC-Switch-Water Heating | Small General |  | Winter Evening | % of Load | 0 | 2032 | 65535
| High | EV Charging Control | DLC-BYOD-Water Heating | Small General |  | Winter Evening | % of Load | 1 | 2032 | 65535
| High | EV Charging Control | DLC-BYOD-Water Heating | Small General |  | Winter Evening | % of Load | 0 | 2032 | 65535
| High | EV Charging Control | DLC-Thermostat-DI-Central Heat Pump | Small General |  | Winter Evening | % of Load | 1 | 2032 | 65535
| High | EV Charging Control | DLC-Thermostat-DI-Central Heat Pump | Small General |  | Winter Evening | % of Load | 0 | 2032 | 65535
| High | EV Charging Control | DLC-Thermostat-BYOT-Central Heat Pump | Small General |  | Winter Evening | % of Load | 1 | 2032 | 65535
| High | EV Charging Control | DLC-Thermostat-BYOT-Central Heat Pump | Small General |  | Winter Evening | % of Load | 0 | 2032 | 65535
| High | EV Charging Control | DLC-Thermostat-HVAC | Small General |  | Winter Evening | % of Load | 1 | 2032 | 65535
| High | EV Charging Control | DLC-Thermostat-HVAC | Small General |  | Winter Evening | % of Load | 0 | 2032 | 65535
| High | EV Charging Control | DLC-Thermostat-DI-Baseboard Heating | Small General |  | Winter Evening | % of Load | 1 | 2032 | 65535
| High | EV Charging Control | DLC-Thermostat-DI-Baseboard Heating | Small General |  | Winter Evening | % of Load | 0 | 2032 | 65535
| High | EV Charging Control | DLC-Thermostat-BYOT-Baseboard Heating | Small General |  | Winter Evening | % of Load | 1 | 2032 | 65535
| High | EV Charging Control | DLC-Thermostat-BYOT-Baseboard Heating | Small General |  | Winter Evening | % of Load | 0 | 2032 | 65535
| High | EV Charging Control | DLC-Thermostat-DI-MSHP | Small General |  | Winter Evening | % of Load | 1 | 2032 | 65535
| High | EV Charging Control | DLC-Thermostat-DI-MSHP | Small General |  | Winter Evening | % of Load | 0 | 2032 | 65535
| High | EV Charging Control | DLC-Thermostat-BYOT-MSHP | Small General |  | Winter Evening | % of Load | 1 | 2032 | 65535
| High | EV Charging Control | DLC-Thermostat-BYOT-MSHP | Small General |  | Winter Evening | % of Load | 0 | 2032 | 65535
| High | EV Charging Control | C&I Curtailment-Turnkey-Manual HVAC Control | Small General |  | Winter Evening | % of Load | 1 | 2032 | 65535
| High | EV Charging Control | C&I Curtailment-Turnkey-Manual HVAC Control | Small General |  | Winter Evening | % of Load | 0 | 2032 | 65535
| High | EV Charging Control | C&I Curtailment-Turnkey-Auto-DR HVAC Control | Small General |  | Winter Evening | % of Load | 1 | 2032 | 65535
| High | EV Charging Control | C&I Curtailment-Turnkey-Auto-DR HVAC Control | Small General |  | Winter Evening | % of Load | 0 | 2032 | 65535
| High | EV Charging Control | C&I Curtailment-Turnkey-Standard Lighting Control | Small General |  | Winter Evening | % of Load | 1 | 2032 | 65535
| High | EV Charging Control | C&I Curtailment-Turnkey-Standard Lighting Control | Small General |  | Winter Evening | % of Load | 0 | 2032 | 65535
| High | EV Charging Control | C&I Curtailment-Turnkey-Advanced Lighting Control | Small General |  | Winter Evening | % of Load | 1 | 2032 | 65535
| High | EV Charging Control | C&I Curtailment-Turnkey-Advanced Lighting Control | Small General |  | Winter Evening | % of Load | 0 | 2032 | 65535
| High | EV Charging Control | C&I Curtailment-Turnkey-Water Heating Control | Small General |  | Winter Evening | % of Load | 1 | 2032 | 65535
| High | EV Charging Control | C&I Curtailment-Turnkey-Water Heating Control | Small General |  | Winter Evening | % of Load | 0 | 2032 | 65535
| High | EV Charging Control | C&I Curtailment-Turnkey-Other | Small General |  | Winter Evening | % of Load | 1 | 2032 | 65535
| High | EV Charging Control | C&I Curtailment-Turnkey-Other | Small General |  | Winter Evening | % of Load | 0 | 2032 | 65535
| High | EV Charging Control | Dynamic Pricing with enabling tech. | Small General |  | Winter Evening | % of Load | 1 | 2032 | 65535
| High | EV Charging Control | Dynamic Pricing with enabling tech. | Small General |  | Winter Evening | % of Load | 0 | 2032 | 65535
| High | EV Charging Control | DLC-Switch-Water Heating | General |  | Winter Morning | % of Load | 1 | 2032 | 65535
| High | EV Charging Control | DLC-Switch-Water Heating | General |  | Winter Morning | % of Load | 0 | 2032 | 65535
| High | EV Charging Control | DLC-BYOD-Water Heating | General |  | Winter Morning | % of Load | 1 | 2032 | 65535
| High | EV Charging Control | DLC-BYOD-Water Heating | General |  | Winter Morning | % of Load | 0 | 2032 | 65535
| High | EV Charging Control | DLC-Thermostat-DI-Central Heat Pump | General |  | Winter Morning | % of Load | 1 | 2032 | 65535
| High | EV Charging Control | DLC-Thermostat-DI-Central Heat Pump | General |  | Winter Morning | % of Load | 0 | 2032 | 65535
| High | EV Charging Control | DLC-Thermostat-BYOT-Central Heat Pump | General |  | Winter Morning | % of Load | 1 | 2032 | 65535
| High | EV Charging Control | DLC-Thermostat-BYOT-Central Heat Pump | General |  | Winter Morning | % of Load | 0 | 2032 | 65535
| High | EV Charging Control | DLC-Thermostat-HVAC | General |  | Winter Morning | % of Load | 1 | 2032 | 65535
| High | EV Charging Control | DLC-Thermostat-HVAC | General |  | Winter Morning | % of Load | 0 | 2032 | 65535
| High | EV Charging Control | DLC-Thermostat-DI-Baseboard Heating | General |  | Winter Morning | % of Load | 1 | 2032 | 65535
| High | EV Charging Control | DLC-Thermostat-DI-Baseboard Heating | General |  | Winter Morning | % of Load | 0 | 2032 | 65535
| High | EV Charging Control | DLC-Thermostat-BYOT-Baseboard Heating | General |  | Winter Morning | % of Load | 1 | 2032 | 65535
| High | EV Charging Control | DLC-Thermostat-BYOT-Baseboard Heating | General |  | Winter Morning | % of Load | 0 | 2032 | 65535
| High | EV Charging Control | DLC-Thermostat-DI-MSHP | General |  | Winter Morning | % of Load | 1 | 2032 | 65535
| High | EV Charging Control | DLC-Thermostat-DI-MSHP | General |  | Winter Morning | % of Load | 0 | 2032 | 65535
| High | EV Charging Control | DLC-Thermostat-BYOT-MSHP | General |  | Winter Morning | % of Load | 1 | 2032 | 65535
| High | EV Charging Control | DLC-Thermostat-BYOT-MSHP | General |  | Winter Morning | % of Load | 0 | 2032 | 65535
| High | EV Charging Control | C&I Curtailment-Turnkey-Manual HVAC Control | General |  | Winter Morning | % of Load | 1 | 2032 | 65535
| High | EV Charging Control | C&I Curtailment-Turnkey-Manual HVAC Control | General |  | Winter Morning | % of Load | 0 | 2032 | 65535
| High | EV Charging Control | C&I Curtailment-Turnkey-Auto-DR HVAC Control | General |  | Winter Morning | % of Load | 1 | 2032 | 65535
| High | EV Charging Control | C&I Curtailment-Turnkey-Auto-DR HVAC Control | General |  | Winter Morning | % of Load | 0 | 2032 | 65535
| High | EV Charging Control | C&I Curtailment-Turnkey-Standard Lighting Control | General |  | Winter Morning | % of Load | 1 | 2032 | 65535
| High | EV Charging Control | C&I Curtailment-Turnkey-Standard Lighting Control | General |  | Winter Morning | % of Load | 0 | 2032 | 65535
| High | EV Charging Control | C&I Curtailment-Turnkey-Advanced Lighting Control | General |  | Winter Morning | % of Load | 1 | 2032 | 65535
| High | EV Charging Control | C&I Curtailment-Turnkey-Advanced Lighting Control | General |  | Winter Morning | % of Load | 0 | 2032 | 65535
| High | EV Charging Control | C&I Curtailment-Turnkey-Water Heating Control | General |  | Winter Morning | % of Load | 1 | 2032 | 65535
| High | EV Charging Control | C&I Curtailment-Turnkey-Water Heating Control | General |  | Winter Morning | % of Load | 0 | 2032 | 65535
| High | EV Charging Control | C&I Curtailment-Turnkey-Other | General |  | Winter Morning | % of Load | 1 | 2032 | 65535
| High | EV Charging Control | C&I Curtailment-Turnkey-Other | General |  | Winter Morning | % of Load | 0 | 2032 | 65535
| High | EV Charging Control | DLC-Switch-Water Heating | General |  | Winter Evening | % of Load | 1 | 2032 | 65535
| High | EV Charging Control | DLC-Switch-Water Heating | General |  | Winter Evening | % of Load | 0 | 2032 | 65535
| High | EV Charging Control | DLC-BYOD-Water Heating | General |  | Winter Evening | % of Load | 1 | 2032 | 65535
| High | EV Charging Control | DLC-BYOD-Water Heating | General |  | Winter Evening | % of Load | 0 | 2032 | 65535
| High | EV Charging Control | DLC-Thermostat-DI-Central Heat Pump | General |  | Winter Evening | % of Load | 1 | 2032 | 65535
| High | EV Charging Control | DLC-Thermostat-DI-Central Heat Pump | General |  | Winter Evening | % of Load | 0 | 2032 | 65535
| High | EV Charging Control | DLC-Thermostat-BYOT-Central Heat Pump | General |  | Winter Evening | % of Load | 1 | 2032 | 65535
| High | EV Charging Control | DLC-Thermostat-BYOT-Central Heat Pump | General |  | Winter Evening | % of Load | 0 | 2032 | 65535
| High | EV Charging Control | DLC-Thermostat-HVAC | General |  | Winter Evening | % of Load | 1 | 2032 | 65535
| High | EV Charging Control | DLC-Thermostat-HVAC | General |  | Winter Evening | % of Load | 0 | 2032 | 65535
| High | EV Charging Control | DLC-Thermostat-DI-Baseboard Heating | General |  | Winter Evening | % of Load | 1 | 2032 | 65535
| High | EV Charging Control | DLC-Thermostat-DI-Baseboard Heating | General |  | Winter Evening | % of Load | 0 | 2032 | 65535
| High | EV Charging Control | DLC-Thermostat-BYOT-Baseboard Heating | General |  | Winter Evening | % of Load | 1 | 2032 | 65535
| High | EV Charging Control | DLC-Thermostat-BYOT-Baseboard Heating | General |  | Winter Evening | % of Load | 0 | 2032 | 65535
| High | EV Charging Control | DLC-Thermostat-DI-MSHP | General |  | Winter Evening | % of Load | 1 | 2032 | 65535
| High | EV Charging Control | DLC-Thermostat-DI-MSHP | General |  | Winter Evening | % of Load | 0 | 2032 | 65535
| High | EV Charging Control | DLC-Thermostat-BYOT-MSHP | General |  | Winter Evening | % of Load | 1 | 2032 | 65535
| High | EV Charging Control | DLC-Thermostat-BYOT-MSHP | General |  | Winter Evening | % of Load | 0 | 2032 | 65535
| High | EV Charging Control | C&I Curtailment-Turnkey-Manual HVAC Control | General |  | Winter Evening | % of Load | 1 | 2032 | 65535
| High | EV Charging Control | C&I Curtailment-Turnkey-Manual HVAC Control | General |  | Winter Evening | % of Load | 0 | 2032 | 65535
| High | EV Charging Control | C&I Curtailment-Turnkey-Auto-DR HVAC Control | General |  | Winter Evening | % of Load | 1 | 2032 | 65535
| High | EV Charging Control | C&I Curtailment-Turnkey-Auto-DR HVAC Control | General |  | Winter Evening | % of Load | 0 | 2032 | 65535
| High | EV Charging Control | C&I Curtailment-Turnkey-Standard Lighting Control | General |  | Winter Evening | % of Load | 1 | 2032 | 65535
| High | EV Charging Control | C&I Curtailment-Turnkey-Standard Lighting Control | General |  | Winter Evening | % of Load | 0 | 2032 | 65535
| High | EV Charging Control | C&I Curtailment-Turnkey-Advanced Lighting Control | General |  | Winter Evening | % of Load | 1 | 2032 | 65535
| High | EV Charging Control | C&I Curtailment-Turnkey-Advanced Lighting Control | General |  | Winter Evening | % of Load | 0 | 2032 | 65535
| High | EV Charging Control | C&I Curtailment-Turnkey-Water Heating Control | General |  | Winter Evening | % of Load | 1 | 2032 | 65535
| High | EV Charging Control | C&I Curtailment-Turnkey-Water Heating Control | General |  | Winter Evening | % of Load | 0 | 2032 | 65535
| High | EV Charging Control | C&I Curtailment-Turnkey-Other | General |  | Winter Evening | % of Load | 1 | 2032 | 65535
| High | EV Charging Control | C&I Curtailment-Turnkey-Other | General |  | Winter Evening | % of Load | 0 | 2032 | 65535
| High | EV Charging Control | DLC-Switch-Water Heating | Small Industrial |  | Winter Morning | % of Load | 1 | 2032 | 65535
| High | EV Charging Control | DLC-Switch-Water Heating | Small Industrial |  | Winter Morning | % of Load | 0 | 2032 | 65535
| High | EV Charging Control | DLC-BYOD-Water Heating | Small Industrial |  | Winter Morning | % of Load | 1 | 2032 | 65535
| High | EV Charging Control | DLC-BYOD-Water Heating | Small Industrial |  | Winter Morning | % of Load | 0 | 2032 | 65535
| High | EV Charging Control | DLC-Thermostat-DI-Central Heat Pump | Small Industrial |  | Winter Morning | % of Load | 1 | 2032 | 65535
| High | EV Charging Control | DLC-Thermostat-DI-Central Heat Pump | Small Industrial |  | Winter Morning | % of Load | 0 | 2032 | 65535
| High | EV Charging Control | DLC-Thermostat-BYOT-Central Heat Pump | Small Industrial |  | Winter Morning | % of Load | 1 | 2032 | 65535
| High | EV Charging Control | DLC-Thermostat-BYOT-Central Heat Pump | Small Industrial |  | Winter Morning | % of Load | 0 | 2032 | 65535
| High | EV Charging Control | DLC-Thermostat-HVAC | Small Industrial |  | Winter Morning | % of Load | 1 | 2032 | 65535
| High | EV Charging Control | DLC-Thermostat-HVAC | Small Industrial |  | Winter Morning | % of Load | 0 | 2032 | 65535
| High | EV Charging Control | DLC-Thermostat-DI-Baseboard Heating | Small Industrial |  | Winter Morning | % of Load | 1 | 2032 | 65535
| High | EV Charging Control | DLC-Thermostat-DI-Baseboard Heating | Small Industrial |  | Winter Morning | % of Load | 0 | 2032 | 65535
| High | EV Charging Control | DLC-Thermostat-BYOT-Baseboard Heating | Small Industrial |  | Winter Morning | % of Load | 1 | 2032 | 65535
| High | EV Charging Control | DLC-Thermostat-BYOT-Baseboard Heating | Small Industrial |  | Winter Morning | % of Load | 0 | 2032 | 65535
| High | EV Charging Control | DLC-Thermostat-DI-MSHP | Small Industrial |  | Winter Morning | % of Load | 1 | 2032 | 65535
| High | EV Charging Control | DLC-Thermostat-DI-MSHP | Small Industrial |  | Winter Morning | % of Load | 0 | 2032 | 65535
| High | EV Charging Control | DLC-Thermostat-BYOT-MSHP | Small Industrial |  | Winter Morning | % of Load | 1 | 2032 | 65535
| High | EV Charging Control | DLC-Thermostat-BYOT-MSHP | Small Industrial |  | Winter Morning | % of Load | 0 | 2032 | 65535
| High | EV Charging Control | C&I Curtailment-Turnkey-Manual HVAC Control | Small Industrial |  | Winter Morning | % of Load | 1 | 2032 | 65535
| High | EV Charging Control | C&I Curtailment-Turnkey-Manual HVAC Control | Small Industrial |  | Winter Morning | % of Load | 0 | 2032 | 65535
| High | EV Charging Control | C&I Curtailment-Turnkey-Auto-DR HVAC Control | Small Industrial |  | Winter Morning | % of Load | 1 | 2032 | 65535
| High | EV Charging Control | C&I Curtailment-Turnkey-Auto-DR HVAC Control | Small Industrial |  | Winter Morning | % of Load | 0 | 2032 | 65535
| High | EV Charging Control | C&I Curtailment-Turnkey-Standard Lighting Control | Small Industrial |  | Winter Morning | % of Load | 1 | 2032 | 65535
| High | EV Charging Control | C&I Curtailment-Turnkey-Standard Lighting Control | Small Industrial |  | Winter Morning | % of Load | 0 | 2032 | 65535
| High | EV Charging Control | C&I Curtailment-Turnkey-Advanced Lighting Control | Small Industrial |  | Winter Morning | % of Load | 1 | 2032 | 65535
| High | EV Charging Control | C&I Curtailment-Turnkey-Advanced Lighting Control | Small Industrial |  | Winter Morning | % of Load | 0 | 2032 | 65535
| High | EV Charging Control | C&I Curtailment-Turnkey-Water Heating Control | Small Industrial |  | Winter Morning | % of Load | 1 | 2032 | 65535
| High | EV Charging Control | C&I Curtailment-Turnkey-Water Heating Control | Small Industrial |  | Winter Morning | % of Load | 0 | 2032 | 65535
| High | EV Charging Control | C&I Curtailment-Turnkey-Other | Small Industrial |  | Winter Morning | % of Load | 1 | 2032 | 65535
| High | EV Charging Control | C&I Curtailment-Turnkey-Other | Small Industrial |  | Winter Morning | % of Load | 0 | 2032 | 65535
| High | EV Charging Control | C&I Curtailment-Turnkey-Industrial | Small Industrial |  | Winter Morning | % of Load | 1 | 2032 | 65535
| High | EV Charging Control | C&I Curtailment-Turnkey-Industrial | Small Industrial |  | Winter Morning | % of Load | 0 | 2032 | 65535
| High | EV Charging Control | DLC-Switch-Water Heating | Small Industrial |  | Winter Evening | % of Load | 1 | 2032 | 65535
| High | EV Charging Control | DLC-Switch-Water Heating | Small Industrial |  | Winter Evening | % of Load | 0 | 2032 | 65535
| High | EV Charging Control | DLC-BYOD-Water Heating | Small Industrial |  | Winter Evening | % of Load | 1 | 2032 | 65535
| High | EV Charging Control | DLC-BYOD-Water Heating | Small Industrial |  | Winter Evening | % of Load | 0 | 2032 | 65535
| High | EV Charging Control | DLC-Thermostat-DI-Central Heat Pump | Small Industrial |  | Winter Evening | % of Load | 1 | 2032 | 65535
| High | EV Charging Control | DLC-Thermostat-DI-Central Heat Pump | Small Industrial |  | Winter Evening | % of Load | 0 | 2032 | 65535
| High | EV Charging Control | DLC-Thermostat-BYOT-Central Heat Pump | Small Industrial |  | Winter Evening | % of Load | 1 | 2032 | 65535
| High | EV Charging Control | DLC-Thermostat-BYOT-Central Heat Pump | Small Industrial |  | Winter Evening | % of Load | 0 | 2032 | 65535
| High | EV Charging Control | DLC-Thermostat-HVAC | Small Industrial |  | Winter Evening | % of Load | 1 | 2032 | 65535
| High | EV Charging Control | DLC-Thermostat-HVAC | Small Industrial |  | Winter Evening | % of Load | 0 | 2032 | 65535
| High | EV Charging Control | DLC-Thermostat-DI-Baseboard Heating | Small Industrial |  | Winter Evening | % of Load | 1 | 2032 | 65535
| High | EV Charging Control | DLC-Thermostat-DI-Baseboard Heating | Small Industrial |  | Winter Evening | % of Load | 0 | 2032 | 65535
| High | EV Charging Control | DLC-Thermostat-BYOT-Baseboard Heating | Small Industrial |  | Winter Evening | % of Load | 1 | 2032 | 65535
| High | EV Charging Control | DLC-Thermostat-BYOT-Baseboard Heating | Small Industrial |  | Winter Evening | % of Load | 0 | 2032 | 65535
| High | EV Charging Control | DLC-Thermostat-DI-MSHP | Small Industrial |  | Winter Evening | % of Load | 1 | 2032 | 65535
| High | EV Charging Control | DLC-Thermostat-DI-MSHP | Small Industrial |  | Winter Evening | % of Load | 0 | 2032 | 65535
| High | EV Charging Control | DLC-Thermostat-BYOT-MSHP | Small Industrial |  | Winter Evening | % of Load | 1 | 2032 | 65535
| High | EV Charging Control | DLC-Thermostat-BYOT-MSHP | Small Industrial |  | Winter Evening | % of Load | 0 | 2032 | 65535
| High | EV Charging Control | C&I Curtailment-Turnkey-Manual HVAC Control | Small Industrial |  | Winter Evening | % of Load | 1 | 2032 | 65535
| High | EV Charging Control | C&I Curtailment-Turnkey-Manual HVAC Control | Small Industrial |  | Winter Evening | % of Load | 0 | 2032 | 65535
| High | EV Charging Control | C&I Curtailment-Turnkey-Auto-DR HVAC Control | Small Industrial |  | Winter Evening | % of Load | 1 | 2032 | 65535
| High | EV Charging Control | C&I Curtailment-Turnkey-Auto-DR HVAC Control | Small Industrial |  | Winter Evening | % of Load | 0 | 2032 | 65535
| High | EV Charging Control | C&I Curtailment-Turnkey-Standard Lighting Control | Small Industrial |  | Winter Evening | % of Load | 1 | 2032 | 65535
| High | EV Charging Control | C&I Curtailment-Turnkey-Standard Lighting Control | Small Industrial |  | Winter Evening | % of Load | 0 | 2032 | 65535
| High | EV Charging Control | C&I Curtailment-Turnkey-Advanced Lighting Control | Small Industrial |  | Winter Evening | % of Load | 1 | 2032 | 65535
| High | EV Charging Control | C&I Curtailment-Turnkey-Advanced Lighting Control | Small Industrial |  | Winter Evening | % of Load | 0 | 2032 | 65535
| High | EV Charging Control | C&I Curtailment-Turnkey-Water Heating Control | Small Industrial |  | Winter Evening | % of Load | 1 | 2032 | 65535
| High | EV Charging Control | C&I Curtailment-Turnkey-Water Heating Control | Small Industrial |  | Winter Evening | % of Load | 0 | 2032 | 65535
| High | EV Charging Control | C&I Curtailment-Turnkey-Other | Small Industrial |  | Winter Evening | % of Load | 1 | 2032 | 65535
| High | EV Charging Control | C&I Curtailment-Turnkey-Other | Small Industrial |  | Winter Evening | % of Load | 0 | 2032 | 65535
| High | EV Charging Control | C&I Curtailment-Turnkey-Industrial | Small Industrial |  | Winter Evening | % of Load | 1 | 2032 | 65535
| High | EV Charging Control | C&I Curtailment-Turnkey-Industrial | Small Industrial |  | Winter Evening | % of Load | 0 | 2032 | 65535
| High | EV Charging Control | DLC-Switch-Water Heating | Medium Industrial |  | Winter Morning | % of Load | 1 | 2032 | 65535
| High | EV Charging Control | DLC-Switch-Water Heating | Medium Industrial |  | Winter Morning | % of Load | 0 | 2032 | 65535
| High | EV Charging Control | DLC-BYOD-Water Heating | Medium Industrial |  | Winter Morning | % of Load | 1 | 2032 | 65535
| High | EV Charging Control | DLC-BYOD-Water Heating | Medium Industrial |  | Winter Morning | % of Load | 0 | 2032 | 65535
| High | EV Charging Control | DLC-Thermostat-DI-Central Heat Pump | Medium Industrial |  | Winter Morning | % of Load | 1 | 2032 | 65535
| High | EV Charging Control | DLC-Thermostat-DI-Central Heat Pump | Medium Industrial |  | Winter Morning | % of Load | 0 | 2032 | 65535
| High | EV Charging Control | DLC-Thermostat-BYOT-Central Heat Pump | Medium Industrial |  | Winter Morning | % of Load | 1 | 2032 | 65535
| High | EV Charging Control | DLC-Thermostat-BYOT-Central Heat Pump | Medium Industrial |  | Winter Morning | % of Load | 0 | 2032 | 65535
| High | EV Charging Control | DLC-Thermostat-HVAC | Medium Industrial |  | Winter Morning | % of Load | 1 | 2032 | 65535
| High | EV Charging Control | DLC-Thermostat-HVAC | Medium Industrial |  | Winter Morning | % of Load | 0 | 2032 | 65535
| High | EV Charging Control | DLC-Thermostat-DI-Baseboard Heating | Medium Industrial |  | Winter Morning | % of Load | 1 | 2032 | 65535
| High | EV Charging Control | DLC-Thermostat-DI-Baseboard Heating | Medium Industrial |  | Winter Morning | % of Load | 0 | 2032 | 65535
| High | EV Charging Control | DLC-Thermostat-BYOT-Baseboard Heating | Medium Industrial |  | Winter Morning | % of Load | 1 | 2032 | 65535
| High | EV Charging Control | DLC-Thermostat-BYOT-Baseboard Heating | Medium Industrial |  | Winter Morning | % of Load | 0 | 2032 | 65535
| High | EV Charging Control | DLC-Thermostat-DI-MSHP | Medium Industrial |  | Winter Morning | % of Load | 1 | 2032 | 65535
| High | EV Charging Control | DLC-Thermostat-DI-MSHP | Medium Industrial |  | Winter Morning | % of Load | 0 | 2032 | 65535
| High | EV Charging Control | DLC-Thermostat-BYOT-MSHP | Medium Industrial |  | Winter Morning | % of Load | 1 | 2032 | 65535
| High | EV Charging Control | DLC-Thermostat-BYOT-MSHP | Medium Industrial |  | Winter Morning | % of Load | 0 | 2032 | 65535
| High | EV Charging Control | C&I Curtailment-Turnkey-Manual HVAC Control | Medium Industrial |  | Winter Morning | % of Load | 1 | 2032 | 65535
| High | EV Charging Control | C&I Curtailment-Turnkey-Manual HVAC Control | Medium Industrial |  | Winter Morning | % of Load | 0 | 2032 | 65535
| High | EV Charging Control | C&I Curtailment-Turnkey-Auto-DR HVAC Control | Medium Industrial |  | Winter Morning | % of Load | 1 | 2032 | 65535
| High | EV Charging Control | C&I Curtailment-Turnkey-Auto-DR HVAC Control | Medium Industrial |  | Winter Morning | % of Load | 0 | 2032 | 65535
| High | EV Charging Control | C&I Curtailment-Turnkey-Standard Lighting Control | Medium Industrial |  | Winter Morning | % of Load | 1 | 2032 | 65535
| High | EV Charging Control | C&I Curtailment-Turnkey-Standard Lighting Control | Medium Industrial |  | Winter Morning | % of Load | 0 | 2032 | 65535
| High | EV Charging Control | C&I Curtailment-Turnkey-Advanced Lighting Control | Medium Industrial |  | Winter Morning | % of Load | 1 | 2032 | 65535
| High | EV Charging Control | C&I Curtailment-Turnkey-Advanced Lighting Control | Medium Industrial |  | Winter Morning | % of Load | 0 | 2032 | 65535
| High | EV Charging Control | C&I Curtailment-Turnkey-Water Heating Control | Medium Industrial |  | Winter Morning | % of Load | 1 | 2032 | 65535
| High | EV Charging Control | C&I Curtailment-Turnkey-Water Heating Control | Medium Industrial |  | Winter Morning | % of Load | 0 | 2032 | 65535
| High | EV Charging Control | C&I Curtailment-Turnkey-Other | Medium Industrial |  | Winter Morning | % of Load | 1 | 2032 | 65535
| High | EV Charging Control | C&I Curtailment-Turnkey-Other | Medium Industrial |  | Winter Morning | % of Load | 0 | 2032 | 65535
| High | EV Charging Control | DLC-Switch-Water Heating | Medium Industrial |  | Winter Evening | % of Load | 1 | 2032 | 65535
| High | EV Charging Control | DLC-Switch-Water Heating | Medium Industrial |  | Winter Evening | % of Load | 0 | 2032 | 65535
| High | EV Charging Control | DLC-BYOD-Water Heating | Medium Industrial |  | Winter Evening | % of Load | 1 | 2032 | 65535
| High | EV Charging Control | DLC-BYOD-Water Heating | Medium Industrial |  | Winter Evening | % of Load | 0 | 2032 | 65535
| High | EV Charging Control | DLC-Thermostat-DI-Central Heat Pump | Medium Industrial |  | Winter Evening | % of Load | 1 | 2032 | 65535
| High | EV Charging Control | DLC-Thermostat-DI-Central Heat Pump | Medium Industrial |  | Winter Evening | % of Load | 0 | 2032 | 65535
| High | EV Charging Control | DLC-Thermostat-BYOT-Central Heat Pump | Medium Industrial |  | Winter Evening | % of Load | 1 | 2032 | 65535
| High | EV Charging Control | DLC-Thermostat-BYOT-Central Heat Pump | Medium Industrial |  | Winter Evening | % of Load | 0 | 2032 | 65535
| High | EV Charging Control | DLC-Thermostat-HVAC | Medium Industrial |  | Winter Evening | % of Load | 1 | 2032 | 65535
| High | EV Charging Control | DLC-Thermostat-HVAC | Medium Industrial |  | Winter Evening | % of Load | 0 | 2032 | 65535
| High | EV Charging Control | DLC-Thermostat-DI-Baseboard Heating | Medium Industrial |  | Winter Evening | % of Load | 1 | 2032 | 65535
| High | EV Charging Control | DLC-Thermostat-DI-Baseboard Heating | Medium Industrial |  | Winter Evening | % of Load | 0 | 2032 | 65535
| High | EV Charging Control | DLC-Thermostat-BYOT-Baseboard Heating | Medium Industrial |  | Winter Evening | % of Load | 1 | 2032 | 65535
| High | EV Charging Control | DLC-Thermostat-BYOT-Baseboard Heating | Medium Industrial |  | Winter Evening | % of Load | 0 | 2032 | 65535
| High | EV Charging Control | DLC-Thermostat-DI-MSHP | Medium Industrial |  | Winter Evening | % of Load | 1 | 2032 | 65535
| High | EV Charging Control | DLC-Thermostat-DI-MSHP | Medium Industrial |  | Winter Evening | % of Load | 0 | 2032 | 65535
| High | EV Charging Control | DLC-Thermostat-BYOT-MSHP | Medium Industrial |  | Winter Evening | % of Load | 1 | 2032 | 65535
| High | EV Charging Control | DLC-Thermostat-BYOT-MSHP | Medium Industrial |  | Winter Evening | % of Load | 0 | 2032 | 65535
| High | EV Charging Control | C&I Curtailment-Turnkey-Manual HVAC Control | Medium Industrial |  | Winter Evening | % of Load | 1 | 2032 | 65535
| High | EV Charging Control | C&I Curtailment-Turnkey-Manual HVAC Control | Medium Industrial |  | Winter Evening | % of Load | 0 | 2032 | 65535
| High | EV Charging Control | C&I Curtailment-Turnkey-Auto-DR HVAC Control | Medium Industrial |  | Winter Evening | % of Load | 1 | 2032 | 65535
| High | EV Charging Control | C&I Curtailment-Turnkey-Auto-DR HVAC Control | Medium Industrial |  | Winter Evening | % of Load | 0 | 2032 | 65535
| High | EV Charging Control | C&I Curtailment-Turnkey-Standard Lighting Control | Medium Industrial |  | Winter Evening | % of Load | 1 | 2032 | 65535
| High | EV Charging Control | C&I Curtailment-Turnkey-Standard Lighting Control | Medium Industrial |  | Winter Evening | % of Load | 0 | 2032 | 65535
| High | EV Charging Control | C&I Curtailment-Turnkey-Advanced Lighting Control | Medium Industrial |  | Winter Evening | % of Load | 1 | 2032 | 65535
| High | EV Charging Control | C&I Curtailment-Turnkey-Advanced Lighting Control | Medium Industrial |  | Winter Evening | % of Load | 0 | 2032 | 65535
| High | EV Charging Control | C&I Curtailment-Turnkey-Water Heating Control | Medium Industrial |  | Winter Evening | % of Load | 1 | 2032 | 65535
| High | EV Charging Control | C&I Curtailment-Turnkey-Water Heating Control | Medium Industrial |  | Winter Evening | % of Load | 0 | 2032 | 65535
| High | EV Charging Control | C&I Curtailment-Turnkey-Other | Medium Industrial |  | Winter Evening | % of Load | 1 | 2032 | 65535
| High | EV Charging Control | C&I Curtailment-Turnkey-Other | Medium Industrial |  | Winter Evening | % of Load | 0 | 2032 | 65535
| High | EV Charging Control | EV Charging Control | EV Res LDV |  | Winter Morning | % of Load | 1 | 2032 | 65535
| High | EV Charging Control | EV Charging Control | EV Res LDV |  | Winter Morning | % of Load | 0 | 2032 | 65535
| High | EV Charging Control | EV Charging Control | EV Res LDV |  | Winter Evening | % of Load | 1 | 2032 | 65535
| High | EV Charging Control | EV Charging Control | EV Res LDV |  | Winter Evening | % of Load | 0 | 2032 | 65535
| High | EV Charging Control | EV Charging Control | EV Com LDV |  | Winter Morning | % of Load | 1 | 2032 | 65535
| High | EV Charging Control | EV Charging Control | EV Com LDV |  | Winter Morning | % of Load | 0 | 2032 | 65535
| High | EV Charging Control | EV Charging Control | EV Com LDV |  | Winter Evening | % of Load | 1 | 2032 | 65535
| High | EV Charging Control | EV Charging Control | EV Com LDV |  | Winter Evening | % of Load | 0 | 2032 | 65535
| High | EV Charging Control | EV Charging Control | EV Com MDV |  | Winter Morning | % of Load | 1 | 2032 | 65535
| High | EV Charging Control | EV Charging Control | EV Com MDV |  | Winter Morning | % of Load | 0 | 2032 | 65535
| High | EV Charging Control | EV Charging Control | EV Com MDV |  | Winter Evening | % of Load | 1 | 2032 | 65535
| High | EV Charging Control | EV Charging Control | EV Com MDV |  | Winter Evening | % of Load | 0 | 2032 | 65535
| High | EV Charging Control | EV Charging Control | EV Com HDV |  | Winter Morning | % of Load | 1 | 2032 | 65535
| High | EV Charging Control | EV Charging Control | EV Com HDV |  | Winter Morning | % of Load | 0 | 2032 | 65535
| High | EV Charging Control | EV Charging Control | EV Com HDV |  | Winter Evening | % of Load | 1 | 2032 | 65535
| High | EV Charging Control | EV Charging Control | EV Com HDV |  | Winter Evening | % of Load | 0 | 2032 | 65535
| High | Behavioral DR | DLC-Switch-Water Heating | Small General |  | Winter Morning | % of Load | 1 | 2032 | 65535
| High | Behavioral DR | DLC-Switch-Water Heating | Small General |  | Winter Morning | % of Load | 0 | 2032 | 65535
| High | Behavioral DR | DLC-BYOD-Water Heating | Small General |  | Winter Morning | % of Load | 1 | 2032 | 65535
| High | Behavioral DR | DLC-BYOD-Water Heating | Small General |  | Winter Morning | % of Load | 0 | 2032 | 65535
| High | Behavioral DR | DLC-Thermostat-DI-Central Heat Pump | Small General |  | Winter Morning | % of Load | 1 | 2032 | 65535
| High | Behavioral DR | DLC-Thermostat-DI-Central Heat Pump | Small General |  | Winter Morning | % of Load | 0 | 2032 | 65535
| High | Behavioral DR | DLC-Thermostat-BYOT-Central Heat Pump | Small General |  | Winter Morning | % of Load | 1 | 2032 | 65535
| High | Behavioral DR | DLC-Thermostat-BYOT-Central Heat Pump | Small General |  | Winter Morning | % of Load | 0 | 2032 | 65535
| High | Behavioral DR | DLC-Thermostat-HVAC | Small General |  | Winter Morning | % of Load | 1 | 2032 | 65535
| High | Behavioral DR | DLC-Thermostat-HVAC | Small General |  | Winter Morning | % of Load | 0 | 2032 | 65535
| High | Behavioral DR | DLC-Thermostat-DI-Baseboard Heating | Small General |  | Winter Morning | % of Load | 1 | 2032 | 65535
| High | Behavioral DR | DLC-Thermostat-DI-Baseboard Heating | Small General |  | Winter Morning | % of Load | 0 | 2032 | 65535
| High | Behavioral DR | DLC-Thermostat-BYOT-Baseboard Heating | Small General |  | Winter Morning | % of Load | 1 | 2032 | 65535
| High | Behavioral DR | DLC-Thermostat-BYOT-Baseboard Heating | Small General |  | Winter Morning | % of Load | 0 | 2032 | 65535
| High | Behavioral DR | DLC-Thermostat-DI-MSHP | Small General |  | Winter Morning | % of Load | 1 | 2032 | 65535
| High | Behavioral DR | DLC-Thermostat-DI-MSHP | Small General |  | Winter Morning | % of Load | 0 | 2032 | 65535
| High | Behavioral DR | DLC-Thermostat-BYOT-MSHP | Small General |  | Winter Morning | % of Load | 1 | 2032 | 65535
| High | Behavioral DR | DLC-Thermostat-BYOT-MSHP | Small General |  | Winter Morning | % of Load | 0 | 2032 | 65535
| High | Behavioral DR | C&I Curtailment-Turnkey-Manual HVAC Control | Small General |  | Winter Morning | % of Load | 1 | 2032 | 65535
| High | Behavioral DR | C&I Curtailment-Turnkey-Manual HVAC Control | Small General |  | Winter Morning | % of Load | 0 | 2032 | 65535
| High | Behavioral DR | C&I Curtailment-Turnkey-Auto-DR HVAC Control | Small General |  | Winter Morning | % of Load | 1 | 2032 | 65535
| High | Behavioral DR | C&I Curtailment-Turnkey-Auto-DR HVAC Control | Small General |  | Winter Morning | % of Load | 0 | 2032 | 65535
| High | Behavioral DR | C&I Curtailment-Turnkey-Standard Lighting Control | Small General |  | Winter Morning | % of Load | 1 | 2032 | 65535
| High | Behavioral DR | C&I Curtailment-Turnkey-Standard Lighting Control | Small General |  | Winter Morning | % of Load | 0 | 2032 | 65535
| High | Behavioral DR | C&I Curtailment-Turnkey-Advanced Lighting Control | Small General |  | Winter Morning | % of Load | 1 | 2032 | 65535
| High | Behavioral DR | C&I Curtailment-Turnkey-Advanced Lighting Control | Small General |  | Winter Morning | % of Load | 0 | 2032 | 65535
| High | Behavioral DR | C&I Curtailment-Turnkey-Water Heating Control | Small General |  | Winter Morning | % of Load | 1 | 2032 | 65535
| High | Behavioral DR | C&I Curtailment-Turnkey-Water Heating Control | Small General |  | Winter Morning | % of Load | 0 | 2032 | 65535
| High | Behavioral DR | C&I Curtailment-Turnkey-Other | Small General |  | Winter Morning | % of Load | 1 | 2032 | 65535
| High | Behavioral DR | C&I Curtailment-Turnkey-Other | Small General |  | Winter Morning | % of Load | 0 | 2032 | 65535
| High | Behavioral DR | Dynamic Pricing with enabling tech. | Small General |  | Winter Morning | % of Load | 1 | 2032 | 65535
| High | Behavioral DR | Dynamic Pricing with enabling tech. | Small General |  | Winter Morning | % of Load | 0 | 2032 | 65535
| High | Behavioral DR | DLC-Switch-Water Heating | Small General |  | Winter Evening | % of Load | 1 | 2032 | 65535
| High | Behavioral DR | DLC-Switch-Water Heating | Small General |  | Winter Evening | % of Load | 0 | 2032 | 65535
| High | Behavioral DR | DLC-BYOD-Water Heating | Small General |  | Winter Evening | % of Load | 1 | 2032 | 65535
| High | Behavioral DR | DLC-BYOD-Water Heating | Small General |  | Winter Evening | % of Load | 0 | 2032 | 65535
| High | Behavioral DR | DLC-Thermostat-DI-Central Heat Pump | Small General |  | Winter Evening | % of Load | 1 | 2032 | 65535
| High | Behavioral DR | DLC-Thermostat-DI-Central Heat Pump | Small General |  | Winter Evening | % of Load | 0 | 2032 | 65535
| High | Behavioral DR | DLC-Thermostat-BYOT-Central Heat Pump | Small General |  | Winter Evening | % of Load | 1 | 2032 | 65535
| High | Behavioral DR | DLC-Thermostat-BYOT-Central Heat Pump | Small General |  | Winter Evening | % of Load | 0 | 2032 | 65535
| High | Behavioral DR | DLC-Thermostat-HVAC | Small General |  | Winter Evening | % of Load | 1 | 2032 | 65535
| High | Behavioral DR | DLC-Thermostat-HVAC | Small General |  | Winter Evening | % of Load | 0 | 2032 | 65535
| High | Behavioral DR | DLC-Thermostat-DI-Baseboard Heating | Small General |  | Winter Evening | % of Load | 1 | 2032 | 65535
| High | Behavioral DR | DLC-Thermostat-DI-Baseboard Heating | Small General |  | Winter Evening | % of Load | 0 | 2032 | 65535
| High | Behavioral DR | DLC-Thermostat-BYOT-Baseboard Heating | Small General |  | Winter Evening | % of Load | 1 | 2032 | 65535
| High | Behavioral DR | DLC-Thermostat-BYOT-Baseboard Heating | Small General |  | Winter Evening | % of Load | 0 | 2032 | 65535
| High | Behavioral DR | DLC-Thermostat-DI-MSHP | Small General |  | Winter Evening | % of Load | 1 | 2032 | 65535
| High | Behavioral DR | DLC-Thermostat-DI-MSHP | Small General |  | Winter Evening | % of Load | 0 | 2032 | 65535
| High | Behavioral DR | DLC-Thermostat-BYOT-MSHP | Small General |  | Winter Evening | % of Load | 1 | 2032 | 65535
| High | Behavioral DR | DLC-Thermostat-BYOT-MSHP | Small General |  | Winter Evening | % of Load | 0 | 2032 | 65535
| High | Behavioral DR | C&I Curtailment-Turnkey-Manual HVAC Control | Small General |  | Winter Evening | % of Load | 1 | 2032 | 65535
| High | Behavioral DR | C&I Curtailment-Turnkey-Manual HVAC Control | Small General |  | Winter Evening | % of Load | 0 | 2032 | 65535
| High | Behavioral DR | C&I Curtailment-Turnkey-Auto-DR HVAC Control | Small General |  | Winter Evening | % of Load | 1 | 2032 | 65535
| High | Behavioral DR | C&I Curtailment-Turnkey-Auto-DR HVAC Control | Small General |  | Winter Evening | % of Load | 0 | 2032 | 65535
| High | Behavioral DR | C&I Curtailment-Turnkey-Standard Lighting Control | Small General |  | Winter Evening | % of Load | 1 | 2032 | 65535
| High | Behavioral DR | C&I Curtailment-Turnkey-Standard Lighting Control | Small General |  | Winter Evening | % of Load | 0 | 2032 | 65535
| High | Behavioral DR | C&I Curtailment-Turnkey-Advanced Lighting Control | Small General |  | Winter Evening | % of Load | 1 | 2032 | 65535
| High | Behavioral DR | C&I Curtailment-Turnkey-Advanced Lighting Control | Small General |  | Winter Evening | % of Load | 0 | 2032 | 65535
| High | Behavioral DR | C&I Curtailment-Turnkey-Water Heating Control | Small General |  | Winter Evening | % of Load | 1 | 2032 | 65535
| High | Behavioral DR | C&I Curtailment-Turnkey-Water Heating Control | Small General |  | Winter Evening | % of Load | 0 | 2032 | 65535
| High | Behavioral DR | C&I Curtailment-Turnkey-Other | Small General |  | Winter Evening | % of Load | 1 | 2032 | 65535
| High | Behavioral DR | C&I Curtailment-Turnkey-Other | Small General |  | Winter Evening | % of Load | 0 | 2032 | 65535
| High | Behavioral DR | Dynamic Pricing with enabling tech. | Small General |  | Winter Evening | % of Load | 1 | 2032 | 65535
| High | Behavioral DR | Dynamic Pricing with enabling tech. | Small General |  | Winter Evening | % of Load | 0 | 2032 | 65535
| High | Behavioral DR | DLC-Switch-Water Heating | General |  | Winter Morning | % of Load | 1 | 2032 | 65535
| High | Behavioral DR | DLC-Switch-Water Heating | General |  | Winter Morning | % of Load | 0 | 2032 | 65535
| High | Behavioral DR | DLC-BYOD-Water Heating | General |  | Winter Morning | % of Load | 1 | 2032 | 65535
| High | Behavioral DR | DLC-BYOD-Water Heating | General |  | Winter Morning | % of Load | 0 | 2032 | 65535
| High | Behavioral DR | DLC-Thermostat-DI-Central Heat Pump | General |  | Winter Morning | % of Load | 1 | 2032 | 65535
| High | Behavioral DR | DLC-Thermostat-DI-Central Heat Pump | General |  | Winter Morning | % of Load | 0 | 2032 | 65535
| High | Behavioral DR | DLC-Thermostat-BYOT-Central Heat Pump | General |  | Winter Morning | % of Load | 1 | 2032 | 65535
| High | Behavioral DR | DLC-Thermostat-BYOT-Central Heat Pump | General |  | Winter Morning | % of Load | 0 | 2032 | 65535
| High | Behavioral DR | DLC-Thermostat-HVAC | General |  | Winter Morning | % of Load | 1 | 2032 | 65535
| High | Behavioral DR | DLC-Thermostat-HVAC | General |  | Winter Morning | % of Load | 0 | 2032 | 65535
| High | Behavioral DR | DLC-Thermostat-DI-Baseboard Heating | General |  | Winter Morning | % of Load | 1 | 2032 | 65535
| High | Behavioral DR | DLC-Thermostat-DI-Baseboard Heating | General |  | Winter Morning | % of Load | 0 | 2032 | 65535
| High | Behavioral DR | DLC-Thermostat-BYOT-Baseboard Heating | General |  | Winter Morning | % of Load | 1 | 2032 | 65535
| High | Behavioral DR | DLC-Thermostat-BYOT-Baseboard Heating | General |  | Winter Morning | % of Load | 0 | 2032 | 65535
| High | Behavioral DR | DLC-Thermostat-DI-MSHP | General |  | Winter Morning | % of Load | 1 | 2032 | 65535
| High | Behavioral DR | DLC-Thermostat-DI-MSHP | General |  | Winter Morning | % of Load | 0 | 2032 | 65535
| High | Behavioral DR | DLC-Thermostat-BYOT-MSHP | General |  | Winter Morning | % of Load | 1 | 2032 | 65535
| High | Behavioral DR | DLC-Thermostat-BYOT-MSHP | General |  | Winter Morning | % of Load | 0 | 2032 | 65535
| High | Behavioral DR | C&I Curtailment-Turnkey-Manual HVAC Control | General |  | Winter Morning | % of Load | 1 | 2032 | 65535
| High | Behavioral DR | C&I Curtailment-Turnkey-Manual HVAC Control | General |  | Winter Morning | % of Load | 0 | 2032 | 65535
| High | Behavioral DR | C&I Curtailment-Turnkey-Auto-DR HVAC Control | General |  | Winter Morning | % of Load | 1 | 2032 | 65535
| High | Behavioral DR | C&I Curtailment-Turnkey-Auto-DR HVAC Control | General |  | Winter Morning | % of Load | 0 | 2032 | 65535
| High | Behavioral DR | C&I Curtailment-Turnkey-Standard Lighting Control | General |  | Winter Morning | % of Load | 1 | 2032 | 65535
| High | Behavioral DR | C&I Curtailment-Turnkey-Standard Lighting Control | General |  | Winter Morning | % of Load | 0 | 2032 | 65535
| High | Behavioral DR | C&I Curtailment-Turnkey-Advanced Lighting Control | General |  | Winter Morning | % of Load | 1 | 2032 | 65535
| High | Behavioral DR | C&I Curtailment-Turnkey-Advanced Lighting Control | General |  | Winter Morning | % of Load | 0 | 2032 | 65535
| High | Behavioral DR | C&I Curtailment-Turnkey-Water Heating Control | General |  | Winter Morning | % of Load | 1 | 2032 | 65535
| High | Behavioral DR | C&I Curtailment-Turnkey-Water Heating Control | General |  | Winter Morning | % of Load | 0 | 2032 | 65535
| High | Behavioral DR | C&I Curtailment-Turnkey-Other | General |  | Winter Morning | % of Load | 1 | 2032 | 65535
| High | Behavioral DR | C&I Curtailment-Turnkey-Other | General |  | Winter Morning | % of Load | 0 | 2032 | 65535
| High | Behavioral DR | DLC-Switch-Water Heating | General |  | Winter Evening | % of Load | 1 | 2032 | 65535
| High | Behavioral DR | DLC-Switch-Water Heating | General |  | Winter Evening | % of Load | 0 | 2032 | 65535
| High | Behavioral DR | DLC-BYOD-Water Heating | General |  | Winter Evening | % of Load | 1 | 2032 | 65535
| High | Behavioral DR | DLC-BYOD-Water Heating | General |  | Winter Evening | % of Load | 0 | 2032 | 65535
| High | Behavioral DR | DLC-Thermostat-DI-Central Heat Pump | General |  | Winter Evening | % of Load | 1 | 2032 | 65535
| High | Behavioral DR | DLC-Thermostat-DI-Central Heat Pump | General |  | Winter Evening | % of Load | 0 | 2032 | 65535
| High | Behavioral DR | DLC-Thermostat-BYOT-Central Heat Pump | General |  | Winter Evening | % of Load | 1 | 2032 | 65535
| High | Behavioral DR | DLC-Thermostat-BYOT-Central Heat Pump | General |  | Winter Evening | % of Load | 0 | 2032 | 65535
| High | Behavioral DR | DLC-Thermostat-HVAC | General |  | Winter Evening | % of Load | 1 | 2032 | 65535
| High | Behavioral DR | DLC-Thermostat-HVAC | General |  | Winter Evening | % of Load | 0 | 2032 | 65535
| High | Behavioral DR | DLC-Thermostat-DI-Baseboard Heating | General |  | Winter Evening | % of Load | 1 | 2032 | 65535
| High | Behavioral DR | DLC-Thermostat-DI-Baseboard Heating | General |  | Winter Evening | % of Load | 0 | 2032 | 65535
| High | Behavioral DR | DLC-Thermostat-BYOT-Baseboard Heating | General |  | Winter Evening | % of Load | 1 | 2032 | 65535
| High | Behavioral DR | DLC-Thermostat-BYOT-Baseboard Heating | General |  | Winter Evening | % of Load | 0 | 2032 | 65535
| High | Behavioral DR | DLC-Thermostat-DI-MSHP | General |  | Winter Evening | % of Load | 1 | 2032 | 65535
| High | Behavioral DR | DLC-Thermostat-DI-MSHP | General |  | Winter Evening | % of Load | 0 | 2032 | 65535
| High | Behavioral DR | DLC-Thermostat-BYOT-MSHP | General |  | Winter Evening | % of Load | 1 | 2032 | 65535
| High | Behavioral DR | DLC-Thermostat-BYOT-MSHP | General |  | Winter Evening | % of Load | 0 | 2032 | 65535
| High | Behavioral DR | C&I Curtailment-Turnkey-Manual HVAC Control | General |  | Winter Evening | % of Load | 1 | 2032 | 65535
| High | Behavioral DR | C&I Curtailment-Turnkey-Manual HVAC Control | General |  | Winter Evening | % of Load | 0 | 2032 | 65535
| High | Behavioral DR | C&I Curtailment-Turnkey-Auto-DR HVAC Control | General |  | Winter Evening | % of Load | 1 | 2032 | 65535
| High | Behavioral DR | C&I Curtailment-Turnkey-Auto-DR HVAC Control | General |  | Winter Evening | % of Load | 0 | 2032 | 65535
| High | Behavioral DR | C&I Curtailment-Turnkey-Standard Lighting Control | General |  | Winter Evening | % of Load | 1 | 2032 | 65535
| High | Behavioral DR | C&I Curtailment-Turnkey-Standard Lighting Control | General |  | Winter Evening | % of Load | 0 | 2032 | 65535
| High | Behavioral DR | C&I Curtailment-Turnkey-Advanced Lighting Control | General |  | Winter Evening | % of Load | 1 | 2032 | 65535
| High | Behavioral DR | C&I Curtailment-Turnkey-Advanced Lighting Control | General |  | Winter Evening | % of Load | 0 | 2032 | 65535
| High | Behavioral DR | C&I Curtailment-Turnkey-Water Heating Control | General |  | Winter Evening | % of Load | 1 | 2032 | 65535
| High | Behavioral DR | C&I Curtailment-Turnkey-Water Heating Control | General |  | Winter Evening | % of Load | 0 | 2032 | 65535
| High | Behavioral DR | C&I Curtailment-Turnkey-Other | General |  | Winter Evening | % of Load | 1 | 2032 | 65535
| High | Behavioral DR | C&I Curtailment-Turnkey-Other | General |  | Winter Evening | % of Load | 0 | 2032 | 65535
| High | Behavioral DR | DLC-Switch-Water Heating | Small Industrial |  | Winter Morning | % of Load | 1 | 2032 | 65535
| High | Behavioral DR | DLC-Switch-Water Heating | Small Industrial |  | Winter Morning | % of Load | 0 | 2032 | 65535
| High | Behavioral DR | DLC-BYOD-Water Heating | Small Industrial |  | Winter Morning | % of Load | 1 | 2032 | 65535
| High | Behavioral DR | DLC-BYOD-Water Heating | Small Industrial |  | Winter Morning | % of Load | 0 | 2032 | 65535
| High | Behavioral DR | DLC-Thermostat-DI-Central Heat Pump | Small Industrial |  | Winter Morning | % of Load | 1 | 2032 | 65535
| High | Behavioral DR | DLC-Thermostat-DI-Central Heat Pump | Small Industrial |  | Winter Morning | % of Load | 0 | 2032 | 65535
| High | Behavioral DR | DLC-Thermostat-BYOT-Central Heat Pump | Small Industrial |  | Winter Morning | % of Load | 1 | 2032 | 65535
| High | Behavioral DR | DLC-Thermostat-BYOT-Central Heat Pump | Small Industrial |  | Winter Morning | % of Load | 0 | 2032 | 65535
| High | Behavioral DR | DLC-Thermostat-HVAC | Small Industrial |  | Winter Morning | % of Load | 1 | 2032 | 65535
| High | Behavioral DR | DLC-Thermostat-HVAC | Small Industrial |  | Winter Morning | % of Load | 0 | 2032 | 65535
| High | Behavioral DR | DLC-Thermostat-DI-Baseboard Heating | Small Industrial |  | Winter Morning | % of Load | 1 | 2032 | 65535
| High | Behavioral DR | DLC-Thermostat-DI-Baseboard Heating | Small Industrial |  | Winter Morning | % of Load | 0 | 2032 | 65535
| High | Behavioral DR | DLC-Thermostat-BYOT-Baseboard Heating | Small Industrial |  | Winter Morning | % of Load | 1 | 2032 | 65535
| High | Behavioral DR | DLC-Thermostat-BYOT-Baseboard Heating | Small Industrial |  | Winter Morning | % of Load | 0 | 2032 | 65535
| High | Behavioral DR | DLC-Thermostat-DI-MSHP | Small Industrial |  | Winter Morning | % of Load | 1 | 2032 | 65535
| High | Behavioral DR | DLC-Thermostat-DI-MSHP | Small Industrial |  | Winter Morning | % of Load | 0 | 2032 | 65535
| High | Behavioral DR | DLC-Thermostat-BYOT-MSHP | Small Industrial |  | Winter Morning | % of Load | 1 | 2032 | 65535
| High | Behavioral DR | DLC-Thermostat-BYOT-MSHP | Small Industrial |  | Winter Morning | % of Load | 0 | 2032 | 65535
| High | Behavioral DR | C&I Curtailment-Turnkey-Manual HVAC Control | Small Industrial |  | Winter Morning | % of Load | 1 | 2032 | 65535
| High | Behavioral DR | C&I Curtailment-Turnkey-Manual HVAC Control | Small Industrial |  | Winter Morning | % of Load | 0 | 2032 | 65535
| High | Behavioral DR | C&I Curtailment-Turnkey-Auto-DR HVAC Control | Small Industrial |  | Winter Morning | % of Load | 1 | 2032 | 65535
| High | Behavioral DR | C&I Curtailment-Turnkey-Auto-DR HVAC Control | Small Industrial |  | Winter Morning | % of Load | 0 | 2032 | 65535
| High | Behavioral DR | C&I Curtailment-Turnkey-Standard Lighting Control | Small Industrial |  | Winter Morning | % of Load | 1 | 2032 | 65535
| High | Behavioral DR | C&I Curtailment-Turnkey-Standard Lighting Control | Small Industrial |  | Winter Morning | % of Load | 0 | 2032 | 65535
| High | Behavioral DR | C&I Curtailment-Turnkey-Advanced Lighting Control | Small Industrial |  | Winter Morning | % of Load | 1 | 2032 | 65535
| High | Behavioral DR | C&I Curtailment-Turnkey-Advanced Lighting Control | Small Industrial |  | Winter Morning | % of Load | 0 | 2032 | 65535
| High | Behavioral DR | C&I Curtailment-Turnkey-Water Heating Control | Small Industrial |  | Winter Morning | % of Load | 1 | 2032 | 65535
| High | Behavioral DR | C&I Curtailment-Turnkey-Water Heating Control | Small Industrial |  | Winter Morning | % of Load | 0 | 2032 | 65535
| High | Behavioral DR | C&I Curtailment-Turnkey-Other | Small Industrial |  | Winter Morning | % of Load | 1 | 2032 | 65535
| High | Behavioral DR | C&I Curtailment-Turnkey-Other | Small Industrial |  | Winter Morning | % of Load | 0 | 2032 | 65535
| High | Behavioral DR | C&I Curtailment-Turnkey-Industrial | Small Industrial |  | Winter Morning | % of Load | 1 | 2032 | 65535
| High | Behavioral DR | C&I Curtailment-Turnkey-Industrial | Small Industrial |  | Winter Morning | % of Load | 0 | 2032 | 65535
| High | Behavioral DR | DLC-Switch-Water Heating | Small Industrial |  | Winter Evening | % of Load | 1 | 2032 | 65535
| High | Behavioral DR | DLC-Switch-Water Heating | Small Industrial |  | Winter Evening | % of Load | 0 | 2032 | 65535
| High | Behavioral DR | DLC-BYOD-Water Heating | Small Industrial |  | Winter Evening | % of Load | 1 | 2032 | 65535
| High | Behavioral DR | DLC-BYOD-Water Heating | Small Industrial |  | Winter Evening | % of Load | 0 | 2032 | 65535
| High | Behavioral DR | DLC-Thermostat-DI-Central Heat Pump | Small Industrial |  | Winter Evening | % of Load | 1 | 2032 | 65535
| High | Behavioral DR | DLC-Thermostat-DI-Central Heat Pump | Small Industrial |  | Winter Evening | % of Load | 0 | 2032 | 65535
| High | Behavioral DR | DLC-Thermostat-BYOT-Central Heat Pump | Small Industrial |  | Winter Evening | % of Load | 1 | 2032 | 65535
| High | Behavioral DR | DLC-Thermostat-BYOT-Central Heat Pump | Small Industrial |  | Winter Evening | % of Load | 0 | 2032 | 65535
| High | Behavioral DR | DLC-Thermostat-HVAC | Small Industrial |  | Winter Evening | % of Load | 1 | 2032 | 65535
| High | Behavioral DR | DLC-Thermostat-HVAC | Small Industrial |  | Winter Evening | % of Load | 0 | 2032 | 65535
| High | Behavioral DR | DLC-Thermostat-DI-Baseboard Heating | Small Industrial |  | Winter Evening | % of Load | 1 | 2032 | 65535
| High | Behavioral DR | DLC-Thermostat-DI-Baseboard Heating | Small Industrial |  | Winter Evening | % of Load | 0 | 2032 | 65535
| High | Behavioral DR | DLC-Thermostat-BYOT-Baseboard Heating | Small Industrial |  | Winter Evening | % of Load | 1 | 2032 | 65535
| High | Behavioral DR | DLC-Thermostat-BYOT-Baseboard Heating | Small Industrial |  | Winter Evening | % of Load | 0 | 2032 | 65535
| High | Behavioral DR | DLC-Thermostat-DI-MSHP | Small Industrial |  | Winter Evening | % of Load | 1 | 2032 | 65535
| High | Behavioral DR | DLC-Thermostat-DI-MSHP | Small Industrial |  | Winter Evening | % of Load | 0 | 2032 | 65535
| High | Behavioral DR | DLC-Thermostat-BYOT-MSHP | Small Industrial |  | Winter Evening | % of Load | 1 | 2032 | 65535
| High | Behavioral DR | DLC-Thermostat-BYOT-MSHP | Small Industrial |  | Winter Evening | % of Load | 0 | 2032 | 65535
| High | Behavioral DR | C&I Curtailment-Turnkey-Manual HVAC Control | Small Industrial |  | Winter Evening | % of Load | 1 | 2032 | 65535
| High | Behavioral DR | C&I Curtailment-Turnkey-Manual HVAC Control | Small Industrial |  | Winter Evening | % of Load | 0 | 2032 | 65535
| High | Behavioral DR | C&I Curtailment-Turnkey-Auto-DR HVAC Control | Small Industrial |  | Winter Evening | % of Load | 1 | 2032 | 65535
| High | Behavioral DR | C&I Curtailment-Turnkey-Auto-DR HVAC Control | Small Industrial |  | Winter Evening | % of Load | 0 | 2032 | 65535
| High | Behavioral DR | C&I Curtailment-Turnkey-Standard Lighting Control | Small Industrial |  | Winter Evening | % of Load | 1 | 2032 | 65535
| High | Behavioral DR | C&I Curtailment-Turnkey-Standard Lighting Control | Small Industrial |  | Winter Evening | % of Load | 0 | 2032 | 65535
| High | Behavioral DR | C&I Curtailment-Turnkey-Advanced Lighting Control | Small Industrial |  | Winter Evening | % of Load | 1 | 2032 | 65535
| High | Behavioral DR | C&I Curtailment-Turnkey-Advanced Lighting Control | Small Industrial |  | Winter Evening | % of Load | 0 | 2032 | 65535
| High | Behavioral DR | C&I Curtailment-Turnkey-Water Heating Control | Small Industrial |  | Winter Evening | % of Load | 1 | 2032 | 65535
| High | Behavioral DR | C&I Curtailment-Turnkey-Water Heating Control | Small Industrial |  | Winter Evening | % of Load | 0 | 2032 | 65535
| High | Behavioral DR | C&I Curtailment-Turnkey-Other | Small Industrial |  | Winter Evening | % of Load | 1 | 2032 | 65535
| High | Behavioral DR | C&I Curtailment-Turnkey-Other | Small Industrial |  | Winter Evening | % of Load | 0 | 2032 | 65535
| High | Behavioral DR | C&I Curtailment-Turnkey-Industrial | Small Industrial |  | Winter Evening | % of Load | 1 | 2032 | 65535
| High | Behavioral DR | C&I Curtailment-Turnkey-Industrial | Small Industrial |  | Winter Evening | % of Load | 0 | 2032 | 65535
| High | Behavioral DR | DLC-Switch-Water Heating | Medium Industrial |  | Winter Morning | % of Load | 1 | 2032 | 65535
| High | Behavioral DR | DLC-Switch-Water Heating | Medium Industrial |  | Winter Morning | % of Load | 0 | 2032 | 65535
| High | Behavioral DR | DLC-BYOD-Water Heating | Medium Industrial |  | Winter Morning | % of Load | 1 | 2032 | 65535
| High | Behavioral DR | DLC-BYOD-Water Heating | Medium Industrial |  | Winter Morning | % of Load | 0 | 2032 | 65535
| High | Behavioral DR | DLC-Thermostat-DI-Central Heat Pump | Medium Industrial |  | Winter Morning | % of Load | 1 | 2032 | 65535
| High | Behavioral DR | DLC-Thermostat-DI-Central Heat Pump | Medium Industrial |  | Winter Morning | % of Load | 0 | 2032 | 65535
| High | Behavioral DR | DLC-Thermostat-BYOT-Central Heat Pump | Medium Industrial |  | Winter Morning | % of Load | 1 | 2032 | 65535
| High | Behavioral DR | DLC-Thermostat-BYOT-Central Heat Pump | Medium Industrial |  | Winter Morning | % of Load | 0 | 2032 | 65535
| High | Behavioral DR | DLC-Thermostat-HVAC | Medium Industrial |  | Winter Morning | % of Load | 1 | 2032 | 65535
| High | Behavioral DR | DLC-Thermostat-HVAC | Medium Industrial |  | Winter Morning | % of Load | 0 | 2032 | 65535
| High | Behavioral DR | DLC-Thermostat-DI-Baseboard Heating | Medium Industrial |  | Winter Morning | % of Load | 1 | 2032 | 65535
| High | Behavioral DR | DLC-Thermostat-DI-Baseboard Heating | Medium Industrial |  | Winter Morning | % of Load | 0 | 2032 | 65535
| High | Behavioral DR | DLC-Thermostat-BYOT-Baseboard Heating | Medium Industrial |  | Winter Morning | % of Load | 1 | 2032 | 65535
| High | Behavioral DR | DLC-Thermostat-BYOT-Baseboard Heating | Medium Industrial |  | Winter Morning | % of Load | 0 | 2032 | 65535
| High | Behavioral DR | DLC-Thermostat-DI-MSHP | Medium Industrial |  | Winter Morning | % of Load | 1 | 2032 | 65535
| High | Behavioral DR | DLC-Thermostat-DI-MSHP | Medium Industrial |  | Winter Morning | % of Load | 0 | 2032 | 65535
| High | Behavioral DR | DLC-Thermostat-BYOT-MSHP | Medium Industrial |  | Winter Morning | % of Load | 1 | 2032 | 65535
| High | Behavioral DR | DLC-Thermostat-BYOT-MSHP | Medium Industrial |  | Winter Morning | % of Load | 0 | 2032 | 65535
| High | Behavioral DR | C&I Curtailment-Turnkey-Manual HVAC Control | Medium Industrial |  | Winter Morning | % of Load | 1 | 2032 | 65535
| High | Behavioral DR | C&I Curtailment-Turnkey-Manual HVAC Control | Medium Industrial |  | Winter Morning | % of Load | 0 | 2032 | 65535
| High | Behavioral DR | C&I Curtailment-Turnkey-Auto-DR HVAC Control | Medium Industrial |  | Winter Morning | % of Load | 1 | 2032 | 65535
| High | Behavioral DR | C&I Curtailment-Turnkey-Auto-DR HVAC Control | Medium Industrial |  | Winter Morning | % of Load | 0 | 2032 | 65535
| High | Behavioral DR | C&I Curtailment-Turnkey-Standard Lighting Control | Medium Industrial |  | Winter Morning | % of Load | 1 | 2032 | 65535
| High | Behavioral DR | C&I Curtailment-Turnkey-Standard Lighting Control | Medium Industrial |  | Winter Morning | % of Load | 0 | 2032 | 65535
| High | Behavioral DR | C&I Curtailment-Turnkey-Advanced Lighting Control | Medium Industrial |  | Winter Morning | % of Load | 1 | 2032 | 65535
| High | Behavioral DR | C&I Curtailment-Turnkey-Advanced Lighting Control | Medium Industrial |  | Winter Morning | % of Load | 0 | 2032 | 65535
| High | Behavioral DR | C&I Curtailment-Turnkey-Water Heating Control | Medium Industrial |  | Winter Morning | % of Load | 1 | 2032 | 65535
| High | Behavioral DR | C&I Curtailment-Turnkey-Water Heating Control | Medium Industrial |  | Winter Morning | % of Load | 0 | 2032 | 65535
| High | Behavioral DR | C&I Curtailment-Turnkey-Other | Medium Industrial |  | Winter Morning | % of Load | 1 | 2032 | 65535
| High | Behavioral DR | C&I Curtailment-Turnkey-Other | Medium Industrial |  | Winter Morning | % of Load | 0 | 2032 | 65535
| High | Behavioral DR | DLC-Switch-Water Heating | Medium Industrial |  | Winter Evening | % of Load | 1 | 2032 | 65535
| High | Behavioral DR | DLC-Switch-Water Heating | Medium Industrial |  | Winter Evening | % of Load | 0 | 2032 | 65535
| High | Behavioral DR | DLC-BYOD-Water Heating | Medium Industrial |  | Winter Evening | % of Load | 1 | 2032 | 65535
| High | Behavioral DR | DLC-BYOD-Water Heating | Medium Industrial |  | Winter Evening | % of Load | 0 | 2032 | 65535
| High | Behavioral DR | DLC-Thermostat-DI-Central Heat Pump | Medium Industrial |  | Winter Evening | % of Load | 1 | 2032 | 65535
| High | Behavioral DR | DLC-Thermostat-DI-Central Heat Pump | Medium Industrial |  | Winter Evening | % of Load | 0 | 2032 | 65535
| High | Behavioral DR | DLC-Thermostat-BYOT-Central Heat Pump | Medium Industrial |  | Winter Evening | % of Load | 1 | 2032 | 65535
| High | Behavioral DR | DLC-Thermostat-BYOT-Central Heat Pump | Medium Industrial |  | Winter Evening | % of Load | 0 | 2032 | 65535
| High | Behavioral DR | DLC-Thermostat-HVAC | Medium Industrial |  | Winter Evening | % of Load | 1 | 2032 | 65535
| High | Behavioral DR | DLC-Thermostat-HVAC | Medium Industrial |  | Winter Evening | % of Load | 0 | 2032 | 65535
| High | Behavioral DR | DLC-Thermostat-DI-Baseboard Heating | Medium Industrial |  | Winter Evening | % of Load | 1 | 2032 | 65535
| High | Behavioral DR | DLC-Thermostat-DI-Baseboard Heating | Medium Industrial |  | Winter Evening | % of Load | 0 | 2032 | 65535
| High | Behavioral DR | DLC-Thermostat-BYOT-Baseboard Heating | Medium Industrial |  | Winter Evening | % of Load | 1 | 2032 | 65535
| High | Behavioral DR | DLC-Thermostat-BYOT-Baseboard Heating | Medium Industrial |  | Winter Evening | % of Load | 0 | 2032 | 65535
| High | Behavioral DR | DLC-Thermostat-DI-MSHP | Medium Industrial |  | Winter Evening | % of Load | 1 | 2032 | 65535
| High | Behavioral DR | DLC-Thermostat-DI-MSHP | Medium Industrial |  | Winter Evening | % of Load | 0 | 2032 | 65535
| High | Behavioral DR | DLC-Thermostat-BYOT-MSHP | Medium Industrial |  | Winter Evening | % of Load | 1 | 2032 | 65535
| High | Behavioral DR | DLC-Thermostat-BYOT-MSHP | Medium Industrial |  | Winter Evening | % of Load | 0 | 2032 | 65535
| High | Behavioral DR | C&I Curtailment-Turnkey-Manual HVAC Control | Medium Industrial |  | Winter Evening | % of Load | 1 | 2032 | 65535
| High | Behavioral DR | C&I Curtailment-Turnkey-Manual HVAC Control | Medium Industrial |  | Winter Evening | % of Load | 0 | 2032 | 65535
| High | Behavioral DR | C&I Curtailment-Turnkey-Auto-DR HVAC Control | Medium Industrial |  | Winter Evening | % of Load | 1 | 2032 | 65535
| High | Behavioral DR | C&I Curtailment-Turnkey-Auto-DR HVAC Control | Medium Industrial |  | Winter Evening | % of Load | 0 | 2032 | 65535
| High | Behavioral DR | C&I Curtailment-Turnkey-Standard Lighting Control | Medium Industrial |  | Winter Evening | % of Load | 1 | 2032 | 65535
| High | Behavioral DR | C&I Curtailment-Turnkey-Standard Lighting Control | Medium Industrial |  | Winter Evening | % of Load | 0 | 2032 | 65535
| High | Behavioral DR | C&I Curtailment-Turnkey-Advanced Lighting Control | Medium Industrial |  | Winter Evening | % of Load | 1 | 2032 | 65535
| High | Behavioral DR | C&I Curtailment-Turnkey-Advanced Lighting Control | Medium Industrial |  | Winter Evening | % of Load | 0 | 2032 | 65535
| High | Behavioral DR | C&I Curtailment-Turnkey-Water Heating Control | Medium Industrial |  | Winter Evening | % of Load | 1 | 2032 | 65535
| High | Behavioral DR | C&I Curtailment-Turnkey-Water Heating Control | Medium Industrial |  | Winter Evening | % of Load | 0 | 2032 | 65535
| High | Behavioral DR | C&I Curtailment-Turnkey-Other | Medium Industrial |  | Winter Evening | % of Load | 1 | 2032 | 65535
| High | Behavioral DR | C&I Curtailment-Turnkey-Other | Medium Industrial |  | Winter Evening | % of Load | 0 | 2032 | 65535
| High | Behavioral DR | Behavioral DR | Residential Charitable |  | Winter Morning | % of Load | 1 | 2032 | 65535
| High | Behavioral DR | Behavioral DR | Residential Charitable |  | Winter Morning | % of Load | 0 | 2032 | 65535
| High | Behavioral DR | Behavioral DR | Residential Charitable |  | Winter Evening | % of Load | 1 | 2032 | 65535
| High | Behavioral DR | Behavioral DR | Residential Charitable |  | Winter Evening | % of Load | 0 | 2032 | 65535
| High | Time-of-Use Rates (TOU) | DLC-Switch-Water Heating | Small General |  | Winter Morning | % of Load | 1 | 2032 | 65535
| High | Time-of-Use Rates (TOU) | DLC-Switch-Water Heating | Small General |  | Winter Morning | % of Load | 0 | 2032 | 65535
| High | Time-of-Use Rates (TOU) | DLC-BYOD-Water Heating | Small General |  | Winter Morning | % of Load | 1 | 2032 | 65535
| High | Time-of-Use Rates (TOU) | DLC-BYOD-Water Heating | Small General |  | Winter Morning | % of Load | 0 | 2032 | 65535
| High | Time-of-Use Rates (TOU) | DLC-Thermostat-DI-Central Heat Pump | Small General |  | Winter Morning | % of Load | 1 | 2032 | 65535
| High | Time-of-Use Rates (TOU) | DLC-Thermostat-DI-Central Heat Pump | Small General |  | Winter Morning | % of Load | 0 | 2032 | 65535
| High | Time-of-Use Rates (TOU) | DLC-Thermostat-BYOT-Central Heat Pump | Small General |  | Winter Morning | % of Load | 1 | 2032 | 65535
| High | Time-of-Use Rates (TOU) | DLC-Thermostat-BYOT-Central Heat Pump | Small General |  | Winter Morning | % of Load | 0 | 2032 | 65535
| High | Time-of-Use Rates (TOU) | DLC-Thermostat-HVAC | Small General |  | Winter Morning | % of Load | 1 | 2032 | 65535
| High | Time-of-Use Rates (TOU) | DLC-Thermostat-HVAC | Small General |  | Winter Morning | % of Load | 0 | 2032 | 65535
| High | Time-of-Use Rates (TOU) | DLC-Thermostat-DI-Baseboard Heating | Small General |  | Winter Morning | % of Load | 1 | 2032 | 65535
| High | Time-of-Use Rates (TOU) | DLC-Thermostat-DI-Baseboard Heating | Small General |  | Winter Morning | % of Load | 0 | 2032 | 65535
| High | Time-of-Use Rates (TOU) | DLC-Thermostat-BYOT-Baseboard Heating | Small General |  | Winter Morning | % of Load | 1 | 2032 | 65535
| High | Time-of-Use Rates (TOU) | DLC-Thermostat-BYOT-Baseboard Heating | Small General |  | Winter Morning | % of Load | 0 | 2032 | 65535
| High | Time-of-Use Rates (TOU) | DLC-Thermostat-DI-MSHP | Small General |  | Winter Morning | % of Load | 1 | 2032 | 65535
| High | Time-of-Use Rates (TOU) | DLC-Thermostat-DI-MSHP | Small General |  | Winter Morning | % of Load | 0 | 2032 | 65535
| High | Time-of-Use Rates (TOU) | DLC-Thermostat-BYOT-MSHP | Small General |  | Winter Morning | % of Load | 1 | 2032 | 65535
| High | Time-of-Use Rates (TOU) | DLC-Thermostat-BYOT-MSHP | Small General |  | Winter Morning | % of Load | 0 | 2032 | 65535
| High | Time-of-Use Rates (TOU) | C&I Curtailment-Turnkey-Manual HVAC Control | Small General |  | Winter Morning | % of Load | 1 | 2032 | 65535
| High | Time-of-Use Rates (TOU) | C&I Curtailment-Turnkey-Manual HVAC Control | Small General |  | Winter Morning | % of Load | 0 | 2032 | 65535
| High | Time-of-Use Rates (TOU) | C&I Curtailment-Turnkey-Auto-DR HVAC Control | Small General |  | Winter Morning | % of Load | 1 | 2032 | 65535
| High | Time-of-Use Rates (TOU) | C&I Curtailment-Turnkey-Auto-DR HVAC Control | Small General |  | Winter Morning | % of Load | 0 | 2032 | 65535
| High | Time-of-Use Rates (TOU) | C&I Curtailment-Turnkey-Standard Lighting Control | Small General |  | Winter Morning | % of Load | 1 | 2032 | 65535
| High | Time-of-Use Rates (TOU) | C&I Curtailment-Turnkey-Standard Lighting Control | Small General |  | Winter Morning | % of Load | 0 | 2032 | 65535
| High | Time-of-Use Rates (TOU) | C&I Curtailment-Turnkey-Advanced Lighting Control | Small General |  | Winter Morning | % of Load | 1 | 2032 | 65535
| High | Time-of-Use Rates (TOU) | C&I Curtailment-Turnkey-Advanced Lighting Control | Small General |  | Winter Morning | % of Load | 0 | 2032 | 65535
| High | Time-of-Use Rates (TOU) | C&I Curtailment-Turnkey-Water Heating Control | Small General |  | Winter Morning | % of Load | 1 | 2032 | 65535
| High | Time-of-Use Rates (TOU) | C&I Curtailment-Turnkey-Water Heating Control | Small General |  | Winter Morning | % of Load | 0 | 2032 | 65535
| High | Time-of-Use Rates (TOU) | C&I Curtailment-Turnkey-Other | Small General |  | Winter Morning | % of Load | 1 | 2032 | 65535
| High | Time-of-Use Rates (TOU) | C&I Curtailment-Turnkey-Other | Small General |  | Winter Morning | % of Load | 0 | 2032 | 65535
| High | Time-of-Use Rates (TOU) | Dynamic Pricing with enabling tech. | Small General |  | Winter Morning | % of Load | 1 | 2032 | 65535
| High | Time-of-Use Rates (TOU) | Dynamic Pricing with enabling tech. | Small General |  | Winter Morning | % of Load | 0 | 2032 | 65535
| High | Time-of-Use Rates (TOU) | Time-of-Use Rates (TOU) | Small General |  | Winter Morning | % of Load | 1 | 2032 | 65535
| High | Time-of-Use Rates (TOU) | Time-of-Use Rates (TOU) | Small General |  | Winter Morning | % of Load | 0 | 2032 | 65535
| High | Time-of-Use Rates (TOU) | DLC-Switch-Water Heating | Small General |  | Winter Evening | % of Load | 1 | 2032 | 65535
| High | Time-of-Use Rates (TOU) | DLC-Switch-Water Heating | Small General |  | Winter Evening | % of Load | 0 | 2032 | 65535
| High | Time-of-Use Rates (TOU) | DLC-BYOD-Water Heating | Small General |  | Winter Evening | % of Load | 1 | 2032 | 65535
| High | Time-of-Use Rates (TOU) | DLC-BYOD-Water Heating | Small General |  | Winter Evening | % of Load | 0 | 2032 | 65535
| High | Time-of-Use Rates (TOU) | DLC-Thermostat-DI-Central Heat Pump | Small General |  | Winter Evening | % of Load | 1 | 2032 | 65535
| High | Time-of-Use Rates (TOU) | DLC-Thermostat-DI-Central Heat Pump | Small General |  | Winter Evening | % of Load | 0 | 2032 | 65535
| High | Time-of-Use Rates (TOU) | DLC-Thermostat-BYOT-Central Heat Pump | Small General |  | Winter Evening | % of Load | 1 | 2032 | 65535
| High | Time-of-Use Rates (TOU) | DLC-Thermostat-BYOT-Central Heat Pump | Small General |  | Winter Evening | % of Load | 0 | 2032 | 65535
| High | Time-of-Use Rates (TOU) | DLC-Thermostat-HVAC | Small General |  | Winter Evening | % of Load | 1 | 2032 | 65535
| High | Time-of-Use Rates (TOU) | DLC-Thermostat-HVAC | Small General |  | Winter Evening | % of Load | 0 | 2032 | 65535
| High | Time-of-Use Rates (TOU) | DLC-Thermostat-DI-Baseboard Heating | Small General |  | Winter Evening | % of Load | 1 | 2032 | 65535
| High | Time-of-Use Rates (TOU) | DLC-Thermostat-DI-Baseboard Heating | Small General |  | Winter Evening | % of Load | 0 | 2032 | 65535
| High | Time-of-Use Rates (TOU) | DLC-Thermostat-BYOT-Baseboard Heating | Small General |  | Winter Evening | % of Load | 1 | 2032 | 65535
| High | Time-of-Use Rates (TOU) | DLC-Thermostat-BYOT-Baseboard Heating | Small General |  | Winter Evening | % of Load | 0 | 2032 | 65535
| High | Time-of-Use Rates (TOU) | DLC-Thermostat-DI-MSHP | Small General |  | Winter Evening | % of Load | 1 | 2032 | 65535
| High | Time-of-Use Rates (TOU) | DLC-Thermostat-DI-MSHP | Small General |  | Winter Evening | % of Load | 0 | 2032 | 65535
| High | Time-of-Use Rates (TOU) | DLC-Thermostat-BYOT-MSHP | Small General |  | Winter Evening | % of Load | 1 | 2032 | 65535
| High | Time-of-Use Rates (TOU) | DLC-Thermostat-BYOT-MSHP | Small General |  | Winter Evening | % of Load | 0 | 2032 | 65535
| High | Time-of-Use Rates (TOU) | C&I Curtailment-Turnkey-Manual HVAC Control | Small General |  | Winter Evening | % of Load | 1 | 2032 | 65535
| High | Time-of-Use Rates (TOU) | C&I Curtailment-Turnkey-Manual HVAC Control | Small General |  | Winter Evening | % of Load | 0 | 2032 | 65535
| High | Time-of-Use Rates (TOU) | C&I Curtailment-Turnkey-Auto-DR HVAC Control | Small General |  | Winter Evening | % of Load | 1 | 2032 | 65535
| High | Time-of-Use Rates (TOU) | C&I Curtailment-Turnkey-Auto-DR HVAC Control | Small General |  | Winter Evening | % of Load | 0 | 2032 | 65535
| High | Time-of-Use Rates (TOU) | C&I Curtailment-Turnkey-Standard Lighting Control | Small General |  | Winter Evening | % of Load | 1 | 2032 | 65535
| High | Time-of-Use Rates (TOU) | C&I Curtailment-Turnkey-Standard Lighting Control | Small General |  | Winter Evening | % of Load | 0 | 2032 | 65535
| High | Time-of-Use Rates (TOU) | C&I Curtailment-Turnkey-Advanced Lighting Control | Small General |  | Winter Evening | % of Load | 1 | 2032 | 65535
| High | Time-of-Use Rates (TOU) | C&I Curtailment-Turnkey-Advanced Lighting Control | Small General |  | Winter Evening | % of Load | 0 | 2032 | 65535
| High | Time-of-Use Rates (TOU) | C&I Curtailment-Turnkey-Water Heating Control | Small General |  | Winter Evening | % of Load | 1 | 2032 | 65535
| High | Time-of-Use Rates (TOU) | C&I Curtailment-Turnkey-Water Heating Control | Small General |  | Winter Evening | % of Load | 0 | 2032 | 65535
| High | Time-of-Use Rates (TOU) | C&I Curtailment-Turnkey-Other | Small General |  | Winter Evening | % of Load | 1 | 2032 | 65535
| High | Time-of-Use Rates (TOU) | C&I Curtailment-Turnkey-Other | Small General |  | Winter Evening | % of Load | 0 | 2032 | 65535
| High | Time-of-Use Rates (TOU) | Dynamic Pricing with enabling tech. | Small General |  | Winter Evening | % of Load | 1 | 2032 | 65535
| High | Time-of-Use Rates (TOU) | Dynamic Pricing with enabling tech. | Small General |  | Winter Evening | % of Load | 0 | 2032 | 65535
| High | Time-of-Use Rates (TOU) | Time-of-Use Rates (TOU) | Small General |  | Winter Evening | % of Load | 1 | 2032 | 65535
| High | Time-of-Use Rates (TOU) | Time-of-Use Rates (TOU) | Small General |  | Winter Evening | % of Load | 0 | 2032 | 65535
| High | Time-of-Use Rates (TOU) | DLC-Switch-Water Heating | General |  | Winter Morning | % of Load | 1 | 2032 | 65535
| High | Time-of-Use Rates (TOU) | DLC-Switch-Water Heating | General |  | Winter Morning | % of Load | 0 | 2032 | 65535
| High | Time-of-Use Rates (TOU) | DLC-BYOD-Water Heating | General |  | Winter Morning | % of Load | 1 | 2032 | 65535
| High | Time-of-Use Rates (TOU) | DLC-BYOD-Water Heating | General |  | Winter Morning | % of Load | 0 | 2032 | 65535
| High | Time-of-Use Rates (TOU) | DLC-Thermostat-DI-Central Heat Pump | General |  | Winter Morning | % of Load | 1 | 2032 | 65535
| High | Time-of-Use Rates (TOU) | DLC-Thermostat-DI-Central Heat Pump | General |  | Winter Morning | % of Load | 0 | 2032 | 65535
| High | Time-of-Use Rates (TOU) | DLC-Thermostat-BYOT-Central Heat Pump | General |  | Winter Morning | % of Load | 1 | 2032 | 65535
| High | Time-of-Use Rates (TOU) | DLC-Thermostat-BYOT-Central Heat Pump | General |  | Winter Morning | % of Load | 0 | 2032 | 65535
| High | Time-of-Use Rates (TOU) | DLC-Thermostat-HVAC | General |  | Winter Morning | % of Load | 1 | 2032 | 65535
| High | Time-of-Use Rates (TOU) | DLC-Thermostat-HVAC | General |  | Winter Morning | % of Load | 0 | 2032 | 65535
| High | Time-of-Use Rates (TOU) | DLC-Thermostat-DI-Baseboard Heating | General |  | Winter Morning | % of Load | 1 | 2032 | 65535
| High | Time-of-Use Rates (TOU) | DLC-Thermostat-DI-Baseboard Heating | General |  | Winter Morning | % of Load | 0 | 2032 | 65535
| High | Time-of-Use Rates (TOU) | DLC-Thermostat-BYOT-Baseboard Heating | General |  | Winter Morning | % of Load | 1 | 2032 | 65535
| High | Time-of-Use Rates (TOU) | DLC-Thermostat-BYOT-Baseboard Heating | General |  | Winter Morning | % of Load | 0 | 2032 | 65535
| High | Time-of-Use Rates (TOU) | DLC-Thermostat-DI-MSHP | General |  | Winter Morning | % of Load | 1 | 2032 | 65535
| High | Time-of-Use Rates (TOU) | DLC-Thermostat-DI-MSHP | General |  | Winter Morning | % of Load | 0 | 2032 | 65535
| High | Time-of-Use Rates (TOU) | DLC-Thermostat-BYOT-MSHP | General |  | Winter Morning | % of Load | 1 | 2032 | 65535
| High | Time-of-Use Rates (TOU) | DLC-Thermostat-BYOT-MSHP | General |  | Winter Morning | % of Load | 0 | 2032 | 65535
| High | Time-of-Use Rates (TOU) | C&I Curtailment-Turnkey-Manual HVAC Control | General |  | Winter Morning | % of Load | 1 | 2032 | 65535
| High | Time-of-Use Rates (TOU) | C&I Curtailment-Turnkey-Manual HVAC Control | General |  | Winter Morning | % of Load | 0 | 2032 | 65535
| High | Time-of-Use Rates (TOU) | C&I Curtailment-Turnkey-Auto-DR HVAC Control | General |  | Winter Morning | % of Load | 1 | 2032 | 65535
| High | Time-of-Use Rates (TOU) | C&I Curtailment-Turnkey-Auto-DR HVAC Control | General |  | Winter Morning | % of Load | 0 | 2032 | 65535
| High | Time-of-Use Rates (TOU) | C&I Curtailment-Turnkey-Standard Lighting Control | General |  | Winter Morning | % of Load | 1 | 2032 | 65535
| High | Time-of-Use Rates (TOU) | C&I Curtailment-Turnkey-Standard Lighting Control | General |  | Winter Morning | % of Load | 0 | 2032 | 65535
| High | Time-of-Use Rates (TOU) | C&I Curtailment-Turnkey-Advanced Lighting Control | General |  | Winter Morning | % of Load | 1 | 2032 | 65535
| High | Time-of-Use Rates (TOU) | C&I Curtailment-Turnkey-Advanced Lighting Control | General |  | Winter Morning | % of Load | 0 | 2032 | 65535
| High | Time-of-Use Rates (TOU) | C&I Curtailment-Turnkey-Water Heating Control | General |  | Winter Morning | % of Load | 1 | 2032 | 65535
| High | Time-of-Use Rates (TOU) | C&I Curtailment-Turnkey-Water Heating Control | General |  | Winter Morning | % of Load | 0 | 2032 | 65535
| High | Time-of-Use Rates (TOU) | C&I Curtailment-Turnkey-Other | General |  | Winter Morning | % of Load | 1 | 2032 | 65535
| High | Time-of-Use Rates (TOU) | C&I Curtailment-Turnkey-Other | General |  | Winter Morning | % of Load | 0 | 2032 | 65535
| High | Time-of-Use Rates (TOU) | Time-of-Use Rates (TOU) | General |  | Winter Morning | % of Load | 1 | 2032 | 65535
| High | Time-of-Use Rates (TOU) | Time-of-Use Rates (TOU) | General |  | Winter Morning | % of Load | 0 | 2032 | 65535
| High | Time-of-Use Rates (TOU) | DLC-Switch-Water Heating | General |  | Winter Evening | % of Load | 1 | 2032 | 65535
| High | Time-of-Use Rates (TOU) | DLC-Switch-Water Heating | General |  | Winter Evening | % of Load | 0 | 2032 | 65535
| High | Time-of-Use Rates (TOU) | DLC-BYOD-Water Heating | General |  | Winter Evening | % of Load | 1 | 2032 | 65535
| High | Time-of-Use Rates (TOU) | DLC-BYOD-Water Heating | General |  | Winter Evening | % of Load | 0 | 2032 | 65535
| High | Time-of-Use Rates (TOU) | DLC-Thermostat-DI-Central Heat Pump | General |  | Winter Evening | % of Load | 1 | 2032 | 65535
| High | Time-of-Use Rates (TOU) | DLC-Thermostat-DI-Central Heat Pump | General |  | Winter Evening | % of Load | 0 | 2032 | 65535
| High | Time-of-Use Rates (TOU) | DLC-Thermostat-BYOT-Central Heat Pump | General |  | Winter Evening | % of Load | 1 | 2032 | 65535
| High | Time-of-Use Rates (TOU) | DLC-Thermostat-BYOT-Central Heat Pump | General |  | Winter Evening | % of Load | 0 | 2032 | 65535
| High | Time-of-Use Rates (TOU) | DLC-Thermostat-HVAC | General |  | Winter Evening | % of Load | 1 | 2032 | 65535
| High | Time-of-Use Rates (TOU) | DLC-Thermostat-HVAC | General |  | Winter Evening | % of Load | 0 | 2032 | 65535
| High | Time-of-Use Rates (TOU) | DLC-Thermostat-DI-Baseboard Heating | General |  | Winter Evening | % of Load | 1 | 2032 | 65535
| High | Time-of-Use Rates (TOU) | DLC-Thermostat-DI-Baseboard Heating | General |  | Winter Evening | % of Load | 0 | 2032 | 65535
| High | Time-of-Use Rates (TOU) | DLC-Thermostat-BYOT-Baseboard Heating | General |  | Winter Evening | % of Load | 1 | 2032 | 65535
| High | Time-of-Use Rates (TOU) | DLC-Thermostat-BYOT-Baseboard Heating | General |  | Winter Evening | % of Load | 0 | 2032 | 65535
| High | Time-of-Use Rates (TOU) | DLC-Thermostat-DI-MSHP | General |  | Winter Evening | % of Load | 1 | 2032 | 65535
| High | Time-of-Use Rates (TOU) | DLC-Thermostat-DI-MSHP | General |  | Winter Evening | % of Load | 0 | 2032 | 65535
| High | Time-of-Use Rates (TOU) | DLC-Thermostat-BYOT-MSHP | General |  | Winter Evening | % of Load | 1 | 2032 | 65535
| High | Time-of-Use Rates (TOU) | DLC-Thermostat-BYOT-MSHP | General |  | Winter Evening | % of Load | 0 | 2032 | 65535
| High | Time-of-Use Rates (TOU) | C&I Curtailment-Turnkey-Manual HVAC Control | General |  | Winter Evening | % of Load | 1 | 2032 | 65535
| High | Time-of-Use Rates (TOU) | C&I Curtailment-Turnkey-Manual HVAC Control | General |  | Winter Evening | % of Load | 0 | 2032 | 65535
| High | Time-of-Use Rates (TOU) | C&I Curtailment-Turnkey-Auto-DR HVAC Control | General |  | Winter Evening | % of Load | 1 | 2032 | 65535
| High | Time-of-Use Rates (TOU) | C&I Curtailment-Turnkey-Auto-DR HVAC Control | General |  | Winter Evening | % of Load | 0 | 2032 | 65535
| High | Time-of-Use Rates (TOU) | C&I Curtailment-Turnkey-Standard Lighting Control | General |  | Winter Evening | % of Load | 1 | 2032 | 65535
| High | Time-of-Use Rates (TOU) | C&I Curtailment-Turnkey-Standard Lighting Control | General |  | Winter Evening | % of Load | 0 | 2032 | 65535
| High | Time-of-Use Rates (TOU) | C&I Curtailment-Turnkey-Advanced Lighting Control | General |  | Winter Evening | % of Load | 1 | 2032 | 65535
| High | Time-of-Use Rates (TOU) | C&I Curtailment-Turnkey-Advanced Lighting Control | General |  | Winter Evening | % of Load | 0 | 2032 | 65535
| High | Time-of-Use Rates (TOU) | C&I Curtailment-Turnkey-Water Heating Control | General |  | Winter Evening | % of Load | 1 | 2032 | 65535
| High | Time-of-Use Rates (TOU) | C&I Curtailment-Turnkey-Water Heating Control | General |  | Winter Evening | % of Load | 0 | 2032 | 65535
| High | Time-of-Use Rates (TOU) | C&I Curtailment-Turnkey-Other | General |  | Winter Evening | % of Load | 1 | 2032 | 65535
| High | Time-of-Use Rates (TOU) | C&I Curtailment-Turnkey-Other | General |  | Winter Evening | % of Load | 0 | 2032 | 65535
| High | Time-of-Use Rates (TOU) | Time-of-Use Rates (TOU) | General |  | Winter Evening | % of Load | 1 | 2032 | 65535
| High | Time-of-Use Rates (TOU) | Time-of-Use Rates (TOU) | General |  | Winter Evening | % of Load | 0 | 2032 | 65535
| High | Time-of-Use Rates (TOU) | DLC-Switch-Water Heating | Small Industrial |  | Winter Morning | % of Load | 1 | 2032 | 65535
| High | Time-of-Use Rates (TOU) | DLC-Switch-Water Heating | Small Industrial |  | Winter Morning | % of Load | 0 | 2032 | 65535
| High | Time-of-Use Rates (TOU) | DLC-BYOD-Water Heating | Small Industrial |  | Winter Morning | % of Load | 1 | 2032 | 65535
| High | Time-of-Use Rates (TOU) | DLC-BYOD-Water Heating | Small Industrial |  | Winter Morning | % of Load | 0 | 2032 | 65535
| High | Time-of-Use Rates (TOU) | DLC-Thermostat-DI-Central Heat Pump | Small Industrial |  | Winter Morning | % of Load | 1 | 2032 | 65535
| High | Time-of-Use Rates (TOU) | DLC-Thermostat-DI-Central Heat Pump | Small Industrial |  | Winter Morning | % of Load | 0 | 2032 | 65535
| High | Time-of-Use Rates (TOU) | DLC-Thermostat-BYOT-Central Heat Pump | Small Industrial |  | Winter Morning | % of Load | 1 | 2032 | 65535
| High | Time-of-Use Rates (TOU) | DLC-Thermostat-BYOT-Central Heat Pump | Small Industrial |  | Winter Morning | % of Load | 0 | 2032 | 65535
| High | Time-of-Use Rates (TOU) | DLC-Thermostat-HVAC | Small Industrial |  | Winter Morning | % of Load | 1 | 2032 | 65535
| High | Time-of-Use Rates (TOU) | DLC-Thermostat-HVAC | Small Industrial |  | Winter Morning | % of Load | 0 | 2032 | 65535
| High | Time-of-Use Rates (TOU) | DLC-Thermostat-DI-Baseboard Heating | Small Industrial |  | Winter Morning | % of Load | 1 | 2032 | 65535
| High | Time-of-Use Rates (TOU) | DLC-Thermostat-DI-Baseboard Heating | Small Industrial |  | Winter Morning | % of Load | 0 | 2032 | 65535
| High | Time-of-Use Rates (TOU) | DLC-Thermostat-BYOT-Baseboard Heating | Small Industrial |  | Winter Morning | % of Load | 1 | 2032 | 65535
| High | Time-of-Use Rates (TOU) | DLC-Thermostat-BYOT-Baseboard Heating | Small Industrial |  | Winter Morning | % of Load | 0 | 2032 | 65535
| High | Time-of-Use Rates (TOU) | DLC-Thermostat-DI-MSHP | Small Industrial |  | Winter Morning | % of Load | 1 | 2032 | 65535
| High | Time-of-Use Rates (TOU) | DLC-Thermostat-DI-MSHP | Small Industrial |  | Winter Morning | % of Load | 0 | 2032 | 65535
| High | Time-of-Use Rates (TOU) | DLC-Thermostat-BYOT-MSHP | Small Industrial |  | Winter Morning | % of Load | 1 | 2032 | 65535
| High | Time-of-Use Rates (TOU) | DLC-Thermostat-BYOT-MSHP | Small Industrial |  | Winter Morning | % of Load | 0 | 2032 | 65535
| High | Time-of-Use Rates (TOU) | C&I Curtailment-Turnkey-Manual HVAC Control | Small Industrial |  | Winter Morning | % of Load | 1 | 2032 | 65535
| High | Time-of-Use Rates (TOU) | C&I Curtailment-Turnkey-Manual HVAC Control | Small Industrial |  | Winter Morning | % of Load | 0 | 2032 | 65535
| High | Time-of-Use Rates (TOU) | C&I Curtailment-Turnkey-Auto-DR HVAC Control | Small Industrial |  | Winter Morning | % of Load | 1 | 2032 | 65535
| High | Time-of-Use Rates (TOU) | C&I Curtailment-Turnkey-Auto-DR HVAC Control | Small Industrial |  | Winter Morning | % of Load | 0 | 2032 | 65535
| High | Time-of-Use Rates (TOU) | C&I Curtailment-Turnkey-Standard Lighting Control | Small Industrial |  | Winter Morning | % of Load | 1 | 2032 | 65535
| High | Time-of-Use Rates (TOU) | C&I Curtailment-Turnkey-Standard Lighting Control | Small Industrial |  | Winter Morning | % of Load | 0 | 2032 | 65535
| High | Time-of-Use Rates (TOU) | C&I Curtailment-Turnkey-Advanced Lighting Control | Small Industrial |  | Winter Morning | % of Load | 1 | 2032 | 65535
| High | Time-of-Use Rates (TOU) | C&I Curtailment-Turnkey-Advanced Lighting Control | Small Industrial |  | Winter Morning | % of Load | 0 | 2032 | 65535
| High | Time-of-Use Rates (TOU) | C&I Curtailment-Turnkey-Water Heating Control | Small Industrial |  | Winter Morning | % of Load | 1 | 2032 | 65535
| High | Time-of-Use Rates (TOU) | C&I Curtailment-Turnkey-Water Heating Control | Small Industrial |  | Winter Morning | % of Load | 0 | 2032 | 65535
| High | Time-of-Use Rates (TOU) | C&I Curtailment-Turnkey-Other | Small Industrial |  | Winter Morning | % of Load | 1 | 2032 | 65535
| High | Time-of-Use Rates (TOU) | C&I Curtailment-Turnkey-Other | Small Industrial |  | Winter Morning | % of Load | 0 | 2032 | 65535
| High | Time-of-Use Rates (TOU) | C&I Curtailment-Turnkey-Industrial | Small Industrial |  | Winter Morning | % of Load | 1 | 2032 | 65535
| High | Time-of-Use Rates (TOU) | C&I Curtailment-Turnkey-Industrial | Small Industrial |  | Winter Morning | % of Load | 0 | 2032 | 65535
| High | Time-of-Use Rates (TOU) | Time-of-Use Rates (TOU) | Small Industrial |  | Winter Morning | % of Load | 1 | 2032 | 65535
| High | Time-of-Use Rates (TOU) | Time-of-Use Rates (TOU) | Small Industrial |  | Winter Morning | % of Load | 0 | 2032 | 65535
| High | Time-of-Use Rates (TOU) | DLC-Switch-Water Heating | Small Industrial |  | Winter Evening | % of Load | 1 | 2032 | 65535
| High | Time-of-Use Rates (TOU) | DLC-Switch-Water Heating | Small Industrial |  | Winter Evening | % of Load | 0 | 2032 | 65535
| High | Time-of-Use Rates (TOU) | DLC-BYOD-Water Heating | Small Industrial |  | Winter Evening | % of Load | 1 | 2032 | 65535
| High | Time-of-Use Rates (TOU) | DLC-BYOD-Water Heating | Small Industrial |  | Winter Evening | % of Load | 0 | 2032 | 65535
| High | Time-of-Use Rates (TOU) | DLC-Thermostat-DI-Central Heat Pump | Small Industrial |  | Winter Evening | % of Load | 1 | 2032 | 65535
| High | Time-of-Use Rates (TOU) | DLC-Thermostat-DI-Central Heat Pump | Small Industrial |  | Winter Evening | % of Load | 0 | 2032 | 65535
| High | Time-of-Use Rates (TOU) | DLC-Thermostat-BYOT-Central Heat Pump | Small Industrial |  | Winter Evening | % of Load | 1 | 2032 | 65535
| High | Time-of-Use Rates (TOU) | DLC-Thermostat-BYOT-Central Heat Pump | Small Industrial |  | Winter Evening | % of Load | 0 | 2032 | 65535
| High | Time-of-Use Rates (TOU) | DLC-Thermostat-HVAC | Small Industrial |  | Winter Evening | % of Load | 1 | 2032 | 65535
| High | Time-of-Use Rates (TOU) | DLC-Thermostat-HVAC | Small Industrial |  | Winter Evening | % of Load | 0 | 2032 | 65535
| High | Time-of-Use Rates (TOU) | DLC-Thermostat-DI-Baseboard Heating | Small Industrial |  | Winter Evening | % of Load | 1 | 2032 | 65535
| High | Time-of-Use Rates (TOU) | DLC-Thermostat-DI-Baseboard Heating | Small Industrial |  | Winter Evening | % of Load | 0 | 2032 | 65535
| High | Time-of-Use Rates (TOU) | DLC-Thermostat-BYOT-Baseboard Heating | Small Industrial |  | Winter Evening | % of Load | 1 | 2032 | 65535
| High | Time-of-Use Rates (TOU) | DLC-Thermostat-BYOT-Baseboard Heating | Small Industrial |  | Winter Evening | % of Load | 0 | 2032 | 65535
| High | Time-of-Use Rates (TOU) | DLC-Thermostat-DI-MSHP | Small Industrial |  | Winter Evening | % of Load | 1 | 2032 | 65535
| High | Time-of-Use Rates (TOU) | DLC-Thermostat-DI-MSHP | Small Industrial |  | Winter Evening | % of Load | 0 | 2032 | 65535
| High | Time-of-Use Rates (TOU) | DLC-Thermostat-BYOT-MSHP | Small Industrial |  | Winter Evening | % of Load | 1 | 2032 | 65535
| High | Time-of-Use Rates (TOU) | DLC-Thermostat-BYOT-MSHP | Small Industrial |  | Winter Evening | % of Load | 0 | 2032 | 65535
| High | Time-of-Use Rates (TOU) | C&I Curtailment-Turnkey-Manual HVAC Control | Small Industrial |  | Winter Evening | % of Load | 1 | 2032 | 65535
| High | Time-of-Use Rates (TOU) | C&I Curtailment-Turnkey-Manual HVAC Control | Small Industrial |  | Winter Evening | % of Load | 0 | 2032 | 65535
| High | Time-of-Use Rates (TOU) | C&I Curtailment-Turnkey-Auto-DR HVAC Control | Small Industrial |  | Winter Evening | % of Load | 1 | 2032 | 65535
| High | Time-of-Use Rates (TOU) | C&I Curtailment-Turnkey-Auto-DR HVAC Control | Small Industrial |  | Winter Evening | % of Load | 0 | 2032 | 65535
| High | Time-of-Use Rates (TOU) | C&I Curtailment-Turnkey-Standard Lighting Control | Small Industrial |  | Winter Evening | % of Load | 1 | 2032 | 65535
| High | Time-of-Use Rates (TOU) | C&I Curtailment-Turnkey-Standard Lighting Control | Small Industrial |  | Winter Evening | % of Load | 0 | 2032 | 65535
| High | Time-of-Use Rates (TOU) | C&I Curtailment-Turnkey-Advanced Lighting Control | Small Industrial |  | Winter Evening | % of Load | 1 | 2032 | 65535
| High | Time-of-Use Rates (TOU) | C&I Curtailment-Turnkey-Advanced Lighting Control | Small Industrial |  | Winter Evening | % of Load | 0 | 2032 | 65535
| High | Time-of-Use Rates (TOU) | C&I Curtailment-Turnkey-Water Heating Control | Small Industrial |  | Winter Evening | % of Load | 1 | 2032 | 65535
| High | Time-of-Use Rates (TOU) | C&I Curtailment-Turnkey-Water Heating Control | Small Industrial |  | Winter Evening | % of Load | 0 | 2032 | 65535
| High | Time-of-Use Rates (TOU) | C&I Curtailment-Turnkey-Other | Small Industrial |  | Winter Evening | % of Load | 1 | 2032 | 65535
| High | Time-of-Use Rates (TOU) | C&I Curtailment-Turnkey-Other | Small Industrial |  | Winter Evening | % of Load | 0 | 2032 | 65535
| High | Time-of-Use Rates (TOU) | C&I Curtailment-Turnkey-Industrial | Small Industrial |  | Winter Evening | % of Load | 1 | 2032 | 65535
| High | Time-of-Use Rates (TOU) | C&I Curtailment-Turnkey-Industrial | Small Industrial |  | Winter Evening | % of Load | 0 | 2032 | 65535
| High | Time-of-Use Rates (TOU) | Time-of-Use Rates (TOU) | Small Industrial |  | Winter Evening | % of Load | 1 | 2032 | 65535
| High | Time-of-Use Rates (TOU) | Time-of-Use Rates (TOU) | Small Industrial |  | Winter Evening | % of Load | 0 | 2032 | 65535
| High | Time-of-Use Rates (TOU) | DLC-Switch-Water Heating | Medium Industrial |  | Winter Morning | % of Load | 1 | 2032 | 65535
| High | Time-of-Use Rates (TOU) | DLC-Switch-Water Heating | Medium Industrial |  | Winter Morning | % of Load | 0 | 2032 | 65535
| High | Time-of-Use Rates (TOU) | DLC-BYOD-Water Heating | Medium Industrial |  | Winter Morning | % of Load | 1 | 2032 | 65535
| High | Time-of-Use Rates (TOU) | DLC-BYOD-Water Heating | Medium Industrial |  | Winter Morning | % of Load | 0 | 2032 | 65535
| High | Time-of-Use Rates (TOU) | DLC-Thermostat-DI-Central Heat Pump | Medium Industrial |  | Winter Morning | % of Load | 1 | 2032 | 65535
| High | Time-of-Use Rates (TOU) | DLC-Thermostat-DI-Central Heat Pump | Medium Industrial |  | Winter Morning | % of Load | 0 | 2032 | 65535
| High | Time-of-Use Rates (TOU) | DLC-Thermostat-BYOT-Central Heat Pump | Medium Industrial |  | Winter Morning | % of Load | 1 | 2032 | 65535
| High | Time-of-Use Rates (TOU) | DLC-Thermostat-BYOT-Central Heat Pump | Medium Industrial |  | Winter Morning | % of Load | 0 | 2032 | 65535
| High | Time-of-Use Rates (TOU) | DLC-Thermostat-HVAC | Medium Industrial |  | Winter Morning | % of Load | 1 | 2032 | 65535
| High | Time-of-Use Rates (TOU) | DLC-Thermostat-HVAC | Medium Industrial |  | Winter Morning | % of Load | 0 | 2032 | 65535
| High | Time-of-Use Rates (TOU) | DLC-Thermostat-DI-Baseboard Heating | Medium Industrial |  | Winter Morning | % of Load | 1 | 2032 | 65535
| High | Time-of-Use Rates (TOU) | DLC-Thermostat-DI-Baseboard Heating | Medium Industrial |  | Winter Morning | % of Load | 0 | 2032 | 65535
| High | Time-of-Use Rates (TOU) | DLC-Thermostat-BYOT-Baseboard Heating | Medium Industrial |  | Winter Morning | % of Load | 1 | 2032 | 65535
| High | Time-of-Use Rates (TOU) | DLC-Thermostat-BYOT-Baseboard Heating | Medium Industrial |  | Winter Morning | % of Load | 0 | 2032 | 65535
| High | Time-of-Use Rates (TOU) | DLC-Thermostat-DI-MSHP | Medium Industrial |  | Winter Morning | % of Load | 1 | 2032 | 65535
| High | Time-of-Use Rates (TOU) | DLC-Thermostat-DI-MSHP | Medium Industrial |  | Winter Morning | % of Load | 0 | 2032 | 65535
| High | Time-of-Use Rates (TOU) | DLC-Thermostat-BYOT-MSHP | Medium Industrial |  | Winter Morning | % of Load | 1 | 2032 | 65535
| High | Time-of-Use Rates (TOU) | DLC-Thermostat-BYOT-MSHP | Medium Industrial |  | Winter Morning | % of Load | 0 | 2032 | 65535
| High | Time-of-Use Rates (TOU) | C&I Curtailment-Turnkey-Manual HVAC Control | Medium Industrial |  | Winter Morning | % of Load | 1 | 2032 | 65535
| High | Time-of-Use Rates (TOU) | C&I Curtailment-Turnkey-Manual HVAC Control | Medium Industrial |  | Winter Morning | % of Load | 0 | 2032 | 65535
| High | Time-of-Use Rates (TOU) | C&I Curtailment-Turnkey-Auto-DR HVAC Control | Medium Industrial |  | Winter Morning | % of Load | 1 | 2032 | 65535
| High | Time-of-Use Rates (TOU) | C&I Curtailment-Turnkey-Auto-DR HVAC Control | Medium Industrial |  | Winter Morning | % of Load | 0 | 2032 | 65535
| High | Time-of-Use Rates (TOU) | C&I Curtailment-Turnkey-Standard Lighting Control | Medium Industrial |  | Winter Morning | % of Load | 1 | 2032 | 65535
| High | Time-of-Use Rates (TOU) | C&I Curtailment-Turnkey-Standard Lighting Control | Medium Industrial |  | Winter Morning | % of Load | 0 | 2032 | 65535
| High | Time-of-Use Rates (TOU) | C&I Curtailment-Turnkey-Advanced Lighting Control | Medium Industrial |  | Winter Morning | % of Load | 1 | 2032 | 65535
| High | Time-of-Use Rates (TOU) | C&I Curtailment-Turnkey-Advanced Lighting Control | Medium Industrial |  | Winter Morning | % of Load | 0 | 2032 | 65535
| High | Time-of-Use Rates (TOU) | C&I Curtailment-Turnkey-Water Heating Control | Medium Industrial |  | Winter Morning | % of Load | 1 | 2032 | 65535
| High | Time-of-Use Rates (TOU) | C&I Curtailment-Turnkey-Water Heating Control | Medium Industrial |  | Winter Morning | % of Load | 0 | 2032 | 65535
| High | Time-of-Use Rates (TOU) | C&I Curtailment-Turnkey-Other | Medium Industrial |  | Winter Morning | % of Load | 1 | 2032 | 65535
| High | Time-of-Use Rates (TOU) | C&I Curtailment-Turnkey-Other | Medium Industrial |  | Winter Morning | % of Load | 0 | 2032 | 65535
| High | Time-of-Use Rates (TOU) | Time-of-Use Rates (TOU) | Medium Industrial |  | Winter Morning | % of Load | 1 | 2032 | 65535
| High | Time-of-Use Rates (TOU) | Time-of-Use Rates (TOU) | Medium Industrial |  | Winter Morning | % of Load | 0 | 2032 | 65535
| High | Time-of-Use Rates (TOU) | DLC-Switch-Water Heating | Medium Industrial |  | Winter Evening | % of Load | 1 | 2032 | 65535
| High | Time-of-Use Rates (TOU) | DLC-Switch-Water Heating | Medium Industrial |  | Winter Evening | % of Load | 0 | 2032 | 65535
| High | Time-of-Use Rates (TOU) | DLC-BYOD-Water Heating | Medium Industrial |  | Winter Evening | % of Load | 1 | 2032 | 65535
| High | Time-of-Use Rates (TOU) | DLC-BYOD-Water Heating | Medium Industrial |  | Winter Evening | % of Load | 0 | 2032 | 65535
| High | Time-of-Use Rates (TOU) | DLC-Thermostat-DI-Central Heat Pump | Medium Industrial |  | Winter Evening | % of Load | 1 | 2032 | 65535
| High | Time-of-Use Rates (TOU) | DLC-Thermostat-DI-Central Heat Pump | Medium Industrial |  | Winter Evening | % of Load | 0 | 2032 | 65535
| High | Time-of-Use Rates (TOU) | DLC-Thermostat-BYOT-Central Heat Pump | Medium Industrial |  | Winter Evening | % of Load | 1 | 2032 | 65535
| High | Time-of-Use Rates (TOU) | DLC-Thermostat-BYOT-Central Heat Pump | Medium Industrial |  | Winter Evening | % of Load | 0 | 2032 | 65535
| High | Time-of-Use Rates (TOU) | DLC-Thermostat-HVAC | Medium Industrial |  | Winter Evening | % of Load | 1 | 2032 | 65535
| High | Time-of-Use Rates (TOU) | DLC-Thermostat-HVAC | Medium Industrial |  | Winter Evening | % of Load | 0 | 2032 | 65535
| High | Time-of-Use Rates (TOU) | DLC-Thermostat-DI-Baseboard Heating | Medium Industrial |  | Winter Evening | % of Load | 1 | 2032 | 65535
| High | Time-of-Use Rates (TOU) | DLC-Thermostat-DI-Baseboard Heating | Medium Industrial |  | Winter Evening | % of Load | 0 | 2032 | 65535
| High | Time-of-Use Rates (TOU) | DLC-Thermostat-BYOT-Baseboard Heating | Medium Industrial |  | Winter Evening | % of Load | 1 | 2032 | 65535
| High | Time-of-Use Rates (TOU) | DLC-Thermostat-BYOT-Baseboard Heating | Medium Industrial |  | Winter Evening | % of Load | 0 | 2032 | 65535
| High | Time-of-Use Rates (TOU) | DLC-Thermostat-DI-MSHP | Medium Industrial |  | Winter Evening | % of Load | 1 | 2032 | 65535
| High | Time-of-Use Rates (TOU) | DLC-Thermostat-DI-MSHP | Medium Industrial |  | Winter Evening | % of Load | 0 | 2032 | 65535
| High | Time-of-Use Rates (TOU) | DLC-Thermostat-BYOT-MSHP | Medium Industrial |  | Winter Evening | % of Load | 1 | 2032 | 65535
| High | Time-of-Use Rates (TOU) | DLC-Thermostat-BYOT-MSHP | Medium Industrial |  | Winter Evening | % of Load | 0 | 2032 | 65535
| High | Time-of-Use Rates (TOU) | C&I Curtailment-Turnkey-Manual HVAC Control | Medium Industrial |  | Winter Evening | % of Load | 1 | 2032 | 65535
| High | Time-of-Use Rates (TOU) | C&I Curtailment-Turnkey-Manual HVAC Control | Medium Industrial |  | Winter Evening | % of Load | 0 | 2032 | 65535
| High | Time-of-Use Rates (TOU) | C&I Curtailment-Turnkey-Auto-DR HVAC Control | Medium Industrial |  | Winter Evening | % of Load | 1 | 2032 | 65535
| High | Time-of-Use Rates (TOU) | C&I Curtailment-Turnkey-Auto-DR HVAC Control | Medium Industrial |  | Winter Evening | % of Load | 0 | 2032 | 65535
| High | Time-of-Use Rates (TOU) | C&I Curtailment-Turnkey-Standard Lighting Control | Medium Industrial |  | Winter Evening | % of Load | 1 | 2032 | 65535
| High | Time-of-Use Rates (TOU) | C&I Curtailment-Turnkey-Standard Lighting Control | Medium Industrial |  | Winter Evening | % of Load | 0 | 2032 | 65535
| High | Time-of-Use Rates (TOU) | C&I Curtailment-Turnkey-Advanced Lighting Control | Medium Industrial |  | Winter Evening | % of Load | 1 | 2032 | 65535
| High | Time-of-Use Rates (TOU) | C&I Curtailment-Turnkey-Advanced Lighting Control | Medium Industrial |  | Winter Evening | % of Load | 0 | 2032 | 65535
| High | Time-of-Use Rates (TOU) | C&I Curtailment-Turnkey-Water Heating Control | Medium Industrial |  | Winter Evening | % of Load | 1 | 2032 | 65535
| High | Time-of-Use Rates (TOU) | C&I Curtailment-Turnkey-Water Heating Control | Medium Industrial |  | Winter Evening | % of Load | 0 | 2032 | 65535
| High | Time-of-Use Rates (TOU) | C&I Curtailment-Turnkey-Other | Medium Industrial |  | Winter Evening | % of Load | 1 | 2032 | 65535
| High | Time-of-Use Rates (TOU) | C&I Curtailment-Turnkey-Other | Medium Industrial |  | Winter Evening | % of Load | 0 | 2032 | 65535
| High | Time-of-Use Rates (TOU) | Time-of-Use Rates (TOU) | Medium Industrial |  | Winter Evening | % of Load | 1 | 2032 | 65535
| High | Time-of-Use Rates (TOU) | Time-of-Use Rates (TOU) | Medium Industrial |  | Winter Evening | % of Load | 0 | 2032 | 65535
| High | Time-of-Use Rates (TOU) | Time-of-Use Rates (TOU) | Residential Charitable |  | Winter Morning | % of Load | 1 | 2032 | 65535
| High | Time-of-Use Rates (TOU) | Time-of-Use Rates (TOU) | Residential Charitable |  | Winter Morning | % of Load | 0 | 2032 | 65535
| High | Time-of-Use Rates (TOU) | Time-of-Use Rates (TOU) | Residential Charitable |  | Winter Evening | % of Load | 1 | 2032 | 65535
| High | Time-of-Use Rates (TOU) | Time-of-Use Rates (TOU) | Residential Charitable |  | Winter Evening | % of Load | 0 | 2032 | 65535
| High | DLC-Thermostat | DLC-Switch-Water Heating | Small General |  | Winter Morning | % of Load | 1 | 2033 | 65535
| High | DLC-Thermostat | DLC-Switch-Water Heating | Small General |  | Winter Morning | % of Load | 0 | 2033 | 65535
| High | DLC-Thermostat | DLC-BYOD-Water Heating | Small General |  | Winter Morning | % of Load | 1 | 2033 | 65535
| High | DLC-Thermostat | DLC-BYOD-Water Heating | Small General |  | Winter Morning | % of Load | 0 | 2033 | 65535
| High | DLC-Thermostat | DLC-Thermostat-DI-Central Heat Pump | Small General |  | Winter Morning | % of Load | 1 | 2033 | 65535
| High | DLC-Thermostat | DLC-Thermostat-DI-Central Heat Pump | Small General |  | Winter Morning | % of Load | 0 | 2033 | 65535
| High | DLC-Thermostat | DLC-Thermostat-BYOT-Central Heat Pump | Small General |  | Winter Morning | % of Load | 1 | 2033 | 65535
| High | DLC-Thermostat | DLC-Thermostat-BYOT-Central Heat Pump | Small General |  | Winter Morning | % of Load | 0 | 2033 | 65535
| High | DLC-Thermostat | DLC-Thermostat-HVAC | Small General |  | Winter Morning | % of Load | 1 | 2033 | 65535
| High | DLC-Thermostat | DLC-Thermostat-HVAC | Small General |  | Winter Morning | % of Load | 0 | 2033 | 65535
| High | DLC-Thermostat | DLC-Thermostat-DI-Baseboard Heating | Small General |  | Winter Morning | % of Load | 1 | 2033 | 65535
| High | DLC-Thermostat | DLC-Thermostat-DI-Baseboard Heating | Small General |  | Winter Morning | % of Load | 0 | 2033 | 65535
| High | DLC-Thermostat | DLC-Thermostat-BYOT-Baseboard Heating | Small General |  | Winter Morning | % of Load | 1 | 2033 | 65535
| High | DLC-Thermostat | DLC-Thermostat-BYOT-Baseboard Heating | Small General |  | Winter Morning | % of Load | 0 | 2033 | 65535
| High | DLC-Thermostat | DLC-Thermostat-DI-MSHP | Small General |  | Winter Morning | % of Load | 1 | 2033 | 65535
| High | DLC-Thermostat | DLC-Thermostat-DI-MSHP | Small General |  | Winter Morning | % of Load | 0 | 2033 | 65535
| High | DLC-Thermostat | DLC-Thermostat-BYOT-MSHP | Small General |  | Winter Morning | % of Load | 1 | 2033 | 65535
| High | DLC-Thermostat | DLC-Thermostat-BYOT-MSHP | Small General |  | Winter Morning | % of Load | 0 | 2033 | 65535
| High | DLC-Thermostat | C&I Curtailment-Turnkey-Manual HVAC Control | Small General |  | Winter Morning | % of Load | 1 | 2033 | 65535
| High | DLC-Thermostat | C&I Curtailment-Turnkey-Manual HVAC Control | Small General |  | Winter Morning | % of Load | 0 | 2033 | 65535
| High | DLC-Thermostat | C&I Curtailment-Turnkey-Auto-DR HVAC Control | Small General |  | Winter Morning | % of Load | 1 | 2033 | 65535
| High | DLC-Thermostat | C&I Curtailment-Turnkey-Auto-DR HVAC Control | Small General |  | Winter Morning | % of Load | 0 | 2033 | 65535
| High | DLC-Thermostat | C&I Curtailment-Turnkey-Standard Lighting Control | Small General |  | Winter Morning | % of Load | 1 | 2033 | 65535
| High | DLC-Thermostat | C&I Curtailment-Turnkey-Standard Lighting Control | Small General |  | Winter Morning | % of Load | 0 | 2033 | 65535
| High | DLC-Thermostat | C&I Curtailment-Turnkey-Advanced Lighting Control | Small General |  | Winter Morning | % of Load | 1 | 2033 | 65535
| High | DLC-Thermostat | C&I Curtailment-Turnkey-Advanced Lighting Control | Small General |  | Winter Morning | % of Load | 0 | 2033 | 65535
| High | DLC-Thermostat | C&I Curtailment-Turnkey-Water Heating Control | Small General |  | Winter Morning | % of Load | 1 | 2033 | 65535
| High | DLC-Thermostat | C&I Curtailment-Turnkey-Water Heating Control | Small General |  | Winter Morning | % of Load | 0 | 2033 | 65535
| High | DLC-Thermostat | C&I Curtailment-Turnkey-Other | Small General |  | Winter Morning | % of Load | 1 | 2033 | 65535
| High | DLC-Thermostat | C&I Curtailment-Turnkey-Other | Small General |  | Winter Morning | % of Load | 0 | 2033 | 65535
| High | DLC-Thermostat | Dynamic Pricing with enabling tech. | Small General |  | Winter Morning | % of Load | 1 | 2033 | 65535
| High | DLC-Thermostat | Dynamic Pricing with enabling tech. | Small General |  | Winter Morning | % of Load | 0 | 2033 | 65535
| High | DLC-Thermostat | DLC-Switch-Water Heating | Small General |  | Winter Evening | % of Load | 1 | 2033 | 65535
| High | DLC-Thermostat | DLC-Switch-Water Heating | Small General |  | Winter Evening | % of Load | 0 | 2033 | 65535
| High | DLC-Thermostat | DLC-BYOD-Water Heating | Small General |  | Winter Evening | % of Load | 1 | 2033 | 65535
| High | DLC-Thermostat | DLC-BYOD-Water Heating | Small General |  | Winter Evening | % of Load | 0 | 2033 | 65535
| High | DLC-Thermostat | DLC-Thermostat-DI-Central Heat Pump | Small General |  | Winter Evening | % of Load | 1 | 2033 | 65535
| High | DLC-Thermostat | DLC-Thermostat-DI-Central Heat Pump | Small General |  | Winter Evening | % of Load | 0 | 2033 | 65535
| High | DLC-Thermostat | DLC-Thermostat-BYOT-Central Heat Pump | Small General |  | Winter Evening | % of Load | 1 | 2033 | 65535
| High | DLC-Thermostat | DLC-Thermostat-BYOT-Central Heat Pump | Small General |  | Winter Evening | % of Load | 0 | 2033 | 65535
| High | DLC-Thermostat | DLC-Thermostat-HVAC | Small General |  | Winter Evening | % of Load | 1 | 2033 | 65535
| High | DLC-Thermostat | DLC-Thermostat-HVAC | Small General |  | Winter Evening | % of Load | 0 | 2033 | 65535
| High | DLC-Thermostat | DLC-Thermostat-DI-Baseboard Heating | Small General |  | Winter Evening | % of Load | 1 | 2033 | 65535
| High | DLC-Thermostat | DLC-Thermostat-DI-Baseboard Heating | Small General |  | Winter Evening | % of Load | 0 | 2033 | 65535
| High | DLC-Thermostat | DLC-Thermostat-BYOT-Baseboard Heating | Small General |  | Winter Evening | % of Load | 1 | 2033 | 65535
| High | DLC-Thermostat | DLC-Thermostat-BYOT-Baseboard Heating | Small General |  | Winter Evening | % of Load | 0 | 2033 | 65535
| High | DLC-Thermostat | DLC-Thermostat-DI-MSHP | Small General |  | Winter Evening | % of Load | 1 | 2033 | 65535
| High | DLC-Thermostat | DLC-Thermostat-DI-MSHP | Small General |  | Winter Evening | % of Load | 0 | 2033 | 65535
| High | DLC-Thermostat | DLC-Thermostat-BYOT-MSHP | Small General |  | Winter Evening | % of Load | 1 | 2033 | 65535
| High | DLC-Thermostat | DLC-Thermostat-BYOT-MSHP | Small General |  | Winter Evening | % of Load | 0 | 2033 | 65535
| High | DLC-Thermostat | C&I Curtailment-Turnkey-Manual HVAC Control | Small General |  | Winter Evening | % of Load | 1 | 2033 | 65535
| High | DLC-Thermostat | C&I Curtailment-Turnkey-Manual HVAC Control | Small General |  | Winter Evening | % of Load | 0 | 2033 | 65535
| High | DLC-Thermostat | C&I Curtailment-Turnkey-Auto-DR HVAC Control | Small General |  | Winter Evening | % of Load | 1 | 2033 | 65535
| High | DLC-Thermostat | C&I Curtailment-Turnkey-Auto-DR HVAC Control | Small General |  | Winter Evening | % of Load | 0 | 2033 | 65535
| High | DLC-Thermostat | C&I Curtailment-Turnkey-Standard Lighting Control | Small General |  | Winter Evening | % of Load | 1 | 2033 | 65535
| High | DLC-Thermostat | C&I Curtailment-Turnkey-Standard Lighting Control | Small General |  | Winter Evening | % of Load | 0 | 2033 | 65535
| High | DLC-Thermostat | C&I Curtailment-Turnkey-Advanced Lighting Control | Small General |  | Winter Evening | % of Load | 1 | 2033 | 65535
| High | DLC-Thermostat | C&I Curtailment-Turnkey-Advanced Lighting Control | Small General |  | Winter Evening | % of Load | 0 | 2033 | 65535
| High | DLC-Thermostat | C&I Curtailment-Turnkey-Water Heating Control | Small General |  | Winter Evening | % of Load | 1 | 2033 | 65535
| High | DLC-Thermostat | C&I Curtailment-Turnkey-Water Heating Control | Small General |  | Winter Evening | % of Load | 0 | 2033 | 65535
| High | DLC-Thermostat | C&I Curtailment-Turnkey-Other | Small General |  | Winter Evening | % of Load | 1 | 2033 | 65535
| High | DLC-Thermostat | C&I Curtailment-Turnkey-Other | Small General |  | Winter Evening | % of Load | 0 | 2033 | 65535
| High | DLC-Thermostat | Dynamic Pricing with enabling tech. | Small General |  | Winter Evening | % of Load | 1 | 2033 | 65535
| High | DLC-Thermostat | Dynamic Pricing with enabling tech. | Small General |  | Winter Evening | % of Load | 0 | 2033 | 65535
| High | DLC-Thermostat | DLC-Switch-Water Heating | General |  | Winter Morning | % of Load | 1 | 2033 | 65535
| High | DLC-Thermostat | DLC-Switch-Water Heating | General |  | Winter Morning | % of Load | 0 | 2033 | 65535
| High | DLC-Thermostat | DLC-BYOD-Water Heating | General |  | Winter Morning | % of Load | 1 | 2033 | 65535
| High | DLC-Thermostat | DLC-BYOD-Water Heating | General |  | Winter Morning | % of Load | 0 | 2033 | 65535
| High | DLC-Thermostat | DLC-Thermostat-DI-Central Heat Pump | General |  | Winter Morning | % of Load | 1 | 2033 | 65535
| High | DLC-Thermostat | DLC-Thermostat-DI-Central Heat Pump | General |  | Winter Morning | % of Load | 0 | 2033 | 65535
| High | DLC-Thermostat | DLC-Thermostat-BYOT-Central Heat Pump | General |  | Winter Morning | % of Load | 1 | 2033 | 65535
| High | DLC-Thermostat | DLC-Thermostat-BYOT-Central Heat Pump | General |  | Winter Morning | % of Load | 0 | 2033 | 65535
| High | DLC-Thermostat | DLC-Thermostat-HVAC | General |  | Winter Morning | % of Load | 1 | 2033 | 65535
| High | DLC-Thermostat | DLC-Thermostat-HVAC | General |  | Winter Morning | % of Load | 0 | 2033 | 65535
| High | DLC-Thermostat | DLC-Thermostat-DI-Baseboard Heating | General |  | Winter Morning | % of Load | 1 | 2033 | 65535
| High | DLC-Thermostat | DLC-Thermostat-DI-Baseboard Heating | General |  | Winter Morning | % of Load | 0 | 2033 | 65535
| High | DLC-Thermostat | DLC-Thermostat-BYOT-Baseboard Heating | General |  | Winter Morning | % of Load | 1 | 2033 | 65535
| High | DLC-Thermostat | DLC-Thermostat-BYOT-Baseboard Heating | General |  | Winter Morning | % of Load | 0 | 2033 | 65535
| High | DLC-Thermostat | DLC-Thermostat-DI-MSHP | General |  | Winter Morning | % of Load | 1 | 2033 | 65535
| High | DLC-Thermostat | DLC-Thermostat-DI-MSHP | General |  | Winter Morning | % of Load | 0 | 2033 | 65535
| High | DLC-Thermostat | DLC-Thermostat-BYOT-MSHP | General |  | Winter Morning | % of Load | 1 | 2033 | 65535
| High | DLC-Thermostat | DLC-Thermostat-BYOT-MSHP | General |  | Winter Morning | % of Load | 0 | 2033 | 65535
| High | DLC-Thermostat | C&I Curtailment-Turnkey-Manual HVAC Control | General |  | Winter Morning | % of Load | 1 | 2033 | 65535
| High | DLC-Thermostat | C&I Curtailment-Turnkey-Manual HVAC Control | General |  | Winter Morning | % of Load | 0 | 2033 | 65535
| High | DLC-Thermostat | C&I Curtailment-Turnkey-Auto-DR HVAC Control | General |  | Winter Morning | % of Load | 1 | 2033 | 65535
| High | DLC-Thermostat | C&I Curtailment-Turnkey-Auto-DR HVAC Control | General |  | Winter Morning | % of Load | 0 | 2033 | 65535
| High | DLC-Thermostat | C&I Curtailment-Turnkey-Standard Lighting Control | General |  | Winter Morning | % of Load | 1 | 2033 | 65535
| High | DLC-Thermostat | C&I Curtailment-Turnkey-Standard Lighting Control | General |  | Winter Morning | % of Load | 0 | 2033 | 65535
| High | DLC-Thermostat | C&I Curtailment-Turnkey-Advanced Lighting Control | General |  | Winter Morning | % of Load | 1 | 2033 | 65535
| High | DLC-Thermostat | C&I Curtailment-Turnkey-Advanced Lighting Control | General |  | Winter Morning | % of Load | 0 | 2033 | 65535
| High | DLC-Thermostat | C&I Curtailment-Turnkey-Water Heating Control | General |  | Winter Morning | % of Load | 1 | 2033 | 65535
| High | DLC-Thermostat | C&I Curtailment-Turnkey-Water Heating Control | General |  | Winter Morning | % of Load | 0 | 2033 | 65535
| High | DLC-Thermostat | C&I Curtailment-Turnkey-Other | General |  | Winter Morning | % of Load | 1 | 2033 | 65535
| High | DLC-Thermostat | C&I Curtailment-Turnkey-Other | General |  | Winter Morning | % of Load | 0 | 2033 | 65535
| High | DLC-Thermostat | DLC-Switch-Water Heating | General |  | Winter Evening | % of Load | 1 | 2033 | 65535
| High | DLC-Thermostat | DLC-Switch-Water Heating | General |  | Winter Evening | % of Load | 0 | 2033 | 65535
| High | DLC-Thermostat | DLC-BYOD-Water Heating | General |  | Winter Evening | % of Load | 1 | 2033 | 65535
| High | DLC-Thermostat | DLC-BYOD-Water Heating | General |  | Winter Evening | % of Load | 0 | 2033 | 65535
| High | DLC-Thermostat | DLC-Thermostat-DI-Central Heat Pump | General |  | Winter Evening | % of Load | 1 | 2033 | 65535
| High | DLC-Thermostat | DLC-Thermostat-DI-Central Heat Pump | General |  | Winter Evening | % of Load | 0 | 2033 | 65535
| High | DLC-Thermostat | DLC-Thermostat-BYOT-Central Heat Pump | General |  | Winter Evening | % of Load | 1 | 2033 | 65535
| High | DLC-Thermostat | DLC-Thermostat-BYOT-Central Heat Pump | General |  | Winter Evening | % of Load | 0 | 2033 | 65535
| High | DLC-Thermostat | DLC-Thermostat-HVAC | General |  | Winter Evening | % of Load | 1 | 2033 | 65535
| High | DLC-Thermostat | DLC-Thermostat-HVAC | General |  | Winter Evening | % of Load | 0 | 2033 | 65535
| High | DLC-Thermostat | DLC-Thermostat-DI-Baseboard Heating | General |  | Winter Evening | % of Load | 1 | 2033 | 65535
| High | DLC-Thermostat | DLC-Thermostat-DI-Baseboard Heating | General |  | Winter Evening | % of Load | 0 | 2033 | 65535
| High | DLC-Thermostat | DLC-Thermostat-BYOT-Baseboard Heating | General |  | Winter Evening | % of Load | 1 | 2033 | 65535
| High | DLC-Thermostat | DLC-Thermostat-BYOT-Baseboard Heating | General |  | Winter Evening | % of Load | 0 | 2033 | 65535
| High | DLC-Thermostat | DLC-Thermostat-DI-MSHP | General |  | Winter Evening | % of Load | 1 | 2033 | 65535
| High | DLC-Thermostat | DLC-Thermostat-DI-MSHP | General |  | Winter Evening | % of Load | 0 | 2033 | 65535
| High | DLC-Thermostat | DLC-Thermostat-BYOT-MSHP | General |  | Winter Evening | % of Load | 1 | 2033 | 65535
| High | DLC-Thermostat | DLC-Thermostat-BYOT-MSHP | General |  | Winter Evening | % of Load | 0 | 2033 | 65535
| High | DLC-Thermostat | C&I Curtailment-Turnkey-Manual HVAC Control | General |  | Winter Evening | % of Load | 1 | 2033 | 65535
| High | DLC-Thermostat | C&I Curtailment-Turnkey-Manual HVAC Control | General |  | Winter Evening | % of Load | 0 | 2033 | 65535
| High | DLC-Thermostat | C&I Curtailment-Turnkey-Auto-DR HVAC Control | General |  | Winter Evening | % of Load | 1 | 2033 | 65535
| High | DLC-Thermostat | C&I Curtailment-Turnkey-Auto-DR HVAC Control | General |  | Winter Evening | % of Load | 0 | 2033 | 65535
| High | DLC-Thermostat | C&I Curtailment-Turnkey-Standard Lighting Control | General |  | Winter Evening | % of Load | 1 | 2033 | 65535
| High | DLC-Thermostat | C&I Curtailment-Turnkey-Standard Lighting Control | General |  | Winter Evening | % of Load | 0 | 2033 | 65535
| High | DLC-Thermostat | C&I Curtailment-Turnkey-Advanced Lighting Control | General |  | Winter Evening | % of Load | 1 | 2033 | 65535
| High | DLC-Thermostat | C&I Curtailment-Turnkey-Advanced Lighting Control | General |  | Winter Evening | % of Load | 0 | 2033 | 65535
| High | DLC-Thermostat | C&I Curtailment-Turnkey-Water Heating Control | General |  | Winter Evening | % of Load | 1 | 2033 | 65535
| High | DLC-Thermostat | C&I Curtailment-Turnkey-Water Heating Control | General |  | Winter Evening | % of Load | 0 | 2033 | 65535
| High | DLC-Thermostat | C&I Curtailment-Turnkey-Other | General |  | Winter Evening | % of Load | 1 | 2033 | 65535
| High | DLC-Thermostat | C&I Curtailment-Turnkey-Other | General |  | Winter Evening | % of Load | 0 | 2033 | 65535
| High | DLC-Thermostat | DLC-Switch-Water Heating | Small Industrial |  | Winter Morning | % of Load | 1 | 2033 | 65535
| High | DLC-Thermostat | DLC-Switch-Water Heating | Small Industrial |  | Winter Morning | % of Load | 0 | 2033 | 65535
| High | DLC-Thermostat | DLC-BYOD-Water Heating | Small Industrial |  | Winter Morning | % of Load | 1 | 2033 | 65535
| High | DLC-Thermostat | DLC-BYOD-Water Heating | Small Industrial |  | Winter Morning | % of Load | 0 | 2033 | 65535
| High | DLC-Thermostat | DLC-Thermostat-DI-Central Heat Pump | Small Industrial |  | Winter Morning | % of Load | 1 | 2033 | 65535
| High | DLC-Thermostat | DLC-Thermostat-DI-Central Heat Pump | Small Industrial |  | Winter Morning | % of Load | 0 | 2033 | 65535
| High | DLC-Thermostat | DLC-Thermostat-BYOT-Central Heat Pump | Small Industrial |  | Winter Morning | % of Load | 1 | 2033 | 65535
| High | DLC-Thermostat | DLC-Thermostat-BYOT-Central Heat Pump | Small Industrial |  | Winter Morning | % of Load | 0 | 2033 | 65535
| High | DLC-Thermostat | DLC-Thermostat-HVAC | Small Industrial |  | Winter Morning | % of Load | 1 | 2033 | 65535
| High | DLC-Thermostat | DLC-Thermostat-HVAC | Small Industrial |  | Winter Morning | % of Load | 0 | 2033 | 65535
| High | DLC-Thermostat | DLC-Thermostat-DI-Baseboard Heating | Small Industrial |  | Winter Morning | % of Load | 1 | 2033 | 65535
| High | DLC-Thermostat | DLC-Thermostat-DI-Baseboard Heating | Small Industrial |  | Winter Morning | % of Load | 0 | 2033 | 65535
| High | DLC-Thermostat | DLC-Thermostat-BYOT-Baseboard Heating | Small Industrial |  | Winter Morning | % of Load | 1 | 2033 | 65535
| High | DLC-Thermostat | DLC-Thermostat-BYOT-Baseboard Heating | Small Industrial |  | Winter Morning | % of Load | 0 | 2033 | 65535
| High | DLC-Thermostat | DLC-Thermostat-DI-MSHP | Small Industrial |  | Winter Morning | % of Load | 1 | 2033 | 65535
| High | DLC-Thermostat | DLC-Thermostat-DI-MSHP | Small Industrial |  | Winter Morning | % of Load | 0 | 2033 | 65535
| High | DLC-Thermostat | DLC-Thermostat-BYOT-MSHP | Small Industrial |  | Winter Morning | % of Load | 1 | 2033 | 65535
| High | DLC-Thermostat | DLC-Thermostat-BYOT-MSHP | Small Industrial |  | Winter Morning | % of Load | 0 | 2033 | 65535
| High | DLC-Thermostat | C&I Curtailment-Turnkey-Manual HVAC Control | Small Industrial |  | Winter Morning | % of Load | 1 | 2033 | 65535
| High | DLC-Thermostat | C&I Curtailment-Turnkey-Manual HVAC Control | Small Industrial |  | Winter Morning | % of Load | 0 | 2033 | 65535
| High | DLC-Thermostat | C&I Curtailment-Turnkey-Auto-DR HVAC Control | Small Industrial |  | Winter Morning | % of Load | 1 | 2033 | 65535
| High | DLC-Thermostat | C&I Curtailment-Turnkey-Auto-DR HVAC Control | Small Industrial |  | Winter Morning | % of Load | 0 | 2033 | 65535
| High | DLC-Thermostat | C&I Curtailment-Turnkey-Standard Lighting Control | Small Industrial |  | Winter Morning | % of Load | 1 | 2033 | 65535
| High | DLC-Thermostat | C&I Curtailment-Turnkey-Standard Lighting Control | Small Industrial |  | Winter Morning | % of Load | 0 | 2033 | 65535
| High | DLC-Thermostat | C&I Curtailment-Turnkey-Advanced Lighting Control | Small Industrial |  | Winter Morning | % of Load | 1 | 2033 | 65535
| High | DLC-Thermostat | C&I Curtailment-Turnkey-Advanced Lighting Control | Small Industrial |  | Winter Morning | % of Load | 0 | 2033 | 65535
| High | DLC-Thermostat | C&I Curtailment-Turnkey-Water Heating Control | Small Industrial |  | Winter Morning | % of Load | 1 | 2033 | 65535
| High | DLC-Thermostat | C&I Curtailment-Turnkey-Water Heating Control | Small Industrial |  | Winter Morning | % of Load | 0 | 2033 | 65535
| High | DLC-Thermostat | C&I Curtailment-Turnkey-Other | Small Industrial |  | Winter Morning | % of Load | 1 | 2033 | 65535
| High | DLC-Thermostat | C&I Curtailment-Turnkey-Other | Small Industrial |  | Winter Morning | % of Load | 0 | 2033 | 65535
| High | DLC-Thermostat | C&I Curtailment-Turnkey-Industrial | Small Industrial |  | Winter Morning | % of Load | 1 | 2033 | 65535
| High | DLC-Thermostat | C&I Curtailment-Turnkey-Industrial | Small Industrial |  | Winter Morning | % of Load | 0 | 2033 | 65535
| High | DLC-Thermostat | DLC-Switch-Water Heating | Small Industrial |  | Winter Evening | % of Load | 1 | 2033 | 65535
| High | DLC-Thermostat | DLC-Switch-Water Heating | Small Industrial |  | Winter Evening | % of Load | 0 | 2033 | 65535
| High | DLC-Thermostat | DLC-BYOD-Water Heating | Small Industrial |  | Winter Evening | % of Load | 1 | 2033 | 65535
| High | DLC-Thermostat | DLC-BYOD-Water Heating | Small Industrial |  | Winter Evening | % of Load | 0 | 2033 | 65535
| High | DLC-Thermostat | DLC-Thermostat-DI-Central Heat Pump | Small Industrial |  | Winter Evening | % of Load | 1 | 2033 | 65535
| High | DLC-Thermostat | DLC-Thermostat-DI-Central Heat Pump | Small Industrial |  | Winter Evening | % of Load | 0 | 2033 | 65535
| High | DLC-Thermostat | DLC-Thermostat-BYOT-Central Heat Pump | Small Industrial |  | Winter Evening | % of Load | 1 | 2033 | 65535
| High | DLC-Thermostat | DLC-Thermostat-BYOT-Central Heat Pump | Small Industrial |  | Winter Evening | % of Load | 0 | 2033 | 65535
| High | DLC-Thermostat | DLC-Thermostat-HVAC | Small Industrial |  | Winter Evening | % of Load | 1 | 2033 | 65535
| High | DLC-Thermostat | DLC-Thermostat-HVAC | Small Industrial |  | Winter Evening | % of Load | 0 | 2033 | 65535
| High | DLC-Thermostat | DLC-Thermostat-DI-Baseboard Heating | Small Industrial |  | Winter Evening | % of Load | 1 | 2033 | 65535
| High | DLC-Thermostat | DLC-Thermostat-DI-Baseboard Heating | Small Industrial |  | Winter Evening | % of Load | 0 | 2033 | 65535
| High | DLC-Thermostat | DLC-Thermostat-BYOT-Baseboard Heating | Small Industrial |  | Winter Evening | % of Load | 1 | 2033 | 65535
| High | DLC-Thermostat | DLC-Thermostat-BYOT-Baseboard Heating | Small Industrial |  | Winter Evening | % of Load | 0 | 2033 | 65535
| High | DLC-Thermostat | DLC-Thermostat-DI-MSHP | Small Industrial |  | Winter Evening | % of Load | 1 | 2033 | 65535
| High | DLC-Thermostat | DLC-Thermostat-DI-MSHP | Small Industrial |  | Winter Evening | % of Load | 0 | 2033 | 65535
| High | DLC-Thermostat | DLC-Thermostat-BYOT-MSHP | Small Industrial |  | Winter Evening | % of Load | 1 | 2033 | 65535
| High | DLC-Thermostat | DLC-Thermostat-BYOT-MSHP | Small Industrial |  | Winter Evening | % of Load | 0 | 2033 | 65535
| High | DLC-Thermostat | C&I Curtailment-Turnkey-Manual HVAC Control | Small Industrial |  | Winter Evening | % of Load | 1 | 2033 | 65535
| High | DLC-Thermostat | C&I Curtailment-Turnkey-Manual HVAC Control | Small Industrial |  | Winter Evening | % of Load | 0 | 2033 | 65535
| High | DLC-Thermostat | C&I Curtailment-Turnkey-Auto-DR HVAC Control | Small Industrial |  | Winter Evening | % of Load | 1 | 2033 | 65535
| High | DLC-Thermostat | C&I Curtailment-Turnkey-Auto-DR HVAC Control | Small Industrial |  | Winter Evening | % of Load | 0 | 2033 | 65535
| High | DLC-Thermostat | C&I Curtailment-Turnkey-Standard Lighting Control | Small Industrial |  | Winter Evening | % of Load | 1 | 2033 | 65535
| High | DLC-Thermostat | C&I Curtailment-Turnkey-Standard Lighting Control | Small Industrial |  | Winter Evening | % of Load | 0 | 2033 | 65535
| High | DLC-Thermostat | C&I Curtailment-Turnkey-Advanced Lighting Control | Small Industrial |  | Winter Evening | % of Load | 1 | 2033 | 65535
| High | DLC-Thermostat | C&I Curtailment-Turnkey-Advanced Lighting Control | Small Industrial |  | Winter Evening | % of Load | 0 | 2033 | 65535
| High | DLC-Thermostat | C&I Curtailment-Turnkey-Water Heating Control | Small Industrial |  | Winter Evening | % of Load | 1 | 2033 | 65535
| High | DLC-Thermostat | C&I Curtailment-Turnkey-Water Heating Control | Small Industrial |  | Winter Evening | % of Load | 0 | 2033 | 65535
| High | DLC-Thermostat | C&I Curtailment-Turnkey-Other | Small Industrial |  | Winter Evening | % of Load | 1 | 2033 | 65535
| High | DLC-Thermostat | C&I Curtailment-Turnkey-Other | Small Industrial |  | Winter Evening | % of Load | 0 | 2033 | 65535
| High | DLC-Thermostat | C&I Curtailment-Turnkey-Industrial | Small Industrial |  | Winter Evening | % of Load | 1 | 2033 | 65535
| High | DLC-Thermostat | C&I Curtailment-Turnkey-Industrial | Small Industrial |  | Winter Evening | % of Load | 0 | 2033 | 65535
| High | DLC-Thermostat | DLC-Switch-Water Heating | Medium Industrial |  | Winter Morning | % of Load | 1 | 2033 | 65535
| High | DLC-Thermostat | DLC-Switch-Water Heating | Medium Industrial |  | Winter Morning | % of Load | 0 | 2033 | 65535
| High | DLC-Thermostat | DLC-BYOD-Water Heating | Medium Industrial |  | Winter Morning | % of Load | 1 | 2033 | 65535
| High | DLC-Thermostat | DLC-BYOD-Water Heating | Medium Industrial |  | Winter Morning | % of Load | 0 | 2033 | 65535
| High | DLC-Thermostat | DLC-Thermostat-DI-Central Heat Pump | Medium Industrial |  | Winter Morning | % of Load | 1 | 2033 | 65535
| High | DLC-Thermostat | DLC-Thermostat-DI-Central Heat Pump | Medium Industrial |  | Winter Morning | % of Load | 0 | 2033 | 65535
| High | DLC-Thermostat | DLC-Thermostat-BYOT-Central Heat Pump | Medium Industrial |  | Winter Morning | % of Load | 1 | 2033 | 65535
| High | DLC-Thermostat | DLC-Thermostat-BYOT-Central Heat Pump | Medium Industrial |  | Winter Morning | % of Load | 0 | 2033 | 65535
| High | DLC-Thermostat | DLC-Thermostat-HVAC | Medium Industrial |  | Winter Morning | % of Load | 1 | 2033 | 65535
| High | DLC-Thermostat | DLC-Thermostat-HVAC | Medium Industrial |  | Winter Morning | % of Load | 0 | 2033 | 65535
| High | DLC-Thermostat | DLC-Thermostat-DI-Baseboard Heating | Medium Industrial |  | Winter Morning | % of Load | 1 | 2033 | 65535
| High | DLC-Thermostat | DLC-Thermostat-DI-Baseboard Heating | Medium Industrial |  | Winter Morning | % of Load | 0 | 2033 | 65535
| High | DLC-Thermostat | DLC-Thermostat-BYOT-Baseboard Heating | Medium Industrial |  | Winter Morning | % of Load | 1 | 2033 | 65535
| High | DLC-Thermostat | DLC-Thermostat-BYOT-Baseboard Heating | Medium Industrial |  | Winter Morning | % of Load | 0 | 2033 | 65535
| High | DLC-Thermostat | DLC-Thermostat-DI-MSHP | Medium Industrial |  | Winter Morning | % of Load | 1 | 2033 | 65535
| High | DLC-Thermostat | DLC-Thermostat-DI-MSHP | Medium Industrial |  | Winter Morning | % of Load | 0 | 2033 | 65535
| High | DLC-Thermostat | DLC-Thermostat-BYOT-MSHP | Medium Industrial |  | Winter Morning | % of Load | 1 | 2033 | 65535
| High | DLC-Thermostat | DLC-Thermostat-BYOT-MSHP | Medium Industrial |  | Winter Morning | % of Load | 0 | 2033 | 65535
| High | DLC-Thermostat | C&I Curtailment-Turnkey-Manual HVAC Control | Medium Industrial |  | Winter Morning | % of Load | 1 | 2033 | 65535
| High | DLC-Thermostat | C&I Curtailment-Turnkey-Manual HVAC Control | Medium Industrial |  | Winter Morning | % of Load | 0 | 2033 | 65535
| High | DLC-Thermostat | C&I Curtailment-Turnkey-Auto-DR HVAC Control | Medium Industrial |  | Winter Morning | % of Load | 1 | 2033 | 65535
| High | DLC-Thermostat | C&I Curtailment-Turnkey-Auto-DR HVAC Control | Medium Industrial |  | Winter Morning | % of Load | 0 | 2033 | 65535
| High | DLC-Thermostat | C&I Curtailment-Turnkey-Standard Lighting Control | Medium Industrial |  | Winter Morning | % of Load | 1 | 2033 | 65535
| High | DLC-Thermostat | C&I Curtailment-Turnkey-Standard Lighting Control | Medium Industrial |  | Winter Morning | % of Load | 0 | 2033 | 65535
| High | DLC-Thermostat | C&I Curtailment-Turnkey-Advanced Lighting Control | Medium Industrial |  | Winter Morning | % of Load | 1 | 2033 | 65535
| High | DLC-Thermostat | C&I Curtailment-Turnkey-Advanced Lighting Control | Medium Industrial |  | Winter Morning | % of Load | 0 | 2033 | 65535
| High | DLC-Thermostat | C&I Curtailment-Turnkey-Water Heating Control | Medium Industrial |  | Winter Morning | % of Load | 1 | 2033 | 65535
| High | DLC-Thermostat | C&I Curtailment-Turnkey-Water Heating Control | Medium Industrial |  | Winter Morning | % of Load | 0 | 2033 | 65535
| High | DLC-Thermostat | C&I Curtailment-Turnkey-Other | Medium Industrial |  | Winter Morning | % of Load | 1 | 2033 | 65535
| High | DLC-Thermostat | C&I Curtailment-Turnkey-Other | Medium Industrial |  | Winter Morning | % of Load | 0 | 2033 | 65535
| High | DLC-Thermostat | DLC-Switch-Water Heating | Medium Industrial |  | Winter Evening | % of Load | 1 | 2033 | 65535
| High | DLC-Thermostat | DLC-Switch-Water Heating | Medium Industrial |  | Winter Evening | % of Load | 0 | 2033 | 65535
| High | DLC-Thermostat | DLC-BYOD-Water Heating | Medium Industrial |  | Winter Evening | % of Load | 1 | 2033 | 65535
| High | DLC-Thermostat | DLC-BYOD-Water Heating | Medium Industrial |  | Winter Evening | % of Load | 0 | 2033 | 65535
| High | DLC-Thermostat | DLC-Thermostat-DI-Central Heat Pump | Medium Industrial |  | Winter Evening | % of Load | 1 | 2033 | 65535
| High | DLC-Thermostat | DLC-Thermostat-DI-Central Heat Pump | Medium Industrial |  | Winter Evening | % of Load | 0 | 2033 | 65535
| High | DLC-Thermostat | DLC-Thermostat-BYOT-Central Heat Pump | Medium Industrial |  | Winter Evening | % of Load | 1 | 2033 | 65535
| High | DLC-Thermostat | DLC-Thermostat-BYOT-Central Heat Pump | Medium Industrial |  | Winter Evening | % of Load | 0 | 2033 | 65535
| High | DLC-Thermostat | DLC-Thermostat-HVAC | Medium Industrial |  | Winter Evening | % of Load | 1 | 2033 | 65535
| High | DLC-Thermostat | DLC-Thermostat-HVAC | Medium Industrial |  | Winter Evening | % of Load | 0 | 2033 | 65535
| High | DLC-Thermostat | DLC-Thermostat-DI-Baseboard Heating | Medium Industrial |  | Winter Evening | % of Load | 1 | 2033 | 65535
| High | DLC-Thermostat | DLC-Thermostat-DI-Baseboard Heating | Medium Industrial |  | Winter Evening | % of Load | 0 | 2033 | 65535
| High | DLC-Thermostat | DLC-Thermostat-BYOT-Baseboard Heating | Medium Industrial |  | Winter Evening | % of Load | 1 | 2033 | 65535
| High | DLC-Thermostat | DLC-Thermostat-BYOT-Baseboard Heating | Medium Industrial |  | Winter Evening | % of Load | 0 | 2033 | 65535
| High | DLC-Thermostat | DLC-Thermostat-DI-MSHP | Medium Industrial |  | Winter Evening | % of Load | 1 | 2033 | 65535
| High | DLC-Thermostat | DLC-Thermostat-DI-MSHP | Medium Industrial |  | Winter Evening | % of Load | 0 | 2033 | 65535
| High | DLC-Thermostat | DLC-Thermostat-BYOT-MSHP | Medium Industrial |  | Winter Evening | % of Load | 1 | 2033 | 65535
| High | DLC-Thermostat | DLC-Thermostat-BYOT-MSHP | Medium Industrial |  | Winter Evening | % of Load | 0 | 2033 | 65535
| High | DLC-Thermostat | C&I Curtailment-Turnkey-Manual HVAC Control | Medium Industrial |  | Winter Evening | % of Load | 1 | 2033 | 65535
| High | DLC-Thermostat | C&I Curtailment-Turnkey-Manual HVAC Control | Medium Industrial |  | Winter Evening | % of Load | 0 | 2033 | 65535
| High | DLC-Thermostat | C&I Curtailment-Turnkey-Auto-DR HVAC Control | Medium Industrial |  | Winter Evening | % of Load | 1 | 2033 | 65535
| High | DLC-Thermostat | C&I Curtailment-Turnkey-Auto-DR HVAC Control | Medium Industrial |  | Winter Evening | % of Load | 0 | 2033 | 65535
| High | DLC-Thermostat | C&I Curtailment-Turnkey-Standard Lighting Control | Medium Industrial |  | Winter Evening | % of Load | 1 | 2033 | 65535
| High | DLC-Thermostat | C&I Curtailment-Turnkey-Standard Lighting Control | Medium Industrial |  | Winter Evening | % of Load | 0 | 2033 | 65535
| High | DLC-Thermostat | C&I Curtailment-Turnkey-Advanced Lighting Control | Medium Industrial |  | Winter Evening | % of Load | 1 | 2033 | 65535
| High | DLC-Thermostat | C&I Curtailment-Turnkey-Advanced Lighting Control | Medium Industrial |  | Winter Evening | % of Load | 0 | 2033 | 65535
| High | DLC-Thermostat | C&I Curtailment-Turnkey-Water Heating Control | Medium Industrial |  | Winter Evening | % of Load | 1 | 2033 | 65535
| High | DLC-Thermostat | C&I Curtailment-Turnkey-Water Heating Control | Medium Industrial |  | Winter Evening | % of Load | 0 | 2033 | 65535
| High | DLC-Thermostat | C&I Curtailment-Turnkey-Other | Medium Industrial |  | Winter Evening | % of Load | 1 | 2033 | 65535
| High | DLC-Thermostat | C&I Curtailment-Turnkey-Other | Medium Industrial |  | Winter Evening | % of Load | 0 | 2033 | 65535
| High | DLC-Thermostat | DLC-Thermostat-DI-Central Heat Pump | Residential Charitable |  | Winter Morning | % of Load | 1 | 2033 | 65535
| High | DLC-Thermostat | DLC-Thermostat-DI-Central Heat Pump | Residential Charitable |  | Winter Morning | % of Load | 0 | 2033 | 65535
| High | DLC-Thermostat | DLC-Thermostat-BYOT-Central Heat Pump | Residential Charitable |  | Winter Morning | % of Load | 1 | 2033 | 65535
| High | DLC-Thermostat | DLC-Thermostat-BYOT-Central Heat Pump | Residential Charitable |  | Winter Morning | % of Load | 0 | 2033 | 65535
| High | DLC-Thermostat | DLC-Thermostat-DI-Baseboard Heating | Residential Charitable |  | Winter Morning | % of Load | 1 | 2033 | 65535
| High | DLC-Thermostat | DLC-Thermostat-DI-Baseboard Heating | Residential Charitable |  | Winter Morning | % of Load | 0 | 2033 | 65535
| High | DLC-Thermostat | DLC-Thermostat-BYOT-Baseboard Heating | Residential Charitable |  | Winter Morning | % of Load | 1 | 2033 | 65535
| High | DLC-Thermostat | DLC-Thermostat-BYOT-Baseboard Heating | Residential Charitable |  | Winter Morning | % of Load | 0 | 2033 | 65535
| High | DLC-Thermostat | DLC-Thermostat-DI-MSHP | Residential Charitable |  | Winter Morning | % of Load | 1 | 2033 | 65535
| High | DLC-Thermostat | DLC-Thermostat-DI-MSHP | Residential Charitable |  | Winter Morning | % of Load | 0 | 2033 | 65535
| High | DLC-Thermostat | DLC-Thermostat-BYOT-MSHP | Residential Charitable |  | Winter Morning | % of Load | 1 | 2033 | 65535
| High | DLC-Thermostat | DLC-Thermostat-BYOT-MSHP | Residential Charitable |  | Winter Morning | % of Load | 0 | 2033 | 65535
| High | DLC-Thermostat | DLC-Thermostat-DI-Central Heat Pump | Residential Charitable |  | Winter Evening | % of Load | 1 | 2033 | 65535
| High | DLC-Thermostat | DLC-Thermostat-DI-Central Heat Pump | Residential Charitable |  | Winter Evening | % of Load | 0 | 2033 | 65535
| High | DLC-Thermostat | DLC-Thermostat-BYOT-Central Heat Pump | Residential Charitable |  | Winter Evening | % of Load | 1 | 2033 | 65535
| High | DLC-Thermostat | DLC-Thermostat-BYOT-Central Heat Pump | Residential Charitable |  | Winter Evening | % of Load | 0 | 2033 | 65535
| High | DLC-Thermostat | DLC-Thermostat-DI-Baseboard Heating | Residential Charitable |  | Winter Evening | % of Load | 1 | 2033 | 65535
| High | DLC-Thermostat | DLC-Thermostat-DI-Baseboard Heating | Residential Charitable |  | Winter Evening | % of Load | 0 | 2033 | 65535
| High | DLC-Thermostat | DLC-Thermostat-BYOT-Baseboard Heating | Residential Charitable |  | Winter Evening | % of Load | 1 | 2033 | 65535
| High | DLC-Thermostat | DLC-Thermostat-BYOT-Baseboard Heating | Residential Charitable |  | Winter Evening | % of Load | 0 | 2033 | 65535
| High | DLC-Thermostat | DLC-Thermostat-DI-MSHP | Residential Charitable |  | Winter Evening | % of Load | 1 | 2033 | 65535
| High | DLC-Thermostat | DLC-Thermostat-DI-MSHP | Residential Charitable |  | Winter Evening | % of Load | 0 | 2033 | 65535
| High | DLC-Thermostat | DLC-Thermostat-BYOT-MSHP | Residential Charitable |  | Winter Evening | % of Load | 1 | 2033 | 65535
| High | DLC-Thermostat | DLC-Thermostat-BYOT-MSHP | Residential Charitable |  | Winter Evening | % of Load | 0 | 2033 | 65535
| High | DLC-Water Heating | DLC-Switch-Water Heating | Small General |  | Winter Morning | % of Load | 1 | 2033 | 65535
| High | DLC-Water Heating | DLC-Switch-Water Heating | Small General |  | Winter Morning | % of Load | 0 | 2033 | 65535
| High | DLC-Water Heating | DLC-BYOD-Water Heating | Small General |  | Winter Morning | % of Load | 1 | 2033 | 65535
| High | DLC-Water Heating | DLC-BYOD-Water Heating | Small General |  | Winter Morning | % of Load | 0 | 2033 | 65535
| High | DLC-Water Heating | DLC-Thermostat-DI-Central Heat Pump | Small General |  | Winter Morning | % of Load | 1 | 2033 | 65535
| High | DLC-Water Heating | DLC-Thermostat-DI-Central Heat Pump | Small General |  | Winter Morning | % of Load | 0 | 2033 | 65535
| High | DLC-Water Heating | DLC-Thermostat-BYOT-Central Heat Pump | Small General |  | Winter Morning | % of Load | 1 | 2033 | 65535
| High | DLC-Water Heating | DLC-Thermostat-BYOT-Central Heat Pump | Small General |  | Winter Morning | % of Load | 0 | 2033 | 65535
| High | DLC-Water Heating | DLC-Thermostat-HVAC | Small General |  | Winter Morning | % of Load | 1 | 2033 | 65535
| High | DLC-Water Heating | DLC-Thermostat-HVAC | Small General |  | Winter Morning | % of Load | 0 | 2033 | 65535
| High | DLC-Water Heating | DLC-Thermostat-DI-Baseboard Heating | Small General |  | Winter Morning | % of Load | 1 | 2033 | 65535
| High | DLC-Water Heating | DLC-Thermostat-DI-Baseboard Heating | Small General |  | Winter Morning | % of Load | 0 | 2033 | 65535
| High | DLC-Water Heating | DLC-Thermostat-BYOT-Baseboard Heating | Small General |  | Winter Morning | % of Load | 1 | 2033 | 65535
| High | DLC-Water Heating | DLC-Thermostat-BYOT-Baseboard Heating | Small General |  | Winter Morning | % of Load | 0 | 2033 | 65535
| High | DLC-Water Heating | DLC-Thermostat-DI-MSHP | Small General |  | Winter Morning | % of Load | 1 | 2033 | 65535
| High | DLC-Water Heating | DLC-Thermostat-DI-MSHP | Small General |  | Winter Morning | % of Load | 0 | 2033 | 65535
| High | DLC-Water Heating | DLC-Thermostat-BYOT-MSHP | Small General |  | Winter Morning | % of Load | 1 | 2033 | 65535
| High | DLC-Water Heating | DLC-Thermostat-BYOT-MSHP | Small General |  | Winter Morning | % of Load | 0 | 2033 | 65535
| High | DLC-Water Heating | C&I Curtailment-Turnkey-Manual HVAC Control | Small General |  | Winter Morning | % of Load | 1 | 2033 | 65535
| High | DLC-Water Heating | C&I Curtailment-Turnkey-Manual HVAC Control | Small General |  | Winter Morning | % of Load | 0 | 2033 | 65535
| High | DLC-Water Heating | C&I Curtailment-Turnkey-Auto-DR HVAC Control | Small General |  | Winter Morning | % of Load | 1 | 2033 | 65535
| High | DLC-Water Heating | C&I Curtailment-Turnkey-Auto-DR HVAC Control | Small General |  | Winter Morning | % of Load | 0 | 2033 | 65535
| High | DLC-Water Heating | C&I Curtailment-Turnkey-Standard Lighting Control | Small General |  | Winter Morning | % of Load | 1 | 2033 | 65535
| High | DLC-Water Heating | C&I Curtailment-Turnkey-Standard Lighting Control | Small General |  | Winter Morning | % of Load | 0 | 2033 | 65535
| High | DLC-Water Heating | C&I Curtailment-Turnkey-Advanced Lighting Control | Small General |  | Winter Morning | % of Load | 1 | 2033 | 65535
| High | DLC-Water Heating | C&I Curtailment-Turnkey-Advanced Lighting Control | Small General |  | Winter Morning | % of Load | 0 | 2033 | 65535
| High | DLC-Water Heating | C&I Curtailment-Turnkey-Water Heating Control | Small General |  | Winter Morning | % of Load | 1 | 2033 | 65535
| High | DLC-Water Heating | C&I Curtailment-Turnkey-Water Heating Control | Small General |  | Winter Morning | % of Load | 0 | 2033 | 65535
| High | DLC-Water Heating | C&I Curtailment-Turnkey-Other | Small General |  | Winter Morning | % of Load | 1 | 2033 | 65535
| High | DLC-Water Heating | C&I Curtailment-Turnkey-Other | Small General |  | Winter Morning | % of Load | 0 | 2033 | 65535
| High | DLC-Water Heating | Dynamic Pricing with enabling tech. | Small General |  | Winter Morning | % of Load | 1 | 2033 | 65535
| High | DLC-Water Heating | Dynamic Pricing with enabling tech. | Small General |  | Winter Morning | % of Load | 0 | 2033 | 65535
| High | DLC-Water Heating | DLC-Switch-Water Heating | Small General |  | Winter Evening | % of Load | 1 | 2033 | 65535
| High | DLC-Water Heating | DLC-Switch-Water Heating | Small General |  | Winter Evening | % of Load | 0 | 2033 | 65535
| High | DLC-Water Heating | DLC-BYOD-Water Heating | Small General |  | Winter Evening | % of Load | 1 | 2033 | 65535
| High | DLC-Water Heating | DLC-BYOD-Water Heating | Small General |  | Winter Evening | % of Load | 0 | 2033 | 65535
| High | DLC-Water Heating | DLC-Thermostat-DI-Central Heat Pump | Small General |  | Winter Evening | % of Load | 1 | 2033 | 65535
| High | DLC-Water Heating | DLC-Thermostat-DI-Central Heat Pump | Small General |  | Winter Evening | % of Load | 0 | 2033 | 65535
| High | DLC-Water Heating | DLC-Thermostat-BYOT-Central Heat Pump | Small General |  | Winter Evening | % of Load | 1 | 2033 | 65535
| High | DLC-Water Heating | DLC-Thermostat-BYOT-Central Heat Pump | Small General |  | Winter Evening | % of Load | 0 | 2033 | 65535
| High | DLC-Water Heating | DLC-Thermostat-HVAC | Small General |  | Winter Evening | % of Load | 1 | 2033 | 65535
| High | DLC-Water Heating | DLC-Thermostat-HVAC | Small General |  | Winter Evening | % of Load | 0 | 2033 | 65535
| High | DLC-Water Heating | DLC-Thermostat-DI-Baseboard Heating | Small General |  | Winter Evening | % of Load | 1 | 2033 | 65535
| High | DLC-Water Heating | DLC-Thermostat-DI-Baseboard Heating | Small General |  | Winter Evening | % of Load | 0 | 2033 | 65535
| High | DLC-Water Heating | DLC-Thermostat-BYOT-Baseboard Heating | Small General |  | Winter Evening | % of Load | 1 | 2033 | 65535
| High | DLC-Water Heating | DLC-Thermostat-BYOT-Baseboard Heating | Small General |  | Winter Evening | % of Load | 0 | 2033 | 65535
| High | DLC-Water Heating | DLC-Thermostat-DI-MSHP | Small General |  | Winter Evening | % of Load | 1 | 2033 | 65535
| High | DLC-Water Heating | DLC-Thermostat-DI-MSHP | Small General |  | Winter Evening | % of Load | 0 | 2033 | 65535
| High | DLC-Water Heating | DLC-Thermostat-BYOT-MSHP | Small General |  | Winter Evening | % of Load | 1 | 2033 | 65535
| High | DLC-Water Heating | DLC-Thermostat-BYOT-MSHP | Small General |  | Winter Evening | % of Load | 0 | 2033 | 65535
| High | DLC-Water Heating | C&I Curtailment-Turnkey-Manual HVAC Control | Small General |  | Winter Evening | % of Load | 1 | 2033 | 65535
| High | DLC-Water Heating | C&I Curtailment-Turnkey-Manual HVAC Control | Small General |  | Winter Evening | % of Load | 0 | 2033 | 65535
| High | DLC-Water Heating | C&I Curtailment-Turnkey-Auto-DR HVAC Control | Small General |  | Winter Evening | % of Load | 1 | 2033 | 65535
| High | DLC-Water Heating | C&I Curtailment-Turnkey-Auto-DR HVAC Control | Small General |  | Winter Evening | % of Load | 0 | 2033 | 65535
| High | DLC-Water Heating | C&I Curtailment-Turnkey-Standard Lighting Control | Small General |  | Winter Evening | % of Load | 1 | 2033 | 65535
| High | DLC-Water Heating | C&I Curtailment-Turnkey-Standard Lighting Control | Small General |  | Winter Evening | % of Load | 0 | 2033 | 65535
| High | DLC-Water Heating | C&I Curtailment-Turnkey-Advanced Lighting Control | Small General |  | Winter Evening | % of Load | 1 | 2033 | 65535
| High | DLC-Water Heating | C&I Curtailment-Turnkey-Advanced Lighting Control | Small General |  | Winter Evening | % of Load | 0 | 2033 | 65535
| High | DLC-Water Heating | C&I Curtailment-Turnkey-Water Heating Control | Small General |  | Winter Evening | % of Load | 1 | 2033 | 65535
| High | DLC-Water Heating | C&I Curtailment-Turnkey-Water Heating Control | Small General |  | Winter Evening | % of Load | 0 | 2033 | 65535
| High | DLC-Water Heating | C&I Curtailment-Turnkey-Other | Small General |  | Winter Evening | % of Load | 1 | 2033 | 65535
| High | DLC-Water Heating | C&I Curtailment-Turnkey-Other | Small General |  | Winter Evening | % of Load | 0 | 2033 | 65535
| High | DLC-Water Heating | Dynamic Pricing with enabling tech. | Small General |  | Winter Evening | % of Load | 1 | 2033 | 65535
| High | DLC-Water Heating | Dynamic Pricing with enabling tech. | Small General |  | Winter Evening | % of Load | 0 | 2033 | 65535
| High | DLC-Water Heating | DLC-Switch-Water Heating | General |  | Winter Morning | % of Load | 1 | 2033 | 65535
| High | DLC-Water Heating | DLC-Switch-Water Heating | General |  | Winter Morning | % of Load | 0 | 2033 | 65535
| High | DLC-Water Heating | DLC-BYOD-Water Heating | General |  | Winter Morning | % of Load | 1 | 2033 | 65535
| High | DLC-Water Heating | DLC-BYOD-Water Heating | General |  | Winter Morning | % of Load | 0 | 2033 | 65535
| High | DLC-Water Heating | DLC-Thermostat-DI-Central Heat Pump | General |  | Winter Morning | % of Load | 1 | 2033 | 65535
| High | DLC-Water Heating | DLC-Thermostat-DI-Central Heat Pump | General |  | Winter Morning | % of Load | 0 | 2033 | 65535
| High | DLC-Water Heating | DLC-Thermostat-BYOT-Central Heat Pump | General |  | Winter Morning | % of Load | 1 | 2033 | 65535
| High | DLC-Water Heating | DLC-Thermostat-BYOT-Central Heat Pump | General |  | Winter Morning | % of Load | 0 | 2033 | 65535
| High | DLC-Water Heating | DLC-Thermostat-HVAC | General |  | Winter Morning | % of Load | 1 | 2033 | 65535
| High | DLC-Water Heating | DLC-Thermostat-HVAC | General |  | Winter Morning | % of Load | 0 | 2033 | 65535
| High | DLC-Water Heating | DLC-Thermostat-DI-Baseboard Heating | General |  | Winter Morning | % of Load | 1 | 2033 | 65535
| High | DLC-Water Heating | DLC-Thermostat-DI-Baseboard Heating | General |  | Winter Morning | % of Load | 0 | 2033 | 65535
| High | DLC-Water Heating | DLC-Thermostat-BYOT-Baseboard Heating | General |  | Winter Morning | % of Load | 1 | 2033 | 65535
| High | DLC-Water Heating | DLC-Thermostat-BYOT-Baseboard Heating | General |  | Winter Morning | % of Load | 0 | 2033 | 65535
| High | DLC-Water Heating | DLC-Thermostat-DI-MSHP | General |  | Winter Morning | % of Load | 1 | 2033 | 65535
| High | DLC-Water Heating | DLC-Thermostat-DI-MSHP | General |  | Winter Morning | % of Load | 0 | 2033 | 65535
| High | DLC-Water Heating | DLC-Thermostat-BYOT-MSHP | General |  | Winter Morning | % of Load | 1 | 2033 | 65535
| High | DLC-Water Heating | DLC-Thermostat-BYOT-MSHP | General |  | Winter Morning | % of Load | 0 | 2033 | 65535
| High | DLC-Water Heating | C&I Curtailment-Turnkey-Manual HVAC Control | General |  | Winter Morning | % of Load | 1 | 2033 | 65535
| High | DLC-Water Heating | C&I Curtailment-Turnkey-Manual HVAC Control | General |  | Winter Morning | % of Load | 0 | 2033 | 65535
| High | DLC-Water Heating | C&I Curtailment-Turnkey-Auto-DR HVAC Control | General |  | Winter Morning | % of Load | 1 | 2033 | 65535
| High | DLC-Water Heating | C&I Curtailment-Turnkey-Auto-DR HVAC Control | General |  | Winter Morning | % of Load | 0 | 2033 | 65535
| High | DLC-Water Heating | C&I Curtailment-Turnkey-Standard Lighting Control | General |  | Winter Morning | % of Load | 1 | 2033 | 65535
| High | DLC-Water Heating | C&I Curtailment-Turnkey-Standard Lighting Control | General |  | Winter Morning | % of Load | 0 | 2033 | 65535
| High | DLC-Water Heating | C&I Curtailment-Turnkey-Advanced Lighting Control | General |  | Winter Morning | % of Load | 1 | 2033 | 65535
| High | DLC-Water Heating | C&I Curtailment-Turnkey-Advanced Lighting Control | General |  | Winter Morning | % of Load | 0 | 2033 | 65535
| High | DLC-Water Heating | C&I Curtailment-Turnkey-Water Heating Control | General |  | Winter Morning | % of Load | 1 | 2033 | 65535
| High | DLC-Water Heating | C&I Curtailment-Turnkey-Water Heating Control | General |  | Winter Morning | % of Load | 0 | 2033 | 65535
| High | DLC-Water Heating | C&I Curtailment-Turnkey-Other | General |  | Winter Morning | % of Load | 1 | 2033 | 65535
| High | DLC-Water Heating | C&I Curtailment-Turnkey-Other | General |  | Winter Morning | % of Load | 0 | 2033 | 65535
| High | DLC-Water Heating | DLC-Switch-Water Heating | General |  | Winter Evening | % of Load | 1 | 2033 | 65535
| High | DLC-Water Heating | DLC-Switch-Water Heating | General |  | Winter Evening | % of Load | 0 | 2033 | 65535
| High | DLC-Water Heating | DLC-BYOD-Water Heating | General |  | Winter Evening | % of Load | 1 | 2033 | 65535
| High | DLC-Water Heating | DLC-BYOD-Water Heating | General |  | Winter Evening | % of Load | 0 | 2033 | 65535
| High | DLC-Water Heating | DLC-Thermostat-DI-Central Heat Pump | General |  | Winter Evening | % of Load | 1 | 2033 | 65535
| High | DLC-Water Heating | DLC-Thermostat-DI-Central Heat Pump | General |  | Winter Evening | % of Load | 0 | 2033 | 65535
| High | DLC-Water Heating | DLC-Thermostat-BYOT-Central Heat Pump | General |  | Winter Evening | % of Load | 1 | 2033 | 65535
| High | DLC-Water Heating | DLC-Thermostat-BYOT-Central Heat Pump | General |  | Winter Evening | % of Load | 0 | 2033 | 65535
| High | DLC-Water Heating | DLC-Thermostat-HVAC | General |  | Winter Evening | % of Load | 1 | 2033 | 65535
| High | DLC-Water Heating | DLC-Thermostat-HVAC | General |  | Winter Evening | % of Load | 0 | 2033 | 65535
| High | DLC-Water Heating | DLC-Thermostat-DI-Baseboard Heating | General |  | Winter Evening | % of Load | 1 | 2033 | 65535
| High | DLC-Water Heating | DLC-Thermostat-DI-Baseboard Heating | General |  | Winter Evening | % of Load | 0 | 2033 | 65535
| High | DLC-Water Heating | DLC-Thermostat-BYOT-Baseboard Heating | General |  | Winter Evening | % of Load | 1 | 2033 | 65535
| High | DLC-Water Heating | DLC-Thermostat-BYOT-Baseboard Heating | General |  | Winter Evening | % of Load | 0 | 2033 | 65535
| High | DLC-Water Heating | DLC-Thermostat-DI-MSHP | General |  | Winter Evening | % of Load | 1 | 2033 | 65535
| High | DLC-Water Heating | DLC-Thermostat-DI-MSHP | General |  | Winter Evening | % of Load | 0 | 2033 | 65535
| High | DLC-Water Heating | DLC-Thermostat-BYOT-MSHP | General |  | Winter Evening | % of Load | 1 | 2033 | 65535
| High | DLC-Water Heating | DLC-Thermostat-BYOT-MSHP | General |  | Winter Evening | % of Load | 0 | 2033 | 65535
| High | DLC-Water Heating | C&I Curtailment-Turnkey-Manual HVAC Control | General |  | Winter Evening | % of Load | 1 | 2033 | 65535
| High | DLC-Water Heating | C&I Curtailment-Turnkey-Manual HVAC Control | General |  | Winter Evening | % of Load | 0 | 2033 | 65535
| High | DLC-Water Heating | C&I Curtailment-Turnkey-Auto-DR HVAC Control | General |  | Winter Evening | % of Load | 1 | 2033 | 65535
| High | DLC-Water Heating | C&I Curtailment-Turnkey-Auto-DR HVAC Control | General |  | Winter Evening | % of Load | 0 | 2033 | 65535
| High | DLC-Water Heating | C&I Curtailment-Turnkey-Standard Lighting Control | General |  | Winter Evening | % of Load | 1 | 2033 | 65535
| High | DLC-Water Heating | C&I Curtailment-Turnkey-Standard Lighting Control | General |  | Winter Evening | % of Load | 0 | 2033 | 65535
| High | DLC-Water Heating | C&I Curtailment-Turnkey-Advanced Lighting Control | General |  | Winter Evening | % of Load | 1 | 2033 | 65535
| High | DLC-Water Heating | C&I Curtailment-Turnkey-Advanced Lighting Control | General |  | Winter Evening | % of Load | 0 | 2033 | 65535
| High | DLC-Water Heating | C&I Curtailment-Turnkey-Water Heating Control | General |  | Winter Evening | % of Load | 1 | 2033 | 65535
| High | DLC-Water Heating | C&I Curtailment-Turnkey-Water Heating Control | General |  | Winter Evening | % of Load | 0 | 2033 | 65535
| High | DLC-Water Heating | C&I Curtailment-Turnkey-Other | General |  | Winter Evening | % of Load | 1 | 2033 | 65535
| High | DLC-Water Heating | C&I Curtailment-Turnkey-Other | General |  | Winter Evening | % of Load | 0 | 2033 | 65535
| High | DLC-Water Heating | DLC-Switch-Water Heating | Small Industrial |  | Winter Morning | % of Load | 1 | 2033 | 65535
| High | DLC-Water Heating | DLC-Switch-Water Heating | Small Industrial |  | Winter Morning | % of Load | 0 | 2033 | 65535
| High | DLC-Water Heating | DLC-BYOD-Water Heating | Small Industrial |  | Winter Morning | % of Load | 1 | 2033 | 65535
| High | DLC-Water Heating | DLC-BYOD-Water Heating | Small Industrial |  | Winter Morning | % of Load | 0 | 2033 | 65535
| High | DLC-Water Heating | DLC-Thermostat-DI-Central Heat Pump | Small Industrial |  | Winter Morning | % of Load | 1 | 2033 | 65535
| High | DLC-Water Heating | DLC-Thermostat-DI-Central Heat Pump | Small Industrial |  | Winter Morning | % of Load | 0 | 2033 | 65535
| High | DLC-Water Heating | DLC-Thermostat-BYOT-Central Heat Pump | Small Industrial |  | Winter Morning | % of Load | 1 | 2033 | 65535
| High | DLC-Water Heating | DLC-Thermostat-BYOT-Central Heat Pump | Small Industrial |  | Winter Morning | % of Load | 0 | 2033 | 65535
| High | DLC-Water Heating | DLC-Thermostat-HVAC | Small Industrial |  | Winter Morning | % of Load | 1 | 2033 | 65535
| High | DLC-Water Heating | DLC-Thermostat-HVAC | Small Industrial |  | Winter Morning | % of Load | 0 | 2033 | 65535
| High | DLC-Water Heating | DLC-Thermostat-DI-Baseboard Heating | Small Industrial |  | Winter Morning | % of Load | 1 | 2033 | 65535
| High | DLC-Water Heating | DLC-Thermostat-DI-Baseboard Heating | Small Industrial |  | Winter Morning | % of Load | 0 | 2033 | 65535
| High | DLC-Water Heating | DLC-Thermostat-BYOT-Baseboard Heating | Small Industrial |  | Winter Morning | % of Load | 1 | 2033 | 65535
| High | DLC-Water Heating | DLC-Thermostat-BYOT-Baseboard Heating | Small Industrial |  | Winter Morning | % of Load | 0 | 2033 | 65535
| High | DLC-Water Heating | DLC-Thermostat-DI-MSHP | Small Industrial |  | Winter Morning | % of Load | 1 | 2033 | 65535
| High | DLC-Water Heating | DLC-Thermostat-DI-MSHP | Small Industrial |  | Winter Morning | % of Load | 0 | 2033 | 65535
| High | DLC-Water Heating | DLC-Thermostat-BYOT-MSHP | Small Industrial |  | Winter Morning | % of Load | 1 | 2033 | 65535
| High | DLC-Water Heating | DLC-Thermostat-BYOT-MSHP | Small Industrial |  | Winter Morning | % of Load | 0 | 2033 | 65535
| High | DLC-Water Heating | C&I Curtailment-Turnkey-Manual HVAC Control | Small Industrial |  | Winter Morning | % of Load | 1 | 2033 | 65535
| High | DLC-Water Heating | C&I Curtailment-Turnkey-Manual HVAC Control | Small Industrial |  | Winter Morning | % of Load | 0 | 2033 | 65535
| High | DLC-Water Heating | C&I Curtailment-Turnkey-Auto-DR HVAC Control | Small Industrial |  | Winter Morning | % of Load | 1 | 2033 | 65535
| High | DLC-Water Heating | C&I Curtailment-Turnkey-Auto-DR HVAC Control | Small Industrial |  | Winter Morning | % of Load | 0 | 2033 | 65535
| High | DLC-Water Heating | C&I Curtailment-Turnkey-Standard Lighting Control | Small Industrial |  | Winter Morning | % of Load | 1 | 2033 | 65535
| High | DLC-Water Heating | C&I Curtailment-Turnkey-Standard Lighting Control | Small Industrial |  | Winter Morning | % of Load | 0 | 2033 | 65535
| High | DLC-Water Heating | C&I Curtailment-Turnkey-Advanced Lighting Control | Small Industrial |  | Winter Morning | % of Load | 1 | 2033 | 65535
| High | DLC-Water Heating | C&I Curtailment-Turnkey-Advanced Lighting Control | Small Industrial |  | Winter Morning | % of Load | 0 | 2033 | 65535
| High | DLC-Water Heating | C&I Curtailment-Turnkey-Water Heating Control | Small Industrial |  | Winter Morning | % of Load | 1 | 2033 | 65535
| High | DLC-Water Heating | C&I Curtailment-Turnkey-Water Heating Control | Small Industrial |  | Winter Morning | % of Load | 0 | 2033 | 65535
| High | DLC-Water Heating | C&I Curtailment-Turnkey-Other | Small Industrial |  | Winter Morning | % of Load | 1 | 2033 | 65535
| High | DLC-Water Heating | C&I Curtailment-Turnkey-Other | Small Industrial |  | Winter Morning | % of Load | 0 | 2033 | 65535
| High | DLC-Water Heating | C&I Curtailment-Turnkey-Industrial | Small Industrial |  | Winter Morning | % of Load | 1 | 2033 | 65535
| High | DLC-Water Heating | C&I Curtailment-Turnkey-Industrial | Small Industrial |  | Winter Morning | % of Load | 0 | 2033 | 65535
| High | DLC-Water Heating | DLC-Switch-Water Heating | Small Industrial |  | Winter Evening | % of Load | 1 | 2033 | 65535
| High | DLC-Water Heating | DLC-Switch-Water Heating | Small Industrial |  | Winter Evening | % of Load | 0 | 2033 | 65535
| High | DLC-Water Heating | DLC-BYOD-Water Heating | Small Industrial |  | Winter Evening | % of Load | 1 | 2033 | 65535
| High | DLC-Water Heating | DLC-BYOD-Water Heating | Small Industrial |  | Winter Evening | % of Load | 0 | 2033 | 65535
| High | DLC-Water Heating | DLC-Thermostat-DI-Central Heat Pump | Small Industrial |  | Winter Evening | % of Load | 1 | 2033 | 65535
| High | DLC-Water Heating | DLC-Thermostat-DI-Central Heat Pump | Small Industrial |  | Winter Evening | % of Load | 0 | 2033 | 65535
| High | DLC-Water Heating | DLC-Thermostat-BYOT-Central Heat Pump | Small Industrial |  | Winter Evening | % of Load | 1 | 2033 | 65535
| High | DLC-Water Heating | DLC-Thermostat-BYOT-Central Heat Pump | Small Industrial |  | Winter Evening | % of Load | 0 | 2033 | 65535
| High | DLC-Water Heating | DLC-Thermostat-HVAC | Small Industrial |  | Winter Evening | % of Load | 1 | 2033 | 65535
| High | DLC-Water Heating | DLC-Thermostat-HVAC | Small Industrial |  | Winter Evening | % of Load | 0 | 2033 | 65535
| High | DLC-Water Heating | DLC-Thermostat-DI-Baseboard Heating | Small Industrial |  | Winter Evening | % of Load | 1 | 2033 | 65535
| High | DLC-Water Heating | DLC-Thermostat-DI-Baseboard Heating | Small Industrial |  | Winter Evening | % of Load | 0 | 2033 | 65535
| High | DLC-Water Heating | DLC-Thermostat-BYOT-Baseboard Heating | Small Industrial |  | Winter Evening | % of Load | 1 | 2033 | 65535
| High | DLC-Water Heating | DLC-Thermostat-BYOT-Baseboard Heating | Small Industrial |  | Winter Evening | % of Load | 0 | 2033 | 65535
| High | DLC-Water Heating | DLC-Thermostat-DI-MSHP | Small Industrial |  | Winter Evening | % of Load | 1 | 2033 | 65535
| High | DLC-Water Heating | DLC-Thermostat-DI-MSHP | Small Industrial |  | Winter Evening | % of Load | 0 | 2033 | 65535
| High | DLC-Water Heating | DLC-Thermostat-BYOT-MSHP | Small Industrial |  | Winter Evening | % of Load | 1 | 2033 | 65535
| High | DLC-Water Heating | DLC-Thermostat-BYOT-MSHP | Small Industrial |  | Winter Evening | % of Load | 0 | 2033 | 65535
| High | DLC-Water Heating | C&I Curtailment-Turnkey-Manual HVAC Control | Small Industrial |  | Winter Evening | % of Load | 1 | 2033 | 65535
| High | DLC-Water Heating | C&I Curtailment-Turnkey-Manual HVAC Control | Small Industrial |  | Winter Evening | % of Load | 0 | 2033 | 65535
| High | DLC-Water Heating | C&I Curtailment-Turnkey-Auto-DR HVAC Control | Small Industrial |  | Winter Evening | % of Load | 1 | 2033 | 65535
| High | DLC-Water Heating | C&I Curtailment-Turnkey-Auto-DR HVAC Control | Small Industrial |  | Winter Evening | % of Load | 0 | 2033 | 65535
| High | DLC-Water Heating | C&I Curtailment-Turnkey-Standard Lighting Control | Small Industrial |  | Winter Evening | % of Load | 1 | 2033 | 65535
| High | DLC-Water Heating | C&I Curtailment-Turnkey-Standard Lighting Control | Small Industrial |  | Winter Evening | % of Load | 0 | 2033 | 65535
| High | DLC-Water Heating | C&I Curtailment-Turnkey-Advanced Lighting Control | Small Industrial |  | Winter Evening | % of Load | 1 | 2033 | 65535
| High | DLC-Water Heating | C&I Curtailment-Turnkey-Advanced Lighting Control | Small Industrial |  | Winter Evening | % of Load | 0 | 2033 | 65535
| High | DLC-Water Heating | C&I Curtailment-Turnkey-Water Heating Control | Small Industrial |  | Winter Evening | % of Load | 1 | 2033 | 65535
| High | DLC-Water Heating | C&I Curtailment-Turnkey-Water Heating Control | Small Industrial |  | Winter Evening | % of Load | 0 | 2033 | 65535
| High | DLC-Water Heating | C&I Curtailment-Turnkey-Other | Small Industrial |  | Winter Evening | % of Load | 1 | 2033 | 65535
| High | DLC-Water Heating | C&I Curtailment-Turnkey-Other | Small Industrial |  | Winter Evening | % of Load | 0 | 2033 | 65535
| High | DLC-Water Heating | C&I Curtailment-Turnkey-Industrial | Small Industrial |  | Winter Evening | % of Load | 1 | 2033 | 65535
| High | DLC-Water Heating | C&I Curtailment-Turnkey-Industrial | Small Industrial |  | Winter Evening | % of Load | 0 | 2033 | 65535
| High | DLC-Water Heating | DLC-Switch-Water Heating | Medium Industrial |  | Winter Morning | % of Load | 1 | 2033 | 65535
| High | DLC-Water Heating | DLC-Switch-Water Heating | Medium Industrial |  | Winter Morning | % of Load | 0 | 2033 | 65535
| High | DLC-Water Heating | DLC-BYOD-Water Heating | Medium Industrial |  | Winter Morning | % of Load | 1 | 2033 | 65535
| High | DLC-Water Heating | DLC-BYOD-Water Heating | Medium Industrial |  | Winter Morning | % of Load | 0 | 2033 | 65535
| High | DLC-Water Heating | DLC-Thermostat-DI-Central Heat Pump | Medium Industrial |  | Winter Morning | % of Load | 1 | 2033 | 65535
| High | DLC-Water Heating | DLC-Thermostat-DI-Central Heat Pump | Medium Industrial |  | Winter Morning | % of Load | 0 | 2033 | 65535
| High | DLC-Water Heating | DLC-Thermostat-BYOT-Central Heat Pump | Medium Industrial |  | Winter Morning | % of Load | 1 | 2033 | 65535
| High | DLC-Water Heating | DLC-Thermostat-BYOT-Central Heat Pump | Medium Industrial |  | Winter Morning | % of Load | 0 | 2033 | 65535
| High | DLC-Water Heating | DLC-Thermostat-HVAC | Medium Industrial |  | Winter Morning | % of Load | 1 | 2033 | 65535
| High | DLC-Water Heating | DLC-Thermostat-HVAC | Medium Industrial |  | Winter Morning | % of Load | 0 | 2033 | 65535
| High | DLC-Water Heating | DLC-Thermostat-DI-Baseboard Heating | Medium Industrial |  | Winter Morning | % of Load | 1 | 2033 | 65535
| High | DLC-Water Heating | DLC-Thermostat-DI-Baseboard Heating | Medium Industrial |  | Winter Morning | % of Load | 0 | 2033 | 65535
| High | DLC-Water Heating | DLC-Thermostat-BYOT-Baseboard Heating | Medium Industrial |  | Winter Morning | % of Load | 1 | 2033 | 65535
| High | DLC-Water Heating | DLC-Thermostat-BYOT-Baseboard Heating | Medium Industrial |  | Winter Morning | % of Load | 0 | 2033 | 65535
| High | DLC-Water Heating | DLC-Thermostat-DI-MSHP | Medium Industrial |  | Winter Morning | % of Load | 1 | 2033 | 65535
| High | DLC-Water Heating | DLC-Thermostat-DI-MSHP | Medium Industrial |  | Winter Morning | % of Load | 0 | 2033 | 65535
| High | DLC-Water Heating | DLC-Thermostat-BYOT-MSHP | Medium Industrial |  | Winter Morning | % of Load | 1 | 2033 | 65535
| High | DLC-Water Heating | DLC-Thermostat-BYOT-MSHP | Medium Industrial |  | Winter Morning | % of Load | 0 | 2033 | 65535
| High | DLC-Water Heating | C&I Curtailment-Turnkey-Manual HVAC Control | Medium Industrial |  | Winter Morning | % of Load | 1 | 2033 | 65535
| High | DLC-Water Heating | C&I Curtailment-Turnkey-Manual HVAC Control | Medium Industrial |  | Winter Morning | % of Load | 0 | 2033 | 65535
| High | DLC-Water Heating | C&I Curtailment-Turnkey-Auto-DR HVAC Control | Medium Industrial |  | Winter Morning | % of Load | 1 | 2033 | 65535
| High | DLC-Water Heating | C&I Curtailment-Turnkey-Auto-DR HVAC Control | Medium Industrial |  | Winter Morning | % of Load | 0 | 2033 | 65535
| High | DLC-Water Heating | C&I Curtailment-Turnkey-Standard Lighting Control | Medium Industrial |  | Winter Morning | % of Load | 1 | 2033 | 65535
| High | DLC-Water Heating | C&I Curtailment-Turnkey-Standard Lighting Control | Medium Industrial |  | Winter Morning | % of Load | 0 | 2033 | 65535
| High | DLC-Water Heating | C&I Curtailment-Turnkey-Advanced Lighting Control | Medium Industrial |  | Winter Morning | % of Load | 1 | 2033 | 65535
| High | DLC-Water Heating | C&I Curtailment-Turnkey-Advanced Lighting Control | Medium Industrial |  | Winter Morning | % of Load | 0 | 2033 | 65535
| High | DLC-Water Heating | C&I Curtailment-Turnkey-Water Heating Control | Medium Industrial |  | Winter Morning | % of Load | 1 | 2033 | 65535
| High | DLC-Water Heating | C&I Curtailment-Turnkey-Water Heating Control | Medium Industrial |  | Winter Morning | % of Load | 0 | 2033 | 65535
| High | DLC-Water Heating | C&I Curtailment-Turnkey-Other | Medium Industrial |  | Winter Morning | % of Load | 1 | 2033 | 65535
| High | DLC-Water Heating | C&I Curtailment-Turnkey-Other | Medium Industrial |  | Winter Morning | % of Load | 0 | 2033 | 65535
| High | DLC-Water Heating | DLC-Switch-Water Heating | Medium Industrial |  | Winter Evening | % of Load | 1 | 2033 | 65535
| High | DLC-Water Heating | DLC-Switch-Water Heating | Medium Industrial |  | Winter Evening | % of Load | 0 | 2033 | 65535
| High | DLC-Water Heating | DLC-BYOD-Water Heating | Medium Industrial |  | Winter Evening | % of Load | 1 | 2033 | 65535
| High | DLC-Water Heating | DLC-BYOD-Water Heating | Medium Industrial |  | Winter Evening | % of Load | 0 | 2033 | 65535
| High | DLC-Water Heating | DLC-Thermostat-DI-Central Heat Pump | Medium Industrial |  | Winter Evening | % of Load | 1 | 2033 | 65535
| High | DLC-Water Heating | DLC-Thermostat-DI-Central Heat Pump | Medium Industrial |  | Winter Evening | % of Load | 0 | 2033 | 65535
| High | DLC-Water Heating | DLC-Thermostat-BYOT-Central Heat Pump | Medium Industrial |  | Winter Evening | % of Load | 1 | 2033 | 65535
| High | DLC-Water Heating | DLC-Thermostat-BYOT-Central Heat Pump | Medium Industrial |  | Winter Evening | % of Load | 0 | 2033 | 65535
| High | DLC-Water Heating | DLC-Thermostat-HVAC | Medium Industrial |  | Winter Evening | % of Load | 1 | 2033 | 65535
| High | DLC-Water Heating | DLC-Thermostat-HVAC | Medium Industrial |  | Winter Evening | % of Load | 0 | 2033 | 65535
| High | DLC-Water Heating | DLC-Thermostat-DI-Baseboard Heating | Medium Industrial |  | Winter Evening | % of Load | 1 | 2033 | 65535
| High | DLC-Water Heating | DLC-Thermostat-DI-Baseboard Heating | Medium Industrial |  | Winter Evening | % of Load | 0 | 2033 | 65535
| High | DLC-Water Heating | DLC-Thermostat-BYOT-Baseboard Heating | Medium Industrial |  | Winter Evening | % of Load | 1 | 2033 | 65535
| High | DLC-Water Heating | DLC-Thermostat-BYOT-Baseboard Heating | Medium Industrial |  | Winter Evening | % of Load | 0 | 2033 | 65535
| High | DLC-Water Heating | DLC-Thermostat-DI-MSHP | Medium Industrial |  | Winter Evening | % of Load | 1 | 2033 | 65535
| High | DLC-Water Heating | DLC-Thermostat-DI-MSHP | Medium Industrial |  | Winter Evening | % of Load | 0 | 2033 | 65535
| High | DLC-Water Heating | DLC-Thermostat-BYOT-MSHP | Medium Industrial |  | Winter Evening | % of Load | 1 | 2033 | 65535
| High | DLC-Water Heating | DLC-Thermostat-BYOT-MSHP | Medium Industrial |  | Winter Evening | % of Load | 0 | 2033 | 65535
| High | DLC-Water Heating | C&I Curtailment-Turnkey-Manual HVAC Control | Medium Industrial |  | Winter Evening | % of Load | 1 | 2033 | 65535
| High | DLC-Water Heating | C&I Curtailment-Turnkey-Manual HVAC Control | Medium Industrial |  | Winter Evening | % of Load | 0 | 2033 | 65535
| High | DLC-Water Heating | C&I Curtailment-Turnkey-Auto-DR HVAC Control | Medium Industrial |  | Winter Evening | % of Load | 1 | 2033 | 65535
| High | DLC-Water Heating | C&I Curtailment-Turnkey-Auto-DR HVAC Control | Medium Industrial |  | Winter Evening | % of Load | 0 | 2033 | 65535
| High | DLC-Water Heating | C&I Curtailment-Turnkey-Standard Lighting Control | Medium Industrial |  | Winter Evening | % of Load | 1 | 2033 | 65535
| High | DLC-Water Heating | C&I Curtailment-Turnkey-Standard Lighting Control | Medium Industrial |  | Winter Evening | % of Load | 0 | 2033 | 65535
| High | DLC-Water Heating | C&I Curtailment-Turnkey-Advanced Lighting Control | Medium Industrial |  | Winter Evening | % of Load | 1 | 2033 | 65535
| High | DLC-Water Heating | C&I Curtailment-Turnkey-Advanced Lighting Control | Medium Industrial |  | Winter Evening | % of Load | 0 | 2033 | 65535
| High | DLC-Water Heating | C&I Curtailment-Turnkey-Water Heating Control | Medium Industrial |  | Winter Evening | % of Load | 1 | 2033 | 65535
| High | DLC-Water Heating | C&I Curtailment-Turnkey-Water Heating Control | Medium Industrial |  | Winter Evening | % of Load | 0 | 2033 | 65535
| High | DLC-Water Heating | C&I Curtailment-Turnkey-Other | Medium Industrial |  | Winter Evening | % of Load | 1 | 2033 | 65535
| High | DLC-Water Heating | C&I Curtailment-Turnkey-Other | Medium Industrial |  | Winter Evening | % of Load | 0 | 2033 | 65535
| High | DLC-Water Heating | DLC-Switch-Water Heating | Residential Charitable |  | Winter Morning | % of Load | 1 | 2033 | 65535
| High | DLC-Water Heating | DLC-Switch-Water Heating | Residential Charitable |  | Winter Morning | % of Load | 0 | 2033 | 65535
| High | DLC-Water Heating | DLC-BYOD-Water Heating | Residential Charitable |  | Winter Morning | % of Load | 1 | 2033 | 65535
| High | DLC-Water Heating | DLC-BYOD-Water Heating | Residential Charitable |  | Winter Morning | % of Load | 0 | 2033 | 65535
| High | DLC-Water Heating | DLC-Switch-Water Heating | Residential Charitable |  | Winter Evening | % of Load | 1 | 2033 | 65535
| High | DLC-Water Heating | DLC-Switch-Water Heating | Residential Charitable |  | Winter Evening | % of Load | 0 | 2033 | 65535
| High | DLC-Water Heating | DLC-BYOD-Water Heating | Residential Charitable |  | Winter Evening | % of Load | 1 | 2033 | 65535
| High | DLC-Water Heating | DLC-BYOD-Water Heating | Residential Charitable |  | Winter Evening | % of Load | 0 | 2033 | 65535
| High | C&I Curtailment | DLC-Switch-Water Heating | Small General |  | Winter Morning | % of Load | 1 | 2033 | 65535
| High | C&I Curtailment | DLC-Switch-Water Heating | Small General |  | Winter Morning | % of Load | 0 | 2033 | 65535
| High | C&I Curtailment | DLC-BYOD-Water Heating | Small General |  | Winter Morning | % of Load | 1 | 2033 | 65535
| High | C&I Curtailment | DLC-BYOD-Water Heating | Small General |  | Winter Morning | % of Load | 0 | 2033 | 65535
| High | C&I Curtailment | DLC-Thermostat-DI-Central Heat Pump | Small General |  | Winter Morning | % of Load | 1 | 2033 | 65535
| High | C&I Curtailment | DLC-Thermostat-DI-Central Heat Pump | Small General |  | Winter Morning | % of Load | 0 | 2033 | 65535
| High | C&I Curtailment | DLC-Thermostat-BYOT-Central Heat Pump | Small General |  | Winter Morning | % of Load | 1 | 2033 | 65535
| High | C&I Curtailment | DLC-Thermostat-BYOT-Central Heat Pump | Small General |  | Winter Morning | % of Load | 0 | 2033 | 65535
| High | C&I Curtailment | DLC-Thermostat-HVAC | Small General |  | Winter Morning | % of Load | 1 | 2033 | 65535
| High | C&I Curtailment | DLC-Thermostat-HVAC | Small General |  | Winter Morning | % of Load | 0 | 2033 | 65535
| High | C&I Curtailment | DLC-Thermostat-DI-Baseboard Heating | Small General |  | Winter Morning | % of Load | 1 | 2033 | 65535
| High | C&I Curtailment | DLC-Thermostat-DI-Baseboard Heating | Small General |  | Winter Morning | % of Load | 0 | 2033 | 65535
| High | C&I Curtailment | DLC-Thermostat-BYOT-Baseboard Heating | Small General |  | Winter Morning | % of Load | 1 | 2033 | 65535
| High | C&I Curtailment | DLC-Thermostat-BYOT-Baseboard Heating | Small General |  | Winter Morning | % of Load | 0 | 2033 | 65535
| High | C&I Curtailment | DLC-Thermostat-DI-MSHP | Small General |  | Winter Morning | % of Load | 1 | 2033 | 65535
| High | C&I Curtailment | DLC-Thermostat-DI-MSHP | Small General |  | Winter Morning | % of Load | 0 | 2033 | 65535
| High | C&I Curtailment | DLC-Thermostat-BYOT-MSHP | Small General |  | Winter Morning | % of Load | 1 | 2033 | 65535
| High | C&I Curtailment | DLC-Thermostat-BYOT-MSHP | Small General |  | Winter Morning | % of Load | 0 | 2033 | 65535
| High | C&I Curtailment | C&I Curtailment-Turnkey-Manual HVAC Control | Small General |  | Winter Morning | % of Load | 1 | 2033 | 65535
| High | C&I Curtailment | C&I Curtailment-Turnkey-Manual HVAC Control | Small General |  | Winter Morning | % of Load | 0 | 2033 | 65535
| High | C&I Curtailment | C&I Curtailment-Turnkey-Auto-DR HVAC Control | Small General |  | Winter Morning | % of Load | 1 | 2033 | 65535
| High | C&I Curtailment | C&I Curtailment-Turnkey-Auto-DR HVAC Control | Small General |  | Winter Morning | % of Load | 0 | 2033 | 65535
| High | C&I Curtailment | C&I Curtailment-Turnkey-Standard Lighting Control | Small General |  | Winter Morning | % of Load | 1 | 2033 | 65535
| High | C&I Curtailment | C&I Curtailment-Turnkey-Standard Lighting Control | Small General |  | Winter Morning | % of Load | 0 | 2033 | 65535
| High | C&I Curtailment | C&I Curtailment-Turnkey-Advanced Lighting Control | Small General |  | Winter Morning | % of Load | 1 | 2033 | 65535
| High | C&I Curtailment | C&I Curtailment-Turnkey-Advanced Lighting Control | Small General |  | Winter Morning | % of Load | 0 | 2033 | 65535
| High | C&I Curtailment | C&I Curtailment-Turnkey-Water Heating Control | Small General |  | Winter Morning | % of Load | 1 | 2033 | 65535
| High | C&I Curtailment | C&I Curtailment-Turnkey-Water Heating Control | Small General |  | Winter Morning | % of Load | 0 | 2033 | 65535
| High | C&I Curtailment | C&I Curtailment-Turnkey-Other | Small General |  | Winter Morning | % of Load | 1 | 2033 | 65535
| High | C&I Curtailment | C&I Curtailment-Turnkey-Other | Small General |  | Winter Morning | % of Load | 0 | 2033 | 65535
| High | C&I Curtailment | Dynamic Pricing with enabling tech. | Small General |  | Winter Morning | % of Load | 1 | 2033 | 65535
| High | C&I Curtailment | Dynamic Pricing with enabling tech. | Small General |  | Winter Morning | % of Load | 0 | 2033 | 65535
| High | C&I Curtailment | DLC-Switch-Water Heating | Small General |  | Winter Evening | % of Load | 1 | 2033 | 65535
| High | C&I Curtailment | DLC-Switch-Water Heating | Small General |  | Winter Evening | % of Load | 0 | 2033 | 65535
| High | C&I Curtailment | DLC-BYOD-Water Heating | Small General |  | Winter Evening | % of Load | 1 | 2033 | 65535
| High | C&I Curtailment | DLC-BYOD-Water Heating | Small General |  | Winter Evening | % of Load | 0 | 2033 | 65535
| High | C&I Curtailment | DLC-Thermostat-DI-Central Heat Pump | Small General |  | Winter Evening | % of Load | 1 | 2033 | 65535
| High | C&I Curtailment | DLC-Thermostat-DI-Central Heat Pump | Small General |  | Winter Evening | % of Load | 0 | 2033 | 65535
| High | C&I Curtailment | DLC-Thermostat-BYOT-Central Heat Pump | Small General |  | Winter Evening | % of Load | 1 | 2033 | 65535
| High | C&I Curtailment | DLC-Thermostat-BYOT-Central Heat Pump | Small General |  | Winter Evening | % of Load | 0 | 2033 | 65535
| High | C&I Curtailment | DLC-Thermostat-HVAC | Small General |  | Winter Evening | % of Load | 1 | 2033 | 65535
| High | C&I Curtailment | DLC-Thermostat-HVAC | Small General |  | Winter Evening | % of Load | 0 | 2033 | 65535
| High | C&I Curtailment | DLC-Thermostat-DI-Baseboard Heating | Small General |  | Winter Evening | % of Load | 1 | 2033 | 65535
| High | C&I Curtailment | DLC-Thermostat-DI-Baseboard Heating | Small General |  | Winter Evening | % of Load | 0 | 2033 | 65535
| High | C&I Curtailment | DLC-Thermostat-BYOT-Baseboard Heating | Small General |  | Winter Evening | % of Load | 1 | 2033 | 65535
| High | C&I Curtailment | DLC-Thermostat-BYOT-Baseboard Heating | Small General |  | Winter Evening | % of Load | 0 | 2033 | 65535
| High | C&I Curtailment | DLC-Thermostat-DI-MSHP | Small General |  | Winter Evening | % of Load | 1 | 2033 | 65535
| High | C&I Curtailment | DLC-Thermostat-DI-MSHP | Small General |  | Winter Evening | % of Load | 0 | 2033 | 65535
| High | C&I Curtailment | DLC-Thermostat-BYOT-MSHP | Small General |  | Winter Evening | % of Load | 1 | 2033 | 65535
| High | C&I Curtailment | DLC-Thermostat-BYOT-MSHP | Small General |  | Winter Evening | % of Load | 0 | 2033 | 65535
| High | C&I Curtailment | C&I Curtailment-Turnkey-Manual HVAC Control | Small General |  | Winter Evening | % of Load | 1 | 2033 | 65535
| High | C&I Curtailment | C&I Curtailment-Turnkey-Manual HVAC Control | Small General |  | Winter Evening | % of Load | 0 | 2033 | 65535
| High | C&I Curtailment | C&I Curtailment-Turnkey-Auto-DR HVAC Control | Small General |  | Winter Evening | % of Load | 1 | 2033 | 65535
| High | C&I Curtailment | C&I Curtailment-Turnkey-Auto-DR HVAC Control | Small General |  | Winter Evening | % of Load | 0 | 2033 | 65535
| High | C&I Curtailment | C&I Curtailment-Turnkey-Standard Lighting Control | Small General |  | Winter Evening | % of Load | 1 | 2033 | 65535
| High | C&I Curtailment | C&I Curtailment-Turnkey-Standard Lighting Control | Small General |  | Winter Evening | % of Load | 0 | 2033 | 65535
| High | C&I Curtailment | C&I Curtailment-Turnkey-Advanced Lighting Control | Small General |  | Winter Evening | % of Load | 1 | 2033 | 65535
| High | C&I Curtailment | C&I Curtailment-Turnkey-Advanced Lighting Control | Small General |  | Winter Evening | % of Load | 0 | 2033 | 65535
| High | C&I Curtailment | C&I Curtailment-Turnkey-Water Heating Control | Small General |  | Winter Evening | % of Load | 1 | 2033 | 65535
| High | C&I Curtailment | C&I Curtailment-Turnkey-Water Heating Control | Small General |  | Winter Evening | % of Load | 0 | 2033 | 65535
| High | C&I Curtailment | C&I Curtailment-Turnkey-Other | Small General |  | Winter Evening | % of Load | 1 | 2033 | 65535
| High | C&I Curtailment | C&I Curtailment-Turnkey-Other | Small General |  | Winter Evening | % of Load | 0 | 2033 | 65535
| High | C&I Curtailment | Dynamic Pricing with enabling tech. | Small General |  | Winter Evening | % of Load | 1 | 2033 | 65535
| High | C&I Curtailment | Dynamic Pricing with enabling tech. | Small General |  | Winter Evening | % of Load | 0 | 2033 | 65535
| High | C&I Curtailment | DLC-Switch-Water Heating | General |  | Winter Morning | % of Load | 1 | 2033 | 65535
| High | C&I Curtailment | DLC-Switch-Water Heating | General |  | Winter Morning | % of Load | 0 | 2033 | 65535
| High | C&I Curtailment | DLC-BYOD-Water Heating | General |  | Winter Morning | % of Load | 1 | 2033 | 65535
| High | C&I Curtailment | DLC-BYOD-Water Heating | General |  | Winter Morning | % of Load | 0 | 2033 | 65535
| High | C&I Curtailment | DLC-Thermostat-DI-Central Heat Pump | General |  | Winter Morning | % of Load | 1 | 2033 | 65535
| High | C&I Curtailment | DLC-Thermostat-DI-Central Heat Pump | General |  | Winter Morning | % of Load | 0 | 2033 | 65535
| High | C&I Curtailment | DLC-Thermostat-BYOT-Central Heat Pump | General |  | Winter Morning | % of Load | 1 | 2033 | 65535
| High | C&I Curtailment | DLC-Thermostat-BYOT-Central Heat Pump | General |  | Winter Morning | % of Load | 0 | 2033 | 65535
| High | C&I Curtailment | DLC-Thermostat-HVAC | General |  | Winter Morning | % of Load | 1 | 2033 | 65535
| High | C&I Curtailment | DLC-Thermostat-HVAC | General |  | Winter Morning | % of Load | 0 | 2033 | 65535
| High | C&I Curtailment | DLC-Thermostat-DI-Baseboard Heating | General |  | Winter Morning | % of Load | 1 | 2033 | 65535
| High | C&I Curtailment | DLC-Thermostat-DI-Baseboard Heating | General |  | Winter Morning | % of Load | 0 | 2033 | 65535
| High | C&I Curtailment | DLC-Thermostat-BYOT-Baseboard Heating | General |  | Winter Morning | % of Load | 1 | 2033 | 65535
| High | C&I Curtailment | DLC-Thermostat-BYOT-Baseboard Heating | General |  | Winter Morning | % of Load | 0 | 2033 | 65535
| High | C&I Curtailment | DLC-Thermostat-DI-MSHP | General |  | Winter Morning | % of Load | 1 | 2033 | 65535
| High | C&I Curtailment | DLC-Thermostat-DI-MSHP | General |  | Winter Morning | % of Load | 0 | 2033 | 65535
| High | C&I Curtailment | DLC-Thermostat-BYOT-MSHP | General |  | Winter Morning | % of Load | 1 | 2033 | 65535
| High | C&I Curtailment | DLC-Thermostat-BYOT-MSHP | General |  | Winter Morning | % of Load | 0 | 2033 | 65535
| High | C&I Curtailment | C&I Curtailment-Turnkey-Manual HVAC Control | General |  | Winter Morning | % of Load | 1 | 2033 | 65535
| High | C&I Curtailment | C&I Curtailment-Turnkey-Manual HVAC Control | General |  | Winter Morning | % of Load | 0 | 2033 | 65535
| High | C&I Curtailment | C&I Curtailment-Turnkey-Auto-DR HVAC Control | General |  | Winter Morning | % of Load | 1 | 2033 | 65535
| High | C&I Curtailment | C&I Curtailment-Turnkey-Auto-DR HVAC Control | General |  | Winter Morning | % of Load | 0 | 2033 | 65535
| High | C&I Curtailment | C&I Curtailment-Turnkey-Standard Lighting Control | General |  | Winter Morning | % of Load | 1 | 2033 | 65535
| High | C&I Curtailment | C&I Curtailment-Turnkey-Standard Lighting Control | General |  | Winter Morning | % of Load | 0 | 2033 | 65535
| High | C&I Curtailment | C&I Curtailment-Turnkey-Advanced Lighting Control | General |  | Winter Morning | % of Load | 1 | 2033 | 65535
| High | C&I Curtailment | C&I Curtailment-Turnkey-Advanced Lighting Control | General |  | Winter Morning | % of Load | 0 | 2033 | 65535
| High | C&I Curtailment | C&I Curtailment-Turnkey-Water Heating Control | General |  | Winter Morning | % of Load | 1 | 2033 | 65535
| High | C&I Curtailment | C&I Curtailment-Turnkey-Water Heating Control | General |  | Winter Morning | % of Load | 0 | 2033 | 65535
| High | C&I Curtailment | C&I Curtailment-Turnkey-Other | General |  | Winter Morning | % of Load | 1 | 2033 | 65535
| High | C&I Curtailment | C&I Curtailment-Turnkey-Other | General |  | Winter Morning | % of Load | 0 | 2033 | 65535
| High | C&I Curtailment | DLC-Switch-Water Heating | General |  | Winter Evening | % of Load | 1 | 2033 | 65535
| High | C&I Curtailment | DLC-Switch-Water Heating | General |  | Winter Evening | % of Load | 0 | 2033 | 65535
| High | C&I Curtailment | DLC-BYOD-Water Heating | General |  | Winter Evening | % of Load | 1 | 2033 | 65535
| High | C&I Curtailment | DLC-BYOD-Water Heating | General |  | Winter Evening | % of Load | 0 | 2033 | 65535
| High | C&I Curtailment | DLC-Thermostat-DI-Central Heat Pump | General |  | Winter Evening | % of Load | 1 | 2033 | 65535
| High | C&I Curtailment | DLC-Thermostat-DI-Central Heat Pump | General |  | Winter Evening | % of Load | 0 | 2033 | 65535
| High | C&I Curtailment | DLC-Thermostat-BYOT-Central Heat Pump | General |  | Winter Evening | % of Load | 1 | 2033 | 65535
| High | C&I Curtailment | DLC-Thermostat-BYOT-Central Heat Pump | General |  | Winter Evening | % of Load | 0 | 2033 | 65535
| High | C&I Curtailment | DLC-Thermostat-HVAC | General |  | Winter Evening | % of Load | 1 | 2033 | 65535
| High | C&I Curtailment | DLC-Thermostat-HVAC | General |  | Winter Evening | % of Load | 0 | 2033 | 65535
| High | C&I Curtailment | DLC-Thermostat-DI-Baseboard Heating | General |  | Winter Evening | % of Load | 1 | 2033 | 65535
| High | C&I Curtailment | DLC-Thermostat-DI-Baseboard Heating | General |  | Winter Evening | % of Load | 0 | 2033 | 65535
| High | C&I Curtailment | DLC-Thermostat-BYOT-Baseboard Heating | General |  | Winter Evening | % of Load | 1 | 2033 | 65535
| High | C&I Curtailment | DLC-Thermostat-BYOT-Baseboard Heating | General |  | Winter Evening | % of Load | 0 | 2033 | 65535
| High | C&I Curtailment | DLC-Thermostat-DI-MSHP | General |  | Winter Evening | % of Load | 1 | 2033 | 65535
| High | C&I Curtailment | DLC-Thermostat-DI-MSHP | General |  | Winter Evening | % of Load | 0 | 2033 | 65535
| High | C&I Curtailment | DLC-Thermostat-BYOT-MSHP | General |  | Winter Evening | % of Load | 1 | 2033 | 65535
| High | C&I Curtailment | DLC-Thermostat-BYOT-MSHP | General |  | Winter Evening | % of Load | 0 | 2033 | 65535
| High | C&I Curtailment | C&I Curtailment-Turnkey-Manual HVAC Control | General |  | Winter Evening | % of Load | 1 | 2033 | 65535
| High | C&I Curtailment | C&I Curtailment-Turnkey-Manual HVAC Control | General |  | Winter Evening | % of Load | 0 | 2033 | 65535
| High | C&I Curtailment | C&I Curtailment-Turnkey-Auto-DR HVAC Control | General |  | Winter Evening | % of Load | 1 | 2033 | 65535
| High | C&I Curtailment | C&I Curtailment-Turnkey-Auto-DR HVAC Control | General |  | Winter Evening | % of Load | 0 | 2033 | 65535
| High | C&I Curtailment | C&I Curtailment-Turnkey-Standard Lighting Control | General |  | Winter Evening | % of Load | 1 | 2033 | 65535
| High | C&I Curtailment | C&I Curtailment-Turnkey-Standard Lighting Control | General |  | Winter Evening | % of Load | 0 | 2033 | 65535
| High | C&I Curtailment | C&I Curtailment-Turnkey-Advanced Lighting Control | General |  | Winter Evening | % of Load | 1 | 2033 | 65535
| High | C&I Curtailment | C&I Curtailment-Turnkey-Advanced Lighting Control | General |  | Winter Evening | % of Load | 0 | 2033 | 65535
| High | C&I Curtailment | C&I Curtailment-Turnkey-Water Heating Control | General |  | Winter Evening | % of Load | 1 | 2033 | 65535
| High | C&I Curtailment | C&I Curtailment-Turnkey-Water Heating Control | General |  | Winter Evening | % of Load | 0 | 2033 | 65535
| High | C&I Curtailment | C&I Curtailment-Turnkey-Other | General |  | Winter Evening | % of Load | 1 | 2033 | 65535
| High | C&I Curtailment | C&I Curtailment-Turnkey-Other | General |  | Winter Evening | % of Load | 0 | 2033 | 65535
| High | C&I Curtailment | C&I Curtailment-Turnkey-Manual HVAC Control | Large General |  | Winter Morning | % of Load | 1 | 2033 | 65535
| High | C&I Curtailment | C&I Curtailment-Turnkey-Manual HVAC Control | Large General |  | Winter Morning | % of Load | 0 | 2033 | 65535
| High | C&I Curtailment | C&I Curtailment-Turnkey-Auto-DR HVAC Control | Large General |  | Winter Morning | % of Load | 1 | 2033 | 65535
| High | C&I Curtailment | C&I Curtailment-Turnkey-Auto-DR HVAC Control | Large General |  | Winter Morning | % of Load | 0 | 2033 | 65535
| High | C&I Curtailment | C&I Curtailment-Turnkey-Standard Lighting Control | Large General |  | Winter Morning | % of Load | 1 | 2033 | 65535
| High | C&I Curtailment | C&I Curtailment-Turnkey-Standard Lighting Control | Large General |  | Winter Morning | % of Load | 0 | 2033 | 65535
| High | C&I Curtailment | C&I Curtailment-Turnkey-Water Heating Control | Large General |  | Winter Morning | % of Load | 1 | 2033 | 65535
| High | C&I Curtailment | C&I Curtailment-Turnkey-Water Heating Control | Large General |  | Winter Morning | % of Load | 0 | 2033 | 65535
| High | C&I Curtailment | C&I Curtailment-Turnkey-Other | Large General |  | Winter Morning | % of Load | 1 | 2033 | 65535
| High | C&I Curtailment | C&I Curtailment-Turnkey-Other | Large General |  | Winter Morning | % of Load | 0 | 2033 | 65535
| High | C&I Curtailment | C&I Curtailment-Turnkey-Manual HVAC Control | Large General |  | Winter Evening | % of Load | 1 | 2033 | 65535
| High | C&I Curtailment | C&I Curtailment-Turnkey-Manual HVAC Control | Large General |  | Winter Evening | % of Load | 0 | 2033 | 65535
| High | C&I Curtailment | C&I Curtailment-Turnkey-Auto-DR HVAC Control | Large General |  | Winter Evening | % of Load | 1 | 2033 | 65535
| High | C&I Curtailment | C&I Curtailment-Turnkey-Auto-DR HVAC Control | Large General |  | Winter Evening | % of Load | 0 | 2033 | 65535
| High | C&I Curtailment | C&I Curtailment-Turnkey-Standard Lighting Control | Large General |  | Winter Evening | % of Load | 1 | 2033 | 65535
| High | C&I Curtailment | C&I Curtailment-Turnkey-Standard Lighting Control | Large General |  | Winter Evening | % of Load | 0 | 2033 | 65535
| High | C&I Curtailment | C&I Curtailment-Turnkey-Water Heating Control | Large General |  | Winter Evening | % of Load | 1 | 2033 | 65535
| High | C&I Curtailment | C&I Curtailment-Turnkey-Water Heating Control | Large General |  | Winter Evening | % of Load | 0 | 2033 | 65535
| High | C&I Curtailment | C&I Curtailment-Turnkey-Other | Large General |  | Winter Evening | % of Load | 1 | 2033 | 65535
| High | C&I Curtailment | C&I Curtailment-Turnkey-Other | Large General |  | Winter Evening | % of Load | 0 | 2033 | 65535
| High | C&I Curtailment | DLC-Switch-Water Heating | Small Industrial |  | Winter Morning | % of Load | 1 | 2033 | 65535
| High | C&I Curtailment | DLC-Switch-Water Heating | Small Industrial |  | Winter Morning | % of Load | 0 | 2033 | 65535
| High | C&I Curtailment | DLC-BYOD-Water Heating | Small Industrial |  | Winter Morning | % of Load | 1 | 2033 | 65535
| High | C&I Curtailment | DLC-BYOD-Water Heating | Small Industrial |  | Winter Morning | % of Load | 0 | 2033 | 65535
| High | C&I Curtailment | DLC-Thermostat-DI-Central Heat Pump | Small Industrial |  | Winter Morning | % of Load | 1 | 2033 | 65535
| High | C&I Curtailment | DLC-Thermostat-DI-Central Heat Pump | Small Industrial |  | Winter Morning | % of Load | 0 | 2033 | 65535
| High | C&I Curtailment | DLC-Thermostat-BYOT-Central Heat Pump | Small Industrial |  | Winter Morning | % of Load | 1 | 2033 | 65535
| High | C&I Curtailment | DLC-Thermostat-BYOT-Central Heat Pump | Small Industrial |  | Winter Morning | % of Load | 0 | 2033 | 65535
| High | C&I Curtailment | DLC-Thermostat-HVAC | Small Industrial |  | Winter Morning | % of Load | 1 | 2033 | 65535
| High | C&I Curtailment | DLC-Thermostat-HVAC | Small Industrial |  | Winter Morning | % of Load | 0 | 2033 | 65535
| High | C&I Curtailment | DLC-Thermostat-DI-Baseboard Heating | Small Industrial |  | Winter Morning | % of Load | 1 | 2033 | 65535
| High | C&I Curtailment | DLC-Thermostat-DI-Baseboard Heating | Small Industrial |  | Winter Morning | % of Load | 0 | 2033 | 65535
| High | C&I Curtailment | DLC-Thermostat-BYOT-Baseboard Heating | Small Industrial |  | Winter Morning | % of Load | 1 | 2033 | 65535
| High | C&I Curtailment | DLC-Thermostat-BYOT-Baseboard Heating | Small Industrial |  | Winter Morning | % of Load | 0 | 2033 | 65535
| High | C&I Curtailment | DLC-Thermostat-DI-MSHP | Small Industrial |  | Winter Morning | % of Load | 1 | 2033 | 65535
| High | C&I Curtailment | DLC-Thermostat-DI-MSHP | Small Industrial |  | Winter Morning | % of Load | 0 | 2033 | 65535
| High | C&I Curtailment | DLC-Thermostat-BYOT-MSHP | Small Industrial |  | Winter Morning | % of Load | 1 | 2033 | 65535
| High | C&I Curtailment | DLC-Thermostat-BYOT-MSHP | Small Industrial |  | Winter Morning | % of Load | 0 | 2033 | 65535
| High | C&I Curtailment | C&I Curtailment-Turnkey-Manual HVAC Control | Small Industrial |  | Winter Morning | % of Load | 1 | 2033 | 65535
| High | C&I Curtailment | C&I Curtailment-Turnkey-Manual HVAC Control | Small Industrial |  | Winter Morning | % of Load | 0 | 2033 | 65535
| High | C&I Curtailment | C&I Curtailment-Turnkey-Auto-DR HVAC Control | Small Industrial |  | Winter Morning | % of Load | 1 | 2033 | 65535
| High | C&I Curtailment | C&I Curtailment-Turnkey-Auto-DR HVAC Control | Small Industrial |  | Winter Morning | % of Load | 0 | 2033 | 65535
| High | C&I Curtailment | C&I Curtailment-Turnkey-Standard Lighting Control | Small Industrial |  | Winter Morning | % of Load | 1 | 2033 | 65535
| High | C&I Curtailment | C&I Curtailment-Turnkey-Standard Lighting Control | Small Industrial |  | Winter Morning | % of Load | 0 | 2033 | 65535
| High | C&I Curtailment | C&I Curtailment-Turnkey-Advanced Lighting Control | Small Industrial |  | Winter Morning | % of Load | 1 | 2033 | 65535
| High | C&I Curtailment | C&I Curtailment-Turnkey-Advanced Lighting Control | Small Industrial |  | Winter Morning | % of Load | 0 | 2033 | 65535
| High | C&I Curtailment | C&I Curtailment-Turnkey-Water Heating Control | Small Industrial |  | Winter Morning | % of Load | 1 | 2033 | 65535
| High | C&I Curtailment | C&I Curtailment-Turnkey-Water Heating Control | Small Industrial |  | Winter Morning | % of Load | 0 | 2033 | 65535
| High | C&I Curtailment | C&I Curtailment-Turnkey-Other | Small Industrial |  | Winter Morning | % of Load | 1 | 2033 | 65535
| High | C&I Curtailment | C&I Curtailment-Turnkey-Other | Small Industrial |  | Winter Morning | % of Load | 0 | 2033 | 65535
| High | C&I Curtailment | C&I Curtailment-Turnkey-Industrial | Small Industrial |  | Winter Morning | % of Load | 1 | 2033 | 65535
| High | C&I Curtailment | C&I Curtailment-Turnkey-Industrial | Small Industrial |  | Winter Morning | % of Load | 0 | 2033 | 65535
| High | C&I Curtailment | DLC-Switch-Water Heating | Small Industrial |  | Winter Evening | % of Load | 1 | 2033 | 65535
| High | C&I Curtailment | DLC-Switch-Water Heating | Small Industrial |  | Winter Evening | % of Load | 0 | 2033 | 65535
| High | C&I Curtailment | DLC-BYOD-Water Heating | Small Industrial |  | Winter Evening | % of Load | 1 | 2033 | 65535
| High | C&I Curtailment | DLC-BYOD-Water Heating | Small Industrial |  | Winter Evening | % of Load | 0 | 2033 | 65535
| High | C&I Curtailment | DLC-Thermostat-DI-Central Heat Pump | Small Industrial |  | Winter Evening | % of Load | 1 | 2033 | 65535
| High | C&I Curtailment | DLC-Thermostat-DI-Central Heat Pump | Small Industrial |  | Winter Evening | % of Load | 0 | 2033 | 65535
| High | C&I Curtailment | DLC-Thermostat-BYOT-Central Heat Pump | Small Industrial |  | Winter Evening | % of Load | 1 | 2033 | 65535
| High | C&I Curtailment | DLC-Thermostat-BYOT-Central Heat Pump | Small Industrial |  | Winter Evening | % of Load | 0 | 2033 | 65535
| High | C&I Curtailment | DLC-Thermostat-HVAC | Small Industrial |  | Winter Evening | % of Load | 1 | 2033 | 65535
| High | C&I Curtailment | DLC-Thermostat-HVAC | Small Industrial |  | Winter Evening | % of Load | 0 | 2033 | 65535
| High | C&I Curtailment | DLC-Thermostat-DI-Baseboard Heating | Small Industrial |  | Winter Evening | % of Load | 1 | 2033 | 65535
| High | C&I Curtailment | DLC-Thermostat-DI-Baseboard Heating | Small Industrial |  | Winter Evening | % of Load | 0 | 2033 | 65535
| High | C&I Curtailment | DLC-Thermostat-BYOT-Baseboard Heating | Small Industrial |  | Winter Evening | % of Load | 1 | 2033 | 65535
| High | C&I Curtailment | DLC-Thermostat-BYOT-Baseboard Heating | Small Industrial |  | Winter Evening | % of Load | 0 | 2033 | 65535
| High | C&I Curtailment | DLC-Thermostat-DI-MSHP | Small Industrial |  | Winter Evening | % of Load | 1 | 2033 | 65535
| High | C&I Curtailment | DLC-Thermostat-DI-MSHP | Small Industrial |  | Winter Evening | % of Load | 0 | 2033 | 65535
| High | C&I Curtailment | DLC-Thermostat-BYOT-MSHP | Small Industrial |  | Winter Evening | % of Load | 1 | 2033 | 65535
| High | C&I Curtailment | DLC-Thermostat-BYOT-MSHP | Small Industrial |  | Winter Evening | % of Load | 0 | 2033 | 65535
| High | C&I Curtailment | C&I Curtailment-Turnkey-Manual HVAC Control | Small Industrial |  | Winter Evening | % of Load | 1 | 2033 | 65535
| High | C&I Curtailment | C&I Curtailment-Turnkey-Manual HVAC Control | Small Industrial |  | Winter Evening | % of Load | 0 | 2033 | 65535
| High | C&I Curtailment | C&I Curtailment-Turnkey-Auto-DR HVAC Control | Small Industrial |  | Winter Evening | % of Load | 1 | 2033 | 65535
| High | C&I Curtailment | C&I Curtailment-Turnkey-Auto-DR HVAC Control | Small Industrial |  | Winter Evening | % of Load | 0 | 2033 | 65535
| High | C&I Curtailment | C&I Curtailment-Turnkey-Standard Lighting Control | Small Industrial |  | Winter Evening | % of Load | 1 | 2033 | 65535
| High | C&I Curtailment | C&I Curtailment-Turnkey-Standard Lighting Control | Small Industrial |  | Winter Evening | % of Load | 0 | 2033 | 65535
| High | C&I Curtailment | C&I Curtailment-Turnkey-Advanced Lighting Control | Small Industrial |  | Winter Evening | % of Load | 1 | 2033 | 65535
| High | C&I Curtailment | C&I Curtailment-Turnkey-Advanced Lighting Control | Small Industrial |  | Winter Evening | % of Load | 0 | 2033 | 65535
| High | C&I Curtailment | C&I Curtailment-Turnkey-Water Heating Control | Small Industrial |  | Winter Evening | % of Load | 1 | 2033 | 65535
| High | C&I Curtailment | C&I Curtailment-Turnkey-Water Heating Control | Small Industrial |  | Winter Evening | % of Load | 0 | 2033 | 65535
| High | C&I Curtailment | C&I Curtailment-Turnkey-Other | Small Industrial |  | Winter Evening | % of Load | 1 | 2033 | 65535
| High | C&I Curtailment | C&I Curtailment-Turnkey-Other | Small Industrial |  | Winter Evening | % of Load | 0 | 2033 | 65535
| High | C&I Curtailment | C&I Curtailment-Turnkey-Industrial | Small Industrial |  | Winter Evening | % of Load | 1 | 2033 | 65535
| High | C&I Curtailment | C&I Curtailment-Turnkey-Industrial | Small Industrial |  | Winter Evening | % of Load | 0 | 2033 | 65535
| High | C&I Curtailment | DLC-Switch-Water Heating | Medium Industrial |  | Winter Morning | % of Load | 1 | 2033 | 65535
| High | C&I Curtailment | DLC-Switch-Water Heating | Medium Industrial |  | Winter Morning | % of Load | 0 | 2033 | 65535
| High | C&I Curtailment | DLC-BYOD-Water Heating | Medium Industrial |  | Winter Morning | % of Load | 1 | 2033 | 65535
| High | C&I Curtailment | DLC-BYOD-Water Heating | Medium Industrial |  | Winter Morning | % of Load | 0 | 2033 | 65535
| High | C&I Curtailment | DLC-Thermostat-DI-Central Heat Pump | Medium Industrial |  | Winter Morning | % of Load | 1 | 2033 | 65535
| High | C&I Curtailment | DLC-Thermostat-DI-Central Heat Pump | Medium Industrial |  | Winter Morning | % of Load | 0 | 2033 | 65535
| High | C&I Curtailment | DLC-Thermostat-BYOT-Central Heat Pump | Medium Industrial |  | Winter Morning | % of Load | 1 | 2033 | 65535
| High | C&I Curtailment | DLC-Thermostat-BYOT-Central Heat Pump | Medium Industrial |  | Winter Morning | % of Load | 0 | 2033 | 65535
| High | C&I Curtailment | DLC-Thermostat-HVAC | Medium Industrial |  | Winter Morning | % of Load | 1 | 2033 | 65535
| High | C&I Curtailment | DLC-Thermostat-HVAC | Medium Industrial |  | Winter Morning | % of Load | 0 | 2033 | 65535
| High | C&I Curtailment | DLC-Thermostat-DI-Baseboard Heating | Medium Industrial |  | Winter Morning | % of Load | 1 | 2033 | 65535
| High | C&I Curtailment | DLC-Thermostat-DI-Baseboard Heating | Medium Industrial |  | Winter Morning | % of Load | 0 | 2033 | 65535
| High | C&I Curtailment | DLC-Thermostat-BYOT-Baseboard Heating | Medium Industrial |  | Winter Morning | % of Load | 1 | 2033 | 65535
| High | C&I Curtailment | DLC-Thermostat-BYOT-Baseboard Heating | Medium Industrial |  | Winter Morning | % of Load | 0 | 2033 | 65535
| High | C&I Curtailment | DLC-Thermostat-DI-MSHP | Medium Industrial |  | Winter Morning | % of Load | 1 | 2033 | 65535
| High | C&I Curtailment | DLC-Thermostat-DI-MSHP | Medium Industrial |  | Winter Morning | % of Load | 0 | 2033 | 65535
| High | C&I Curtailment | DLC-Thermostat-BYOT-MSHP | Medium Industrial |  | Winter Morning | % of Load | 1 | 2033 | 65535
| High | C&I Curtailment | DLC-Thermostat-BYOT-MSHP | Medium Industrial |  | Winter Morning | % of Load | 0 | 2033 | 65535
| High | C&I Curtailment | C&I Curtailment-Turnkey-Manual HVAC Control | Medium Industrial |  | Winter Morning | % of Load | 1 | 2033 | 65535
| High | C&I Curtailment | C&I Curtailment-Turnkey-Manual HVAC Control | Medium Industrial |  | Winter Morning | % of Load | 0 | 2033 | 65535
| High | C&I Curtailment | C&I Curtailment-Turnkey-Auto-DR HVAC Control | Medium Industrial |  | Winter Morning | % of Load | 1 | 2033 | 65535
| High | C&I Curtailment | C&I Curtailment-Turnkey-Auto-DR HVAC Control | Medium Industrial |  | Winter Morning | % of Load | 0 | 2033 | 65535
| High | C&I Curtailment | C&I Curtailment-Turnkey-Standard Lighting Control | Medium Industrial |  | Winter Morning | % of Load | 1 | 2033 | 65535
| High | C&I Curtailment | C&I Curtailment-Turnkey-Standard Lighting Control | Medium Industrial |  | Winter Morning | % of Load | 0 | 2033 | 65535
| High | C&I Curtailment | C&I Curtailment-Turnkey-Advanced Lighting Control | Medium Industrial |  | Winter Morning | % of Load | 1 | 2033 | 65535
| High | C&I Curtailment | C&I Curtailment-Turnkey-Advanced Lighting Control | Medium Industrial |  | Winter Morning | % of Load | 0 | 2033 | 65535
| High | C&I Curtailment | C&I Curtailment-Turnkey-Water Heating Control | Medium Industrial |  | Winter Morning | % of Load | 1 | 2033 | 65535
| High | C&I Curtailment | C&I Curtailment-Turnkey-Water Heating Control | Medium Industrial |  | Winter Morning | % of Load | 0 | 2033 | 65535
| High | C&I Curtailment | C&I Curtailment-Turnkey-Other | Medium Industrial |  | Winter Morning | % of Load | 1 | 2033 | 65535
| High | C&I Curtailment | C&I Curtailment-Turnkey-Other | Medium Industrial |  | Winter Morning | % of Load | 0 | 2033 | 65535
| High | C&I Curtailment | DLC-Switch-Water Heating | Medium Industrial |  | Winter Evening | % of Load | 1 | 2033 | 65535
| High | C&I Curtailment | DLC-Switch-Water Heating | Medium Industrial |  | Winter Evening | % of Load | 0 | 2033 | 65535
| High | C&I Curtailment | DLC-BYOD-Water Heating | Medium Industrial |  | Winter Evening | % of Load | 1 | 2033 | 65535
| High | C&I Curtailment | DLC-BYOD-Water Heating | Medium Industrial |  | Winter Evening | % of Load | 0 | 2033 | 65535
| High | C&I Curtailment | DLC-Thermostat-DI-Central Heat Pump | Medium Industrial |  | Winter Evening | % of Load | 1 | 2033 | 65535
| High | C&I Curtailment | DLC-Thermostat-DI-Central Heat Pump | Medium Industrial |  | Winter Evening | % of Load | 0 | 2033 | 65535
| High | C&I Curtailment | DLC-Thermostat-BYOT-Central Heat Pump | Medium Industrial |  | Winter Evening | % of Load | 1 | 2033 | 65535
| High | C&I Curtailment | DLC-Thermostat-BYOT-Central Heat Pump | Medium Industrial |  | Winter Evening | % of Load | 0 | 2033 | 65535
| High | C&I Curtailment | DLC-Thermostat-HVAC | Medium Industrial |  | Winter Evening | % of Load | 1 | 2033 | 65535
| High | C&I Curtailment | DLC-Thermostat-HVAC | Medium Industrial |  | Winter Evening | % of Load | 0 | 2033 | 65535
| High | C&I Curtailment | DLC-Thermostat-DI-Baseboard Heating | Medium Industrial |  | Winter Evening | % of Load | 1 | 2033 | 65535
| High | C&I Curtailment | DLC-Thermostat-DI-Baseboard Heating | Medium Industrial |  | Winter Evening | % of Load | 0 | 2033 | 65535
| High | C&I Curtailment | DLC-Thermostat-BYOT-Baseboard Heating | Medium Industrial |  | Winter Evening | % of Load | 1 | 2033 | 65535
| High | C&I Curtailment | DLC-Thermostat-BYOT-Baseboard Heating | Medium Industrial |  | Winter Evening | % of Load | 0 | 2033 | 65535
| High | C&I Curtailment | DLC-Thermostat-DI-MSHP | Medium Industrial |  | Winter Evening | % of Load | 1 | 2033 | 65535
| High | C&I Curtailment | DLC-Thermostat-DI-MSHP | Medium Industrial |  | Winter Evening | % of Load | 0 | 2033 | 65535
| High | C&I Curtailment | DLC-Thermostat-BYOT-MSHP | Medium Industrial |  | Winter Evening | % of Load | 1 | 2033 | 65535
| High | C&I Curtailment | DLC-Thermostat-BYOT-MSHP | Medium Industrial |  | Winter Evening | % of Load | 0 | 2033 | 65535
| High | C&I Curtailment | C&I Curtailment-Turnkey-Manual HVAC Control | Medium Industrial |  | Winter Evening | % of Load | 1 | 2033 | 65535
| High | C&I Curtailment | C&I Curtailment-Turnkey-Manual HVAC Control | Medium Industrial |  | Winter Evening | % of Load | 0 | 2033 | 65535
| High | C&I Curtailment | C&I Curtailment-Turnkey-Auto-DR HVAC Control | Medium Industrial |  | Winter Evening | % of Load | 1 | 2033 | 65535
| High | C&I Curtailment | C&I Curtailment-Turnkey-Auto-DR HVAC Control | Medium Industrial |  | Winter Evening | % of Load | 0 | 2033 | 65535
| High | C&I Curtailment | C&I Curtailment-Turnkey-Standard Lighting Control | Medium Industrial |  | Winter Evening | % of Load | 1 | 2033 | 65535
| High | C&I Curtailment | C&I Curtailment-Turnkey-Standard Lighting Control | Medium Industrial |  | Winter Evening | % of Load | 0 | 2033 | 65535
| High | C&I Curtailment | C&I Curtailment-Turnkey-Advanced Lighting Control | Medium Industrial |  | Winter Evening | % of Load | 1 | 2033 | 65535
| High | C&I Curtailment | C&I Curtailment-Turnkey-Advanced Lighting Control | Medium Industrial |  | Winter Evening | % of Load | 0 | 2033 | 65535
| High | C&I Curtailment | C&I Curtailment-Turnkey-Water Heating Control | Medium Industrial |  | Winter Evening | % of Load | 1 | 2033 | 65535
| High | C&I Curtailment | C&I Curtailment-Turnkey-Water Heating Control | Medium Industrial |  | Winter Evening | % of Load | 0 | 2033 | 65535
| High | C&I Curtailment | C&I Curtailment-Turnkey-Other | Medium Industrial |  | Winter Evening | % of Load | 1 | 2033 | 65535
| High | C&I Curtailment | C&I Curtailment-Turnkey-Other | Medium Industrial |  | Winter Evening | % of Load | 0 | 2033 | 65535
| High | C&I Curtailment | C&I Curtailment-Turnkey-Manual HVAC Control | Large Industrial |  | Winter Morning | % of Load | 1 | 2033 | 65535
| High | C&I Curtailment | C&I Curtailment-Turnkey-Manual HVAC Control | Large Industrial |  | Winter Morning | % of Load | 0 | 2033 | 65535
| High | C&I Curtailment | C&I Curtailment-Turnkey-Auto-DR HVAC Control | Large Industrial |  | Winter Morning | % of Load | 1 | 2033 | 65535
| High | C&I Curtailment | C&I Curtailment-Turnkey-Auto-DR HVAC Control | Large Industrial |  | Winter Morning | % of Load | 0 | 2033 | 65535
| High | C&I Curtailment | C&I Curtailment-Turnkey-Standard Lighting Control | Large Industrial |  | Winter Morning | % of Load | 1 | 2033 | 65535
| High | C&I Curtailment | C&I Curtailment-Turnkey-Standard Lighting Control | Large Industrial |  | Winter Morning | % of Load | 0 | 2033 | 65535
| High | C&I Curtailment | C&I Curtailment-Turnkey-Water Heating Control | Large Industrial |  | Winter Morning | % of Load | 1 | 2033 | 65535
| High | C&I Curtailment | C&I Curtailment-Turnkey-Water Heating Control | Large Industrial |  | Winter Morning | % of Load | 0 | 2033 | 65535
| High | C&I Curtailment | C&I Curtailment-Turnkey-Other | Large Industrial |  | Winter Morning | % of Load | 1 | 2033 | 65535
| High | C&I Curtailment | C&I Curtailment-Turnkey-Other | Large Industrial |  | Winter Morning | % of Load | 0 | 2033 | 65535
| High | C&I Curtailment | C&I Curtailment-Turnkey-Industrial | Large Industrial |  | Winter Morning | % of Load | 1 | 2033 | 65535
| High | C&I Curtailment | C&I Curtailment-Turnkey-Industrial | Large Industrial |  | Winter Morning | % of Load | 0 | 2033 | 65535
| High | C&I Curtailment | C&I Curtailment-Turnkey-Manual HVAC Control | Large Industrial |  | Winter Evening | % of Load | 1 | 2033 | 65535
| High | C&I Curtailment | C&I Curtailment-Turnkey-Manual HVAC Control | Large Industrial |  | Winter Evening | % of Load | 0 | 2033 | 65535
| High | C&I Curtailment | C&I Curtailment-Turnkey-Auto-DR HVAC Control | Large Industrial |  | Winter Evening | % of Load | 1 | 2033 | 65535
| High | C&I Curtailment | C&I Curtailment-Turnkey-Auto-DR HVAC Control | Large Industrial |  | Winter Evening | % of Load | 0 | 2033 | 65535
| High | C&I Curtailment | C&I Curtailment-Turnkey-Standard Lighting Control | Large Industrial |  | Winter Evening | % of Load | 1 | 2033 | 65535
| High | C&I Curtailment | C&I Curtailment-Turnkey-Standard Lighting Control | Large Industrial |  | Winter Evening | % of Load | 0 | 2033 | 65535
| High | C&I Curtailment | C&I Curtailment-Turnkey-Water Heating Control | Large Industrial |  | Winter Evening | % of Load | 1 | 2033 | 65535
| High | C&I Curtailment | C&I Curtailment-Turnkey-Water Heating Control | Large Industrial |  | Winter Evening | % of Load | 0 | 2033 | 65535
| High | C&I Curtailment | C&I Curtailment-Turnkey-Other | Large Industrial |  | Winter Evening | % of Load | 1 | 2033 | 65535
| High | C&I Curtailment | C&I Curtailment-Turnkey-Other | Large Industrial |  | Winter Evening | % of Load | 0 | 2033 | 65535
| High | C&I Curtailment | C&I Curtailment-Turnkey-Industrial | Large Industrial |  | Winter Evening | % of Load | 1 | 2033 | 65535
| High | C&I Curtailment | C&I Curtailment-Turnkey-Industrial | Large Industrial |  | Winter Evening | % of Load | 0 | 2033 | 65535
| High | Dynamic Pricing | DLC-Switch-Water Heating | Small General |  | Winter Morning | % of Load | 1 | 2033 | 65535
| High | Dynamic Pricing | DLC-Switch-Water Heating | Small General |  | Winter Morning | % of Load | 0 | 2033 | 65535
| High | Dynamic Pricing | DLC-BYOD-Water Heating | Small General |  | Winter Morning | % of Load | 1 | 2033 | 65535
| High | Dynamic Pricing | DLC-BYOD-Water Heating | Small General |  | Winter Morning | % of Load | 0 | 2033 | 65535
| High | Dynamic Pricing | DLC-Thermostat-DI-Central Heat Pump | Small General |  | Winter Morning | % of Load | 1 | 2033 | 65535
| High | Dynamic Pricing | DLC-Thermostat-DI-Central Heat Pump | Small General |  | Winter Morning | % of Load | 0 | 2033 | 65535
| High | Dynamic Pricing | DLC-Thermostat-BYOT-Central Heat Pump | Small General |  | Winter Morning | % of Load | 1 | 2033 | 65535
| High | Dynamic Pricing | DLC-Thermostat-BYOT-Central Heat Pump | Small General |  | Winter Morning | % of Load | 0 | 2033 | 65535
| High | Dynamic Pricing | DLC-Thermostat-HVAC | Small General |  | Winter Morning | % of Load | 1 | 2033 | 65535
| High | Dynamic Pricing | DLC-Thermostat-HVAC | Small General |  | Winter Morning | % of Load | 0 | 2033 | 65535
| High | Dynamic Pricing | DLC-Thermostat-DI-Baseboard Heating | Small General |  | Winter Morning | % of Load | 1 | 2033 | 65535
| High | Dynamic Pricing | DLC-Thermostat-DI-Baseboard Heating | Small General |  | Winter Morning | % of Load | 0 | 2033 | 65535
| High | Dynamic Pricing | DLC-Thermostat-BYOT-Baseboard Heating | Small General |  | Winter Morning | % of Load | 1 | 2033 | 65535
| High | Dynamic Pricing | DLC-Thermostat-BYOT-Baseboard Heating | Small General |  | Winter Morning | % of Load | 0 | 2033 | 65535
| High | Dynamic Pricing | DLC-Thermostat-DI-MSHP | Small General |  | Winter Morning | % of Load | 1 | 2033 | 65535
| High | Dynamic Pricing | DLC-Thermostat-DI-MSHP | Small General |  | Winter Morning | % of Load | 0 | 2033 | 65535
| High | Dynamic Pricing | DLC-Thermostat-BYOT-MSHP | Small General |  | Winter Morning | % of Load | 1 | 2033 | 65535
| High | Dynamic Pricing | DLC-Thermostat-BYOT-MSHP | Small General |  | Winter Morning | % of Load | 0 | 2033 | 65535
| High | Dynamic Pricing | C&I Curtailment-Turnkey-Manual HVAC Control | Small General |  | Winter Morning | % of Load | 1 | 2033 | 65535
| High | Dynamic Pricing | C&I Curtailment-Turnkey-Manual HVAC Control | Small General |  | Winter Morning | % of Load | 0 | 2033 | 65535
| High | Dynamic Pricing | C&I Curtailment-Turnkey-Auto-DR HVAC Control | Small General |  | Winter Morning | % of Load | 1 | 2033 | 65535
| High | Dynamic Pricing | C&I Curtailment-Turnkey-Auto-DR HVAC Control | Small General |  | Winter Morning | % of Load | 0 | 2033 | 65535
| High | Dynamic Pricing | C&I Curtailment-Turnkey-Standard Lighting Control | Small General |  | Winter Morning | % of Load | 1 | 2033 | 65535
| High | Dynamic Pricing | C&I Curtailment-Turnkey-Standard Lighting Control | Small General |  | Winter Morning | % of Load | 0 | 2033 | 65535
| High | Dynamic Pricing | C&I Curtailment-Turnkey-Advanced Lighting Control | Small General |  | Winter Morning | % of Load | 1 | 2033 | 65535
| High | Dynamic Pricing | C&I Curtailment-Turnkey-Advanced Lighting Control | Small General |  | Winter Morning | % of Load | 0 | 2033 | 65535
| High | Dynamic Pricing | C&I Curtailment-Turnkey-Water Heating Control | Small General |  | Winter Morning | % of Load | 1 | 2033 | 65535
| High | Dynamic Pricing | C&I Curtailment-Turnkey-Water Heating Control | Small General |  | Winter Morning | % of Load | 0 | 2033 | 65535
| High | Dynamic Pricing | C&I Curtailment-Turnkey-Other | Small General |  | Winter Morning | % of Load | 1 | 2033 | 65535
| High | Dynamic Pricing | C&I Curtailment-Turnkey-Other | Small General |  | Winter Morning | % of Load | 0 | 2033 | 65535
| High | Dynamic Pricing | Dynamic Pricing with enabling tech. | Small General |  | Winter Morning | % of Load | 1 | 2033 | 65535
| High | Dynamic Pricing | Dynamic Pricing with enabling tech. | Small General |  | Winter Morning | % of Load | 0 | 2033 | 65535
| High | Dynamic Pricing | Dynamic Pricing w/o enabling tech. | Small General |  | Winter Morning | % of Load | 1 | 2033 | 65535
| High | Dynamic Pricing | Dynamic Pricing w/o enabling tech. | Small General |  | Winter Morning | % of Load | 0 | 2033 | 65535
| High | Dynamic Pricing | DLC-Switch-Water Heating | Small General |  | Winter Evening | % of Load | 1 | 2033 | 65535
| High | Dynamic Pricing | DLC-Switch-Water Heating | Small General |  | Winter Evening | % of Load | 0 | 2033 | 65535
| High | Dynamic Pricing | DLC-BYOD-Water Heating | Small General |  | Winter Evening | % of Load | 1 | 2033 | 65535
| High | Dynamic Pricing | DLC-BYOD-Water Heating | Small General |  | Winter Evening | % of Load | 0 | 2033 | 65535
| High | Dynamic Pricing | DLC-Thermostat-DI-Central Heat Pump | Small General |  | Winter Evening | % of Load | 1 | 2033 | 65535
| High | Dynamic Pricing | DLC-Thermostat-DI-Central Heat Pump | Small General |  | Winter Evening | % of Load | 0 | 2033 | 65535
| High | Dynamic Pricing | DLC-Thermostat-BYOT-Central Heat Pump | Small General |  | Winter Evening | % of Load | 1 | 2033 | 65535
| High | Dynamic Pricing | DLC-Thermostat-BYOT-Central Heat Pump | Small General |  | Winter Evening | % of Load | 0 | 2033 | 65535
| High | Dynamic Pricing | DLC-Thermostat-HVAC | Small General |  | Winter Evening | % of Load | 1 | 2033 | 65535
| High | Dynamic Pricing | DLC-Thermostat-HVAC | Small General |  | Winter Evening | % of Load | 0 | 2033 | 65535
| High | Dynamic Pricing | DLC-Thermostat-DI-Baseboard Heating | Small General |  | Winter Evening | % of Load | 1 | 2033 | 65535
| High | Dynamic Pricing | DLC-Thermostat-DI-Baseboard Heating | Small General |  | Winter Evening | % of Load | 0 | 2033 | 65535
| High | Dynamic Pricing | DLC-Thermostat-BYOT-Baseboard Heating | Small General |  | Winter Evening | % of Load | 1 | 2033 | 65535
| High | Dynamic Pricing | DLC-Thermostat-BYOT-Baseboard Heating | Small General |  | Winter Evening | % of Load | 0 | 2033 | 65535
| High | Dynamic Pricing | DLC-Thermostat-DI-MSHP | Small General |  | Winter Evening | % of Load | 1 | 2033 | 65535
| High | Dynamic Pricing | DLC-Thermostat-DI-MSHP | Small General |  | Winter Evening | % of Load | 0 | 2033 | 65535
| High | Dynamic Pricing | DLC-Thermostat-BYOT-MSHP | Small General |  | Winter Evening | % of Load | 1 | 2033 | 65535
| High | Dynamic Pricing | DLC-Thermostat-BYOT-MSHP | Small General |  | Winter Evening | % of Load | 0 | 2033 | 65535
| High | Dynamic Pricing | C&I Curtailment-Turnkey-Manual HVAC Control | Small General |  | Winter Evening | % of Load | 1 | 2033 | 65535
| High | Dynamic Pricing | C&I Curtailment-Turnkey-Manual HVAC Control | Small General |  | Winter Evening | % of Load | 0 | 2033 | 65535
| High | Dynamic Pricing | C&I Curtailment-Turnkey-Auto-DR HVAC Control | Small General |  | Winter Evening | % of Load | 1 | 2033 | 65535
| High | Dynamic Pricing | C&I Curtailment-Turnkey-Auto-DR HVAC Control | Small General |  | Winter Evening | % of Load | 0 | 2033 | 65535
| High | Dynamic Pricing | C&I Curtailment-Turnkey-Standard Lighting Control | Small General |  | Winter Evening | % of Load | 1 | 2033 | 65535
| High | Dynamic Pricing | C&I Curtailment-Turnkey-Standard Lighting Control | Small General |  | Winter Evening | % of Load | 0 | 2033 | 65535
| High | Dynamic Pricing | C&I Curtailment-Turnkey-Advanced Lighting Control | Small General |  | Winter Evening | % of Load | 1 | 2033 | 65535
| High | Dynamic Pricing | C&I Curtailment-Turnkey-Advanced Lighting Control | Small General |  | Winter Evening | % of Load | 0 | 2033 | 65535
| High | Dynamic Pricing | C&I Curtailment-Turnkey-Water Heating Control | Small General |  | Winter Evening | % of Load | 1 | 2033 | 65535
| High | Dynamic Pricing | C&I Curtailment-Turnkey-Water Heating Control | Small General |  | Winter Evening | % of Load | 0 | 2033 | 65535
| High | Dynamic Pricing | C&I Curtailment-Turnkey-Other | Small General |  | Winter Evening | % of Load | 1 | 2033 | 65535
| High | Dynamic Pricing | C&I Curtailment-Turnkey-Other | Small General |  | Winter Evening | % of Load | 0 | 2033 | 65535
| High | Dynamic Pricing | Dynamic Pricing with enabling tech. | Small General |  | Winter Evening | % of Load | 1 | 2033 | 65535
| High | Dynamic Pricing | Dynamic Pricing with enabling tech. | Small General |  | Winter Evening | % of Load | 0 | 2033 | 65535
| High | Dynamic Pricing | Dynamic Pricing w/o enabling tech. | Small General |  | Winter Evening | % of Load | 1 | 2033 | 65535
| High | Dynamic Pricing | Dynamic Pricing w/o enabling tech. | Small General |  | Winter Evening | % of Load | 0 | 2033 | 65535
| High | Dynamic Pricing | DLC-Switch-Water Heating | General |  | Winter Morning | % of Load | 1 | 2033 | 65535
| High | Dynamic Pricing | DLC-Switch-Water Heating | General |  | Winter Morning | % of Load | 0 | 2033 | 65535
| High | Dynamic Pricing | DLC-BYOD-Water Heating | General |  | Winter Morning | % of Load | 1 | 2033 | 65535
| High | Dynamic Pricing | DLC-BYOD-Water Heating | General |  | Winter Morning | % of Load | 0 | 2033 | 65535
| High | Dynamic Pricing | DLC-Thermostat-DI-Central Heat Pump | General |  | Winter Morning | % of Load | 1 | 2033 | 65535
| High | Dynamic Pricing | DLC-Thermostat-DI-Central Heat Pump | General |  | Winter Morning | % of Load | 0 | 2033 | 65535
| High | Dynamic Pricing | DLC-Thermostat-BYOT-Central Heat Pump | General |  | Winter Morning | % of Load | 1 | 2033 | 65535
| High | Dynamic Pricing | DLC-Thermostat-BYOT-Central Heat Pump | General |  | Winter Morning | % of Load | 0 | 2033 | 65535
| High | Dynamic Pricing | DLC-Thermostat-HVAC | General |  | Winter Morning | % of Load | 1 | 2033 | 65535
| High | Dynamic Pricing | DLC-Thermostat-HVAC | General |  | Winter Morning | % of Load | 0 | 2033 | 65535
| High | Dynamic Pricing | DLC-Thermostat-DI-Baseboard Heating | General |  | Winter Morning | % of Load | 1 | 2033 | 65535
| High | Dynamic Pricing | DLC-Thermostat-DI-Baseboard Heating | General |  | Winter Morning | % of Load | 0 | 2033 | 65535
| High | Dynamic Pricing | DLC-Thermostat-BYOT-Baseboard Heating | General |  | Winter Morning | % of Load | 1 | 2033 | 65535
| High | Dynamic Pricing | DLC-Thermostat-BYOT-Baseboard Heating | General |  | Winter Morning | % of Load | 0 | 2033 | 65535
| High | Dynamic Pricing | DLC-Thermostat-DI-MSHP | General |  | Winter Morning | % of Load | 1 | 2033 | 65535
| High | Dynamic Pricing | DLC-Thermostat-DI-MSHP | General |  | Winter Morning | % of Load | 0 | 2033 | 65535
| High | Dynamic Pricing | DLC-Thermostat-BYOT-MSHP | General |  | Winter Morning | % of Load | 1 | 2033 | 65535
| High | Dynamic Pricing | DLC-Thermostat-BYOT-MSHP | General |  | Winter Morning | % of Load | 0 | 2033 | 65535
| High | Dynamic Pricing | C&I Curtailment-Turnkey-Manual HVAC Control | General |  | Winter Morning | % of Load | 1 | 2033 | 65535
| High | Dynamic Pricing | C&I Curtailment-Turnkey-Manual HVAC Control | General |  | Winter Morning | % of Load | 0 | 2033 | 65535
| High | Dynamic Pricing | C&I Curtailment-Turnkey-Auto-DR HVAC Control | General |  | Winter Morning | % of Load | 1 | 2033 | 65535
| High | Dynamic Pricing | C&I Curtailment-Turnkey-Auto-DR HVAC Control | General |  | Winter Morning | % of Load | 0 | 2033 | 65535
| High | Dynamic Pricing | C&I Curtailment-Turnkey-Standard Lighting Control | General |  | Winter Morning | % of Load | 1 | 2033 | 65535
| High | Dynamic Pricing | C&I Curtailment-Turnkey-Standard Lighting Control | General |  | Winter Morning | % of Load | 0 | 2033 | 65535
| High | Dynamic Pricing | C&I Curtailment-Turnkey-Advanced Lighting Control | General |  | Winter Morning | % of Load | 1 | 2033 | 65535
| High | Dynamic Pricing | C&I Curtailment-Turnkey-Advanced Lighting Control | General |  | Winter Morning | % of Load | 0 | 2033 | 65535
| High | Dynamic Pricing | C&I Curtailment-Turnkey-Water Heating Control | General |  | Winter Morning | % of Load | 1 | 2033 | 65535
| High | Dynamic Pricing | C&I Curtailment-Turnkey-Water Heating Control | General |  | Winter Morning | % of Load | 0 | 2033 | 65535
| High | Dynamic Pricing | C&I Curtailment-Turnkey-Other | General |  | Winter Morning | % of Load | 1 | 2033 | 65535
| High | Dynamic Pricing | C&I Curtailment-Turnkey-Other | General |  | Winter Morning | % of Load | 0 | 2033 | 65535
| High | Dynamic Pricing | Dynamic Pricing with enabling tech. | General |  | Winter Morning | % of Load | 1 | 2033 | 65535
| High | Dynamic Pricing | Dynamic Pricing with enabling tech. | General |  | Winter Morning | % of Load | 0 | 2033 | 65535
| High | Dynamic Pricing | Dynamic Pricing w/o enabling tech. | General |  | Winter Morning | % of Load | 1 | 2033 | 65535
| High | Dynamic Pricing | Dynamic Pricing w/o enabling tech. | General |  | Winter Morning | % of Load | 0 | 2033 | 65535
| High | Dynamic Pricing | DLC-Switch-Water Heating | General |  | Winter Evening | % of Load | 1 | 2033 | 65535
| High | Dynamic Pricing | DLC-Switch-Water Heating | General |  | Winter Evening | % of Load | 0 | 2033 | 65535
| High | Dynamic Pricing | DLC-BYOD-Water Heating | General |  | Winter Evening | % of Load | 1 | 2033 | 65535
| High | Dynamic Pricing | DLC-BYOD-Water Heating | General |  | Winter Evening | % of Load | 0 | 2033 | 65535
| High | Dynamic Pricing | DLC-Thermostat-DI-Central Heat Pump | General |  | Winter Evening | % of Load | 1 | 2033 | 65535
| High | Dynamic Pricing | DLC-Thermostat-DI-Central Heat Pump | General |  | Winter Evening | % of Load | 0 | 2033 | 65535
| High | Dynamic Pricing | DLC-Thermostat-BYOT-Central Heat Pump | General |  | Winter Evening | % of Load | 1 | 2033 | 65535
| High | Dynamic Pricing | DLC-Thermostat-BYOT-Central Heat Pump | General |  | Winter Evening | % of Load | 0 | 2033 | 65535
| High | Dynamic Pricing | DLC-Thermostat-HVAC | General |  | Winter Evening | % of Load | 1 | 2033 | 65535
| High | Dynamic Pricing | DLC-Thermostat-HVAC | General |  | Winter Evening | % of Load | 0 | 2033 | 65535
| High | Dynamic Pricing | DLC-Thermostat-DI-Baseboard Heating | General |  | Winter Evening | % of Load | 1 | 2033 | 65535
| High | Dynamic Pricing | DLC-Thermostat-DI-Baseboard Heating | General |  | Winter Evening | % of Load | 0 | 2033 | 65535
| High | Dynamic Pricing | DLC-Thermostat-BYOT-Baseboard Heating | General |  | Winter Evening | % of Load | 1 | 2033 | 65535
| High | Dynamic Pricing | DLC-Thermostat-BYOT-Baseboard Heating | General |  | Winter Evening | % of Load | 0 | 2033 | 65535
| High | Dynamic Pricing | DLC-Thermostat-DI-MSHP | General |  | Winter Evening | % of Load | 1 | 2033 | 65535
| High | Dynamic Pricing | DLC-Thermostat-DI-MSHP | General |  | Winter Evening | % of Load | 0 | 2033 | 65535
| High | Dynamic Pricing | DLC-Thermostat-BYOT-MSHP | General |  | Winter Evening | % of Load | 1 | 2033 | 65535
| High | Dynamic Pricing | DLC-Thermostat-BYOT-MSHP | General |  | Winter Evening | % of Load | 0 | 2033 | 65535
| High | Dynamic Pricing | C&I Curtailment-Turnkey-Manual HVAC Control | General |  | Winter Evening | % of Load | 1 | 2033 | 65535
| High | Dynamic Pricing | C&I Curtailment-Turnkey-Manual HVAC Control | General |  | Winter Evening | % of Load | 0 | 2033 | 65535
| High | Dynamic Pricing | C&I Curtailment-Turnkey-Auto-DR HVAC Control | General |  | Winter Evening | % of Load | 1 | 2033 | 65535
| High | Dynamic Pricing | C&I Curtailment-Turnkey-Auto-DR HVAC Control | General |  | Winter Evening | % of Load | 0 | 2033 | 65535
| High | Dynamic Pricing | C&I Curtailment-Turnkey-Standard Lighting Control | General |  | Winter Evening | % of Load | 1 | 2033 | 65535
| High | Dynamic Pricing | C&I Curtailment-Turnkey-Standard Lighting Control | General |  | Winter Evening | % of Load | 0 | 2033 | 65535
| High | Dynamic Pricing | C&I Curtailment-Turnkey-Advanced Lighting Control | General |  | Winter Evening | % of Load | 1 | 2033 | 65535
| High | Dynamic Pricing | C&I Curtailment-Turnkey-Advanced Lighting Control | General |  | Winter Evening | % of Load | 0 | 2033 | 65535
| High | Dynamic Pricing | C&I Curtailment-Turnkey-Water Heating Control | General |  | Winter Evening | % of Load | 1 | 2033 | 65535
| High | Dynamic Pricing | C&I Curtailment-Turnkey-Water Heating Control | General |  | Winter Evening | % of Load | 0 | 2033 | 65535
| High | Dynamic Pricing | C&I Curtailment-Turnkey-Other | General |  | Winter Evening | % of Load | 1 | 2033 | 65535
| High | Dynamic Pricing | C&I Curtailment-Turnkey-Other | General |  | Winter Evening | % of Load | 0 | 2033 | 65535
| High | Dynamic Pricing | Dynamic Pricing with enabling tech. | General |  | Winter Evening | % of Load | 1 | 2033 | 65535
| High | Dynamic Pricing | Dynamic Pricing with enabling tech. | General |  | Winter Evening | % of Load | 0 | 2033 | 65535
| High | Dynamic Pricing | Dynamic Pricing w/o enabling tech. | General |  | Winter Evening | % of Load | 1 | 2033 | 65535
| High | Dynamic Pricing | Dynamic Pricing w/o enabling tech. | General |  | Winter Evening | % of Load | 0 | 2033 | 65535
| High | Dynamic Pricing | Dynamic Pricing with enabling tech. | Large General |  | Winter Morning | % of Load | 1 | 2033 | 65535
| High | Dynamic Pricing | Dynamic Pricing with enabling tech. | Large General |  | Winter Morning | % of Load | 0 | 2033 | 65535
| High | Dynamic Pricing | Dynamic Pricing w/o enabling tech. | Large General |  | Winter Morning | % of Load | 1 | 2033 | 65535
| High | Dynamic Pricing | Dynamic Pricing w/o enabling tech. | Large General |  | Winter Morning | % of Load | 0 | 2033 | 65535
| High | Dynamic Pricing | Dynamic Pricing with enabling tech. | Large General |  | Winter Evening | % of Load | 1 | 2033 | 65535
| High | Dynamic Pricing | Dynamic Pricing with enabling tech. | Large General |  | Winter Evening | % of Load | 0 | 2033 | 65535
| High | Dynamic Pricing | Dynamic Pricing w/o enabling tech. | Large General |  | Winter Evening | % of Load | 1 | 2033 | 65535
| High | Dynamic Pricing | Dynamic Pricing w/o enabling tech. | Large General |  | Winter Evening | % of Load | 0 | 2033 | 65535
| High | Dynamic Pricing | DLC-Switch-Water Heating | Small Industrial |  | Winter Morning | % of Load | 1 | 2033 | 65535
| High | Dynamic Pricing | DLC-Switch-Water Heating | Small Industrial |  | Winter Morning | % of Load | 0 | 2033 | 65535
| High | Dynamic Pricing | DLC-BYOD-Water Heating | Small Industrial |  | Winter Morning | % of Load | 1 | 2033 | 65535
| High | Dynamic Pricing | DLC-BYOD-Water Heating | Small Industrial |  | Winter Morning | % of Load | 0 | 2033 | 65535
| High | Dynamic Pricing | DLC-Thermostat-DI-Central Heat Pump | Small Industrial |  | Winter Morning | % of Load | 1 | 2033 | 65535
| High | Dynamic Pricing | DLC-Thermostat-DI-Central Heat Pump | Small Industrial |  | Winter Morning | % of Load | 0 | 2033 | 65535
| High | Dynamic Pricing | DLC-Thermostat-BYOT-Central Heat Pump | Small Industrial |  | Winter Morning | % of Load | 1 | 2033 | 65535
| High | Dynamic Pricing | DLC-Thermostat-BYOT-Central Heat Pump | Small Industrial |  | Winter Morning | % of Load | 0 | 2033 | 65535
| High | Dynamic Pricing | DLC-Thermostat-HVAC | Small Industrial |  | Winter Morning | % of Load | 1 | 2033 | 65535
| High | Dynamic Pricing | DLC-Thermostat-HVAC | Small Industrial |  | Winter Morning | % of Load | 0 | 2033 | 65535
| High | Dynamic Pricing | DLC-Thermostat-DI-Baseboard Heating | Small Industrial |  | Winter Morning | % of Load | 1 | 2033 | 65535
| High | Dynamic Pricing | DLC-Thermostat-DI-Baseboard Heating | Small Industrial |  | Winter Morning | % of Load | 0 | 2033 | 65535
| High | Dynamic Pricing | DLC-Thermostat-BYOT-Baseboard Heating | Small Industrial |  | Winter Morning | % of Load | 1 | 2033 | 65535
| High | Dynamic Pricing | DLC-Thermostat-BYOT-Baseboard Heating | Small Industrial |  | Winter Morning | % of Load | 0 | 2033 | 65535
| High | Dynamic Pricing | DLC-Thermostat-DI-MSHP | Small Industrial |  | Winter Morning | % of Load | 1 | 2033 | 65535
| High | Dynamic Pricing | DLC-Thermostat-DI-MSHP | Small Industrial |  | Winter Morning | % of Load | 0 | 2033 | 65535
| High | Dynamic Pricing | DLC-Thermostat-BYOT-MSHP | Small Industrial |  | Winter Morning | % of Load | 1 | 2033 | 65535
| High | Dynamic Pricing | DLC-Thermostat-BYOT-MSHP | Small Industrial |  | Winter Morning | % of Load | 0 | 2033 | 65535
| High | Dynamic Pricing | C&I Curtailment-Turnkey-Manual HVAC Control | Small Industrial |  | Winter Morning | % of Load | 1 | 2033 | 65535
| High | Dynamic Pricing | C&I Curtailment-Turnkey-Manual HVAC Control | Small Industrial |  | Winter Morning | % of Load | 0 | 2033 | 65535
| High | Dynamic Pricing | C&I Curtailment-Turnkey-Auto-DR HVAC Control | Small Industrial |  | Winter Morning | % of Load | 1 | 2033 | 65535
| High | Dynamic Pricing | C&I Curtailment-Turnkey-Auto-DR HVAC Control | Small Industrial |  | Winter Morning | % of Load | 0 | 2033 | 65535
| High | Dynamic Pricing | C&I Curtailment-Turnkey-Standard Lighting Control | Small Industrial |  | Winter Morning | % of Load | 1 | 2033 | 65535
| High | Dynamic Pricing | C&I Curtailment-Turnkey-Standard Lighting Control | Small Industrial |  | Winter Morning | % of Load | 0 | 2033 | 65535
| High | Dynamic Pricing | C&I Curtailment-Turnkey-Advanced Lighting Control | Small Industrial |  | Winter Morning | % of Load | 1 | 2033 | 65535
| High | Dynamic Pricing | C&I Curtailment-Turnkey-Advanced Lighting Control | Small Industrial |  | Winter Morning | % of Load | 0 | 2033 | 65535
| High | Dynamic Pricing | C&I Curtailment-Turnkey-Water Heating Control | Small Industrial |  | Winter Morning | % of Load | 1 | 2033 | 65535
| High | Dynamic Pricing | C&I Curtailment-Turnkey-Water Heating Control | Small Industrial |  | Winter Morning | % of Load | 0 | 2033 | 65535
| High | Dynamic Pricing | C&I Curtailment-Turnkey-Other | Small Industrial |  | Winter Morning | % of Load | 1 | 2033 | 65535
| High | Dynamic Pricing | C&I Curtailment-Turnkey-Other | Small Industrial |  | Winter Morning | % of Load | 0 | 2033 | 65535
| High | Dynamic Pricing | C&I Curtailment-Turnkey-Industrial | Small Industrial |  | Winter Morning | % of Load | 1 | 2033 | 65535
| High | Dynamic Pricing | C&I Curtailment-Turnkey-Industrial | Small Industrial |  | Winter Morning | % of Load | 0 | 2033 | 65535
| High | Dynamic Pricing | Dynamic Pricing with enabling tech. | Small Industrial |  | Winter Morning | % of Load | 1 | 2033 | 65535
| High | Dynamic Pricing | Dynamic Pricing with enabling tech. | Small Industrial |  | Winter Morning | % of Load | 0 | 2033 | 65535
| High | Dynamic Pricing | Dynamic Pricing w/o enabling tech. | Small Industrial |  | Winter Morning | % of Load | 1 | 2033 | 65535
| High | Dynamic Pricing | Dynamic Pricing w/o enabling tech. | Small Industrial |  | Winter Morning | % of Load | 0 | 2033 | 65535
| High | Dynamic Pricing | DLC-Switch-Water Heating | Small Industrial |  | Winter Evening | % of Load | 1 | 2033 | 65535
| High | Dynamic Pricing | DLC-Switch-Water Heating | Small Industrial |  | Winter Evening | % of Load | 0 | 2033 | 65535
| High | Dynamic Pricing | DLC-BYOD-Water Heating | Small Industrial |  | Winter Evening | % of Load | 1 | 2033 | 65535
| High | Dynamic Pricing | DLC-BYOD-Water Heating | Small Industrial |  | Winter Evening | % of Load | 0 | 2033 | 65535
| High | Dynamic Pricing | DLC-Thermostat-DI-Central Heat Pump | Small Industrial |  | Winter Evening | % of Load | 1 | 2033 | 65535
| High | Dynamic Pricing | DLC-Thermostat-DI-Central Heat Pump | Small Industrial |  | Winter Evening | % of Load | 0 | 2033 | 65535
| High | Dynamic Pricing | DLC-Thermostat-BYOT-Central Heat Pump | Small Industrial |  | Winter Evening | % of Load | 1 | 2033 | 65535
| High | Dynamic Pricing | DLC-Thermostat-BYOT-Central Heat Pump | Small Industrial |  | Winter Evening | % of Load | 0 | 2033 | 65535
| High | Dynamic Pricing | DLC-Thermostat-HVAC | Small Industrial |  | Winter Evening | % of Load | 1 | 2033 | 65535
| High | Dynamic Pricing | DLC-Thermostat-HVAC | Small Industrial |  | Winter Evening | % of Load | 0 | 2033 | 65535
| High | Dynamic Pricing | DLC-Thermostat-DI-Baseboard Heating | Small Industrial |  | Winter Evening | % of Load | 1 | 2033 | 65535
| High | Dynamic Pricing | DLC-Thermostat-DI-Baseboard Heating | Small Industrial |  | Winter Evening | % of Load | 0 | 2033 | 65535
| High | Dynamic Pricing | DLC-Thermostat-BYOT-Baseboard Heating | Small Industrial |  | Winter Evening | % of Load | 1 | 2033 | 65535
| High | Dynamic Pricing | DLC-Thermostat-BYOT-Baseboard Heating | Small Industrial |  | Winter Evening | % of Load | 0 | 2033 | 65535
| High | Dynamic Pricing | DLC-Thermostat-DI-MSHP | Small Industrial |  | Winter Evening | % of Load | 1 | 2033 | 65535
| High | Dynamic Pricing | DLC-Thermostat-DI-MSHP | Small Industrial |  | Winter Evening | % of Load | 0 | 2033 | 65535
| High | Dynamic Pricing | DLC-Thermostat-BYOT-MSHP | Small Industrial |  | Winter Evening | % of Load | 1 | 2033 | 65535
| High | Dynamic Pricing | DLC-Thermostat-BYOT-MSHP | Small Industrial |  | Winter Evening | % of Load | 0 | 2033 | 65535
| High | Dynamic Pricing | C&I Curtailment-Turnkey-Manual HVAC Control | Small Industrial |  | Winter Evening | % of Load | 1 | 2033 | 65535
| High | Dynamic Pricing | C&I Curtailment-Turnkey-Manual HVAC Control | Small Industrial |  | Winter Evening | % of Load | 0 | 2033 | 65535
| High | Dynamic Pricing | C&I Curtailment-Turnkey-Auto-DR HVAC Control | Small Industrial |  | Winter Evening | % of Load | 1 | 2033 | 65535
| High | Dynamic Pricing | C&I Curtailment-Turnkey-Auto-DR HVAC Control | Small Industrial |  | Winter Evening | % of Load | 0 | 2033 | 65535
| High | Dynamic Pricing | C&I Curtailment-Turnkey-Standard Lighting Control | Small Industrial |  | Winter Evening | % of Load | 1 | 2033 | 65535
| High | Dynamic Pricing | C&I Curtailment-Turnkey-Standard Lighting Control | Small Industrial |  | Winter Evening | % of Load | 0 | 2033 | 65535
| High | Dynamic Pricing | C&I Curtailment-Turnkey-Advanced Lighting Control | Small Industrial |  | Winter Evening | % of Load | 1 | 2033 | 65535
| High | Dynamic Pricing | C&I Curtailment-Turnkey-Advanced Lighting Control | Small Industrial |  | Winter Evening | % of Load | 0 | 2033 | 65535
| High | Dynamic Pricing | C&I Curtailment-Turnkey-Water Heating Control | Small Industrial |  | Winter Evening | % of Load | 1 | 2033 | 65535
| High | Dynamic Pricing | C&I Curtailment-Turnkey-Water Heating Control | Small Industrial |  | Winter Evening | % of Load | 0 | 2033 | 65535
| High | Dynamic Pricing | C&I Curtailment-Turnkey-Other | Small Industrial |  | Winter Evening | % of Load | 1 | 2033 | 65535
| High | Dynamic Pricing | C&I Curtailment-Turnkey-Other | Small Industrial |  | Winter Evening | % of Load | 0 | 2033 | 65535
| High | Dynamic Pricing | C&I Curtailment-Turnkey-Industrial | Small Industrial |  | Winter Evening | % of Load | 1 | 2033 | 65535
| High | Dynamic Pricing | C&I Curtailment-Turnkey-Industrial | Small Industrial |  | Winter Evening | % of Load | 0 | 2033 | 65535
| High | Dynamic Pricing | Dynamic Pricing with enabling tech. | Small Industrial |  | Winter Evening | % of Load | 1 | 2033 | 65535
| High | Dynamic Pricing | Dynamic Pricing with enabling tech. | Small Industrial |  | Winter Evening | % of Load | 0 | 2033 | 65535
| High | Dynamic Pricing | Dynamic Pricing w/o enabling tech. | Small Industrial |  | Winter Evening | % of Load | 1 | 2033 | 65535
| High | Dynamic Pricing | Dynamic Pricing w/o enabling tech. | Small Industrial |  | Winter Evening | % of Load | 0 | 2033 | 65535
| High | Dynamic Pricing | DLC-Switch-Water Heating | Medium Industrial |  | Winter Morning | % of Load | 1 | 2033 | 65535
| High | Dynamic Pricing | DLC-Switch-Water Heating | Medium Industrial |  | Winter Morning | % of Load | 0 | 2033 | 65535
| High | Dynamic Pricing | DLC-BYOD-Water Heating | Medium Industrial |  | Winter Morning | % of Load | 1 | 2033 | 65535
| High | Dynamic Pricing | DLC-BYOD-Water Heating | Medium Industrial |  | Winter Morning | % of Load | 0 | 2033 | 65535
| High | Dynamic Pricing | DLC-Thermostat-DI-Central Heat Pump | Medium Industrial |  | Winter Morning | % of Load | 1 | 2033 | 65535
| High | Dynamic Pricing | DLC-Thermostat-DI-Central Heat Pump | Medium Industrial |  | Winter Morning | % of Load | 0 | 2033 | 65535
| High | Dynamic Pricing | DLC-Thermostat-BYOT-Central Heat Pump | Medium Industrial |  | Winter Morning | % of Load | 1 | 2033 | 65535
| High | Dynamic Pricing | DLC-Thermostat-BYOT-Central Heat Pump | Medium Industrial |  | Winter Morning | % of Load | 0 | 2033 | 65535
| High | Dynamic Pricing | DLC-Thermostat-HVAC | Medium Industrial |  | Winter Morning | % of Load | 1 | 2033 | 65535
| High | Dynamic Pricing | DLC-Thermostat-HVAC | Medium Industrial |  | Winter Morning | % of Load | 0 | 2033 | 65535
| High | Dynamic Pricing | DLC-Thermostat-DI-Baseboard Heating | Medium Industrial |  | Winter Morning | % of Load | 1 | 2033 | 65535
| High | Dynamic Pricing | DLC-Thermostat-DI-Baseboard Heating | Medium Industrial |  | Winter Morning | % of Load | 0 | 2033 | 65535
| High | Dynamic Pricing | DLC-Thermostat-BYOT-Baseboard Heating | Medium Industrial |  | Winter Morning | % of Load | 1 | 2033 | 65535
| High | Dynamic Pricing | DLC-Thermostat-BYOT-Baseboard Heating | Medium Industrial |  | Winter Morning | % of Load | 0 | 2033 | 65535
| High | Dynamic Pricing | DLC-Thermostat-DI-MSHP | Medium Industrial |  | Winter Morning | % of Load | 1 | 2033 | 65535
| High | Dynamic Pricing | DLC-Thermostat-DI-MSHP | Medium Industrial |  | Winter Morning | % of Load | 0 | 2033 | 65535
| High | Dynamic Pricing | DLC-Thermostat-BYOT-MSHP | Medium Industrial |  | Winter Morning | % of Load | 1 | 2033 | 65535
| High | Dynamic Pricing | DLC-Thermostat-BYOT-MSHP | Medium Industrial |  | Winter Morning | % of Load | 0 | 2033 | 65535
| High | Dynamic Pricing | C&I Curtailment-Turnkey-Manual HVAC Control | Medium Industrial |  | Winter Morning | % of Load | 1 | 2033 | 65535
| High | Dynamic Pricing | C&I Curtailment-Turnkey-Manual HVAC Control | Medium Industrial |  | Winter Morning | % of Load | 0 | 2033 | 65535
| High | Dynamic Pricing | C&I Curtailment-Turnkey-Auto-DR HVAC Control | Medium Industrial |  | Winter Morning | % of Load | 1 | 2033 | 65535
| High | Dynamic Pricing | C&I Curtailment-Turnkey-Auto-DR HVAC Control | Medium Industrial |  | Winter Morning | % of Load | 0 | 2033 | 65535
| High | Dynamic Pricing | C&I Curtailment-Turnkey-Standard Lighting Control | Medium Industrial |  | Winter Morning | % of Load | 1 | 2033 | 65535
| High | Dynamic Pricing | C&I Curtailment-Turnkey-Standard Lighting Control | Medium Industrial |  | Winter Morning | % of Load | 0 | 2033 | 65535
| High | Dynamic Pricing | C&I Curtailment-Turnkey-Advanced Lighting Control | Medium Industrial |  | Winter Morning | % of Load | 1 | 2033 | 65535
| High | Dynamic Pricing | C&I Curtailment-Turnkey-Advanced Lighting Control | Medium Industrial |  | Winter Morning | % of Load | 0 | 2033 | 65535
| High | Dynamic Pricing | C&I Curtailment-Turnkey-Water Heating Control | Medium Industrial |  | Winter Morning | % of Load | 1 | 2033 | 65535
| High | Dynamic Pricing | C&I Curtailment-Turnkey-Water Heating Control | Medium Industrial |  | Winter Morning | % of Load | 0 | 2033 | 65535
| High | Dynamic Pricing | C&I Curtailment-Turnkey-Other | Medium Industrial |  | Winter Morning | % of Load | 1 | 2033 | 65535
| High | Dynamic Pricing | C&I Curtailment-Turnkey-Other | Medium Industrial |  | Winter Morning | % of Load | 0 | 2033 | 65535
| High | Dynamic Pricing | Dynamic Pricing with enabling tech. | Medium Industrial |  | Winter Morning | % of Load | 1 | 2033 | 65535
| High | Dynamic Pricing | Dynamic Pricing with enabling tech. | Medium Industrial |  | Winter Morning | % of Load | 0 | 2033 | 65535
| High | Dynamic Pricing | Dynamic Pricing w/o enabling tech. | Medium Industrial |  | Winter Morning | % of Load | 1 | 2033 | 65535
| High | Dynamic Pricing | Dynamic Pricing w/o enabling tech. | Medium Industrial |  | Winter Morning | % of Load | 0 | 2033 | 65535
| High | Dynamic Pricing | DLC-Switch-Water Heating | Medium Industrial |  | Winter Evening | % of Load | 1 | 2033 | 65535
| High | Dynamic Pricing | DLC-Switch-Water Heating | Medium Industrial |  | Winter Evening | % of Load | 0 | 2033 | 65535
| High | Dynamic Pricing | DLC-BYOD-Water Heating | Medium Industrial |  | Winter Evening | % of Load | 1 | 2033 | 65535
| High | Dynamic Pricing | DLC-BYOD-Water Heating | Medium Industrial |  | Winter Evening | % of Load | 0 | 2033 | 65535
| High | Dynamic Pricing | DLC-Thermostat-DI-Central Heat Pump | Medium Industrial |  | Winter Evening | % of Load | 1 | 2033 | 65535
| High | Dynamic Pricing | DLC-Thermostat-DI-Central Heat Pump | Medium Industrial |  | Winter Evening | % of Load | 0 | 2033 | 65535
| High | Dynamic Pricing | DLC-Thermostat-BYOT-Central Heat Pump | Medium Industrial |  | Winter Evening | % of Load | 1 | 2033 | 65535
| High | Dynamic Pricing | DLC-Thermostat-BYOT-Central Heat Pump | Medium Industrial |  | Winter Evening | % of Load | 0 | 2033 | 65535
| High | Dynamic Pricing | DLC-Thermostat-HVAC | Medium Industrial |  | Winter Evening | % of Load | 1 | 2033 | 65535
| High | Dynamic Pricing | DLC-Thermostat-HVAC | Medium Industrial |  | Winter Evening | % of Load | 0 | 2033 | 65535
| High | Dynamic Pricing | DLC-Thermostat-DI-Baseboard Heating | Medium Industrial |  | Winter Evening | % of Load | 1 | 2033 | 65535
| High | Dynamic Pricing | DLC-Thermostat-DI-Baseboard Heating | Medium Industrial |  | Winter Evening | % of Load | 0 | 2033 | 65535
| High | Dynamic Pricing | DLC-Thermostat-BYOT-Baseboard Heating | Medium Industrial |  | Winter Evening | % of Load | 1 | 2033 | 65535
| High | Dynamic Pricing | DLC-Thermostat-BYOT-Baseboard Heating | Medium Industrial |  | Winter Evening | % of Load | 0 | 2033 | 65535
| High | Dynamic Pricing | DLC-Thermostat-DI-MSHP | Medium Industrial |  | Winter Evening | % of Load | 1 | 2033 | 65535
| High | Dynamic Pricing | DLC-Thermostat-DI-MSHP | Medium Industrial |  | Winter Evening | % of Load | 0 | 2033 | 65535
| High | Dynamic Pricing | DLC-Thermostat-BYOT-MSHP | Medium Industrial |  | Winter Evening | % of Load | 1 | 2033 | 65535
| High | Dynamic Pricing | DLC-Thermostat-BYOT-MSHP | Medium Industrial |  | Winter Evening | % of Load | 0 | 2033 | 65535
| High | Dynamic Pricing | C&I Curtailment-Turnkey-Manual HVAC Control | Medium Industrial |  | Winter Evening | % of Load | 1 | 2033 | 65535
| High | Dynamic Pricing | C&I Curtailment-Turnkey-Manual HVAC Control | Medium Industrial |  | Winter Evening | % of Load | 0 | 2033 | 65535
| High | Dynamic Pricing | C&I Curtailment-Turnkey-Auto-DR HVAC Control | Medium Industrial |  | Winter Evening | % of Load | 1 | 2033 | 65535
| High | Dynamic Pricing | C&I Curtailment-Turnkey-Auto-DR HVAC Control | Medium Industrial |  | Winter Evening | % of Load | 0 | 2033 | 65535
| High | Dynamic Pricing | C&I Curtailment-Turnkey-Standard Lighting Control | Medium Industrial |  | Winter Evening | % of Load | 1 | 2033 | 65535
| High | Dynamic Pricing | C&I Curtailment-Turnkey-Standard Lighting Control | Medium Industrial |  | Winter Evening | % of Load | 0 | 2033 | 65535
| High | Dynamic Pricing | C&I Curtailment-Turnkey-Advanced Lighting Control | Medium Industrial |  | Winter Evening | % of Load | 1 | 2033 | 65535
| High | Dynamic Pricing | C&I Curtailment-Turnkey-Advanced Lighting Control | Medium Industrial |  | Winter Evening | % of Load | 0 | 2033 | 65535
| High | Dynamic Pricing | C&I Curtailment-Turnkey-Water Heating Control | Medium Industrial |  | Winter Evening | % of Load | 1 | 2033 | 65535
| High | Dynamic Pricing | C&I Curtailment-Turnkey-Water Heating Control | Medium Industrial |  | Winter Evening | % of Load | 0 | 2033 | 65535
| High | Dynamic Pricing | C&I Curtailment-Turnkey-Other | Medium Industrial |  | Winter Evening | % of Load | 1 | 2033 | 65535
| High | Dynamic Pricing | C&I Curtailment-Turnkey-Other | Medium Industrial |  | Winter Evening | % of Load | 0 | 2033 | 65535
| High | Dynamic Pricing | Dynamic Pricing with enabling tech. | Medium Industrial |  | Winter Evening | % of Load | 1 | 2033 | 65535
| High | Dynamic Pricing | Dynamic Pricing with enabling tech. | Medium Industrial |  | Winter Evening | % of Load | 0 | 2033 | 65535
| High | Dynamic Pricing | Dynamic Pricing w/o enabling tech. | Medium Industrial |  | Winter Evening | % of Load | 1 | 2033 | 65535
| High | Dynamic Pricing | Dynamic Pricing w/o enabling tech. | Medium Industrial |  | Winter Evening | % of Load | 0 | 2033 | 65535
| High | Dynamic Pricing | Dynamic Pricing with enabling tech. | Large Industrial |  | Winter Morning | % of Load | 1 | 2033 | 65535
| High | Dynamic Pricing | Dynamic Pricing with enabling tech. | Large Industrial |  | Winter Morning | % of Load | 0 | 2033 | 65535
| High | Dynamic Pricing | Dynamic Pricing w/o enabling tech. | Large Industrial |  | Winter Morning | % of Load | 1 | 2033 | 65535
| High | Dynamic Pricing | Dynamic Pricing w/o enabling tech. | Large Industrial |  | Winter Morning | % of Load | 0 | 2033 | 65535
| High | Dynamic Pricing | Dynamic Pricing with enabling tech. | Large Industrial |  | Winter Evening | % of Load | 1 | 2033 | 65535
| High | Dynamic Pricing | Dynamic Pricing with enabling tech. | Large Industrial |  | Winter Evening | % of Load | 0 | 2033 | 65535
| High | Dynamic Pricing | Dynamic Pricing w/o enabling tech. | Large Industrial |  | Winter Evening | % of Load | 1 | 2033 | 65535
| High | Dynamic Pricing | Dynamic Pricing w/o enabling tech. | Large Industrial |  | Winter Evening | % of Load | 0 | 2033 | 65535
| High | Dynamic Pricing | Dynamic Pricing with enabling tech. | Residential Charitable |  | Winter Morning | % of Load | 1 | 2033 | 65535
| High | Dynamic Pricing | Dynamic Pricing with enabling tech. | Residential Charitable |  | Winter Morning | % of Load | 0 | 2033 | 65535
| High | Dynamic Pricing | Dynamic Pricing w/o enabling tech. | Residential Charitable |  | Winter Morning | % of Load | 1 | 2033 | 65535
| High | Dynamic Pricing | Dynamic Pricing w/o enabling tech. | Residential Charitable |  | Winter Morning | % of Load | 0 | 2033 | 65535
| High | Dynamic Pricing | Dynamic Pricing with enabling tech. | Residential Charitable |  | Winter Evening | % of Load | 1 | 2033 | 65535
| High | Dynamic Pricing | Dynamic Pricing with enabling tech. | Residential Charitable |  | Winter Evening | % of Load | 0 | 2033 | 65535
| High | Dynamic Pricing | Dynamic Pricing w/o enabling tech. | Residential Charitable |  | Winter Evening | % of Load | 1 | 2033 | 65535
| High | Dynamic Pricing | Dynamic Pricing w/o enabling tech. | Residential Charitable |  | Winter Evening | % of Load | 0 | 2033 | 65535
| High | BTM Battery Control | DLC-Switch-Water Heating | Small General |  | Winter Morning | % of Load | 1 | 2033 | 65535
| High | BTM Battery Control | DLC-Switch-Water Heating | Small General |  | Winter Morning | % of Load | 0 | 2033 | 65535
| High | BTM Battery Control | DLC-BYOD-Water Heating | Small General |  | Winter Morning | % of Load | 1 | 2033 | 65535
| High | BTM Battery Control | DLC-BYOD-Water Heating | Small General |  | Winter Morning | % of Load | 0 | 2033 | 65535
| High | BTM Battery Control | DLC-Thermostat-DI-Central Heat Pump | Small General |  | Winter Morning | % of Load | 1 | 2033 | 65535
| High | BTM Battery Control | DLC-Thermostat-DI-Central Heat Pump | Small General |  | Winter Morning | % of Load | 0 | 2033 | 65535
| High | BTM Battery Control | DLC-Thermostat-BYOT-Central Heat Pump | Small General |  | Winter Morning | % of Load | 1 | 2033 | 65535
| High | BTM Battery Control | DLC-Thermostat-BYOT-Central Heat Pump | Small General |  | Winter Morning | % of Load | 0 | 2033 | 65535
| High | BTM Battery Control | DLC-Thermostat-HVAC | Small General |  | Winter Morning | % of Load | 1 | 2033 | 65535
| High | BTM Battery Control | DLC-Thermostat-HVAC | Small General |  | Winter Morning | % of Load | 0 | 2033 | 65535
| High | BTM Battery Control | DLC-Thermostat-DI-Baseboard Heating | Small General |  | Winter Morning | % of Load | 1 | 2033 | 65535
| High | BTM Battery Control | DLC-Thermostat-DI-Baseboard Heating | Small General |  | Winter Morning | % of Load | 0 | 2033 | 65535
| High | BTM Battery Control | DLC-Thermostat-BYOT-Baseboard Heating | Small General |  | Winter Morning | % of Load | 1 | 2033 | 65535
| High | BTM Battery Control | DLC-Thermostat-BYOT-Baseboard Heating | Small General |  | Winter Morning | % of Load | 0 | 2033 | 65535
| High | BTM Battery Control | DLC-Thermostat-DI-MSHP | Small General |  | Winter Morning | % of Load | 1 | 2033 | 65535
| High | BTM Battery Control | DLC-Thermostat-DI-MSHP | Small General |  | Winter Morning | % of Load | 0 | 2033 | 65535
| High | BTM Battery Control | DLC-Thermostat-BYOT-MSHP | Small General |  | Winter Morning | % of Load | 1 | 2033 | 65535
| High | BTM Battery Control | DLC-Thermostat-BYOT-MSHP | Small General |  | Winter Morning | % of Load | 0 | 2033 | 65535
| High | BTM Battery Control | C&I Curtailment-Turnkey-Manual HVAC Control | Small General |  | Winter Morning | % of Load | 1 | 2033 | 65535
| High | BTM Battery Control | C&I Curtailment-Turnkey-Manual HVAC Control | Small General |  | Winter Morning | % of Load | 0 | 2033 | 65535
| High | BTM Battery Control | C&I Curtailment-Turnkey-Auto-DR HVAC Control | Small General |  | Winter Morning | % of Load | 1 | 2033 | 65535
| High | BTM Battery Control | C&I Curtailment-Turnkey-Auto-DR HVAC Control | Small General |  | Winter Morning | % of Load | 0 | 2033 | 65535
| High | BTM Battery Control | C&I Curtailment-Turnkey-Standard Lighting Control | Small General |  | Winter Morning | % of Load | 1 | 2033 | 65535
| High | BTM Battery Control | C&I Curtailment-Turnkey-Standard Lighting Control | Small General |  | Winter Morning | % of Load | 0 | 2033 | 65535
| High | BTM Battery Control | C&I Curtailment-Turnkey-Advanced Lighting Control | Small General |  | Winter Morning | % of Load | 1 | 2033 | 65535
| High | BTM Battery Control | C&I Curtailment-Turnkey-Advanced Lighting Control | Small General |  | Winter Morning | % of Load | 0 | 2033 | 65535
| High | BTM Battery Control | C&I Curtailment-Turnkey-Water Heating Control | Small General |  | Winter Morning | % of Load | 1 | 2033 | 65535
| High | BTM Battery Control | C&I Curtailment-Turnkey-Water Heating Control | Small General |  | Winter Morning | % of Load | 0 | 2033 | 65535
| High | BTM Battery Control | C&I Curtailment-Turnkey-Other | Small General |  | Winter Morning | % of Load | 1 | 2033 | 65535
| High | BTM Battery Control | C&I Curtailment-Turnkey-Other | Small General |  | Winter Morning | % of Load | 0 | 2033 | 65535
| High | BTM Battery Control | Dynamic Pricing with enabling tech. | Small General |  | Winter Morning | % of Load | 1 | 2033 | 65535
| High | BTM Battery Control | Dynamic Pricing with enabling tech. | Small General |  | Winter Morning | % of Load | 0 | 2033 | 65535
| High | BTM Battery Control | DLC-Switch-Water Heating | Small General |  | Winter Evening | % of Load | 1 | 2033 | 65535
| High | BTM Battery Control | DLC-Switch-Water Heating | Small General |  | Winter Evening | % of Load | 0 | 2033 | 65535
| High | BTM Battery Control | DLC-BYOD-Water Heating | Small General |  | Winter Evening | % of Load | 1 | 2033 | 65535
| High | BTM Battery Control | DLC-BYOD-Water Heating | Small General |  | Winter Evening | % of Load | 0 | 2033 | 65535
| High | BTM Battery Control | DLC-Thermostat-DI-Central Heat Pump | Small General |  | Winter Evening | % of Load | 1 | 2033 | 65535
| High | BTM Battery Control | DLC-Thermostat-DI-Central Heat Pump | Small General |  | Winter Evening | % of Load | 0 | 2033 | 65535
| High | BTM Battery Control | DLC-Thermostat-BYOT-Central Heat Pump | Small General |  | Winter Evening | % of Load | 1 | 2033 | 65535
| High | BTM Battery Control | DLC-Thermostat-BYOT-Central Heat Pump | Small General |  | Winter Evening | % of Load | 0 | 2033 | 65535
| High | BTM Battery Control | DLC-Thermostat-HVAC | Small General |  | Winter Evening | % of Load | 1 | 2033 | 65535
| High | BTM Battery Control | DLC-Thermostat-HVAC | Small General |  | Winter Evening | % of Load | 0 | 2033 | 65535
| High | BTM Battery Control | DLC-Thermostat-DI-Baseboard Heating | Small General |  | Winter Evening | % of Load | 1 | 2033 | 65535
| High | BTM Battery Control | DLC-Thermostat-DI-Baseboard Heating | Small General |  | Winter Evening | % of Load | 0 | 2033 | 65535
| High | BTM Battery Control | DLC-Thermostat-BYOT-Baseboard Heating | Small General |  | Winter Evening | % of Load | 1 | 2033 | 65535
| High | BTM Battery Control | DLC-Thermostat-BYOT-Baseboard Heating | Small General |  | Winter Evening | % of Load | 0 | 2033 | 65535
| High | BTM Battery Control | DLC-Thermostat-DI-MSHP | Small General |  | Winter Evening | % of Load | 1 | 2033 | 65535
| High | BTM Battery Control | DLC-Thermostat-DI-MSHP | Small General |  | Winter Evening | % of Load | 0 | 2033 | 65535
| High | BTM Battery Control | DLC-Thermostat-BYOT-MSHP | Small General |  | Winter Evening | % of Load | 1 | 2033 | 65535
| High | BTM Battery Control | DLC-Thermostat-BYOT-MSHP | Small General |  | Winter Evening | % of Load | 0 | 2033 | 65535
| High | BTM Battery Control | C&I Curtailment-Turnkey-Manual HVAC Control | Small General |  | Winter Evening | % of Load | 1 | 2033 | 65535
| High | BTM Battery Control | C&I Curtailment-Turnkey-Manual HVAC Control | Small General |  | Winter Evening | % of Load | 0 | 2033 | 65535
| High | BTM Battery Control | C&I Curtailment-Turnkey-Auto-DR HVAC Control | Small General |  | Winter Evening | % of Load | 1 | 2033 | 65535
| High | BTM Battery Control | C&I Curtailment-Turnkey-Auto-DR HVAC Control | Small General |  | Winter Evening | % of Load | 0 | 2033 | 65535
| High | BTM Battery Control | C&I Curtailment-Turnkey-Standard Lighting Control | Small General |  | Winter Evening | % of Load | 1 | 2033 | 65535
| High | BTM Battery Control | C&I Curtailment-Turnkey-Standard Lighting Control | Small General |  | Winter Evening | % of Load | 0 | 2033 | 65535
| High | BTM Battery Control | C&I Curtailment-Turnkey-Advanced Lighting Control | Small General |  | Winter Evening | % of Load | 1 | 2033 | 65535
| High | BTM Battery Control | C&I Curtailment-Turnkey-Advanced Lighting Control | Small General |  | Winter Evening | % of Load | 0 | 2033 | 65535
| High | BTM Battery Control | C&I Curtailment-Turnkey-Water Heating Control | Small General |  | Winter Evening | % of Load | 1 | 2033 | 65535
| High | BTM Battery Control | C&I Curtailment-Turnkey-Water Heating Control | Small General |  | Winter Evening | % of Load | 0 | 2033 | 65535
| High | BTM Battery Control | C&I Curtailment-Turnkey-Other | Small General |  | Winter Evening | % of Load | 1 | 2033 | 65535
| High | BTM Battery Control | C&I Curtailment-Turnkey-Other | Small General |  | Winter Evening | % of Load | 0 | 2033 | 65535
| High | BTM Battery Control | Dynamic Pricing with enabling tech. | Small General |  | Winter Evening | % of Load | 1 | 2033 | 65535
| High | BTM Battery Control | Dynamic Pricing with enabling tech. | Small General |  | Winter Evening | % of Load | 0 | 2033 | 65535
| High | BTM Battery Control | DLC-Switch-Water Heating | General |  | Winter Morning | % of Load | 1 | 2033 | 65535
| High | BTM Battery Control | DLC-Switch-Water Heating | General |  | Winter Morning | % of Load | 0 | 2033 | 65535
| High | BTM Battery Control | DLC-BYOD-Water Heating | General |  | Winter Morning | % of Load | 1 | 2033 | 65535
| High | BTM Battery Control | DLC-BYOD-Water Heating | General |  | Winter Morning | % of Load | 0 | 2033 | 65535
| High | BTM Battery Control | DLC-Thermostat-DI-Central Heat Pump | General |  | Winter Morning | % of Load | 1 | 2033 | 65535
| High | BTM Battery Control | DLC-Thermostat-DI-Central Heat Pump | General |  | Winter Morning | % of Load | 0 | 2033 | 65535
| High | BTM Battery Control | DLC-Thermostat-BYOT-Central Heat Pump | General |  | Winter Morning | % of Load | 1 | 2033 | 65535
| High | BTM Battery Control | DLC-Thermostat-BYOT-Central Heat Pump | General |  | Winter Morning | % of Load | 0 | 2033 | 65535
| High | BTM Battery Control | DLC-Thermostat-HVAC | General |  | Winter Morning | % of Load | 1 | 2033 | 65535
| High | BTM Battery Control | DLC-Thermostat-HVAC | General |  | Winter Morning | % of Load | 0 | 2033 | 65535
| High | BTM Battery Control | DLC-Thermostat-DI-Baseboard Heating | General |  | Winter Morning | % of Load | 1 | 2033 | 65535
| High | BTM Battery Control | DLC-Thermostat-DI-Baseboard Heating | General |  | Winter Morning | % of Load | 0 | 2033 | 65535
| High | BTM Battery Control | DLC-Thermostat-BYOT-Baseboard Heating | General |  | Winter Morning | % of Load | 1 | 2033 | 65535
| High | BTM Battery Control | DLC-Thermostat-BYOT-Baseboard Heating | General |  | Winter Morning | % of Load | 0 | 2033 | 65535
| High | BTM Battery Control | DLC-Thermostat-DI-MSHP | General |  | Winter Morning | % of Load | 1 | 2033 | 65535
| High | BTM Battery Control | DLC-Thermostat-DI-MSHP | General |  | Winter Morning | % of Load | 0 | 2033 | 65535
| High | BTM Battery Control | DLC-Thermostat-BYOT-MSHP | General |  | Winter Morning | % of Load | 1 | 2033 | 65535
| High | BTM Battery Control | DLC-Thermostat-BYOT-MSHP | General |  | Winter Morning | % of Load | 0 | 2033 | 65535
| High | BTM Battery Control | C&I Curtailment-Turnkey-Manual HVAC Control | General |  | Winter Morning | % of Load | 1 | 2033 | 65535
| High | BTM Battery Control | C&I Curtailment-Turnkey-Manual HVAC Control | General |  | Winter Morning | % of Load | 0 | 2033 | 65535
| High | BTM Battery Control | C&I Curtailment-Turnkey-Auto-DR HVAC Control | General |  | Winter Morning | % of Load | 1 | 2033 | 65535
| High | BTM Battery Control | C&I Curtailment-Turnkey-Auto-DR HVAC Control | General |  | Winter Morning | % of Load | 0 | 2033 | 65535
| High | BTM Battery Control | C&I Curtailment-Turnkey-Standard Lighting Control | General |  | Winter Morning | % of Load | 1 | 2033 | 65535
| High | BTM Battery Control | C&I Curtailment-Turnkey-Standard Lighting Control | General |  | Winter Morning | % of Load | 0 | 2033 | 65535
| High | BTM Battery Control | C&I Curtailment-Turnkey-Advanced Lighting Control | General |  | Winter Morning | % of Load | 1 | 2033 | 65535
| High | BTM Battery Control | C&I Curtailment-Turnkey-Advanced Lighting Control | General |  | Winter Morning | % of Load | 0 | 2033 | 65535
| High | BTM Battery Control | C&I Curtailment-Turnkey-Water Heating Control | General |  | Winter Morning | % of Load | 1 | 2033 | 65535
| High | BTM Battery Control | C&I Curtailment-Turnkey-Water Heating Control | General |  | Winter Morning | % of Load | 0 | 2033 | 65535
| High | BTM Battery Control | C&I Curtailment-Turnkey-Other | General |  | Winter Morning | % of Load | 1 | 2033 | 65535
| High | BTM Battery Control | C&I Curtailment-Turnkey-Other | General |  | Winter Morning | % of Load | 0 | 2033 | 65535
| High | BTM Battery Control | DLC-Switch-Water Heating | General |  | Winter Evening | % of Load | 1 | 2033 | 65535
| High | BTM Battery Control | DLC-Switch-Water Heating | General |  | Winter Evening | % of Load | 0 | 2033 | 65535
| High | BTM Battery Control | DLC-BYOD-Water Heating | General |  | Winter Evening | % of Load | 1 | 2033 | 65535
| High | BTM Battery Control | DLC-BYOD-Water Heating | General |  | Winter Evening | % of Load | 0 | 2033 | 65535
| High | BTM Battery Control | DLC-Thermostat-DI-Central Heat Pump | General |  | Winter Evening | % of Load | 1 | 2033 | 65535
| High | BTM Battery Control | DLC-Thermostat-DI-Central Heat Pump | General |  | Winter Evening | % of Load | 0 | 2033 | 65535
| High | BTM Battery Control | DLC-Thermostat-BYOT-Central Heat Pump | General |  | Winter Evening | % of Load | 1 | 2033 | 65535
| High | BTM Battery Control | DLC-Thermostat-BYOT-Central Heat Pump | General |  | Winter Evening | % of Load | 0 | 2033 | 65535
| High | BTM Battery Control | DLC-Thermostat-HVAC | General |  | Winter Evening | % of Load | 1 | 2033 | 65535
| High | BTM Battery Control | DLC-Thermostat-HVAC | General |  | Winter Evening | % of Load | 0 | 2033 | 65535
| High | BTM Battery Control | DLC-Thermostat-DI-Baseboard Heating | General |  | Winter Evening | % of Load | 1 | 2033 | 65535
| High | BTM Battery Control | DLC-Thermostat-DI-Baseboard Heating | General |  | Winter Evening | % of Load | 0 | 2033 | 65535
| High | BTM Battery Control | DLC-Thermostat-BYOT-Baseboard Heating | General |  | Winter Evening | % of Load | 1 | 2033 | 65535
| High | BTM Battery Control | DLC-Thermostat-BYOT-Baseboard Heating | General |  | Winter Evening | % of Load | 0 | 2033 | 65535
| High | BTM Battery Control | DLC-Thermostat-DI-MSHP | General |  | Winter Evening | % of Load | 1 | 2033 | 65535
| High | BTM Battery Control | DLC-Thermostat-DI-MSHP | General |  | Winter Evening | % of Load | 0 | 2033 | 65535
| High | BTM Battery Control | DLC-Thermostat-BYOT-MSHP | General |  | Winter Evening | % of Load | 1 | 2033 | 65535
| High | BTM Battery Control | DLC-Thermostat-BYOT-MSHP | General |  | Winter Evening | % of Load | 0 | 2033 | 65535
| High | BTM Battery Control | C&I Curtailment-Turnkey-Manual HVAC Control | General |  | Winter Evening | % of Load | 1 | 2033 | 65535
| High | BTM Battery Control | C&I Curtailment-Turnkey-Manual HVAC Control | General |  | Winter Evening | % of Load | 0 | 2033 | 65535
| High | BTM Battery Control | C&I Curtailment-Turnkey-Auto-DR HVAC Control | General |  | Winter Evening | % of Load | 1 | 2033 | 65535
| High | BTM Battery Control | C&I Curtailment-Turnkey-Auto-DR HVAC Control | General |  | Winter Evening | % of Load | 0 | 2033 | 65535
| High | BTM Battery Control | C&I Curtailment-Turnkey-Standard Lighting Control | General |  | Winter Evening | % of Load | 1 | 2033 | 65535
| High | BTM Battery Control | C&I Curtailment-Turnkey-Standard Lighting Control | General |  | Winter Evening | % of Load | 0 | 2033 | 65535
| High | BTM Battery Control | C&I Curtailment-Turnkey-Advanced Lighting Control | General |  | Winter Evening | % of Load | 1 | 2033 | 65535
| High | BTM Battery Control | C&I Curtailment-Turnkey-Advanced Lighting Control | General |  | Winter Evening | % of Load | 0 | 2033 | 65535
| High | BTM Battery Control | C&I Curtailment-Turnkey-Water Heating Control | General |  | Winter Evening | % of Load | 1 | 2033 | 65535
| High | BTM Battery Control | C&I Curtailment-Turnkey-Water Heating Control | General |  | Winter Evening | % of Load | 0 | 2033 | 65535
| High | BTM Battery Control | C&I Curtailment-Turnkey-Other | General |  | Winter Evening | % of Load | 1 | 2033 | 65535
| High | BTM Battery Control | C&I Curtailment-Turnkey-Other | General |  | Winter Evening | % of Load | 0 | 2033 | 65535
| High | BTM Battery Control | DLC-Switch-Water Heating | Small Industrial |  | Winter Morning | % of Load | 1 | 2033 | 65535
| High | BTM Battery Control | DLC-Switch-Water Heating | Small Industrial |  | Winter Morning | % of Load | 0 | 2033 | 65535
| High | BTM Battery Control | DLC-BYOD-Water Heating | Small Industrial |  | Winter Morning | % of Load | 1 | 2033 | 65535
| High | BTM Battery Control | DLC-BYOD-Water Heating | Small Industrial |  | Winter Morning | % of Load | 0 | 2033 | 65535
| High | BTM Battery Control | DLC-Thermostat-DI-Central Heat Pump | Small Industrial |  | Winter Morning | % of Load | 1 | 2033 | 65535
| High | BTM Battery Control | DLC-Thermostat-DI-Central Heat Pump | Small Industrial |  | Winter Morning | % of Load | 0 | 2033 | 65535
| High | BTM Battery Control | DLC-Thermostat-BYOT-Central Heat Pump | Small Industrial |  | Winter Morning | % of Load | 1 | 2033 | 65535
| High | BTM Battery Control | DLC-Thermostat-BYOT-Central Heat Pump | Small Industrial |  | Winter Morning | % of Load | 0 | 2033 | 65535
| High | BTM Battery Control | DLC-Thermostat-HVAC | Small Industrial |  | Winter Morning | % of Load | 1 | 2033 | 65535
| High | BTM Battery Control | DLC-Thermostat-HVAC | Small Industrial |  | Winter Morning | % of Load | 0 | 2033 | 65535
| High | BTM Battery Control | DLC-Thermostat-DI-Baseboard Heating | Small Industrial |  | Winter Morning | % of Load | 1 | 2033 | 65535
| High | BTM Battery Control | DLC-Thermostat-DI-Baseboard Heating | Small Industrial |  | Winter Morning | % of Load | 0 | 2033 | 65535
| High | BTM Battery Control | DLC-Thermostat-BYOT-Baseboard Heating | Small Industrial |  | Winter Morning | % of Load | 1 | 2033 | 65535
| High | BTM Battery Control | DLC-Thermostat-BYOT-Baseboard Heating | Small Industrial |  | Winter Morning | % of Load | 0 | 2033 | 65535
| High | BTM Battery Control | DLC-Thermostat-DI-MSHP | Small Industrial |  | Winter Morning | % of Load | 1 | 2033 | 65535
| High | BTM Battery Control | DLC-Thermostat-DI-MSHP | Small Industrial |  | Winter Morning | % of Load | 0 | 2033 | 65535
| High | BTM Battery Control | DLC-Thermostat-BYOT-MSHP | Small Industrial |  | Winter Morning | % of Load | 1 | 2033 | 65535
| High | BTM Battery Control | DLC-Thermostat-BYOT-MSHP | Small Industrial |  | Winter Morning | % of Load | 0 | 2033 | 65535
| High | BTM Battery Control | C&I Curtailment-Turnkey-Manual HVAC Control | Small Industrial |  | Winter Morning | % of Load | 1 | 2033 | 65535
| High | BTM Battery Control | C&I Curtailment-Turnkey-Manual HVAC Control | Small Industrial |  | Winter Morning | % of Load | 0 | 2033 | 65535
| High | BTM Battery Control | C&I Curtailment-Turnkey-Auto-DR HVAC Control | Small Industrial |  | Winter Morning | % of Load | 1 | 2033 | 65535
| High | BTM Battery Control | C&I Curtailment-Turnkey-Auto-DR HVAC Control | Small Industrial |  | Winter Morning | % of Load | 0 | 2033 | 65535
| High | BTM Battery Control | C&I Curtailment-Turnkey-Standard Lighting Control | Small Industrial |  | Winter Morning | % of Load | 1 | 2033 | 65535
| High | BTM Battery Control | C&I Curtailment-Turnkey-Standard Lighting Control | Small Industrial |  | Winter Morning | % of Load | 0 | 2033 | 65535
| High | BTM Battery Control | C&I Curtailment-Turnkey-Advanced Lighting Control | Small Industrial |  | Winter Morning | % of Load | 1 | 2033 | 65535
| High | BTM Battery Control | C&I Curtailment-Turnkey-Advanced Lighting Control | Small Industrial |  | Winter Morning | % of Load | 0 | 2033 | 65535
| High | BTM Battery Control | C&I Curtailment-Turnkey-Water Heating Control | Small Industrial |  | Winter Morning | % of Load | 1 | 2033 | 65535
| High | BTM Battery Control | C&I Curtailment-Turnkey-Water Heating Control | Small Industrial |  | Winter Morning | % of Load | 0 | 2033 | 65535
| High | BTM Battery Control | C&I Curtailment-Turnkey-Other | Small Industrial |  | Winter Morning | % of Load | 1 | 2033 | 65535
| High | BTM Battery Control | C&I Curtailment-Turnkey-Other | Small Industrial |  | Winter Morning | % of Load | 0 | 2033 | 65535
| High | BTM Battery Control | C&I Curtailment-Turnkey-Industrial | Small Industrial |  | Winter Morning | % of Load | 1 | 2033 | 65535
| High | BTM Battery Control | C&I Curtailment-Turnkey-Industrial | Small Industrial |  | Winter Morning | % of Load | 0 | 2033 | 65535
| High | BTM Battery Control | DLC-Switch-Water Heating | Small Industrial |  | Winter Evening | % of Load | 1 | 2033 | 65535
| High | BTM Battery Control | DLC-Switch-Water Heating | Small Industrial |  | Winter Evening | % of Load | 0 | 2033 | 65535
| High | BTM Battery Control | DLC-BYOD-Water Heating | Small Industrial |  | Winter Evening | % of Load | 1 | 2033 | 65535
| High | BTM Battery Control | DLC-BYOD-Water Heating | Small Industrial |  | Winter Evening | % of Load | 0 | 2033 | 65535
| High | BTM Battery Control | DLC-Thermostat-DI-Central Heat Pump | Small Industrial |  | Winter Evening | % of Load | 1 | 2033 | 65535
| High | BTM Battery Control | DLC-Thermostat-DI-Central Heat Pump | Small Industrial |  | Winter Evening | % of Load | 0 | 2033 | 65535
| High | BTM Battery Control | DLC-Thermostat-BYOT-Central Heat Pump | Small Industrial |  | Winter Evening | % of Load | 1 | 2033 | 65535
| High | BTM Battery Control | DLC-Thermostat-BYOT-Central Heat Pump | Small Industrial |  | Winter Evening | % of Load | 0 | 2033 | 65535
| High | BTM Battery Control | DLC-Thermostat-HVAC | Small Industrial |  | Winter Evening | % of Load | 1 | 2033 | 65535
| High | BTM Battery Control | DLC-Thermostat-HVAC | Small Industrial |  | Winter Evening | % of Load | 0 | 2033 | 65535
| High | BTM Battery Control | DLC-Thermostat-DI-Baseboard Heating | Small Industrial |  | Winter Evening | % of Load | 1 | 2033 | 65535
| High | BTM Battery Control | DLC-Thermostat-DI-Baseboard Heating | Small Industrial |  | Winter Evening | % of Load | 0 | 2033 | 65535
| High | BTM Battery Control | DLC-Thermostat-BYOT-Baseboard Heating | Small Industrial |  | Winter Evening | % of Load | 1 | 2033 | 65535
| High | BTM Battery Control | DLC-Thermostat-BYOT-Baseboard Heating | Small Industrial |  | Winter Evening | % of Load | 0 | 2033 | 65535
| High | BTM Battery Control | DLC-Thermostat-DI-MSHP | Small Industrial |  | Winter Evening | % of Load | 1 | 2033 | 65535
| High | BTM Battery Control | DLC-Thermostat-DI-MSHP | Small Industrial |  | Winter Evening | % of Load | 0 | 2033 | 65535
| High | BTM Battery Control | DLC-Thermostat-BYOT-MSHP | Small Industrial |  | Winter Evening | % of Load | 1 | 2033 | 65535
| High | BTM Battery Control | DLC-Thermostat-BYOT-MSHP | Small Industrial |  | Winter Evening | % of Load | 0 | 2033 | 65535
| High | BTM Battery Control | C&I Curtailment-Turnkey-Manual HVAC Control | Small Industrial |  | Winter Evening | % of Load | 1 | 2033 | 65535
| High | BTM Battery Control | C&I Curtailment-Turnkey-Manual HVAC Control | Small Industrial |  | Winter Evening | % of Load | 0 | 2033 | 65535
| High | BTM Battery Control | C&I Curtailment-Turnkey-Auto-DR HVAC Control | Small Industrial |  | Winter Evening | % of Load | 1 | 2033 | 65535
| High | BTM Battery Control | C&I Curtailment-Turnkey-Auto-DR HVAC Control | Small Industrial |  | Winter Evening | % of Load | 0 | 2033 | 65535
| High | BTM Battery Control | C&I Curtailment-Turnkey-Standard Lighting Control | Small Industrial |  | Winter Evening | % of Load | 1 | 2033 | 65535
| High | BTM Battery Control | C&I Curtailment-Turnkey-Standard Lighting Control | Small Industrial |  | Winter Evening | % of Load | 0 | 2033 | 65535
| High | BTM Battery Control | C&I Curtailment-Turnkey-Advanced Lighting Control | Small Industrial |  | Winter Evening | % of Load | 1 | 2033 | 65535
| High | BTM Battery Control | C&I Curtailment-Turnkey-Advanced Lighting Control | Small Industrial |  | Winter Evening | % of Load | 0 | 2033 | 65535
| High | BTM Battery Control | C&I Curtailment-Turnkey-Water Heating Control | Small Industrial |  | Winter Evening | % of Load | 1 | 2033 | 65535
| High | BTM Battery Control | C&I Curtailment-Turnkey-Water Heating Control | Small Industrial |  | Winter Evening | % of Load | 0 | 2033 | 65535
| High | BTM Battery Control | C&I Curtailment-Turnkey-Other | Small Industrial |  | Winter Evening | % of Load | 1 | 2033 | 65535
| High | BTM Battery Control | C&I Curtailment-Turnkey-Other | Small Industrial |  | Winter Evening | % of Load | 0 | 2033 | 65535
| High | BTM Battery Control | C&I Curtailment-Turnkey-Industrial | Small Industrial |  | Winter Evening | % of Load | 1 | 2033 | 65535
| High | BTM Battery Control | C&I Curtailment-Turnkey-Industrial | Small Industrial |  | Winter Evening | % of Load | 0 | 2033 | 65535
| High | BTM Battery Control | DLC-Switch-Water Heating | Medium Industrial |  | Winter Morning | % of Load | 1 | 2033 | 65535
| High | BTM Battery Control | DLC-Switch-Water Heating | Medium Industrial |  | Winter Morning | % of Load | 0 | 2033 | 65535
| High | BTM Battery Control | DLC-BYOD-Water Heating | Medium Industrial |  | Winter Morning | % of Load | 1 | 2033 | 65535
| High | BTM Battery Control | DLC-BYOD-Water Heating | Medium Industrial |  | Winter Morning | % of Load | 0 | 2033 | 65535
| High | BTM Battery Control | DLC-Thermostat-DI-Central Heat Pump | Medium Industrial |  | Winter Morning | % of Load | 1 | 2033 | 65535
| High | BTM Battery Control | DLC-Thermostat-DI-Central Heat Pump | Medium Industrial |  | Winter Morning | % of Load | 0 | 2033 | 65535
| High | BTM Battery Control | DLC-Thermostat-BYOT-Central Heat Pump | Medium Industrial |  | Winter Morning | % of Load | 1 | 2033 | 65535
| High | BTM Battery Control | DLC-Thermostat-BYOT-Central Heat Pump | Medium Industrial |  | Winter Morning | % of Load | 0 | 2033 | 65535
| High | BTM Battery Control | DLC-Thermostat-HVAC | Medium Industrial |  | Winter Morning | % of Load | 1 | 2033 | 65535
| High | BTM Battery Control | DLC-Thermostat-HVAC | Medium Industrial |  | Winter Morning | % of Load | 0 | 2033 | 65535
| High | BTM Battery Control | DLC-Thermostat-DI-Baseboard Heating | Medium Industrial |  | Winter Morning | % of Load | 1 | 2033 | 65535
| High | BTM Battery Control | DLC-Thermostat-DI-Baseboard Heating | Medium Industrial |  | Winter Morning | % of Load | 0 | 2033 | 65535
| High | BTM Battery Control | DLC-Thermostat-BYOT-Baseboard Heating | Medium Industrial |  | Winter Morning | % of Load | 1 | 2033 | 65535
| High | BTM Battery Control | DLC-Thermostat-BYOT-Baseboard Heating | Medium Industrial |  | Winter Morning | % of Load | 0 | 2033 | 65535
| High | BTM Battery Control | DLC-Thermostat-DI-MSHP | Medium Industrial |  | Winter Morning | % of Load | 1 | 2033 | 65535
| High | BTM Battery Control | DLC-Thermostat-DI-MSHP | Medium Industrial |  | Winter Morning | % of Load | 0 | 2033 | 65535
| High | BTM Battery Control | DLC-Thermostat-BYOT-MSHP | Medium Industrial |  | Winter Morning | % of Load | 1 | 2033 | 65535
| High | BTM Battery Control | DLC-Thermostat-BYOT-MSHP | Medium Industrial |  | Winter Morning | % of Load | 0 | 2033 | 65535
| High | BTM Battery Control | C&I Curtailment-Turnkey-Manual HVAC Control | Medium Industrial |  | Winter Morning | % of Load | 1 | 2033 | 65535
| High | BTM Battery Control | C&I Curtailment-Turnkey-Manual HVAC Control | Medium Industrial |  | Winter Morning | % of Load | 0 | 2033 | 65535
| High | BTM Battery Control | C&I Curtailment-Turnkey-Auto-DR HVAC Control | Medium Industrial |  | Winter Morning | % of Load | 1 | 2033 | 65535
| High | BTM Battery Control | C&I Curtailment-Turnkey-Auto-DR HVAC Control | Medium Industrial |  | Winter Morning | % of Load | 0 | 2033 | 65535
| High | BTM Battery Control | C&I Curtailment-Turnkey-Standard Lighting Control | Medium Industrial |  | Winter Morning | % of Load | 1 | 2033 | 65535
| High | BTM Battery Control | C&I Curtailment-Turnkey-Standard Lighting Control | Medium Industrial |  | Winter Morning | % of Load | 0 | 2033 | 65535
| High | BTM Battery Control | C&I Curtailment-Turnkey-Advanced Lighting Control | Medium Industrial |  | Winter Morning | % of Load | 1 | 2033 | 65535
| High | BTM Battery Control | C&I Curtailment-Turnkey-Advanced Lighting Control | Medium Industrial |  | Winter Morning | % of Load | 0 | 2033 | 65535
| High | BTM Battery Control | C&I Curtailment-Turnkey-Water Heating Control | Medium Industrial |  | Winter Morning | % of Load | 1 | 2033 | 65535
| High | BTM Battery Control | C&I Curtailment-Turnkey-Water Heating Control | Medium Industrial |  | Winter Morning | % of Load | 0 | 2033 | 65535
| High | BTM Battery Control | C&I Curtailment-Turnkey-Other | Medium Industrial |  | Winter Morning | % of Load | 1 | 2033 | 65535
| High | BTM Battery Control | C&I Curtailment-Turnkey-Other | Medium Industrial |  | Winter Morning | % of Load | 0 | 2033 | 65535
| High | BTM Battery Control | DLC-Switch-Water Heating | Medium Industrial |  | Winter Evening | % of Load | 1 | 2033 | 65535
| High | BTM Battery Control | DLC-Switch-Water Heating | Medium Industrial |  | Winter Evening | % of Load | 0 | 2033 | 65535
| High | BTM Battery Control | DLC-BYOD-Water Heating | Medium Industrial |  | Winter Evening | % of Load | 1 | 2033 | 65535
| High | BTM Battery Control | DLC-BYOD-Water Heating | Medium Industrial |  | Winter Evening | % of Load | 0 | 2033 | 65535
| High | BTM Battery Control | DLC-Thermostat-DI-Central Heat Pump | Medium Industrial |  | Winter Evening | % of Load | 1 | 2033 | 65535
| High | BTM Battery Control | DLC-Thermostat-DI-Central Heat Pump | Medium Industrial |  | Winter Evening | % of Load | 0 | 2033 | 65535
| High | BTM Battery Control | DLC-Thermostat-BYOT-Central Heat Pump | Medium Industrial |  | Winter Evening | % of Load | 1 | 2033 | 65535
| High | BTM Battery Control | DLC-Thermostat-BYOT-Central Heat Pump | Medium Industrial |  | Winter Evening | % of Load | 0 | 2033 | 65535
| High | BTM Battery Control | DLC-Thermostat-HVAC | Medium Industrial |  | Winter Evening | % of Load | 1 | 2033 | 65535
| High | BTM Battery Control | DLC-Thermostat-HVAC | Medium Industrial |  | Winter Evening | % of Load | 0 | 2033 | 65535
| High | BTM Battery Control | DLC-Thermostat-DI-Baseboard Heating | Medium Industrial |  | Winter Evening | % of Load | 1 | 2033 | 65535
| High | BTM Battery Control | DLC-Thermostat-DI-Baseboard Heating | Medium Industrial |  | Winter Evening | % of Load | 0 | 2033 | 65535
| High | BTM Battery Control | DLC-Thermostat-BYOT-Baseboard Heating | Medium Industrial |  | Winter Evening | % of Load | 1 | 2033 | 65535
| High | BTM Battery Control | DLC-Thermostat-BYOT-Baseboard Heating | Medium Industrial |  | Winter Evening | % of Load | 0 | 2033 | 65535
| High | BTM Battery Control | DLC-Thermostat-DI-MSHP | Medium Industrial |  | Winter Evening | % of Load | 1 | 2033 | 65535
| High | BTM Battery Control | DLC-Thermostat-DI-MSHP | Medium Industrial |  | Winter Evening | % of Load | 0 | 2033 | 65535
| High | BTM Battery Control | DLC-Thermostat-BYOT-MSHP | Medium Industrial |  | Winter Evening | % of Load | 1 | 2033 | 65535
| High | BTM Battery Control | DLC-Thermostat-BYOT-MSHP | Medium Industrial |  | Winter Evening | % of Load | 0 | 2033 | 65535
| High | BTM Battery Control | C&I Curtailment-Turnkey-Manual HVAC Control | Medium Industrial |  | Winter Evening | % of Load | 1 | 2033 | 65535
| High | BTM Battery Control | C&I Curtailment-Turnkey-Manual HVAC Control | Medium Industrial |  | Winter Evening | % of Load | 0 | 2033 | 65535
| High | BTM Battery Control | C&I Curtailment-Turnkey-Auto-DR HVAC Control | Medium Industrial |  | Winter Evening | % of Load | 1 | 2033 | 65535
| High | BTM Battery Control | C&I Curtailment-Turnkey-Auto-DR HVAC Control | Medium Industrial |  | Winter Evening | % of Load | 0 | 2033 | 65535
| High | BTM Battery Control | C&I Curtailment-Turnkey-Standard Lighting Control | Medium Industrial |  | Winter Evening | % of Load | 1 | 2033 | 65535
| High | BTM Battery Control | C&I Curtailment-Turnkey-Standard Lighting Control | Medium Industrial |  | Winter Evening | % of Load | 0 | 2033 | 65535
| High | BTM Battery Control | C&I Curtailment-Turnkey-Advanced Lighting Control | Medium Industrial |  | Winter Evening | % of Load | 1 | 2033 | 65535
| High | BTM Battery Control | C&I Curtailment-Turnkey-Advanced Lighting Control | Medium Industrial |  | Winter Evening | % of Load | 0 | 2033 | 65535
| High | BTM Battery Control | C&I Curtailment-Turnkey-Water Heating Control | Medium Industrial |  | Winter Evening | % of Load | 1 | 2033 | 65535
| High | BTM Battery Control | C&I Curtailment-Turnkey-Water Heating Control | Medium Industrial |  | Winter Evening | % of Load | 0 | 2033 | 65535
| High | BTM Battery Control | C&I Curtailment-Turnkey-Other | Medium Industrial |  | Winter Evening | % of Load | 1 | 2033 | 65535
| High | BTM Battery Control | C&I Curtailment-Turnkey-Other | Medium Industrial |  | Winter Evening | % of Load | 0 | 2033 | 65535
| High | BTM Battery Control | BTM Battery Control-BYOB | Residential Charitable |  | Winter Morning | % of Load | 1 | 2033 | 65535
| High | BTM Battery Control | BTM Battery Control-BYOB | Residential Charitable |  | Winter Morning | % of Load | 0 | 2033 | 65535
| High | BTM Battery Control | BTM Battery Control-BYOB | Residential Charitable |  | Winter Evening | % of Load | 1 | 2033 | 65535
| High | BTM Battery Control | BTM Battery Control-BYOB | Residential Charitable |  | Winter Evening | % of Load | 0 | 2033 | 65535
| High | EV Charging Control | DLC-Switch-Water Heating | Small General |  | Winter Morning | % of Load | 1 | 2033 | 65535
| High | EV Charging Control | DLC-Switch-Water Heating | Small General |  | Winter Morning | % of Load | 0 | 2033 | 65535
| High | EV Charging Control | DLC-BYOD-Water Heating | Small General |  | Winter Morning | % of Load | 1 | 2033 | 65535
| High | EV Charging Control | DLC-BYOD-Water Heating | Small General |  | Winter Morning | % of Load | 0 | 2033 | 65535
| High | EV Charging Control | DLC-Thermostat-DI-Central Heat Pump | Small General |  | Winter Morning | % of Load | 1 | 2033 | 65535
| High | EV Charging Control | DLC-Thermostat-DI-Central Heat Pump | Small General |  | Winter Morning | % of Load | 0 | 2033 | 65535
| High | EV Charging Control | DLC-Thermostat-BYOT-Central Heat Pump | Small General |  | Winter Morning | % of Load | 1 | 2033 | 65535
| High | EV Charging Control | DLC-Thermostat-BYOT-Central Heat Pump | Small General |  | Winter Morning | % of Load | 0 | 2033 | 65535
| High | EV Charging Control | DLC-Thermostat-HVAC | Small General |  | Winter Morning | % of Load | 1 | 2033 | 65535
| High | EV Charging Control | DLC-Thermostat-HVAC | Small General |  | Winter Morning | % of Load | 0 | 2033 | 65535
| High | EV Charging Control | DLC-Thermostat-DI-Baseboard Heating | Small General |  | Winter Morning | % of Load | 1 | 2033 | 65535
| High | EV Charging Control | DLC-Thermostat-DI-Baseboard Heating | Small General |  | Winter Morning | % of Load | 0 | 2033 | 65535
| High | EV Charging Control | DLC-Thermostat-BYOT-Baseboard Heating | Small General |  | Winter Morning | % of Load | 1 | 2033 | 65535
| High | EV Charging Control | DLC-Thermostat-BYOT-Baseboard Heating | Small General |  | Winter Morning | % of Load | 0 | 2033 | 65535
| High | EV Charging Control | DLC-Thermostat-DI-MSHP | Small General |  | Winter Morning | % of Load | 1 | 2033 | 65535
| High | EV Charging Control | DLC-Thermostat-DI-MSHP | Small General |  | Winter Morning | % of Load | 0 | 2033 | 65535
| High | EV Charging Control | DLC-Thermostat-BYOT-MSHP | Small General |  | Winter Morning | % of Load | 1 | 2033 | 65535
| High | EV Charging Control | DLC-Thermostat-BYOT-MSHP | Small General |  | Winter Morning | % of Load | 0 | 2033 | 65535
| High | EV Charging Control | C&I Curtailment-Turnkey-Manual HVAC Control | Small General |  | Winter Morning | % of Load | 1 | 2033 | 65535
| High | EV Charging Control | C&I Curtailment-Turnkey-Manual HVAC Control | Small General |  | Winter Morning | % of Load | 0 | 2033 | 65535
| High | EV Charging Control | C&I Curtailment-Turnkey-Auto-DR HVAC Control | Small General |  | Winter Morning | % of Load | 1 | 2033 | 65535
| High | EV Charging Control | C&I Curtailment-Turnkey-Auto-DR HVAC Control | Small General |  | Winter Morning | % of Load | 0 | 2033 | 65535
| High | EV Charging Control | C&I Curtailment-Turnkey-Standard Lighting Control | Small General |  | Winter Morning | % of Load | 1 | 2033 | 65535
| High | EV Charging Control | C&I Curtailment-Turnkey-Standard Lighting Control | Small General |  | Winter Morning | % of Load | 0 | 2033 | 65535
| High | EV Charging Control | C&I Curtailment-Turnkey-Advanced Lighting Control | Small General |  | Winter Morning | % of Load | 1 | 2033 | 65535
| High | EV Charging Control | C&I Curtailment-Turnkey-Advanced Lighting Control | Small General |  | Winter Morning | % of Load | 0 | 2033 | 65535
| High | EV Charging Control | C&I Curtailment-Turnkey-Water Heating Control | Small General |  | Winter Morning | % of Load | 1 | 2033 | 65535
| High | EV Charging Control | C&I Curtailment-Turnkey-Water Heating Control | Small General |  | Winter Morning | % of Load | 0 | 2033 | 65535
| High | EV Charging Control | C&I Curtailment-Turnkey-Other | Small General |  | Winter Morning | % of Load | 1 | 2033 | 65535
| High | EV Charging Control | C&I Curtailment-Turnkey-Other | Small General |  | Winter Morning | % of Load | 0 | 2033 | 65535
| High | EV Charging Control | Dynamic Pricing with enabling tech. | Small General |  | Winter Morning | % of Load | 1 | 2033 | 65535
| High | EV Charging Control | Dynamic Pricing with enabling tech. | Small General |  | Winter Morning | % of Load | 0 | 2033 | 65535
| High | EV Charging Control | DLC-Switch-Water Heating | Small General |  | Winter Evening | % of Load | 1 | 2033 | 65535
| High | EV Charging Control | DLC-Switch-Water Heating | Small General |  | Winter Evening | % of Load | 0 | 2033 | 65535
| High | EV Charging Control | DLC-BYOD-Water Heating | Small General |  | Winter Evening | % of Load | 1 | 2033 | 65535
| High | EV Charging Control | DLC-BYOD-Water Heating | Small General |  | Winter Evening | % of Load | 0 | 2033 | 65535
| High | EV Charging Control | DLC-Thermostat-DI-Central Heat Pump | Small General |  | Winter Evening | % of Load | 1 | 2033 | 65535
| High | EV Charging Control | DLC-Thermostat-DI-Central Heat Pump | Small General |  | Winter Evening | % of Load | 0 | 2033 | 65535
| High | EV Charging Control | DLC-Thermostat-BYOT-Central Heat Pump | Small General |  | Winter Evening | % of Load | 1 | 2033 | 65535
| High | EV Charging Control | DLC-Thermostat-BYOT-Central Heat Pump | Small General |  | Winter Evening | % of Load | 0 | 2033 | 65535
| High | EV Charging Control | DLC-Thermostat-HVAC | Small General |  | Winter Evening | % of Load | 1 | 2033 | 65535
| High | EV Charging Control | DLC-Thermostat-HVAC | Small General |  | Winter Evening | % of Load | 0 | 2033 | 65535
| High | EV Charging Control | DLC-Thermostat-DI-Baseboard Heating | Small General |  | Winter Evening | % of Load | 1 | 2033 | 65535
| High | EV Charging Control | DLC-Thermostat-DI-Baseboard Heating | Small General |  | Winter Evening | % of Load | 0 | 2033 | 65535
| High | EV Charging Control | DLC-Thermostat-BYOT-Baseboard Heating | Small General |  | Winter Evening | % of Load | 1 | 2033 | 65535
| High | EV Charging Control | DLC-Thermostat-BYOT-Baseboard Heating | Small General |  | Winter Evening | % of Load | 0 | 2033 | 65535
| High | EV Charging Control | DLC-Thermostat-DI-MSHP | Small General |  | Winter Evening | % of Load | 1 | 2033 | 65535
| High | EV Charging Control | DLC-Thermostat-DI-MSHP | Small General |  | Winter Evening | % of Load | 0 | 2033 | 65535
| High | EV Charging Control | DLC-Thermostat-BYOT-MSHP | Small General |  | Winter Evening | % of Load | 1 | 2033 | 65535
| High | EV Charging Control | DLC-Thermostat-BYOT-MSHP | Small General |  | Winter Evening | % of Load | 0 | 2033 | 65535
| High | EV Charging Control | C&I Curtailment-Turnkey-Manual HVAC Control | Small General |  | Winter Evening | % of Load | 1 | 2033 | 65535
| High | EV Charging Control | C&I Curtailment-Turnkey-Manual HVAC Control | Small General |  | Winter Evening | % of Load | 0 | 2033 | 65535
| High | EV Charging Control | C&I Curtailment-Turnkey-Auto-DR HVAC Control | Small General |  | Winter Evening | % of Load | 1 | 2033 | 65535
| High | EV Charging Control | C&I Curtailment-Turnkey-Auto-DR HVAC Control | Small General |  | Winter Evening | % of Load | 0 | 2033 | 65535
| High | EV Charging Control | C&I Curtailment-Turnkey-Standard Lighting Control | Small General |  | Winter Evening | % of Load | 1 | 2033 | 65535
| High | EV Charging Control | C&I Curtailment-Turnkey-Standard Lighting Control | Small General |  | Winter Evening | % of Load | 0 | 2033 | 65535
| High | EV Charging Control | C&I Curtailment-Turnkey-Advanced Lighting Control | Small General |  | Winter Evening | % of Load | 1 | 2033 | 65535
| High | EV Charging Control | C&I Curtailment-Turnkey-Advanced Lighting Control | Small General |  | Winter Evening | % of Load | 0 | 2033 | 65535
| High | EV Charging Control | C&I Curtailment-Turnkey-Water Heating Control | Small General |  | Winter Evening | % of Load | 1 | 2033 | 65535
| High | EV Charging Control | C&I Curtailment-Turnkey-Water Heating Control | Small General |  | Winter Evening | % of Load | 0 | 2033 | 65535
| High | EV Charging Control | C&I Curtailment-Turnkey-Other | Small General |  | Winter Evening | % of Load | 1 | 2033 | 65535
| High | EV Charging Control | C&I Curtailment-Turnkey-Other | Small General |  | Winter Evening | % of Load | 0 | 2033 | 65535
| High | EV Charging Control | Dynamic Pricing with enabling tech. | Small General |  | Winter Evening | % of Load | 1 | 2033 | 65535
| High | EV Charging Control | Dynamic Pricing with enabling tech. | Small General |  | Winter Evening | % of Load | 0 | 2033 | 65535
| High | EV Charging Control | DLC-Switch-Water Heating | General |  | Winter Morning | % of Load | 1 | 2033 | 65535
| High | EV Charging Control | DLC-Switch-Water Heating | General |  | Winter Morning | % of Load | 0 | 2033 | 65535
| High | EV Charging Control | DLC-BYOD-Water Heating | General |  | Winter Morning | % of Load | 1 | 2033 | 65535
| High | EV Charging Control | DLC-BYOD-Water Heating | General |  | Winter Morning | % of Load | 0 | 2033 | 65535
| High | EV Charging Control | DLC-Thermostat-DI-Central Heat Pump | General |  | Winter Morning | % of Load | 1 | 2033 | 65535
| High | EV Charging Control | DLC-Thermostat-DI-Central Heat Pump | General |  | Winter Morning | % of Load | 0 | 2033 | 65535
| High | EV Charging Control | DLC-Thermostat-BYOT-Central Heat Pump | General |  | Winter Morning | % of Load | 1 | 2033 | 65535
| High | EV Charging Control | DLC-Thermostat-BYOT-Central Heat Pump | General |  | Winter Morning | % of Load | 0 | 2033 | 65535
| High | EV Charging Control | DLC-Thermostat-HVAC | General |  | Winter Morning | % of Load | 1 | 2033 | 65535
| High | EV Charging Control | DLC-Thermostat-HVAC | General |  | Winter Morning | % of Load | 0 | 2033 | 65535
| High | EV Charging Control | DLC-Thermostat-DI-Baseboard Heating | General |  | Winter Morning | % of Load | 1 | 2033 | 65535
| High | EV Charging Control | DLC-Thermostat-DI-Baseboard Heating | General |  | Winter Morning | % of Load | 0 | 2033 | 65535
| High | EV Charging Control | DLC-Thermostat-BYOT-Baseboard Heating | General |  | Winter Morning | % of Load | 1 | 2033 | 65535
| High | EV Charging Control | DLC-Thermostat-BYOT-Baseboard Heating | General |  | Winter Morning | % of Load | 0 | 2033 | 65535
| High | EV Charging Control | DLC-Thermostat-DI-MSHP | General |  | Winter Morning | % of Load | 1 | 2033 | 65535
| High | EV Charging Control | DLC-Thermostat-DI-MSHP | General |  | Winter Morning | % of Load | 0 | 2033 | 65535
| High | EV Charging Control | DLC-Thermostat-BYOT-MSHP | General |  | Winter Morning | % of Load | 1 | 2033 | 65535
| High | EV Charging Control | DLC-Thermostat-BYOT-MSHP | General |  | Winter Morning | % of Load | 0 | 2033 | 65535
| High | EV Charging Control | C&I Curtailment-Turnkey-Manual HVAC Control | General |  | Winter Morning | % of Load | 1 | 2033 | 65535
| High | EV Charging Control | C&I Curtailment-Turnkey-Manual HVAC Control | General |  | Winter Morning | % of Load | 0 | 2033 | 65535
| High | EV Charging Control | C&I Curtailment-Turnkey-Auto-DR HVAC Control | General |  | Winter Morning | % of Load | 1 | 2033 | 65535
| High | EV Charging Control | C&I Curtailment-Turnkey-Auto-DR HVAC Control | General |  | Winter Morning | % of Load | 0 | 2033 | 65535
| High | EV Charging Control | C&I Curtailment-Turnkey-Standard Lighting Control | General |  | Winter Morning | % of Load | 1 | 2033 | 65535
| High | EV Charging Control | C&I Curtailment-Turnkey-Standard Lighting Control | General |  | Winter Morning | % of Load | 0 | 2033 | 65535
| High | EV Charging Control | C&I Curtailment-Turnkey-Advanced Lighting Control | General |  | Winter Morning | % of Load | 1 | 2033 | 65535
| High | EV Charging Control | C&I Curtailment-Turnkey-Advanced Lighting Control | General |  | Winter Morning | % of Load | 0 | 2033 | 65535
| High | EV Charging Control | C&I Curtailment-Turnkey-Water Heating Control | General |  | Winter Morning | % of Load | 1 | 2033 | 65535
| High | EV Charging Control | C&I Curtailment-Turnkey-Water Heating Control | General |  | Winter Morning | % of Load | 0 | 2033 | 65535
| High | EV Charging Control | C&I Curtailment-Turnkey-Other | General |  | Winter Morning | % of Load | 1 | 2033 | 65535
| High | EV Charging Control | C&I Curtailment-Turnkey-Other | General |  | Winter Morning | % of Load | 0 | 2033 | 65535
| High | EV Charging Control | DLC-Switch-Water Heating | General |  | Winter Evening | % of Load | 1 | 2033 | 65535
| High | EV Charging Control | DLC-Switch-Water Heating | General |  | Winter Evening | % of Load | 0 | 2033 | 65535
| High | EV Charging Control | DLC-BYOD-Water Heating | General |  | Winter Evening | % of Load | 1 | 2033 | 65535
| High | EV Charging Control | DLC-BYOD-Water Heating | General |  | Winter Evening | % of Load | 0 | 2033 | 65535
| High | EV Charging Control | DLC-Thermostat-DI-Central Heat Pump | General |  | Winter Evening | % of Load | 1 | 2033 | 65535
| High | EV Charging Control | DLC-Thermostat-DI-Central Heat Pump | General |  | Winter Evening | % of Load | 0 | 2033 | 65535
| High | EV Charging Control | DLC-Thermostat-BYOT-Central Heat Pump | General |  | Winter Evening | % of Load | 1 | 2033 | 65535
| High | EV Charging Control | DLC-Thermostat-BYOT-Central Heat Pump | General |  | Winter Evening | % of Load | 0 | 2033 | 65535
| High | EV Charging Control | DLC-Thermostat-HVAC | General |  | Winter Evening | % of Load | 1 | 2033 | 65535
| High | EV Charging Control | DLC-Thermostat-HVAC | General |  | Winter Evening | % of Load | 0 | 2033 | 65535
| High | EV Charging Control | DLC-Thermostat-DI-Baseboard Heating | General |  | Winter Evening | % of Load | 1 | 2033 | 65535
| High | EV Charging Control | DLC-Thermostat-DI-Baseboard Heating | General |  | Winter Evening | % of Load | 0 | 2033 | 65535
| High | EV Charging Control | DLC-Thermostat-BYOT-Baseboard Heating | General |  | Winter Evening | % of Load | 1 | 2033 | 65535
| High | EV Charging Control | DLC-Thermostat-BYOT-Baseboard Heating | General |  | Winter Evening | % of Load | 0 | 2033 | 65535
| High | EV Charging Control | DLC-Thermostat-DI-MSHP | General |  | Winter Evening | % of Load | 1 | 2033 | 65535
| High | EV Charging Control | DLC-Thermostat-DI-MSHP | General |  | Winter Evening | % of Load | 0 | 2033 | 65535
| High | EV Charging Control | DLC-Thermostat-BYOT-MSHP | General |  | Winter Evening | % of Load | 1 | 2033 | 65535
| High | EV Charging Control | DLC-Thermostat-BYOT-MSHP | General |  | Winter Evening | % of Load | 0 | 2033 | 65535
| High | EV Charging Control | C&I Curtailment-Turnkey-Manual HVAC Control | General |  | Winter Evening | % of Load | 1 | 2033 | 65535
| High | EV Charging Control | C&I Curtailment-Turnkey-Manual HVAC Control | General |  | Winter Evening | % of Load | 0 | 2033 | 65535
| High | EV Charging Control | C&I Curtailment-Turnkey-Auto-DR HVAC Control | General |  | Winter Evening | % of Load | 1 | 2033 | 65535
| High | EV Charging Control | C&I Curtailment-Turnkey-Auto-DR HVAC Control | General |  | Winter Evening | % of Load | 0 | 2033 | 65535
| High | EV Charging Control | C&I Curtailment-Turnkey-Standard Lighting Control | General |  | Winter Evening | % of Load | 1 | 2033 | 65535
| High | EV Charging Control | C&I Curtailment-Turnkey-Standard Lighting Control | General |  | Winter Evening | % of Load | 0 | 2033 | 65535
| High | EV Charging Control | C&I Curtailment-Turnkey-Advanced Lighting Control | General |  | Winter Evening | % of Load | 1 | 2033 | 65535
| High | EV Charging Control | C&I Curtailment-Turnkey-Advanced Lighting Control | General |  | Winter Evening | % of Load | 0 | 2033 | 65535
| High | EV Charging Control | C&I Curtailment-Turnkey-Water Heating Control | General |  | Winter Evening | % of Load | 1 | 2033 | 65535
| High | EV Charging Control | C&I Curtailment-Turnkey-Water Heating Control | General |  | Winter Evening | % of Load | 0 | 2033 | 65535
| High | EV Charging Control | C&I Curtailment-Turnkey-Other | General |  | Winter Evening | % of Load | 1 | 2033 | 65535
| High | EV Charging Control | C&I Curtailment-Turnkey-Other | General |  | Winter Evening | % of Load | 0 | 2033 | 65535
| High | EV Charging Control | DLC-Switch-Water Heating | Small Industrial |  | Winter Morning | % of Load | 1 | 2033 | 65535
| High | EV Charging Control | DLC-Switch-Water Heating | Small Industrial |  | Winter Morning | % of Load | 0 | 2033 | 65535
| High | EV Charging Control | DLC-BYOD-Water Heating | Small Industrial |  | Winter Morning | % of Load | 1 | 2033 | 65535
| High | EV Charging Control | DLC-BYOD-Water Heating | Small Industrial |  | Winter Morning | % of Load | 0 | 2033 | 65535
| High | EV Charging Control | DLC-Thermostat-DI-Central Heat Pump | Small Industrial |  | Winter Morning | % of Load | 1 | 2033 | 65535
| High | EV Charging Control | DLC-Thermostat-DI-Central Heat Pump | Small Industrial |  | Winter Morning | % of Load | 0 | 2033 | 65535
| High | EV Charging Control | DLC-Thermostat-BYOT-Central Heat Pump | Small Industrial |  | Winter Morning | % of Load | 1 | 2033 | 65535
| High | EV Charging Control | DLC-Thermostat-BYOT-Central Heat Pump | Small Industrial |  | Winter Morning | % of Load | 0 | 2033 | 65535
| High | EV Charging Control | DLC-Thermostat-HVAC | Small Industrial |  | Winter Morning | % of Load | 1 | 2033 | 65535
| High | EV Charging Control | DLC-Thermostat-HVAC | Small Industrial |  | Winter Morning | % of Load | 0 | 2033 | 65535
| High | EV Charging Control | DLC-Thermostat-DI-Baseboard Heating | Small Industrial |  | Winter Morning | % of Load | 1 | 2033 | 65535
| High | EV Charging Control | DLC-Thermostat-DI-Baseboard Heating | Small Industrial |  | Winter Morning | % of Load | 0 | 2033 | 65535
| High | EV Charging Control | DLC-Thermostat-BYOT-Baseboard Heating | Small Industrial |  | Winter Morning | % of Load | 1 | 2033 | 65535
| High | EV Charging Control | DLC-Thermostat-BYOT-Baseboard Heating | Small Industrial |  | Winter Morning | % of Load | 0 | 2033 | 65535
| High | EV Charging Control | DLC-Thermostat-DI-MSHP | Small Industrial |  | Winter Morning | % of Load | 1 | 2033 | 65535
| High | EV Charging Control | DLC-Thermostat-DI-MSHP | Small Industrial |  | Winter Morning | % of Load | 0 | 2033 | 65535
| High | EV Charging Control | DLC-Thermostat-BYOT-MSHP | Small Industrial |  | Winter Morning | % of Load | 1 | 2033 | 65535
| High | EV Charging Control | DLC-Thermostat-BYOT-MSHP | Small Industrial |  | Winter Morning | % of Load | 0 | 2033 | 65535
| High | EV Charging Control | C&I Curtailment-Turnkey-Manual HVAC Control | Small Industrial |  | Winter Morning | % of Load | 1 | 2033 | 65535
| High | EV Charging Control | C&I Curtailment-Turnkey-Manual HVAC Control | Small Industrial |  | Winter Morning | % of Load | 0 | 2033 | 65535
| High | EV Charging Control | C&I Curtailment-Turnkey-Auto-DR HVAC Control | Small Industrial |  | Winter Morning | % of Load | 1 | 2033 | 65535
| High | EV Charging Control | C&I Curtailment-Turnkey-Auto-DR HVAC Control | Small Industrial |  | Winter Morning | % of Load | 0 | 2033 | 65535
| High | EV Charging Control | C&I Curtailment-Turnkey-Standard Lighting Control | Small Industrial |  | Winter Morning | % of Load | 1 | 2033 | 65535
| High | EV Charging Control | C&I Curtailment-Turnkey-Standard Lighting Control | Small Industrial |  | Winter Morning | % of Load | 0 | 2033 | 65535
| High | EV Charging Control | C&I Curtailment-Turnkey-Advanced Lighting Control | Small Industrial |  | Winter Morning | % of Load | 1 | 2033 | 65535
| High | EV Charging Control | C&I Curtailment-Turnkey-Advanced Lighting Control | Small Industrial |  | Winter Morning | % of Load | 0 | 2033 | 65535
| High | EV Charging Control | C&I Curtailment-Turnkey-Water Heating Control | Small Industrial |  | Winter Morning | % of Load | 1 | 2033 | 65535
| High | EV Charging Control | C&I Curtailment-Turnkey-Water Heating Control | Small Industrial |  | Winter Morning | % of Load | 0 | 2033 | 65535
| High | EV Charging Control | C&I Curtailment-Turnkey-Other | Small Industrial |  | Winter Morning | % of Load | 1 | 2033 | 65535
| High | EV Charging Control | C&I Curtailment-Turnkey-Other | Small Industrial |  | Winter Morning | % of Load | 0 | 2033 | 65535
| High | EV Charging Control | C&I Curtailment-Turnkey-Industrial | Small Industrial |  | Winter Morning | % of Load | 1 | 2033 | 65535
| High | EV Charging Control | C&I Curtailment-Turnkey-Industrial | Small Industrial |  | Winter Morning | % of Load | 0 | 2033 | 65535
| High | EV Charging Control | DLC-Switch-Water Heating | Small Industrial |  | Winter Evening | % of Load | 1 | 2033 | 65535
| High | EV Charging Control | DLC-Switch-Water Heating | Small Industrial |  | Winter Evening | % of Load | 0 | 2033 | 65535
| High | EV Charging Control | DLC-BYOD-Water Heating | Small Industrial |  | Winter Evening | % of Load | 1 | 2033 | 65535
| High | EV Charging Control | DLC-BYOD-Water Heating | Small Industrial |  | Winter Evening | % of Load | 0 | 2033 | 65535
| High | EV Charging Control | DLC-Thermostat-DI-Central Heat Pump | Small Industrial |  | Winter Evening | % of Load | 1 | 2033 | 65535
| High | EV Charging Control | DLC-Thermostat-DI-Central Heat Pump | Small Industrial |  | Winter Evening | % of Load | 0 | 2033 | 65535
| High | EV Charging Control | DLC-Thermostat-BYOT-Central Heat Pump | Small Industrial |  | Winter Evening | % of Load | 1 | 2033 | 65535
| High | EV Charging Control | DLC-Thermostat-BYOT-Central Heat Pump | Small Industrial |  | Winter Evening | % of Load | 0 | 2033 | 65535
| High | EV Charging Control | DLC-Thermostat-HVAC | Small Industrial |  | Winter Evening | % of Load | 1 | 2033 | 65535
| High | EV Charging Control | DLC-Thermostat-HVAC | Small Industrial |  | Winter Evening | % of Load | 0 | 2033 | 65535
| High | EV Charging Control | DLC-Thermostat-DI-Baseboard Heating | Small Industrial |  | Winter Evening | % of Load | 1 | 2033 | 65535
| High | EV Charging Control | DLC-Thermostat-DI-Baseboard Heating | Small Industrial |  | Winter Evening | % of Load | 0 | 2033 | 65535
| High | EV Charging Control | DLC-Thermostat-BYOT-Baseboard Heating | Small Industrial |  | Winter Evening | % of Load | 1 | 2033 | 65535
| High | EV Charging Control | DLC-Thermostat-BYOT-Baseboard Heating | Small Industrial |  | Winter Evening | % of Load | 0 | 2033 | 65535
| High | EV Charging Control | DLC-Thermostat-DI-MSHP | Small Industrial |  | Winter Evening | % of Load | 1 | 2033 | 65535
| High | EV Charging Control | DLC-Thermostat-DI-MSHP | Small Industrial |  | Winter Evening | % of Load | 0 | 2033 | 65535
| High | EV Charging Control | DLC-Thermostat-BYOT-MSHP | Small Industrial |  | Winter Evening | % of Load | 1 | 2033 | 65535
| High | EV Charging Control | DLC-Thermostat-BYOT-MSHP | Small Industrial |  | Winter Evening | % of Load | 0 | 2033 | 65535
| High | EV Charging Control | C&I Curtailment-Turnkey-Manual HVAC Control | Small Industrial |  | Winter Evening | % of Load | 1 | 2033 | 65535
| High | EV Charging Control | C&I Curtailment-Turnkey-Manual HVAC Control | Small Industrial |  | Winter Evening | % of Load | 0 | 2033 | 65535
| High | EV Charging Control | C&I Curtailment-Turnkey-Auto-DR HVAC Control | Small Industrial |  | Winter Evening | % of Load | 1 | 2033 | 65535
| High | EV Charging Control | C&I Curtailment-Turnkey-Auto-DR HVAC Control | Small Industrial |  | Winter Evening | % of Load | 0 | 2033 | 65535
| High | EV Charging Control | C&I Curtailment-Turnkey-Standard Lighting Control | Small Industrial |  | Winter Evening | % of Load | 1 | 2033 | 65535
| High | EV Charging Control | C&I Curtailment-Turnkey-Standard Lighting Control | Small Industrial |  | Winter Evening | % of Load | 0 | 2033 | 65535
| High | EV Charging Control | C&I Curtailment-Turnkey-Advanced Lighting Control | Small Industrial |  | Winter Evening | % of Load | 1 | 2033 | 65535
| High | EV Charging Control | C&I Curtailment-Turnkey-Advanced Lighting Control | Small Industrial |  | Winter Evening | % of Load | 0 | 2033 | 65535
| High | EV Charging Control | C&I Curtailment-Turnkey-Water Heating Control | Small Industrial |  | Winter Evening | % of Load | 1 | 2033 | 65535
| High | EV Charging Control | C&I Curtailment-Turnkey-Water Heating Control | Small Industrial |  | Winter Evening | % of Load | 0 | 2033 | 65535
| High | EV Charging Control | C&I Curtailment-Turnkey-Other | Small Industrial |  | Winter Evening | % of Load | 1 | 2033 | 65535
| High | EV Charging Control | C&I Curtailment-Turnkey-Other | Small Industrial |  | Winter Evening | % of Load | 0 | 2033 | 65535
| High | EV Charging Control | C&I Curtailment-Turnkey-Industrial | Small Industrial |  | Winter Evening | % of Load | 1 | 2033 | 65535
| High | EV Charging Control | C&I Curtailment-Turnkey-Industrial | Small Industrial |  | Winter Evening | % of Load | 0 | 2033 | 65535
| High | EV Charging Control | DLC-Switch-Water Heating | Medium Industrial |  | Winter Morning | % of Load | 1 | 2033 | 65535
| High | EV Charging Control | DLC-Switch-Water Heating | Medium Industrial |  | Winter Morning | % of Load | 0 | 2033 | 65535
| High | EV Charging Control | DLC-BYOD-Water Heating | Medium Industrial |  | Winter Morning | % of Load | 1 | 2033 | 65535
| High | EV Charging Control | DLC-BYOD-Water Heating | Medium Industrial |  | Winter Morning | % of Load | 0 | 2033 | 65535
| High | EV Charging Control | DLC-Thermostat-DI-Central Heat Pump | Medium Industrial |  | Winter Morning | % of Load | 1 | 2033 | 65535
| High | EV Charging Control | DLC-Thermostat-DI-Central Heat Pump | Medium Industrial |  | Winter Morning | % of Load | 0 | 2033 | 65535
| High | EV Charging Control | DLC-Thermostat-BYOT-Central Heat Pump | Medium Industrial |  | Winter Morning | % of Load | 1 | 2033 | 65535
| High | EV Charging Control | DLC-Thermostat-BYOT-Central Heat Pump | Medium Industrial |  | Winter Morning | % of Load | 0 | 2033 | 65535
| High | EV Charging Control | DLC-Thermostat-HVAC | Medium Industrial |  | Winter Morning | % of Load | 1 | 2033 | 65535
| High | EV Charging Control | DLC-Thermostat-HVAC | Medium Industrial |  | Winter Morning | % of Load | 0 | 2033 | 65535
| High | EV Charging Control | DLC-Thermostat-DI-Baseboard Heating | Medium Industrial |  | Winter Morning | % of Load | 1 | 2033 | 65535
| High | EV Charging Control | DLC-Thermostat-DI-Baseboard Heating | Medium Industrial |  | Winter Morning | % of Load | 0 | 2033 | 65535
| High | EV Charging Control | DLC-Thermostat-BYOT-Baseboard Heating | Medium Industrial |  | Winter Morning | % of Load | 1 | 2033 | 65535
| High | EV Charging Control | DLC-Thermostat-BYOT-Baseboard Heating | Medium Industrial |  | Winter Morning | % of Load | 0 | 2033 | 65535
| High | EV Charging Control | DLC-Thermostat-DI-MSHP | Medium Industrial |  | Winter Morning | % of Load | 1 | 2033 | 65535
| High | EV Charging Control | DLC-Thermostat-DI-MSHP | Medium Industrial |  | Winter Morning | % of Load | 0 | 2033 | 65535
| High | EV Charging Control | DLC-Thermostat-BYOT-MSHP | Medium Industrial |  | Winter Morning | % of Load | 1 | 2033 | 65535
| High | EV Charging Control | DLC-Thermostat-BYOT-MSHP | Medium Industrial |  | Winter Morning | % of Load | 0 | 2033 | 65535
| High | EV Charging Control | C&I Curtailment-Turnkey-Manual HVAC Control | Medium Industrial |  | Winter Morning | % of Load | 1 | 2033 | 65535
| High | EV Charging Control | C&I Curtailment-Turnkey-Manual HVAC Control | Medium Industrial |  | Winter Morning | % of Load | 0 | 2033 | 65535
| High | EV Charging Control | C&I Curtailment-Turnkey-Auto-DR HVAC Control | Medium Industrial |  | Winter Morning | % of Load | 1 | 2033 | 65535
| High | EV Charging Control | C&I Curtailment-Turnkey-Auto-DR HVAC Control | Medium Industrial |  | Winter Morning | % of Load | 0 | 2033 | 65535
| High | EV Charging Control | C&I Curtailment-Turnkey-Standard Lighting Control | Medium Industrial |  | Winter Morning | % of Load | 1 | 2033 | 65535
| High | EV Charging Control | C&I Curtailment-Turnkey-Standard Lighting Control | Medium Industrial |  | Winter Morning | % of Load | 0 | 2033 | 65535
| High | EV Charging Control | C&I Curtailment-Turnkey-Advanced Lighting Control | Medium Industrial |  | Winter Morning | % of Load | 1 | 2033 | 65535
| High | EV Charging Control | C&I Curtailment-Turnkey-Advanced Lighting Control | Medium Industrial |  | Winter Morning | % of Load | 0 | 2033 | 65535
| High | EV Charging Control | C&I Curtailment-Turnkey-Water Heating Control | Medium Industrial |  | Winter Morning | % of Load | 1 | 2033 | 65535
| High | EV Charging Control | C&I Curtailment-Turnkey-Water Heating Control | Medium Industrial |  | Winter Morning | % of Load | 0 | 2033 | 65535
| High | EV Charging Control | C&I Curtailment-Turnkey-Other | Medium Industrial |  | Winter Morning | % of Load | 1 | 2033 | 65535
| High | EV Charging Control | C&I Curtailment-Turnkey-Other | Medium Industrial |  | Winter Morning | % of Load | 0 | 2033 | 65535
| High | EV Charging Control | DLC-Switch-Water Heating | Medium Industrial |  | Winter Evening | % of Load | 1 | 2033 | 65535
| High | EV Charging Control | DLC-Switch-Water Heating | Medium Industrial |  | Winter Evening | % of Load | 0 | 2033 | 65535
| High | EV Charging Control | DLC-BYOD-Water Heating | Medium Industrial |  | Winter Evening | % of Load | 1 | 2033 | 65535
| High | EV Charging Control | DLC-BYOD-Water Heating | Medium Industrial |  | Winter Evening | % of Load | 0 | 2033 | 65535
| High | EV Charging Control | DLC-Thermostat-DI-Central Heat Pump | Medium Industrial |  | Winter Evening | % of Load | 1 | 2033 | 65535
| High | EV Charging Control | DLC-Thermostat-DI-Central Heat Pump | Medium Industrial |  | Winter Evening | % of Load | 0 | 2033 | 65535
| High | EV Charging Control | DLC-Thermostat-BYOT-Central Heat Pump | Medium Industrial |  | Winter Evening | % of Load | 1 | 2033 | 65535
| High | EV Charging Control | DLC-Thermostat-BYOT-Central Heat Pump | Medium Industrial |  | Winter Evening | % of Load | 0 | 2033 | 65535
| High | EV Charging Control | DLC-Thermostat-HVAC | Medium Industrial |  | Winter Evening | % of Load | 1 | 2033 | 65535
| High | EV Charging Control | DLC-Thermostat-HVAC | Medium Industrial |  | Winter Evening | % of Load | 0 | 2033 | 65535
| High | EV Charging Control | DLC-Thermostat-DI-Baseboard Heating | Medium Industrial |  | Winter Evening | % of Load | 1 | 2033 | 65535
| High | EV Charging Control | DLC-Thermostat-DI-Baseboard Heating | Medium Industrial |  | Winter Evening | % of Load | 0 | 2033 | 65535
| High | EV Charging Control | DLC-Thermostat-BYOT-Baseboard Heating | Medium Industrial |  | Winter Evening | % of Load | 1 | 2033 | 65535
| High | EV Charging Control | DLC-Thermostat-BYOT-Baseboard Heating | Medium Industrial |  | Winter Evening | % of Load | 0 | 2033 | 65535
| High | EV Charging Control | DLC-Thermostat-DI-MSHP | Medium Industrial |  | Winter Evening | % of Load | 1 | 2033 | 65535
| High | EV Charging Control | DLC-Thermostat-DI-MSHP | Medium Industrial |  | Winter Evening | % of Load | 0 | 2033 | 65535
| High | EV Charging Control | DLC-Thermostat-BYOT-MSHP | Medium Industrial |  | Winter Evening | % of Load | 1 | 2033 | 65535
| High | EV Charging Control | DLC-Thermostat-BYOT-MSHP | Medium Industrial |  | Winter Evening | % of Load | 0 | 2033 | 65535
| High | EV Charging Control | C&I Curtailment-Turnkey-Manual HVAC Control | Medium Industrial |  | Winter Evening | % of Load | 1 | 2033 | 65535
| High | EV Charging Control | C&I Curtailment-Turnkey-Manual HVAC Control | Medium Industrial |  | Winter Evening | % of Load | 0 | 2033 | 65535
| High | EV Charging Control | C&I Curtailment-Turnkey-Auto-DR HVAC Control | Medium Industrial |  | Winter Evening | % of Load | 1 | 2033 | 65535
| High | EV Charging Control | C&I Curtailment-Turnkey-Auto-DR HVAC Control | Medium Industrial |  | Winter Evening | % of Load | 0 | 2033 | 65535
| High | EV Charging Control | C&I Curtailment-Turnkey-Standard Lighting Control | Medium Industrial |  | Winter Evening | % of Load | 1 | 2033 | 65535
| High | EV Charging Control | C&I Curtailment-Turnkey-Standard Lighting Control | Medium Industrial |  | Winter Evening | % of Load | 0 | 2033 | 65535
| High | EV Charging Control | C&I Curtailment-Turnkey-Advanced Lighting Control | Medium Industrial |  | Winter Evening | % of Load | 1 | 2033 | 65535
| High | EV Charging Control | C&I Curtailment-Turnkey-Advanced Lighting Control | Medium Industrial |  | Winter Evening | % of Load | 0 | 2033 | 65535
| High | EV Charging Control | C&I Curtailment-Turnkey-Water Heating Control | Medium Industrial |  | Winter Evening | % of Load | 1 | 2033 | 65535
| High | EV Charging Control | C&I Curtailment-Turnkey-Water Heating Control | Medium Industrial |  | Winter Evening | % of Load | 0 | 2033 | 65535
| High | EV Charging Control | C&I Curtailment-Turnkey-Other | Medium Industrial |  | Winter Evening | % of Load | 1 | 2033 | 65535
| High | EV Charging Control | C&I Curtailment-Turnkey-Other | Medium Industrial |  | Winter Evening | % of Load | 0 | 2033 | 65535
| High | EV Charging Control | EV Charging Control | EV Res LDV |  | Winter Morning | % of Load | 1 | 2033 | 65535
| High | EV Charging Control | EV Charging Control | EV Res LDV |  | Winter Morning | % of Load | 0 | 2033 | 65535
| High | EV Charging Control | EV Charging Control | EV Res LDV |  | Winter Evening | % of Load | 1 | 2033 | 65535
| High | EV Charging Control | EV Charging Control | EV Res LDV |  | Winter Evening | % of Load | 0 | 2033 | 65535
| High | EV Charging Control | EV Charging Control | EV Com LDV |  | Winter Morning | % of Load | 1 | 2033 | 65535
| High | EV Charging Control | EV Charging Control | EV Com LDV |  | Winter Morning | % of Load | 0 | 2033 | 65535
| High | EV Charging Control | EV Charging Control | EV Com LDV |  | Winter Evening | % of Load | 1 | 2033 | 65535
| High | EV Charging Control | EV Charging Control | EV Com LDV |  | Winter Evening | % of Load | 0 | 2033 | 65535
| High | EV Charging Control | EV Charging Control | EV Com MDV |  | Winter Morning | % of Load | 1 | 2033 | 65535
| High | EV Charging Control | EV Charging Control | EV Com MDV |  | Winter Morning | % of Load | 0 | 2033 | 65535
| High | EV Charging Control | EV Charging Control | EV Com MDV |  | Winter Evening | % of Load | 1 | 2033 | 65535
| High | EV Charging Control | EV Charging Control | EV Com MDV |  | Winter Evening | % of Load | 0 | 2033 | 65535
| High | EV Charging Control | EV Charging Control | EV Com HDV |  | Winter Morning | % of Load | 1 | 2033 | 65535
| High | EV Charging Control | EV Charging Control | EV Com HDV |  | Winter Morning | % of Load | 0 | 2033 | 65535
| High | EV Charging Control | EV Charging Control | EV Com HDV |  | Winter Evening | % of Load | 1 | 2033 | 65535
| High | EV Charging Control | EV Charging Control | EV Com HDV |  | Winter Evening | % of Load | 0 | 2033 | 65535
| High | Behavioral DR | DLC-Switch-Water Heating | Small General |  | Winter Morning | % of Load | 1 | 2033 | 65535
| High | Behavioral DR | DLC-Switch-Water Heating | Small General |  | Winter Morning | % of Load | 0 | 2033 | 65535
| High | Behavioral DR | DLC-BYOD-Water Heating | Small General |  | Winter Morning | % of Load | 1 | 2033 | 65535
| High | Behavioral DR | DLC-BYOD-Water Heating | Small General |  | Winter Morning | % of Load | 0 | 2033 | 65535
| High | Behavioral DR | DLC-Thermostat-DI-Central Heat Pump | Small General |  | Winter Morning | % of Load | 1 | 2033 | 65535
| High | Behavioral DR | DLC-Thermostat-DI-Central Heat Pump | Small General |  | Winter Morning | % of Load | 0 | 2033 | 65535
| High | Behavioral DR | DLC-Thermostat-BYOT-Central Heat Pump | Small General |  | Winter Morning | % of Load | 1 | 2033 | 65535
| High | Behavioral DR | DLC-Thermostat-BYOT-Central Heat Pump | Small General |  | Winter Morning | % of Load | 0 | 2033 | 65535
| High | Behavioral DR | DLC-Thermostat-HVAC | Small General |  | Winter Morning | % of Load | 1 | 2033 | 65535
| High | Behavioral DR | DLC-Thermostat-HVAC | Small General |  | Winter Morning | % of Load | 0 | 2033 | 65535
| High | Behavioral DR | DLC-Thermostat-DI-Baseboard Heating | Small General |  | Winter Morning | % of Load | 1 | 2033 | 65535
| High | Behavioral DR | DLC-Thermostat-DI-Baseboard Heating | Small General |  | Winter Morning | % of Load | 0 | 2033 | 65535
| High | Behavioral DR | DLC-Thermostat-BYOT-Baseboard Heating | Small General |  | Winter Morning | % of Load | 1 | 2033 | 65535
| High | Behavioral DR | DLC-Thermostat-BYOT-Baseboard Heating | Small General |  | Winter Morning | % of Load | 0 | 2033 | 65535
| High | Behavioral DR | DLC-Thermostat-DI-MSHP | Small General |  | Winter Morning | % of Load | 1 | 2033 | 65535
| High | Behavioral DR | DLC-Thermostat-DI-MSHP | Small General |  | Winter Morning | % of Load | 0 | 2033 | 65535
| High | Behavioral DR | DLC-Thermostat-BYOT-MSHP | Small General |  | Winter Morning | % of Load | 1 | 2033 | 65535
| High | Behavioral DR | DLC-Thermostat-BYOT-MSHP | Small General |  | Winter Morning | % of Load | 0 | 2033 | 65535
| High | Behavioral DR | C&I Curtailment-Turnkey-Manual HVAC Control | Small General |  | Winter Morning | % of Load | 1 | 2033 | 65535
| High | Behavioral DR | C&I Curtailment-Turnkey-Manual HVAC Control | Small General |  | Winter Morning | % of Load | 0 | 2033 | 65535
| High | Behavioral DR | C&I Curtailment-Turnkey-Auto-DR HVAC Control | Small General |  | Winter Morning | % of Load | 1 | 2033 | 65535
| High | Behavioral DR | C&I Curtailment-Turnkey-Auto-DR HVAC Control | Small General |  | Winter Morning | % of Load | 0 | 2033 | 65535
| High | Behavioral DR | C&I Curtailment-Turnkey-Standard Lighting Control | Small General |  | Winter Morning | % of Load | 1 | 2033 | 65535
| High | Behavioral DR | C&I Curtailment-Turnkey-Standard Lighting Control | Small General |  | Winter Morning | % of Load | 0 | 2033 | 65535
| High | Behavioral DR | C&I Curtailment-Turnkey-Advanced Lighting Control | Small General |  | Winter Morning | % of Load | 1 | 2033 | 65535
| High | Behavioral DR | C&I Curtailment-Turnkey-Advanced Lighting Control | Small General |  | Winter Morning | % of Load | 0 | 2033 | 65535
| High | Behavioral DR | C&I Curtailment-Turnkey-Water Heating Control | Small General |  | Winter Morning | % of Load | 1 | 2033 | 65535
| High | Behavioral DR | C&I Curtailment-Turnkey-Water Heating Control | Small General |  | Winter Morning | % of Load | 0 | 2033 | 65535
| High | Behavioral DR | C&I Curtailment-Turnkey-Other | Small General |  | Winter Morning | % of Load | 1 | 2033 | 65535
| High | Behavioral DR | C&I Curtailment-Turnkey-Other | Small General |  | Winter Morning | % of Load | 0 | 2033 | 65535
| High | Behavioral DR | Dynamic Pricing with enabling tech. | Small General |  | Winter Morning | % of Load | 1 | 2033 | 65535
| High | Behavioral DR | Dynamic Pricing with enabling tech. | Small General |  | Winter Morning | % of Load | 0 | 2033 | 65535
| High | Behavioral DR | DLC-Switch-Water Heating | Small General |  | Winter Evening | % of Load | 1 | 2033 | 65535
| High | Behavioral DR | DLC-Switch-Water Heating | Small General |  | Winter Evening | % of Load | 0 | 2033 | 65535
| High | Behavioral DR | DLC-BYOD-Water Heating | Small General |  | Winter Evening | % of Load | 1 | 2033 | 65535
| High | Behavioral DR | DLC-BYOD-Water Heating | Small General |  | Winter Evening | % of Load | 0 | 2033 | 65535
| High | Behavioral DR | DLC-Thermostat-DI-Central Heat Pump | Small General |  | Winter Evening | % of Load | 1 | 2033 | 65535
| High | Behavioral DR | DLC-Thermostat-DI-Central Heat Pump | Small General |  | Winter Evening | % of Load | 0 | 2033 | 65535
| High | Behavioral DR | DLC-Thermostat-BYOT-Central Heat Pump | Small General |  | Winter Evening | % of Load | 1 | 2033 | 65535
| High | Behavioral DR | DLC-Thermostat-BYOT-Central Heat Pump | Small General |  | Winter Evening | % of Load | 0 | 2033 | 65535
| High | Behavioral DR | DLC-Thermostat-HVAC | Small General |  | Winter Evening | % of Load | 1 | 2033 | 65535
| High | Behavioral DR | DLC-Thermostat-HVAC | Small General |  | Winter Evening | % of Load | 0 | 2033 | 65535
| High | Behavioral DR | DLC-Thermostat-DI-Baseboard Heating | Small General |  | Winter Evening | % of Load | 1 | 2033 | 65535
| High | Behavioral DR | DLC-Thermostat-DI-Baseboard Heating | Small General |  | Winter Evening | % of Load | 0 | 2033 | 65535
| High | Behavioral DR | DLC-Thermostat-BYOT-Baseboard Heating | Small General |  | Winter Evening | % of Load | 1 | 2033 | 65535
| High | Behavioral DR | DLC-Thermostat-BYOT-Baseboard Heating | Small General |  | Winter Evening | % of Load | 0 | 2033 | 65535
| High | Behavioral DR | DLC-Thermostat-DI-MSHP | Small General |  | Winter Evening | % of Load | 1 | 2033 | 65535
| High | Behavioral DR | DLC-Thermostat-DI-MSHP | Small General |  | Winter Evening | % of Load | 0 | 2033 | 65535
| High | Behavioral DR | DLC-Thermostat-BYOT-MSHP | Small General |  | Winter Evening | % of Load | 1 | 2033 | 65535
| High | Behavioral DR | DLC-Thermostat-BYOT-MSHP | Small General |  | Winter Evening | % of Load | 0 | 2033 | 65535
| High | Behavioral DR | C&I Curtailment-Turnkey-Manual HVAC Control | Small General |  | Winter Evening | % of Load | 1 | 2033 | 65535
| High | Behavioral DR | C&I Curtailment-Turnkey-Manual HVAC Control | Small General |  | Winter Evening | % of Load | 0 | 2033 | 65535
| High | Behavioral DR | C&I Curtailment-Turnkey-Auto-DR HVAC Control | Small General |  | Winter Evening | % of Load | 1 | 2033 | 65535
| High | Behavioral DR | C&I Curtailment-Turnkey-Auto-DR HVAC Control | Small General |  | Winter Evening | % of Load | 0 | 2033 | 65535
| High | Behavioral DR | C&I Curtailment-Turnkey-Standard Lighting Control | Small General |  | Winter Evening | % of Load | 1 | 2033 | 65535
| High | Behavioral DR | C&I Curtailment-Turnkey-Standard Lighting Control | Small General |  | Winter Evening | % of Load | 0 | 2033 | 65535
| High | Behavioral DR | C&I Curtailment-Turnkey-Advanced Lighting Control | Small General |  | Winter Evening | % of Load | 1 | 2033 | 65535
| High | Behavioral DR | C&I Curtailment-Turnkey-Advanced Lighting Control | Small General |  | Winter Evening | % of Load | 0 | 2033 | 65535
| High | Behavioral DR | C&I Curtailment-Turnkey-Water Heating Control | Small General |  | Winter Evening | % of Load | 1 | 2033 | 65535
| High | Behavioral DR | C&I Curtailment-Turnkey-Water Heating Control | Small General |  | Winter Evening | % of Load | 0 | 2033 | 65535
| High | Behavioral DR | C&I Curtailment-Turnkey-Other | Small General |  | Winter Evening | % of Load | 1 | 2033 | 65535
| High | Behavioral DR | C&I Curtailment-Turnkey-Other | Small General |  | Winter Evening | % of Load | 0 | 2033 | 65535
| High | Behavioral DR | Dynamic Pricing with enabling tech. | Small General |  | Winter Evening | % of Load | 1 | 2033 | 65535
| High | Behavioral DR | Dynamic Pricing with enabling tech. | Small General |  | Winter Evening | % of Load | 0 | 2033 | 65535
| High | Behavioral DR | DLC-Switch-Water Heating | General |  | Winter Morning | % of Load | 1 | 2033 | 65535
| High | Behavioral DR | DLC-Switch-Water Heating | General |  | Winter Morning | % of Load | 0 | 2033 | 65535
| High | Behavioral DR | DLC-BYOD-Water Heating | General |  | Winter Morning | % of Load | 1 | 2033 | 65535
| High | Behavioral DR | DLC-BYOD-Water Heating | General |  | Winter Morning | % of Load | 0 | 2033 | 65535
| High | Behavioral DR | DLC-Thermostat-DI-Central Heat Pump | General |  | Winter Morning | % of Load | 1 | 2033 | 65535
| High | Behavioral DR | DLC-Thermostat-DI-Central Heat Pump | General |  | Winter Morning | % of Load | 0 | 2033 | 65535
| High | Behavioral DR | DLC-Thermostat-BYOT-Central Heat Pump | General |  | Winter Morning | % of Load | 1 | 2033 | 65535
| High | Behavioral DR | DLC-Thermostat-BYOT-Central Heat Pump | General |  | Winter Morning | % of Load | 0 | 2033 | 65535
| High | Behavioral DR | DLC-Thermostat-HVAC | General |  | Winter Morning | % of Load | 1 | 2033 | 65535
| High | Behavioral DR | DLC-Thermostat-HVAC | General |  | Winter Morning | % of Load | 0 | 2033 | 65535
| High | Behavioral DR | DLC-Thermostat-DI-Baseboard Heating | General |  | Winter Morning | % of Load | 1 | 2033 | 65535
| High | Behavioral DR | DLC-Thermostat-DI-Baseboard Heating | General |  | Winter Morning | % of Load | 0 | 2033 | 65535
| High | Behavioral DR | DLC-Thermostat-BYOT-Baseboard Heating | General |  | Winter Morning | % of Load | 1 | 2033 | 65535
| High | Behavioral DR | DLC-Thermostat-BYOT-Baseboard Heating | General |  | Winter Morning | % of Load | 0 | 2033 | 65535
| High | Behavioral DR | DLC-Thermostat-DI-MSHP | General |  | Winter Morning | % of Load | 1 | 2033 | 65535
| High | Behavioral DR | DLC-Thermostat-DI-MSHP | General |  | Winter Morning | % of Load | 0 | 2033 | 65535
| High | Behavioral DR | DLC-Thermostat-BYOT-MSHP | General |  | Winter Morning | % of Load | 1 | 2033 | 65535
| High | Behavioral DR | DLC-Thermostat-BYOT-MSHP | General |  | Winter Morning | % of Load | 0 | 2033 | 65535
| High | Behavioral DR | C&I Curtailment-Turnkey-Manual HVAC Control | General |  | Winter Morning | % of Load | 1 | 2033 | 65535
| High | Behavioral DR | C&I Curtailment-Turnkey-Manual HVAC Control | General |  | Winter Morning | % of Load | 0 | 2033 | 65535
| High | Behavioral DR | C&I Curtailment-Turnkey-Auto-DR HVAC Control | General |  | Winter Morning | % of Load | 1 | 2033 | 65535
| High | Behavioral DR | C&I Curtailment-Turnkey-Auto-DR HVAC Control | General |  | Winter Morning | % of Load | 0 | 2033 | 65535
| High | Behavioral DR | C&I Curtailment-Turnkey-Standard Lighting Control | General |  | Winter Morning | % of Load | 1 | 2033 | 65535
| High | Behavioral DR | C&I Curtailment-Turnkey-Standard Lighting Control | General |  | Winter Morning | % of Load | 0 | 2033 | 65535
| High | Behavioral DR | C&I Curtailment-Turnkey-Advanced Lighting Control | General |  | Winter Morning | % of Load | 1 | 2033 | 65535
| High | Behavioral DR | C&I Curtailment-Turnkey-Advanced Lighting Control | General |  | Winter Morning | % of Load | 0 | 2033 | 65535
| High | Behavioral DR | C&I Curtailment-Turnkey-Water Heating Control | General |  | Winter Morning | % of Load | 1 | 2033 | 65535
| High | Behavioral DR | C&I Curtailment-Turnkey-Water Heating Control | General |  | Winter Morning | % of Load | 0 | 2033 | 65535
| High | Behavioral DR | C&I Curtailment-Turnkey-Other | General |  | Winter Morning | % of Load | 1 | 2033 | 65535
| High | Behavioral DR | C&I Curtailment-Turnkey-Other | General |  | Winter Morning | % of Load | 0 | 2033 | 65535
| High | Behavioral DR | DLC-Switch-Water Heating | General |  | Winter Evening | % of Load | 1 | 2033 | 65535
| High | Behavioral DR | DLC-Switch-Water Heating | General |  | Winter Evening | % of Load | 0 | 2033 | 65535
| High | Behavioral DR | DLC-BYOD-Water Heating | General |  | Winter Evening | % of Load | 1 | 2033 | 65535
| High | Behavioral DR | DLC-BYOD-Water Heating | General |  | Winter Evening | % of Load | 0 | 2033 | 65535
| High | Behavioral DR | DLC-Thermostat-DI-Central Heat Pump | General |  | Winter Evening | % of Load | 1 | 2033 | 65535
| High | Behavioral DR | DLC-Thermostat-DI-Central Heat Pump | General |  | Winter Evening | % of Load | 0 | 2033 | 65535
| High | Behavioral DR | DLC-Thermostat-BYOT-Central Heat Pump | General |  | Winter Evening | % of Load | 1 | 2033 | 65535
| High | Behavioral DR | DLC-Thermostat-BYOT-Central Heat Pump | General |  | Winter Evening | % of Load | 0 | 2033 | 65535
| High | Behavioral DR | DLC-Thermostat-HVAC | General |  | Winter Evening | % of Load | 1 | 2033 | 65535
| High | Behavioral DR | DLC-Thermostat-HVAC | General |  | Winter Evening | % of Load | 0 | 2033 | 65535
| High | Behavioral DR | DLC-Thermostat-DI-Baseboard Heating | General |  | Winter Evening | % of Load | 1 | 2033 | 65535
| High | Behavioral DR | DLC-Thermostat-DI-Baseboard Heating | General |  | Winter Evening | % of Load | 0 | 2033 | 65535
| High | Behavioral DR | DLC-Thermostat-BYOT-Baseboard Heating | General |  | Winter Evening | % of Load | 1 | 2033 | 65535
| High | Behavioral DR | DLC-Thermostat-BYOT-Baseboard Heating | General |  | Winter Evening | % of Load | 0 | 2033 | 65535
| High | Behavioral DR | DLC-Thermostat-DI-MSHP | General |  | Winter Evening | % of Load | 1 | 2033 | 65535
| High | Behavioral DR | DLC-Thermostat-DI-MSHP | General |  | Winter Evening | % of Load | 0 | 2033 | 65535
| High | Behavioral DR | DLC-Thermostat-BYOT-MSHP | General |  | Winter Evening | % of Load | 1 | 2033 | 65535
| High | Behavioral DR | DLC-Thermostat-BYOT-MSHP | General |  | Winter Evening | % of Load | 0 | 2033 | 65535
| High | Behavioral DR | C&I Curtailment-Turnkey-Manual HVAC Control | General |  | Winter Evening | % of Load | 1 | 2033 | 65535
| High | Behavioral DR | C&I Curtailment-Turnkey-Manual HVAC Control | General |  | Winter Evening | % of Load | 0 | 2033 | 65535
| High | Behavioral DR | C&I Curtailment-Turnkey-Auto-DR HVAC Control | General |  | Winter Evening | % of Load | 1 | 2033 | 65535
| High | Behavioral DR | C&I Curtailment-Turnkey-Auto-DR HVAC Control | General |  | Winter Evening | % of Load | 0 | 2033 | 65535
| High | Behavioral DR | C&I Curtailment-Turnkey-Standard Lighting Control | General |  | Winter Evening | % of Load | 1 | 2033 | 65535
| High | Behavioral DR | C&I Curtailment-Turnkey-Standard Lighting Control | General |  | Winter Evening | % of Load | 0 | 2033 | 65535
| High | Behavioral DR | C&I Curtailment-Turnkey-Advanced Lighting Control | General |  | Winter Evening | % of Load | 1 | 2033 | 65535
| High | Behavioral DR | C&I Curtailment-Turnkey-Advanced Lighting Control | General |  | Winter Evening | % of Load | 0 | 2033 | 65535
| High | Behavioral DR | C&I Curtailment-Turnkey-Water Heating Control | General |  | Winter Evening | % of Load | 1 | 2033 | 65535
| High | Behavioral DR | C&I Curtailment-Turnkey-Water Heating Control | General |  | Winter Evening | % of Load | 0 | 2033 | 65535
| High | Behavioral DR | C&I Curtailment-Turnkey-Other | General |  | Winter Evening | % of Load | 1 | 2033 | 65535
| High | Behavioral DR | C&I Curtailment-Turnkey-Other | General |  | Winter Evening | % of Load | 0 | 2033 | 65535
| High | Behavioral DR | DLC-Switch-Water Heating | Small Industrial |  | Winter Morning | % of Load | 1 | 2033 | 65535
| High | Behavioral DR | DLC-Switch-Water Heating | Small Industrial |  | Winter Morning | % of Load | 0 | 2033 | 65535
| High | Behavioral DR | DLC-BYOD-Water Heating | Small Industrial |  | Winter Morning | % of Load | 1 | 2033 | 65535
| High | Behavioral DR | DLC-BYOD-Water Heating | Small Industrial |  | Winter Morning | % of Load | 0 | 2033 | 65535
| High | Behavioral DR | DLC-Thermostat-DI-Central Heat Pump | Small Industrial |  | Winter Morning | % of Load | 1 | 2033 | 65535
| High | Behavioral DR | DLC-Thermostat-DI-Central Heat Pump | Small Industrial |  | Winter Morning | % of Load | 0 | 2033 | 65535
| High | Behavioral DR | DLC-Thermostat-BYOT-Central Heat Pump | Small Industrial |  | Winter Morning | % of Load | 1 | 2033 | 65535
| High | Behavioral DR | DLC-Thermostat-BYOT-Central Heat Pump | Small Industrial |  | Winter Morning | % of Load | 0 | 2033 | 65535
| High | Behavioral DR | DLC-Thermostat-HVAC | Small Industrial |  | Winter Morning | % of Load | 1 | 2033 | 65535
| High | Behavioral DR | DLC-Thermostat-HVAC | Small Industrial |  | Winter Morning | % of Load | 0 | 2033 | 65535
| High | Behavioral DR | DLC-Thermostat-DI-Baseboard Heating | Small Industrial |  | Winter Morning | % of Load | 1 | 2033 | 65535
| High | Behavioral DR | DLC-Thermostat-DI-Baseboard Heating | Small Industrial |  | Winter Morning | % of Load | 0 | 2033 | 65535
| High | Behavioral DR | DLC-Thermostat-BYOT-Baseboard Heating | Small Industrial |  | Winter Morning | % of Load | 1 | 2033 | 65535
| High | Behavioral DR | DLC-Thermostat-BYOT-Baseboard Heating | Small Industrial |  | Winter Morning | % of Load | 0 | 2033 | 65535
| High | Behavioral DR | DLC-Thermostat-DI-MSHP | Small Industrial |  | Winter Morning | % of Load | 1 | 2033 | 65535
| High | Behavioral DR | DLC-Thermostat-DI-MSHP | Small Industrial |  | Winter Morning | % of Load | 0 | 2033 | 65535
| High | Behavioral DR | DLC-Thermostat-BYOT-MSHP | Small Industrial |  | Winter Morning | % of Load | 1 | 2033 | 65535
| High | Behavioral DR | DLC-Thermostat-BYOT-MSHP | Small Industrial |  | Winter Morning | % of Load | 0 | 2033 | 65535
| High | Behavioral DR | C&I Curtailment-Turnkey-Manual HVAC Control | Small Industrial |  | Winter Morning | % of Load | 1 | 2033 | 65535
| High | Behavioral DR | C&I Curtailment-Turnkey-Manual HVAC Control | Small Industrial |  | Winter Morning | % of Load | 0 | 2033 | 65535
| High | Behavioral DR | C&I Curtailment-Turnkey-Auto-DR HVAC Control | Small Industrial |  | Winter Morning | % of Load | 1 | 2033 | 65535
| High | Behavioral DR | C&I Curtailment-Turnkey-Auto-DR HVAC Control | Small Industrial |  | Winter Morning | % of Load | 0 | 2033 | 65535
| High | Behavioral DR | C&I Curtailment-Turnkey-Standard Lighting Control | Small Industrial |  | Winter Morning | % of Load | 1 | 2033 | 65535
| High | Behavioral DR | C&I Curtailment-Turnkey-Standard Lighting Control | Small Industrial |  | Winter Morning | % of Load | 0 | 2033 | 65535
| High | Behavioral DR | C&I Curtailment-Turnkey-Advanced Lighting Control | Small Industrial |  | Winter Morning | % of Load | 1 | 2033 | 65535
| High | Behavioral DR | C&I Curtailment-Turnkey-Advanced Lighting Control | Small Industrial |  | Winter Morning | % of Load | 0 | 2033 | 65535
| High | Behavioral DR | C&I Curtailment-Turnkey-Water Heating Control | Small Industrial |  | Winter Morning | % of Load | 1 | 2033 | 65535
| High | Behavioral DR | C&I Curtailment-Turnkey-Water Heating Control | Small Industrial |  | Winter Morning | % of Load | 0 | 2033 | 65535
| High | Behavioral DR | C&I Curtailment-Turnkey-Other | Small Industrial |  | Winter Morning | % of Load | 1 | 2033 | 65535
| High | Behavioral DR | C&I Curtailment-Turnkey-Other | Small Industrial |  | Winter Morning | % of Load | 0 | 2033 | 65535
| High | Behavioral DR | C&I Curtailment-Turnkey-Industrial | Small Industrial |  | Winter Morning | % of Load | 1 | 2033 | 65535
| High | Behavioral DR | C&I Curtailment-Turnkey-Industrial | Small Industrial |  | Winter Morning | % of Load | 0 | 2033 | 65535
| High | Behavioral DR | DLC-Switch-Water Heating | Small Industrial |  | Winter Evening | % of Load | 1 | 2033 | 65535
| High | Behavioral DR | DLC-Switch-Water Heating | Small Industrial |  | Winter Evening | % of Load | 0 | 2033 | 65535
| High | Behavioral DR | DLC-BYOD-Water Heating | Small Industrial |  | Winter Evening | % of Load | 1 | 2033 | 65535
| High | Behavioral DR | DLC-BYOD-Water Heating | Small Industrial |  | Winter Evening | % of Load | 0 | 2033 | 65535
| High | Behavioral DR | DLC-Thermostat-DI-Central Heat Pump | Small Industrial |  | Winter Evening | % of Load | 1 | 2033 | 65535
| High | Behavioral DR | DLC-Thermostat-DI-Central Heat Pump | Small Industrial |  | Winter Evening | % of Load | 0 | 2033 | 65535
| High | Behavioral DR | DLC-Thermostat-BYOT-Central Heat Pump | Small Industrial |  | Winter Evening | % of Load | 1 | 2033 | 65535
| High | Behavioral DR | DLC-Thermostat-BYOT-Central Heat Pump | Small Industrial |  | Winter Evening | % of Load | 0 | 2033 | 65535
| High | Behavioral DR | DLC-Thermostat-HVAC | Small Industrial |  | Winter Evening | % of Load | 1 | 2033 | 65535
| High | Behavioral DR | DLC-Thermostat-HVAC | Small Industrial |  | Winter Evening | % of Load | 0 | 2033 | 65535
| High | Behavioral DR | DLC-Thermostat-DI-Baseboard Heating | Small Industrial |  | Winter Evening | % of Load | 1 | 2033 | 65535
| High | Behavioral DR | DLC-Thermostat-DI-Baseboard Heating | Small Industrial |  | Winter Evening | % of Load | 0 | 2033 | 65535
| High | Behavioral DR | DLC-Thermostat-BYOT-Baseboard Heating | Small Industrial |  | Winter Evening | % of Load | 1 | 2033 | 65535
| High | Behavioral DR | DLC-Thermostat-BYOT-Baseboard Heating | Small Industrial |  | Winter Evening | % of Load | 0 | 2033 | 65535
| High | Behavioral DR | DLC-Thermostat-DI-MSHP | Small Industrial |  | Winter Evening | % of Load | 1 | 2033 | 65535
| High | Behavioral DR | DLC-Thermostat-DI-MSHP | Small Industrial |  | Winter Evening | % of Load | 0 | 2033 | 65535
| High | Behavioral DR | DLC-Thermostat-BYOT-MSHP | Small Industrial |  | Winter Evening | % of Load | 1 | 2033 | 65535
| High | Behavioral DR | DLC-Thermostat-BYOT-MSHP | Small Industrial |  | Winter Evening | % of Load | 0 | 2033 | 65535
| High | Behavioral DR | C&I Curtailment-Turnkey-Manual HVAC Control | Small Industrial |  | Winter Evening | % of Load | 1 | 2033 | 65535
| High | Behavioral DR | C&I Curtailment-Turnkey-Manual HVAC Control | Small Industrial |  | Winter Evening | % of Load | 0 | 2033 | 65535
| High | Behavioral DR | C&I Curtailment-Turnkey-Auto-DR HVAC Control | Small Industrial |  | Winter Evening | % of Load | 1 | 2033 | 65535
| High | Behavioral DR | C&I Curtailment-Turnkey-Auto-DR HVAC Control | Small Industrial |  | Winter Evening | % of Load | 0 | 2033 | 65535
| High | Behavioral DR | C&I Curtailment-Turnkey-Standard Lighting Control | Small Industrial |  | Winter Evening | % of Load | 1 | 2033 | 65535
| High | Behavioral DR | C&I Curtailment-Turnkey-Standard Lighting Control | Small Industrial |  | Winter Evening | % of Load | 0 | 2033 | 65535
| High | Behavioral DR | C&I Curtailment-Turnkey-Advanced Lighting Control | Small Industrial |  | Winter Evening | % of Load | 1 | 2033 | 65535
| High | Behavioral DR | C&I Curtailment-Turnkey-Advanced Lighting Control | Small Industrial |  | Winter Evening | % of Load | 0 | 2033 | 65535
| High | Behavioral DR | C&I Curtailment-Turnkey-Water Heating Control | Small Industrial |  | Winter Evening | % of Load | 1 | 2033 | 65535
| High | Behavioral DR | C&I Curtailment-Turnkey-Water Heating Control | Small Industrial |  | Winter Evening | % of Load | 0 | 2033 | 65535
| High | Behavioral DR | C&I Curtailment-Turnkey-Other | Small Industrial |  | Winter Evening | % of Load | 1 | 2033 | 65535
| High | Behavioral DR | C&I Curtailment-Turnkey-Other | Small Industrial |  | Winter Evening | % of Load | 0 | 2033 | 65535
| High | Behavioral DR | C&I Curtailment-Turnkey-Industrial | Small Industrial |  | Winter Evening | % of Load | 1 | 2033 | 65535
| High | Behavioral DR | C&I Curtailment-Turnkey-Industrial | Small Industrial |  | Winter Evening | % of Load | 0 | 2033 | 65535
| High | Behavioral DR | DLC-Switch-Water Heating | Medium Industrial |  | Winter Morning | % of Load | 1 | 2033 | 65535
| High | Behavioral DR | DLC-Switch-Water Heating | Medium Industrial |  | Winter Morning | % of Load | 0 | 2033 | 65535
| High | Behavioral DR | DLC-BYOD-Water Heating | Medium Industrial |  | Winter Morning | % of Load | 1 | 2033 | 65535
| High | Behavioral DR | DLC-BYOD-Water Heating | Medium Industrial |  | Winter Morning | % of Load | 0 | 2033 | 65535
| High | Behavioral DR | DLC-Thermostat-DI-Central Heat Pump | Medium Industrial |  | Winter Morning | % of Load | 1 | 2033 | 65535
| High | Behavioral DR | DLC-Thermostat-DI-Central Heat Pump | Medium Industrial |  | Winter Morning | % of Load | 0 | 2033 | 65535
| High | Behavioral DR | DLC-Thermostat-BYOT-Central Heat Pump | Medium Industrial |  | Winter Morning | % of Load | 1 | 2033 | 65535
| High | Behavioral DR | DLC-Thermostat-BYOT-Central Heat Pump | Medium Industrial |  | Winter Morning | % of Load | 0 | 2033 | 65535
| High | Behavioral DR | DLC-Thermostat-HVAC | Medium Industrial |  | Winter Morning | % of Load | 1 | 2033 | 65535
| High | Behavioral DR | DLC-Thermostat-HVAC | Medium Industrial |  | Winter Morning | % of Load | 0 | 2033 | 65535
| High | Behavioral DR | DLC-Thermostat-DI-Baseboard Heating | Medium Industrial |  | Winter Morning | % of Load | 1 | 2033 | 65535
| High | Behavioral DR | DLC-Thermostat-DI-Baseboard Heating | Medium Industrial |  | Winter Morning | % of Load | 0 | 2033 | 65535
| High | Behavioral DR | DLC-Thermostat-BYOT-Baseboard Heating | Medium Industrial |  | Winter Morning | % of Load | 1 | 2033 | 65535
| High | Behavioral DR | DLC-Thermostat-BYOT-Baseboard Heating | Medium Industrial |  | Winter Morning | % of Load | 0 | 2033 | 65535
| High | Behavioral DR | DLC-Thermostat-DI-MSHP | Medium Industrial |  | Winter Morning | % of Load | 1 | 2033 | 65535
| High | Behavioral DR | DLC-Thermostat-DI-MSHP | Medium Industrial |  | Winter Morning | % of Load | 0 | 2033 | 65535
| High | Behavioral DR | DLC-Thermostat-BYOT-MSHP | Medium Industrial |  | Winter Morning | % of Load | 1 | 2033 | 65535
| High | Behavioral DR | DLC-Thermostat-BYOT-MSHP | Medium Industrial |  | Winter Morning | % of Load | 0 | 2033 | 65535
| High | Behavioral DR | C&I Curtailment-Turnkey-Manual HVAC Control | Medium Industrial |  | Winter Morning | % of Load | 1 | 2033 | 65535
| High | Behavioral DR | C&I Curtailment-Turnkey-Manual HVAC Control | Medium Industrial |  | Winter Morning | % of Load | 0 | 2033 | 65535
| High | Behavioral DR | C&I Curtailment-Turnkey-Auto-DR HVAC Control | Medium Industrial |  | Winter Morning | % of Load | 1 | 2033 | 65535
| High | Behavioral DR | C&I Curtailment-Turnkey-Auto-DR HVAC Control | Medium Industrial |  | Winter Morning | % of Load | 0 | 2033 | 65535
| High | Behavioral DR | C&I Curtailment-Turnkey-Standard Lighting Control | Medium Industrial |  | Winter Morning | % of Load | 1 | 2033 | 65535
| High | Behavioral DR | C&I Curtailment-Turnkey-Standard Lighting Control | Medium Industrial |  | Winter Morning | % of Load | 0 | 2033 | 65535
| High | Behavioral DR | C&I Curtailment-Turnkey-Advanced Lighting Control | Medium Industrial |  | Winter Morning | % of Load | 1 | 2033 | 65535
| High | Behavioral DR | C&I Curtailment-Turnkey-Advanced Lighting Control | Medium Industrial |  | Winter Morning | % of Load | 0 | 2033 | 65535
| High | Behavioral DR | C&I Curtailment-Turnkey-Water Heating Control | Medium Industrial |  | Winter Morning | % of Load | 1 | 2033 | 65535
| High | Behavioral DR | C&I Curtailment-Turnkey-Water Heating Control | Medium Industrial |  | Winter Morning | % of Load | 0 | 2033 | 65535
| High | Behavioral DR | C&I Curtailment-Turnkey-Other | Medium Industrial |  | Winter Morning | % of Load | 1 | 2033 | 65535
| High | Behavioral DR | C&I Curtailment-Turnkey-Other | Medium Industrial |  | Winter Morning | % of Load | 0 | 2033 | 65535
| High | Behavioral DR | DLC-Switch-Water Heating | Medium Industrial |  | Winter Evening | % of Load | 1 | 2033 | 65535
| High | Behavioral DR | DLC-Switch-Water Heating | Medium Industrial |  | Winter Evening | % of Load | 0 | 2033 | 65535
| High | Behavioral DR | DLC-BYOD-Water Heating | Medium Industrial |  | Winter Evening | % of Load | 1 | 2033 | 65535
| High | Behavioral DR | DLC-BYOD-Water Heating | Medium Industrial |  | Winter Evening | % of Load | 0 | 2033 | 65535
| High | Behavioral DR | DLC-Thermostat-DI-Central Heat Pump | Medium Industrial |  | Winter Evening | % of Load | 1 | 2033 | 65535
| High | Behavioral DR | DLC-Thermostat-DI-Central Heat Pump | Medium Industrial |  | Winter Evening | % of Load | 0 | 2033 | 65535
| High | Behavioral DR | DLC-Thermostat-BYOT-Central Heat Pump | Medium Industrial |  | Winter Evening | % of Load | 1 | 2033 | 65535
| High | Behavioral DR | DLC-Thermostat-BYOT-Central Heat Pump | Medium Industrial |  | Winter Evening | % of Load | 0 | 2033 | 65535
| High | Behavioral DR | DLC-Thermostat-HVAC | Medium Industrial |  | Winter Evening | % of Load | 1 | 2033 | 65535
| High | Behavioral DR | DLC-Thermostat-HVAC | Medium Industrial |  | Winter Evening | % of Load | 0 | 2033 | 65535
| High | Behavioral DR | DLC-Thermostat-DI-Baseboard Heating | Medium Industrial |  | Winter Evening | % of Load | 1 | 2033 | 65535
| High | Behavioral DR | DLC-Thermostat-DI-Baseboard Heating | Medium Industrial |  | Winter Evening | % of Load | 0 | 2033 | 65535
| High | Behavioral DR | DLC-Thermostat-BYOT-Baseboard Heating | Medium Industrial |  | Winter Evening | % of Load | 1 | 2033 | 65535
| High | Behavioral DR | DLC-Thermostat-BYOT-Baseboard Heating | Medium Industrial |  | Winter Evening | % of Load | 0 | 2033 | 65535
| High | Behavioral DR | DLC-Thermostat-DI-MSHP | Medium Industrial |  | Winter Evening | % of Load | 1 | 2033 | 65535
| High | Behavioral DR | DLC-Thermostat-DI-MSHP | Medium Industrial |  | Winter Evening | % of Load | 0 | 2033 | 65535
| High | Behavioral DR | DLC-Thermostat-BYOT-MSHP | Medium Industrial |  | Winter Evening | % of Load | 1 | 2033 | 65535
| High | Behavioral DR | DLC-Thermostat-BYOT-MSHP | Medium Industrial |  | Winter Evening | % of Load | 0 | 2033 | 65535
| High | Behavioral DR | C&I Curtailment-Turnkey-Manual HVAC Control | Medium Industrial |  | Winter Evening | % of Load | 1 | 2033 | 65535
| High | Behavioral DR | C&I Curtailment-Turnkey-Manual HVAC Control | Medium Industrial |  | Winter Evening | % of Load | 0 | 2033 | 65535
| High | Behavioral DR | C&I Curtailment-Turnkey-Auto-DR HVAC Control | Medium Industrial |  | Winter Evening | % of Load | 1 | 2033 | 65535
| High | Behavioral DR | C&I Curtailment-Turnkey-Auto-DR HVAC Control | Medium Industrial |  | Winter Evening | % of Load | 0 | 2033 | 65535
| High | Behavioral DR | C&I Curtailment-Turnkey-Standard Lighting Control | Medium Industrial |  | Winter Evening | % of Load | 1 | 2033 | 65535
| High | Behavioral DR | C&I Curtailment-Turnkey-Standard Lighting Control | Medium Industrial |  | Winter Evening | % of Load | 0 | 2033 | 65535
| High | Behavioral DR | C&I Curtailment-Turnkey-Advanced Lighting Control | Medium Industrial |  | Winter Evening | % of Load | 1 | 2033 | 65535
| High | Behavioral DR | C&I Curtailment-Turnkey-Advanced Lighting Control | Medium Industrial |  | Winter Evening | % of Load | 0 | 2033 | 65535
| High | Behavioral DR | C&I Curtailment-Turnkey-Water Heating Control | Medium Industrial |  | Winter Evening | % of Load | 1 | 2033 | 65535
| High | Behavioral DR | C&I Curtailment-Turnkey-Water Heating Control | Medium Industrial |  | Winter Evening | % of Load | 0 | 2033 | 65535
| High | Behavioral DR | C&I Curtailment-Turnkey-Other | Medium Industrial |  | Winter Evening | % of Load | 1 | 2033 | 65535
| High | Behavioral DR | C&I Curtailment-Turnkey-Other | Medium Industrial |  | Winter Evening | % of Load | 0 | 2033 | 65535
| High | Behavioral DR | Behavioral DR | Residential Charitable |  | Winter Morning | % of Load | 1 | 2033 | 65535
| High | Behavioral DR | Behavioral DR | Residential Charitable |  | Winter Morning | % of Load | 0 | 2033 | 65535
| High | Behavioral DR | Behavioral DR | Residential Charitable |  | Winter Evening | % of Load | 1 | 2033 | 65535
| High | Behavioral DR | Behavioral DR | Residential Charitable |  | Winter Evening | % of Load | 0 | 2033 | 65535
| High | Time-of-Use Rates (TOU) | DLC-Switch-Water Heating | Small General |  | Winter Morning | % of Load | 1 | 2033 | 65535
| High | Time-of-Use Rates (TOU) | DLC-Switch-Water Heating | Small General |  | Winter Morning | % of Load | 0 | 2033 | 65535
| High | Time-of-Use Rates (TOU) | DLC-BYOD-Water Heating | Small General |  | Winter Morning | % of Load | 1 | 2033 | 65535
| High | Time-of-Use Rates (TOU) | DLC-BYOD-Water Heating | Small General |  | Winter Morning | % of Load | 0 | 2033 | 65535
| High | Time-of-Use Rates (TOU) | DLC-Thermostat-DI-Central Heat Pump | Small General |  | Winter Morning | % of Load | 1 | 2033 | 65535
| High | Time-of-Use Rates (TOU) | DLC-Thermostat-DI-Central Heat Pump | Small General |  | Winter Morning | % of Load | 0 | 2033 | 65535
| High | Time-of-Use Rates (TOU) | DLC-Thermostat-BYOT-Central Heat Pump | Small General |  | Winter Morning | % of Load | 1 | 2033 | 65535
| High | Time-of-Use Rates (TOU) | DLC-Thermostat-BYOT-Central Heat Pump | Small General |  | Winter Morning | % of Load | 0 | 2033 | 65535
| High | Time-of-Use Rates (TOU) | DLC-Thermostat-HVAC | Small General |  | Winter Morning | % of Load | 1 | 2033 | 65535
| High | Time-of-Use Rates (TOU) | DLC-Thermostat-HVAC | Small General |  | Winter Morning | % of Load | 0 | 2033 | 65535
| High | Time-of-Use Rates (TOU) | DLC-Thermostat-DI-Baseboard Heating | Small General |  | Winter Morning | % of Load | 1 | 2033 | 65535
| High | Time-of-Use Rates (TOU) | DLC-Thermostat-DI-Baseboard Heating | Small General |  | Winter Morning | % of Load | 0 | 2033 | 65535
| High | Time-of-Use Rates (TOU) | DLC-Thermostat-BYOT-Baseboard Heating | Small General |  | Winter Morning | % of Load | 1 | 2033 | 65535
| High | Time-of-Use Rates (TOU) | DLC-Thermostat-BYOT-Baseboard Heating | Small General |  | Winter Morning | % of Load | 0 | 2033 | 65535
| High | Time-of-Use Rates (TOU) | DLC-Thermostat-DI-MSHP | Small General |  | Winter Morning | % of Load | 1 | 2033 | 65535
| High | Time-of-Use Rates (TOU) | DLC-Thermostat-DI-MSHP | Small General |  | Winter Morning | % of Load | 0 | 2033 | 65535
| High | Time-of-Use Rates (TOU) | DLC-Thermostat-BYOT-MSHP | Small General |  | Winter Morning | % of Load | 1 | 2033 | 65535
| High | Time-of-Use Rates (TOU) | DLC-Thermostat-BYOT-MSHP | Small General |  | Winter Morning | % of Load | 0 | 2033 | 65535
| High | Time-of-Use Rates (TOU) | C&I Curtailment-Turnkey-Manual HVAC Control | Small General |  | Winter Morning | % of Load | 1 | 2033 | 65535
| High | Time-of-Use Rates (TOU) | C&I Curtailment-Turnkey-Manual HVAC Control | Small General |  | Winter Morning | % of Load | 0 | 2033 | 65535
| High | Time-of-Use Rates (TOU) | C&I Curtailment-Turnkey-Auto-DR HVAC Control | Small General |  | Winter Morning | % of Load | 1 | 2033 | 65535
| High | Time-of-Use Rates (TOU) | C&I Curtailment-Turnkey-Auto-DR HVAC Control | Small General |  | Winter Morning | % of Load | 0 | 2033 | 65535
| High | Time-of-Use Rates (TOU) | C&I Curtailment-Turnkey-Standard Lighting Control | Small General |  | Winter Morning | % of Load | 1 | 2033 | 65535
| High | Time-of-Use Rates (TOU) | C&I Curtailment-Turnkey-Standard Lighting Control | Small General |  | Winter Morning | % of Load | 0 | 2033 | 65535
| High | Time-of-Use Rates (TOU) | C&I Curtailment-Turnkey-Advanced Lighting Control | Small General |  | Winter Morning | % of Load | 1 | 2033 | 65535
| High | Time-of-Use Rates (TOU) | C&I Curtailment-Turnkey-Advanced Lighting Control | Small General |  | Winter Morning | % of Load | 0 | 2033 | 65535
| High | Time-of-Use Rates (TOU) | C&I Curtailment-Turnkey-Water Heating Control | Small General |  | Winter Morning | % of Load | 1 | 2033 | 65535
| High | Time-of-Use Rates (TOU) | C&I Curtailment-Turnkey-Water Heating Control | Small General |  | Winter Morning | % of Load | 0 | 2033 | 65535
| High | Time-of-Use Rates (TOU) | C&I Curtailment-Turnkey-Other | Small General |  | Winter Morning | % of Load | 1 | 2033 | 65535
| High | Time-of-Use Rates (TOU) | C&I Curtailment-Turnkey-Other | Small General |  | Winter Morning | % of Load | 0 | 2033 | 65535
| High | Time-of-Use Rates (TOU) | Dynamic Pricing with enabling tech. | Small General |  | Winter Morning | % of Load | 1 | 2033 | 65535
| High | Time-of-Use Rates (TOU) | Dynamic Pricing with enabling tech. | Small General |  | Winter Morning | % of Load | 0 | 2033 | 65535
| High | Time-of-Use Rates (TOU) | Time-of-Use Rates (TOU) | Small General |  | Winter Morning | % of Load | 1 | 2033 | 65535
| High | Time-of-Use Rates (TOU) | Time-of-Use Rates (TOU) | Small General |  | Winter Morning | % of Load | 0 | 2033 | 65535
| High | Time-of-Use Rates (TOU) | DLC-Switch-Water Heating | Small General |  | Winter Evening | % of Load | 1 | 2033 | 65535
| High | Time-of-Use Rates (TOU) | DLC-Switch-Water Heating | Small General |  | Winter Evening | % of Load | 0 | 2033 | 65535
| High | Time-of-Use Rates (TOU) | DLC-BYOD-Water Heating | Small General |  | Winter Evening | % of Load | 1 | 2033 | 65535
| High | Time-of-Use Rates (TOU) | DLC-BYOD-Water Heating | Small General |  | Winter Evening | % of Load | 0 | 2033 | 65535
| High | Time-of-Use Rates (TOU) | DLC-Thermostat-DI-Central Heat Pump | Small General |  | Winter Evening | % of Load | 1 | 2033 | 65535
| High | Time-of-Use Rates (TOU) | DLC-Thermostat-DI-Central Heat Pump | Small General |  | Winter Evening | % of Load | 0 | 2033 | 65535
| High | Time-of-Use Rates (TOU) | DLC-Thermostat-BYOT-Central Heat Pump | Small General |  | Winter Evening | % of Load | 1 | 2033 | 65535
| High | Time-of-Use Rates (TOU) | DLC-Thermostat-BYOT-Central Heat Pump | Small General |  | Winter Evening | % of Load | 0 | 2033 | 65535
| High | Time-of-Use Rates (TOU) | DLC-Thermostat-HVAC | Small General |  | Winter Evening | % of Load | 1 | 2033 | 65535
| High | Time-of-Use Rates (TOU) | DLC-Thermostat-HVAC | Small General |  | Winter Evening | % of Load | 0 | 2033 | 65535
| High | Time-of-Use Rates (TOU) | DLC-Thermostat-DI-Baseboard Heating | Small General |  | Winter Evening | % of Load | 1 | 2033 | 65535
| High | Time-of-Use Rates (TOU) | DLC-Thermostat-DI-Baseboard Heating | Small General |  | Winter Evening | % of Load | 0 | 2033 | 65535
| High | Time-of-Use Rates (TOU) | DLC-Thermostat-BYOT-Baseboard Heating | Small General |  | Winter Evening | % of Load | 1 | 2033 | 65535
| High | Time-of-Use Rates (TOU) | DLC-Thermostat-BYOT-Baseboard Heating | Small General |  | Winter Evening | % of Load | 0 | 2033 | 65535
| High | Time-of-Use Rates (TOU) | DLC-Thermostat-DI-MSHP | Small General |  | Winter Evening | % of Load | 1 | 2033 | 65535
| High | Time-of-Use Rates (TOU) | DLC-Thermostat-DI-MSHP | Small General |  | Winter Evening | % of Load | 0 | 2033 | 65535
| High | Time-of-Use Rates (TOU) | DLC-Thermostat-BYOT-MSHP | Small General |  | Winter Evening | % of Load | 1 | 2033 | 65535
| High | Time-of-Use Rates (TOU) | DLC-Thermostat-BYOT-MSHP | Small General |  | Winter Evening | % of Load | 0 | 2033 | 65535
| High | Time-of-Use Rates (TOU) | C&I Curtailment-Turnkey-Manual HVAC Control | Small General |  | Winter Evening | % of Load | 1 | 2033 | 65535
| High | Time-of-Use Rates (TOU) | C&I Curtailment-Turnkey-Manual HVAC Control | Small General |  | Winter Evening | % of Load | 0 | 2033 | 65535
| High | Time-of-Use Rates (TOU) | C&I Curtailment-Turnkey-Auto-DR HVAC Control | Small General |  | Winter Evening | % of Load | 1 | 2033 | 65535
| High | Time-of-Use Rates (TOU) | C&I Curtailment-Turnkey-Auto-DR HVAC Control | Small General |  | Winter Evening | % of Load | 0 | 2033 | 65535
| High | Time-of-Use Rates (TOU) | C&I Curtailment-Turnkey-Standard Lighting Control | Small General |  | Winter Evening | % of Load | 1 | 2033 | 65535
| High | Time-of-Use Rates (TOU) | C&I Curtailment-Turnkey-Standard Lighting Control | Small General |  | Winter Evening | % of Load | 0 | 2033 | 65535
| High | Time-of-Use Rates (TOU) | C&I Curtailment-Turnkey-Advanced Lighting Control | Small General |  | Winter Evening | % of Load | 1 | 2033 | 65535
| High | Time-of-Use Rates (TOU) | C&I Curtailment-Turnkey-Advanced Lighting Control | Small General |  | Winter Evening | % of Load | 0 | 2033 | 65535
| High | Time-of-Use Rates (TOU) | C&I Curtailment-Turnkey-Water Heating Control | Small General |  | Winter Evening | % of Load | 1 | 2033 | 65535
| High | Time-of-Use Rates (TOU) | C&I Curtailment-Turnkey-Water Heating Control | Small General |  | Winter Evening | % of Load | 0 | 2033 | 65535
| High | Time-of-Use Rates (TOU) | C&I Curtailment-Turnkey-Other | Small General |  | Winter Evening | % of Load | 1 | 2033 | 65535
| High | Time-of-Use Rates (TOU) | C&I Curtailment-Turnkey-Other | Small General |  | Winter Evening | % of Load | 0 | 2033 | 65535
| High | Time-of-Use Rates (TOU) | Dynamic Pricing with enabling tech. | Small General |  | Winter Evening | % of Load | 1 | 2033 | 65535
| High | Time-of-Use Rates (TOU) | Dynamic Pricing with enabling tech. | Small General |  | Winter Evening | % of Load | 0 | 2033 | 65535
| High | Time-of-Use Rates (TOU) | Time-of-Use Rates (TOU) | Small General |  | Winter Evening | % of Load | 1 | 2033 | 65535
| High | Time-of-Use Rates (TOU) | Time-of-Use Rates (TOU) | Small General |  | Winter Evening | % of Load | 0 | 2033 | 65535
| High | Time-of-Use Rates (TOU) | DLC-Switch-Water Heating | General |  | Winter Morning | % of Load | 1 | 2033 | 65535
| High | Time-of-Use Rates (TOU) | DLC-Switch-Water Heating | General |  | Winter Morning | % of Load | 0 | 2033 | 65535
| High | Time-of-Use Rates (TOU) | DLC-BYOD-Water Heating | General |  | Winter Morning | % of Load | 1 | 2033 | 65535
| High | Time-of-Use Rates (TOU) | DLC-BYOD-Water Heating | General |  | Winter Morning | % of Load | 0 | 2033 | 65535
| High | Time-of-Use Rates (TOU) | DLC-Thermostat-DI-Central Heat Pump | General |  | Winter Morning | % of Load | 1 | 2033 | 65535
| High | Time-of-Use Rates (TOU) | DLC-Thermostat-DI-Central Heat Pump | General |  | Winter Morning | % of Load | 0 | 2033 | 65535
| High | Time-of-Use Rates (TOU) | DLC-Thermostat-BYOT-Central Heat Pump | General |  | Winter Morning | % of Load | 1 | 2033 | 65535
| High | Time-of-Use Rates (TOU) | DLC-Thermostat-BYOT-Central Heat Pump | General |  | Winter Morning | % of Load | 0 | 2033 | 65535
| High | Time-of-Use Rates (TOU) | DLC-Thermostat-HVAC | General |  | Winter Morning | % of Load | 1 | 2033 | 65535
| High | Time-of-Use Rates (TOU) | DLC-Thermostat-HVAC | General |  | Winter Morning | % of Load | 0 | 2033 | 65535
| High | Time-of-Use Rates (TOU) | DLC-Thermostat-DI-Baseboard Heating | General |  | Winter Morning | % of Load | 1 | 2033 | 65535
| High | Time-of-Use Rates (TOU) | DLC-Thermostat-DI-Baseboard Heating | General |  | Winter Morning | % of Load | 0 | 2033 | 65535
| High | Time-of-Use Rates (TOU) | DLC-Thermostat-BYOT-Baseboard Heating | General |  | Winter Morning | % of Load | 1 | 2033 | 65535
| High | Time-of-Use Rates (TOU) | DLC-Thermostat-BYOT-Baseboard Heating | General |  | Winter Morning | % of Load | 0 | 2033 | 65535
| High | Time-of-Use Rates (TOU) | DLC-Thermostat-DI-MSHP | General |  | Winter Morning | % of Load | 1 | 2033 | 65535
| High | Time-of-Use Rates (TOU) | DLC-Thermostat-DI-MSHP | General |  | Winter Morning | % of Load | 0 | 2033 | 65535
| High | Time-of-Use Rates (TOU) | DLC-Thermostat-BYOT-MSHP | General |  | Winter Morning | % of Load | 1 | 2033 | 65535
| High | Time-of-Use Rates (TOU) | DLC-Thermostat-BYOT-MSHP | General |  | Winter Morning | % of Load | 0 | 2033 | 65535
| High | Time-of-Use Rates (TOU) | C&I Curtailment-Turnkey-Manual HVAC Control | General |  | Winter Morning | % of Load | 1 | 2033 | 65535
| High | Time-of-Use Rates (TOU) | C&I Curtailment-Turnkey-Manual HVAC Control | General |  | Winter Morning | % of Load | 0 | 2033 | 65535
| High | Time-of-Use Rates (TOU) | C&I Curtailment-Turnkey-Auto-DR HVAC Control | General |  | Winter Morning | % of Load | 1 | 2033 | 65535
| High | Time-of-Use Rates (TOU) | C&I Curtailment-Turnkey-Auto-DR HVAC Control | General |  | Winter Morning | % of Load | 0 | 2033 | 65535
| High | Time-of-Use Rates (TOU) | C&I Curtailment-Turnkey-Standard Lighting Control | General |  | Winter Morning | % of Load | 1 | 2033 | 65535
| High | Time-of-Use Rates (TOU) | C&I Curtailment-Turnkey-Standard Lighting Control | General |  | Winter Morning | % of Load | 0 | 2033 | 65535
| High | Time-of-Use Rates (TOU) | C&I Curtailment-Turnkey-Advanced Lighting Control | General |  | Winter Morning | % of Load | 1 | 2033 | 65535
| High | Time-of-Use Rates (TOU) | C&I Curtailment-Turnkey-Advanced Lighting Control | General |  | Winter Morning | % of Load | 0 | 2033 | 65535
| High | Time-of-Use Rates (TOU) | C&I Curtailment-Turnkey-Water Heating Control | General |  | Winter Morning | % of Load | 1 | 2033 | 65535
| High | Time-of-Use Rates (TOU) | C&I Curtailment-Turnkey-Water Heating Control | General |  | Winter Morning | % of Load | 0 | 2033 | 65535
| High | Time-of-Use Rates (TOU) | C&I Curtailment-Turnkey-Other | General |  | Winter Morning | % of Load | 1 | 2033 | 65535
| High | Time-of-Use Rates (TOU) | C&I Curtailment-Turnkey-Other | General |  | Winter Morning | % of Load | 0 | 2033 | 65535
| High | Time-of-Use Rates (TOU) | Time-of-Use Rates (TOU) | General |  | Winter Morning | % of Load | 1 | 2033 | 65535
| High | Time-of-Use Rates (TOU) | Time-of-Use Rates (TOU) | General |  | Winter Morning | % of Load | 0 | 2033 | 65535
| High | Time-of-Use Rates (TOU) | DLC-Switch-Water Heating | General |  | Winter Evening | % of Load | 1 | 2033 | 65535
| High | Time-of-Use Rates (TOU) | DLC-Switch-Water Heating | General |  | Winter Evening | % of Load | 0 | 2033 | 65535
| High | Time-of-Use Rates (TOU) | DLC-BYOD-Water Heating | General |  | Winter Evening | % of Load | 1 | 2033 | 65535
| High | Time-of-Use Rates (TOU) | DLC-BYOD-Water Heating | General |  | Winter Evening | % of Load | 0 | 2033 | 65535
| High | Time-of-Use Rates (TOU) | DLC-Thermostat-DI-Central Heat Pump | General |  | Winter Evening | % of Load | 1 | 2033 | 65535
| High | Time-of-Use Rates (TOU) | DLC-Thermostat-DI-Central Heat Pump | General |  | Winter Evening | % of Load | 0 | 2033 | 65535
| High | Time-of-Use Rates (TOU) | DLC-Thermostat-BYOT-Central Heat Pump | General |  | Winter Evening | % of Load | 1 | 2033 | 65535
| High | Time-of-Use Rates (TOU) | DLC-Thermostat-BYOT-Central Heat Pump | General |  | Winter Evening | % of Load | 0 | 2033 | 65535
| High | Time-of-Use Rates (TOU) | DLC-Thermostat-HVAC | General |  | Winter Evening | % of Load | 1 | 2033 | 65535
| High | Time-of-Use Rates (TOU) | DLC-Thermostat-HVAC | General |  | Winter Evening | % of Load | 0 | 2033 | 65535
| High | Time-of-Use Rates (TOU) | DLC-Thermostat-DI-Baseboard Heating | General |  | Winter Evening | % of Load | 1 | 2033 | 65535
| High | Time-of-Use Rates (TOU) | DLC-Thermostat-DI-Baseboard Heating | General |  | Winter Evening | % of Load | 0 | 2033 | 65535
| High | Time-of-Use Rates (TOU) | DLC-Thermostat-BYOT-Baseboard Heating | General |  | Winter Evening | % of Load | 1 | 2033 | 65535
| High | Time-of-Use Rates (TOU) | DLC-Thermostat-BYOT-Baseboard Heating | General |  | Winter Evening | % of Load | 0 | 2033 | 65535
| High | Time-of-Use Rates (TOU) | DLC-Thermostat-DI-MSHP | General |  | Winter Evening | % of Load | 1 | 2033 | 65535
| High | Time-of-Use Rates (TOU) | DLC-Thermostat-DI-MSHP | General |  | Winter Evening | % of Load | 0 | 2033 | 65535
| High | Time-of-Use Rates (TOU) | DLC-Thermostat-BYOT-MSHP | General |  | Winter Evening | % of Load | 1 | 2033 | 65535
| High | Time-of-Use Rates (TOU) | DLC-Thermostat-BYOT-MSHP | General |  | Winter Evening | % of Load | 0 | 2033 | 65535
| High | Time-of-Use Rates (TOU) | C&I Curtailment-Turnkey-Manual HVAC Control | General |  | Winter Evening | % of Load | 1 | 2033 | 65535
| High | Time-of-Use Rates (TOU) | C&I Curtailment-Turnkey-Manual HVAC Control | General |  | Winter Evening | % of Load | 0 | 2033 | 65535
| High | Time-of-Use Rates (TOU) | C&I Curtailment-Turnkey-Auto-DR HVAC Control | General |  | Winter Evening | % of Load | 1 | 2033 | 65535
| High | Time-of-Use Rates (TOU) | C&I Curtailment-Turnkey-Auto-DR HVAC Control | General |  | Winter Evening | % of Load | 0 | 2033 | 65535
| High | Time-of-Use Rates (TOU) | C&I Curtailment-Turnkey-Standard Lighting Control | General |  | Winter Evening | % of Load | 1 | 2033 | 65535
| High | Time-of-Use Rates (TOU) | C&I Curtailment-Turnkey-Standard Lighting Control | General |  | Winter Evening | % of Load | 0 | 2033 | 65535
| High | Time-of-Use Rates (TOU) | C&I Curtailment-Turnkey-Advanced Lighting Control | General |  | Winter Evening | % of Load | 1 | 2033 | 65535
| High | Time-of-Use Rates (TOU) | C&I Curtailment-Turnkey-Advanced Lighting Control | General |  | Winter Evening | % of Load | 0 | 2033 | 65535
| High | Time-of-Use Rates (TOU) | C&I Curtailment-Turnkey-Water Heating Control | General |  | Winter Evening | % of Load | 1 | 2033 | 65535
| High | Time-of-Use Rates (TOU) | C&I Curtailment-Turnkey-Water Heating Control | General |  | Winter Evening | % of Load | 0 | 2033 | 65535
| High | Time-of-Use Rates (TOU) | C&I Curtailment-Turnkey-Other | General |  | Winter Evening | % of Load | 1 | 2033 | 65535
| High | Time-of-Use Rates (TOU) | C&I Curtailment-Turnkey-Other | General |  | Winter Evening | % of Load | 0 | 2033 | 65535
| High | Time-of-Use Rates (TOU) | Time-of-Use Rates (TOU) | General |  | Winter Evening | % of Load | 1 | 2033 | 65535
| High | Time-of-Use Rates (TOU) | Time-of-Use Rates (TOU) | General |  | Winter Evening | % of Load | 0 | 2033 | 65535
| High | Time-of-Use Rates (TOU) | DLC-Switch-Water Heating | Small Industrial |  | Winter Morning | % of Load | 1 | 2033 | 65535
| High | Time-of-Use Rates (TOU) | DLC-Switch-Water Heating | Small Industrial |  | Winter Morning | % of Load | 0 | 2033 | 65535
| High | Time-of-Use Rates (TOU) | DLC-BYOD-Water Heating | Small Industrial |  | Winter Morning | % of Load | 1 | 2033 | 65535
| High | Time-of-Use Rates (TOU) | DLC-BYOD-Water Heating | Small Industrial |  | Winter Morning | % of Load | 0 | 2033 | 65535
| High | Time-of-Use Rates (TOU) | DLC-Thermostat-DI-Central Heat Pump | Small Industrial |  | Winter Morning | % of Load | 1 | 2033 | 65535
| High | Time-of-Use Rates (TOU) | DLC-Thermostat-DI-Central Heat Pump | Small Industrial |  | Winter Morning | % of Load | 0 | 2033 | 65535
| High | Time-of-Use Rates (TOU) | DLC-Thermostat-BYOT-Central Heat Pump | Small Industrial |  | Winter Morning | % of Load | 1 | 2033 | 65535
| High | Time-of-Use Rates (TOU) | DLC-Thermostat-BYOT-Central Heat Pump | Small Industrial |  | Winter Morning | % of Load | 0 | 2033 | 65535
| High | Time-of-Use Rates (TOU) | DLC-Thermostat-HVAC | Small Industrial |  | Winter Morning | % of Load | 1 | 2033 | 65535
| High | Time-of-Use Rates (TOU) | DLC-Thermostat-HVAC | Small Industrial |  | Winter Morning | % of Load | 0 | 2033 | 65535
| High | Time-of-Use Rates (TOU) | DLC-Thermostat-DI-Baseboard Heating | Small Industrial |  | Winter Morning | % of Load | 1 | 2033 | 65535
| High | Time-of-Use Rates (TOU) | DLC-Thermostat-DI-Baseboard Heating | Small Industrial |  | Winter Morning | % of Load | 0 | 2033 | 65535
| High | Time-of-Use Rates (TOU) | DLC-Thermostat-BYOT-Baseboard Heating | Small Industrial |  | Winter Morning | % of Load | 1 | 2033 | 65535
| High | Time-of-Use Rates (TOU) | DLC-Thermostat-BYOT-Baseboard Heating | Small Industrial |  | Winter Morning | % of Load | 0 | 2033 | 65535
| High | Time-of-Use Rates (TOU) | DLC-Thermostat-DI-MSHP | Small Industrial |  | Winter Morning | % of Load | 1 | 2033 | 65535
| High | Time-of-Use Rates (TOU) | DLC-Thermostat-DI-MSHP | Small Industrial |  | Winter Morning | % of Load | 0 | 2033 | 65535
| High | Time-of-Use Rates (TOU) | DLC-Thermostat-BYOT-MSHP | Small Industrial |  | Winter Morning | % of Load | 1 | 2033 | 65535
| High | Time-of-Use Rates (TOU) | DLC-Thermostat-BYOT-MSHP | Small Industrial |  | Winter Morning | % of Load | 0 | 2033 | 65535
| High | Time-of-Use Rates (TOU) | C&I Curtailment-Turnkey-Manual HVAC Control | Small Industrial |  | Winter Morning | % of Load | 1 | 2033 | 65535
| High | Time-of-Use Rates (TOU) | C&I Curtailment-Turnkey-Manual HVAC Control | Small Industrial |  | Winter Morning | % of Load | 0 | 2033 | 65535
| High | Time-of-Use Rates (TOU) | C&I Curtailment-Turnkey-Auto-DR HVAC Control | Small Industrial |  | Winter Morning | % of Load | 1 | 2033 | 65535
| High | Time-of-Use Rates (TOU) | C&I Curtailment-Turnkey-Auto-DR HVAC Control | Small Industrial |  | Winter Morning | % of Load | 0 | 2033 | 65535
| High | Time-of-Use Rates (TOU) | C&I Curtailment-Turnkey-Standard Lighting Control | Small Industrial |  | Winter Morning | % of Load | 1 | 2033 | 65535
| High | Time-of-Use Rates (TOU) | C&I Curtailment-Turnkey-Standard Lighting Control | Small Industrial |  | Winter Morning | % of Load | 0 | 2033 | 65535
| High | Time-of-Use Rates (TOU) | C&I Curtailment-Turnkey-Advanced Lighting Control | Small Industrial |  | Winter Morning | % of Load | 1 | 2033 | 65535
| High | Time-of-Use Rates (TOU) | C&I Curtailment-Turnkey-Advanced Lighting Control | Small Industrial |  | Winter Morning | % of Load | 0 | 2033 | 65535
| High | Time-of-Use Rates (TOU) | C&I Curtailment-Turnkey-Water Heating Control | Small Industrial |  | Winter Morning | % of Load | 1 | 2033 | 65535
| High | Time-of-Use Rates (TOU) | C&I Curtailment-Turnkey-Water Heating Control | Small Industrial |  | Winter Morning | % of Load | 0 | 2033 | 65535
| High | Time-of-Use Rates (TOU) | C&I Curtailment-Turnkey-Other | Small Industrial |  | Winter Morning | % of Load | 1 | 2033 | 65535
| High | Time-of-Use Rates (TOU) | C&I Curtailment-Turnkey-Other | Small Industrial |  | Winter Morning | % of Load | 0 | 2033 | 65535
| High | Time-of-Use Rates (TOU) | C&I Curtailment-Turnkey-Industrial | Small Industrial |  | Winter Morning | % of Load | 1 | 2033 | 65535
| High | Time-of-Use Rates (TOU) | C&I Curtailment-Turnkey-Industrial | Small Industrial |  | Winter Morning | % of Load | 0 | 2033 | 65535
| High | Time-of-Use Rates (TOU) | Time-of-Use Rates (TOU) | Small Industrial |  | Winter Morning | % of Load | 1 | 2033 | 65535
| High | Time-of-Use Rates (TOU) | Time-of-Use Rates (TOU) | Small Industrial |  | Winter Morning | % of Load | 0 | 2033 | 65535
| High | Time-of-Use Rates (TOU) | DLC-Switch-Water Heating | Small Industrial |  | Winter Evening | % of Load | 1 | 2033 | 65535
| High | Time-of-Use Rates (TOU) | DLC-Switch-Water Heating | Small Industrial |  | Winter Evening | % of Load | 0 | 2033 | 65535
| High | Time-of-Use Rates (TOU) | DLC-BYOD-Water Heating | Small Industrial |  | Winter Evening | % of Load | 1 | 2033 | 65535
| High | Time-of-Use Rates (TOU) | DLC-BYOD-Water Heating | Small Industrial |  | Winter Evening | % of Load | 0 | 2033 | 65535
| High | Time-of-Use Rates (TOU) | DLC-Thermostat-DI-Central Heat Pump | Small Industrial |  | Winter Evening | % of Load | 1 | 2033 | 65535
| High | Time-of-Use Rates (TOU) | DLC-Thermostat-DI-Central Heat Pump | Small Industrial |  | Winter Evening | % of Load | 0 | 2033 | 65535
| High | Time-of-Use Rates (TOU) | DLC-Thermostat-BYOT-Central Heat Pump | Small Industrial |  | Winter Evening | % of Load | 1 | 2033 | 65535
| High | Time-of-Use Rates (TOU) | DLC-Thermostat-BYOT-Central Heat Pump | Small Industrial |  | Winter Evening | % of Load | 0 | 2033 | 65535
| High | Time-of-Use Rates (TOU) | DLC-Thermostat-HVAC | Small Industrial |  | Winter Evening | % of Load | 1 | 2033 | 65535
| High | Time-of-Use Rates (TOU) | DLC-Thermostat-HVAC | Small Industrial |  | Winter Evening | % of Load | 0 | 2033 | 65535
| High | Time-of-Use Rates (TOU) | DLC-Thermostat-DI-Baseboard Heating | Small Industrial |  | Winter Evening | % of Load | 1 | 2033 | 65535
| High | Time-of-Use Rates (TOU) | DLC-Thermostat-DI-Baseboard Heating | Small Industrial |  | Winter Evening | % of Load | 0 | 2033 | 65535
| High | Time-of-Use Rates (TOU) | DLC-Thermostat-BYOT-Baseboard Heating | Small Industrial |  | Winter Evening | % of Load | 1 | 2033 | 65535
| High | Time-of-Use Rates (TOU) | DLC-Thermostat-BYOT-Baseboard Heating | Small Industrial |  | Winter Evening | % of Load | 0 | 2033 | 65535
| High | Time-of-Use Rates (TOU) | DLC-Thermostat-DI-MSHP | Small Industrial |  | Winter Evening | % of Load | 1 | 2033 | 65535
| High | Time-of-Use Rates (TOU) | DLC-Thermostat-DI-MSHP | Small Industrial |  | Winter Evening | % of Load | 0 | 2033 | 65535
| High | Time-of-Use Rates (TOU) | DLC-Thermostat-BYOT-MSHP | Small Industrial |  | Winter Evening | % of Load | 1 | 2033 | 65535
| High | Time-of-Use Rates (TOU) | DLC-Thermostat-BYOT-MSHP | Small Industrial |  | Winter Evening | % of Load | 0 | 2033 | 65535
| High | Time-of-Use Rates (TOU) | C&I Curtailment-Turnkey-Manual HVAC Control | Small Industrial |  | Winter Evening | % of Load | 1 | 2033 | 65535
| High | Time-of-Use Rates (TOU) | C&I Curtailment-Turnkey-Manual HVAC Control | Small Industrial |  | Winter Evening | % of Load | 0 | 2033 | 65535
| High | Time-of-Use Rates (TOU) | C&I Curtailment-Turnkey-Auto-DR HVAC Control | Small Industrial |  | Winter Evening | % of Load | 1 | 2033 | 65535
| High | Time-of-Use Rates (TOU) | C&I Curtailment-Turnkey-Auto-DR HVAC Control | Small Industrial |  | Winter Evening | % of Load | 0 | 2033 | 65535
| High | Time-of-Use Rates (TOU) | C&I Curtailment-Turnkey-Standard Lighting Control | Small Industrial |  | Winter Evening | % of Load | 1 | 2033 | 65535
| High | Time-of-Use Rates (TOU) | C&I Curtailment-Turnkey-Standard Lighting Control | Small Industrial |  | Winter Evening | % of Load | 0 | 2033 | 65535
| High | Time-of-Use Rates (TOU) | C&I Curtailment-Turnkey-Advanced Lighting Control | Small Industrial |  | Winter Evening | % of Load | 1 | 2033 | 65535
| High | Time-of-Use Rates (TOU) | C&I Curtailment-Turnkey-Advanced Lighting Control | Small Industrial |  | Winter Evening | % of Load | 0 | 2033 | 65535
| High | Time-of-Use Rates (TOU) | C&I Curtailment-Turnkey-Water Heating Control | Small Industrial |  | Winter Evening | % of Load | 1 | 2033 | 65535
| High | Time-of-Use Rates (TOU) | C&I Curtailment-Turnkey-Water Heating Control | Small Industrial |  | Winter Evening | % of Load | 0 | 2033 | 65535
| High | Time-of-Use Rates (TOU) | C&I Curtailment-Turnkey-Other | Small Industrial |  | Winter Evening | % of Load | 1 | 2033 | 65535
| High | Time-of-Use Rates (TOU) | C&I Curtailment-Turnkey-Other | Small Industrial |  | Winter Evening | % of Load | 0 | 2033 | 65535
| High | Time-of-Use Rates (TOU) | C&I Curtailment-Turnkey-Industrial | Small Industrial |  | Winter Evening | % of Load | 1 | 2033 | 65535
| High | Time-of-Use Rates (TOU) | C&I Curtailment-Turnkey-Industrial | Small Industrial |  | Winter Evening | % of Load | 0 | 2033 | 65535
| High | Time-of-Use Rates (TOU) | Time-of-Use Rates (TOU) | Small Industrial |  | Winter Evening | % of Load | 1 | 2033 | 65535
| High | Time-of-Use Rates (TOU) | Time-of-Use Rates (TOU) | Small Industrial |  | Winter Evening | % of Load | 0 | 2033 | 65535
| High | Time-of-Use Rates (TOU) | DLC-Switch-Water Heating | Medium Industrial |  | Winter Morning | % of Load | 1 | 2033 | 65535
| High | Time-of-Use Rates (TOU) | DLC-Switch-Water Heating | Medium Industrial |  | Winter Morning | % of Load | 0 | 2033 | 65535
| High | Time-of-Use Rates (TOU) | DLC-BYOD-Water Heating | Medium Industrial |  | Winter Morning | % of Load | 1 | 2033 | 65535
| High | Time-of-Use Rates (TOU) | DLC-BYOD-Water Heating | Medium Industrial |  | Winter Morning | % of Load | 0 | 2033 | 65535
| High | Time-of-Use Rates (TOU) | DLC-Thermostat-DI-Central Heat Pump | Medium Industrial |  | Winter Morning | % of Load | 1 | 2033 | 65535
| High | Time-of-Use Rates (TOU) | DLC-Thermostat-DI-Central Heat Pump | Medium Industrial |  | Winter Morning | % of Load | 0 | 2033 | 65535
| High | Time-of-Use Rates (TOU) | DLC-Thermostat-BYOT-Central Heat Pump | Medium Industrial |  | Winter Morning | % of Load | 1 | 2033 | 65535
| High | Time-of-Use Rates (TOU) | DLC-Thermostat-BYOT-Central Heat Pump | Medium Industrial |  | Winter Morning | % of Load | 0 | 2033 | 65535
| High | Time-of-Use Rates (TOU) | DLC-Thermostat-HVAC | Medium Industrial |  | Winter Morning | % of Load | 1 | 2033 | 65535
| High | Time-of-Use Rates (TOU) | DLC-Thermostat-HVAC | Medium Industrial |  | Winter Morning | % of Load | 0 | 2033 | 65535
| High | Time-of-Use Rates (TOU) | DLC-Thermostat-DI-Baseboard Heating | Medium Industrial |  | Winter Morning | % of Load | 1 | 2033 | 65535
| High | Time-of-Use Rates (TOU) | DLC-Thermostat-DI-Baseboard Heating | Medium Industrial |  | Winter Morning | % of Load | 0 | 2033 | 65535
| High | Time-of-Use Rates (TOU) | DLC-Thermostat-BYOT-Baseboard Heating | Medium Industrial |  | Winter Morning | % of Load | 1 | 2033 | 65535
| High | Time-of-Use Rates (TOU) | DLC-Thermostat-BYOT-Baseboard Heating | Medium Industrial |  | Winter Morning | % of Load | 0 | 2033 | 65535
| High | Time-of-Use Rates (TOU) | DLC-Thermostat-DI-MSHP | Medium Industrial |  | Winter Morning | % of Load | 1 | 2033 | 65535
| High | Time-of-Use Rates (TOU) | DLC-Thermostat-DI-MSHP | Medium Industrial |  | Winter Morning | % of Load | 0 | 2033 | 65535
| High | Time-of-Use Rates (TOU) | DLC-Thermostat-BYOT-MSHP | Medium Industrial |  | Winter Morning | % of Load | 1 | 2033 | 65535
| High | Time-of-Use Rates (TOU) | DLC-Thermostat-BYOT-MSHP | Medium Industrial |  | Winter Morning | % of Load | 0 | 2033 | 65535
| High | Time-of-Use Rates (TOU) | C&I Curtailment-Turnkey-Manual HVAC Control | Medium Industrial |  | Winter Morning | % of Load | 1 | 2033 | 65535
| High | Time-of-Use Rates (TOU) | C&I Curtailment-Turnkey-Manual HVAC Control | Medium Industrial |  | Winter Morning | % of Load | 0 | 2033 | 65535
| High | Time-of-Use Rates (TOU) | C&I Curtailment-Turnkey-Auto-DR HVAC Control | Medium Industrial |  | Winter Morning | % of Load | 1 | 2033 | 65535
| High | Time-of-Use Rates (TOU) | C&I Curtailment-Turnkey-Auto-DR HVAC Control | Medium Industrial |  | Winter Morning | % of Load | 0 | 2033 | 65535
| High | Time-of-Use Rates (TOU) | C&I Curtailment-Turnkey-Standard Lighting Control | Medium Industrial |  | Winter Morning | % of Load | 1 | 2033 | 65535
| High | Time-of-Use Rates (TOU) | C&I Curtailment-Turnkey-Standard Lighting Control | Medium Industrial |  | Winter Morning | % of Load | 0 | 2033 | 65535
| High | Time-of-Use Rates (TOU) | C&I Curtailment-Turnkey-Advanced Lighting Control | Medium Industrial |  | Winter Morning | % of Load | 1 | 2033 | 65535
| High | Time-of-Use Rates (TOU) | C&I Curtailment-Turnkey-Advanced Lighting Control | Medium Industrial |  | Winter Morning | % of Load | 0 | 2033 | 65535
| High | Time-of-Use Rates (TOU) | C&I Curtailment-Turnkey-Water Heating Control | Medium Industrial |  | Winter Morning | % of Load | 1 | 2033 | 65535
| High | Time-of-Use Rates (TOU) | C&I Curtailment-Turnkey-Water Heating Control | Medium Industrial |  | Winter Morning | % of Load | 0 | 2033 | 65535
| High | Time-of-Use Rates (TOU) | C&I Curtailment-Turnkey-Other | Medium Industrial |  | Winter Morning | % of Load | 1 | 2033 | 65535
| High | Time-of-Use Rates (TOU) | C&I Curtailment-Turnkey-Other | Medium Industrial |  | Winter Morning | % of Load | 0 | 2033 | 65535
| High | Time-of-Use Rates (TOU) | Time-of-Use Rates (TOU) | Medium Industrial |  | Winter Morning | % of Load | 1 | 2033 | 65535
| High | Time-of-Use Rates (TOU) | Time-of-Use Rates (TOU) | Medium Industrial |  | Winter Morning | % of Load | 0 | 2033 | 65535
| High | Time-of-Use Rates (TOU) | DLC-Switch-Water Heating | Medium Industrial |  | Winter Evening | % of Load | 1 | 2033 | 65535
| High | Time-of-Use Rates (TOU) | DLC-Switch-Water Heating | Medium Industrial |  | Winter Evening | % of Load | 0 | 2033 | 65535
| High | Time-of-Use Rates (TOU) | DLC-BYOD-Water Heating | Medium Industrial |  | Winter Evening | % of Load | 1 | 2033 | 65535
| High | Time-of-Use Rates (TOU) | DLC-BYOD-Water Heating | Medium Industrial |  | Winter Evening | % of Load | 0 | 2033 | 65535
| High | Time-of-Use Rates (TOU) | DLC-Thermostat-DI-Central Heat Pump | Medium Industrial |  | Winter Evening | % of Load | 1 | 2033 | 65535
| High | Time-of-Use Rates (TOU) | DLC-Thermostat-DI-Central Heat Pump | Medium Industrial |  | Winter Evening | % of Load | 0 | 2033 | 65535
| High | Time-of-Use Rates (TOU) | DLC-Thermostat-BYOT-Central Heat Pump | Medium Industrial |  | Winter Evening | % of Load | 1 | 2033 | 65535
| High | Time-of-Use Rates (TOU) | DLC-Thermostat-BYOT-Central Heat Pump | Medium Industrial |  | Winter Evening | % of Load | 0 | 2033 | 65535
| High | Time-of-Use Rates (TOU) | DLC-Thermostat-HVAC | Medium Industrial |  | Winter Evening | % of Load | 1 | 2033 | 65535
| High | Time-of-Use Rates (TOU) | DLC-Thermostat-HVAC | Medium Industrial |  | Winter Evening | % of Load | 0 | 2033 | 65535
| High | Time-of-Use Rates (TOU) | DLC-Thermostat-DI-Baseboard Heating | Medium Industrial |  | Winter Evening | % of Load | 1 | 2033 | 65535
| High | Time-of-Use Rates (TOU) | DLC-Thermostat-DI-Baseboard Heating | Medium Industrial |  | Winter Evening | % of Load | 0 | 2033 | 65535
| High | Time-of-Use Rates (TOU) | DLC-Thermostat-BYOT-Baseboard Heating | Medium Industrial |  | Winter Evening | % of Load | 1 | 2033 | 65535
| High | Time-of-Use Rates (TOU) | DLC-Thermostat-BYOT-Baseboard Heating | Medium Industrial |  | Winter Evening | % of Load | 0 | 2033 | 65535
| High | Time-of-Use Rates (TOU) | DLC-Thermostat-DI-MSHP | Medium Industrial |  | Winter Evening | % of Load | 1 | 2033 | 65535
| High | Time-of-Use Rates (TOU) | DLC-Thermostat-DI-MSHP | Medium Industrial |  | Winter Evening | % of Load | 0 | 2033 | 65535
| High | Time-of-Use Rates (TOU) | DLC-Thermostat-BYOT-MSHP | Medium Industrial |  | Winter Evening | % of Load | 1 | 2033 | 65535
| High | Time-of-Use Rates (TOU) | DLC-Thermostat-BYOT-MSHP | Medium Industrial |  | Winter Evening | % of Load | 0 | 2033 | 65535
| High | Time-of-Use Rates (TOU) | C&I Curtailment-Turnkey-Manual HVAC Control | Medium Industrial |  | Winter Evening | % of Load | 1 | 2033 | 65535
| High | Time-of-Use Rates (TOU) | C&I Curtailment-Turnkey-Manual HVAC Control | Medium Industrial |  | Winter Evening | % of Load | 0 | 2033 | 65535
| High | Time-of-Use Rates (TOU) | C&I Curtailment-Turnkey-Auto-DR HVAC Control | Medium Industrial |  | Winter Evening | % of Load | 1 | 2033 | 65535
| High | Time-of-Use Rates (TOU) | C&I Curtailment-Turnkey-Auto-DR HVAC Control | Medium Industrial |  | Winter Evening | % of Load | 0 | 2033 | 65535
| High | Time-of-Use Rates (TOU) | C&I Curtailment-Turnkey-Standard Lighting Control | Medium Industrial |  | Winter Evening | % of Load | 1 | 2033 | 65535
| High | Time-of-Use Rates (TOU) | C&I Curtailment-Turnkey-Standard Lighting Control | Medium Industrial |  | Winter Evening | % of Load | 0 | 2033 | 65535
| High | Time-of-Use Rates (TOU) | C&I Curtailment-Turnkey-Advanced Lighting Control | Medium Industrial |  | Winter Evening | % of Load | 1 | 2033 | 65535
| High | Time-of-Use Rates (TOU) | C&I Curtailment-Turnkey-Advanced Lighting Control | Medium Industrial |  | Winter Evening | % of Load | 0 | 2033 | 65535
| High | Time-of-Use Rates (TOU) | C&I Curtailment-Turnkey-Water Heating Control | Medium Industrial |  | Winter Evening | % of Load | 1 | 2033 | 65535
| High | Time-of-Use Rates (TOU) | C&I Curtailment-Turnkey-Water Heating Control | Medium Industrial |  | Winter Evening | % of Load | 0 | 2033 | 65535
| High | Time-of-Use Rates (TOU) | C&I Curtailment-Turnkey-Other | Medium Industrial |  | Winter Evening | % of Load | 1 | 2033 | 65535
| High | Time-of-Use Rates (TOU) | C&I Curtailment-Turnkey-Other | Medium Industrial |  | Winter Evening | % of Load | 0 | 2033 | 65535
| High | Time-of-Use Rates (TOU) | Time-of-Use Rates (TOU) | Medium Industrial |  | Winter Evening | % of Load | 1 | 2033 | 65535
| High | Time-of-Use Rates (TOU) | Time-of-Use Rates (TOU) | Medium Industrial |  | Winter Evening | % of Load | 0 | 2033 | 65535
| High | Time-of-Use Rates (TOU) | Time-of-Use Rates (TOU) | Residential Charitable |  | Winter Morning | % of Load | 1 | 2033 | 65535
| High | Time-of-Use Rates (TOU) | Time-of-Use Rates (TOU) | Residential Charitable |  | Winter Morning | % of Load | 0 | 2033 | 65535
| High | Time-of-Use Rates (TOU) | Time-of-Use Rates (TOU) | Residential Charitable |  | Winter Evening | % of Load | 1 | 2033 | 65535
| High | Time-of-Use Rates (TOU) | Time-of-Use Rates (TOU) | Residential Charitable |  | Winter Evening | % of Load | 0 | 2033 | 65535

## Gen Plan MW ELCC (hidden)
Utility | Cases | DR Option | DR Suboption | Customer Class | Building Type | Peak Period | MW or Percent of Load | Cost-Effectiveness Screen (DR Option) | Year | Achievable Potential (MW)
ENS | Alternate Scenario | DLC-Thermostat | DLC-Thermostat-BYOT-Central Heat Pump | Residential Charitable | Residential LI | Winter Morning | MW of Load | 0 | 2025 | 0.012882
ENS | Alternate Scenario | DLC-Thermostat | DLC-Thermostat-BYOT-Central Heat Pump | Residential Charitable | Residential Market Rate | Winter Morning | MW of Load | 0 | 2025 | 0.10212
ENS | Alternate Scenario | DLC-Thermostat | DLC-Thermostat-DI-Baseboard Heating | Residential Charitable | Residential LI | Winter Morning | MW of Load | 0 | 2025 | 0.076287
ENS | Alternate Scenario | DLC-Thermostat | DLC-Thermostat-DI-Baseboard Heating | Residential Charitable | Residential Market Rate | Winter Morning | MW of Load | 0 | 2025 | 0.79995
ENS | Alternate Scenario | DLC-Thermostat | DLC-Thermostat-BYOT-Baseboard Heating | Residential Charitable | Residential LI | Winter Morning | MW of Load | 0 | 2025 | 0.0052719
ENS | Alternate Scenario | DLC-Thermostat | DLC-Thermostat-BYOT-Baseboard Heating | Residential Charitable | Residential Market Rate | Winter Morning | MW of Load | 0 | 2025 | 0.055281
ENS | Alternate Scenario | DLC-Thermostat | DLC-Thermostat-DI-MSHP | Residential Charitable | Residential LI | Winter Morning | MW of Load | 0 | 2025 | 0.025945
ENS | Alternate Scenario | DLC-Thermostat | DLC-Thermostat-DI-MSHP | Residential Charitable | Residential Market Rate | Winter Morning | MW of Load | 0 | 2025 | 0.31993
ENS | Alternate Scenario | DLC-Thermostat | DLC-Thermostat-BYOT-MSHP | Residential Charitable | Residential LI | Winter Morning | MW of Load | 0 | 2025 | 0.0045812
ENS | Alternate Scenario | DLC-Thermostat | DLC-Thermostat-BYOT-MSHP | Residential Charitable | Residential Market Rate | Winter Morning | MW of Load | 0 | 2025 | 0.05649
ENS | Alternate Scenario | DLC-Thermostat | DLC-Thermostat-BYOT-Central Heat Pump | Residential Charitable | Residential LI | Winter Evening | MW of Load | 0 | 2025 | 0.012882
ENS | Alternate Scenario | DLC-Thermostat | DLC-Thermostat-BYOT-Central Heat Pump | Residential Charitable | Residential Market Rate | Winter Evening | MW of Load | 0 | 2025 | 0.10212
ENS | Alternate Scenario | DLC-Thermostat | DLC-Thermostat-DI-Baseboard Heating | Residential Charitable | Residential LI | Winter Evening | MW of Load | 0 | 2025 | 0.076287
ENS | Alternate Scenario | DLC-Thermostat | DLC-Thermostat-DI-Baseboard Heating | Residential Charitable | Residential Market Rate | Winter Evening | MW of Load | 0 | 2025 | 0.79995
ENS | Alternate Scenario | DLC-Thermostat | DLC-Thermostat-BYOT-Baseboard Heating | Residential Charitable | Residential LI | Winter Evening | MW of Load | 0 | 2025 | 0.0052719
ENS | Alternate Scenario | DLC-Thermostat | DLC-Thermostat-BYOT-Baseboard Heating | Residential Charitable | Residential Market Rate | Winter Evening | MW of Load | 0 | 2025 | 0.055281
ENS | Alternate Scenario | DLC-Thermostat | DLC-Thermostat-DI-MSHP | Residential Charitable | Residential LI | Winter Evening | MW of Load | 0 | 2025 | 0.025945
ENS | Alternate Scenario | DLC-Thermostat | DLC-Thermostat-DI-MSHP | Residential Charitable | Residential Market Rate | Winter Evening | MW of Load | 0 | 2025 | 0.31993
ENS | Alternate Scenario | DLC-Thermostat | DLC-Thermostat-BYOT-MSHP | Residential Charitable | Residential LI | Winter Evening | MW of Load | 0 | 2025 | 0.0045812
ENS | Alternate Scenario | DLC-Thermostat | DLC-Thermostat-BYOT-MSHP | Residential Charitable | Residential Market Rate | Winter Evening | MW of Load | 0 | 2025 | 0.05649
ENS | Alternate Scenario | DLC-Water Heating | DLC-Switch-Water Heating | Residential Charitable | Residential LI | Winter Morning | MW of Load | 0 | 2025 | 0.022627
ENS | Alternate Scenario | DLC-Water Heating | DLC-Switch-Water Heating | Residential Charitable | Residential Market Rate | Winter Morning | MW of Load | 0 | 2025 | 0.26172
ENS | Alternate Scenario | DLC-Water Heating | DLC-Switch-Water Heating | Residential Charitable | Residential LI | Winter Evening | MW of Load | 0 | 2025 | 0.019124
ENS | Alternate Scenario | DLC-Water Heating | DLC-Switch-Water Heating | Residential Charitable | Residential Market Rate | Winter Evening | MW of Load | 0 | 2025 | 0.22121
ENS | Alternate Scenario | C&I Curtailment | C&I Curtailment-Turnkey-Manual HVAC Control | General | Miscellaneous | Winter Morning | MW of Load | 1 | 2025 | 0.65509
ENS | Alternate Scenario | C&I Curtailment | C&I Curtailment-Turnkey-Manual HVAC Control | General | Offices | Winter Morning | MW of Load | 1 | 2025 | 0.043007
ENS | Alternate Scenario | C&I Curtailment | C&I Curtailment-Turnkey-Manual HVAC Control | General | Retail Trade | Winter Morning | MW of Load | 1 | 2025 | 0.15443
ENS | Alternate Scenario | C&I Curtailment | C&I Curtailment-Turnkey-Manual HVAC Control | General | Services | Winter Morning | MW of Load | 1 | 2025 | 0.099831
ENS | Alternate Scenario | C&I Curtailment | C&I Curtailment-Turnkey-Auto-DR HVAC Control | General | Miscellaneous | Winter Morning | MW of Load | 1 | 2025 | 0.016501
ENS | Alternate Scenario | C&I Curtailment | C&I Curtailment-Turnkey-Auto-DR HVAC Control | General | Offices | Winter Morning | MW of Load | 1 | 2025 | 0.0010833
ENS | Alternate Scenario | C&I Curtailment | C&I Curtailment-Turnkey-Auto-DR HVAC Control | General | Retail Trade | Winter Morning | MW of Load | 1 | 2025 | 0.0038898
ENS | Alternate Scenario | C&I Curtailment | C&I Curtailment-Turnkey-Auto-DR HVAC Control | General | Services | Winter Morning | MW of Load | 1 | 2025 | 0.0025146
ENS | Alternate Scenario | C&I Curtailment | C&I Curtailment-Turnkey-Standard Lighting Control | General | Miscellaneous | Winter Morning | MW of Load | 1 | 2025 | 0.27774
ENS | Alternate Scenario | C&I Curtailment | C&I Curtailment-Turnkey-Standard Lighting Control | General | Offices | Winter Morning | MW of Load | 1 | 2025 | 0.0059113
ENS | Alternate Scenario | C&I Curtailment | C&I Curtailment-Turnkey-Standard Lighting Control | General | Retail Trade | Winter Morning | MW of Load | 1 | 2025 | 0.064644
ENS | Alternate Scenario | C&I Curtailment | C&I Curtailment-Turnkey-Standard Lighting Control | General | Services | Winter Morning | MW of Load | 1 | 2025 | 0.041816
ENS | Alternate Scenario | C&I Curtailment | C&I Curtailment-Turnkey-Water Heating Control | General | Miscellaneous | Winter Morning | MW of Load | 1 | 2025 | 0.016025
ENS | Alternate Scenario | C&I Curtailment | C&I Curtailment-Turnkey-Water Heating Control | General | Offices | Winter Morning | MW of Load | 1 | 2025 | 0.00043218
ENS | Alternate Scenario | C&I Curtailment | C&I Curtailment-Turnkey-Water Heating Control | General | Retail Trade | Winter Morning | MW of Load | 1 | 2025 | 0.0084694
ENS | Alternate Scenario | C&I Curtailment | C&I Curtailment-Turnkey-Water Heating Control | General | Services | Winter Morning | MW of Load | 1 | 2025 | 0.0054722
ENS | Alternate Scenario | C&I Curtailment | C&I Curtailment-Turnkey-Other | General | Miscellaneous | Winter Morning | MW of Load | 1 | 2025 | 0.28901
ENS | Alternate Scenario | C&I Curtailment | C&I Curtailment-Turnkey-Other | General | Offices | Winter Morning | MW of Load | 1 | 2025 | 0.0079664
ENS | Alternate Scenario | C&I Curtailment | C&I Curtailment-Turnkey-Other | General | Retail Trade | Winter Morning | MW of Load | 1 | 2025 | 0.091131
ENS | Alternate Scenario | C&I Curtailment | C&I Curtailment-Turnkey-Other | General | Services | Winter Morning | MW of Load | 1 | 2025 | 0.058907
ENS | Alternate Scenario | C&I Curtailment | C&I Curtailment-Turnkey-Manual HVAC Control | General | Miscellaneous | Winter Evening | MW of Load | 1 | 2025 | 0.76506
ENS | Alternate Scenario | C&I Curtailment | C&I Curtailment-Turnkey-Manual HVAC Control | General | Offices | Winter Evening | MW of Load | 1 | 2025 | 0.050227
ENS | Alternate Scenario | C&I Curtailment | C&I Curtailment-Turnkey-Manual HVAC Control | General | Retail Trade | Winter Evening | MW of Load | 1 | 2025 | 0.18035
ENS | Alternate Scenario | C&I Curtailment | C&I Curtailment-Turnkey-Manual HVAC Control | General | Services | Winter Evening | MW of Load | 1 | 2025 | 0.11659
ENS | Alternate Scenario | C&I Curtailment | C&I Curtailment-Turnkey-Auto-DR HVAC Control | General | Miscellaneous | Winter Evening | MW of Load | 1 | 2025 | 0.019271
ENS | Alternate Scenario | C&I Curtailment | C&I Curtailment-Turnkey-Auto-DR HVAC Control | General | Offices | Winter Evening | MW of Load | 1 | 2025 | 0.0012651
ENS | Alternate Scenario | C&I Curtailment | C&I Curtailment-Turnkey-Auto-DR HVAC Control | General | Retail Trade | Winter Evening | MW of Load | 1 | 2025 | 0.0045428
ENS | Alternate Scenario | C&I Curtailment | C&I Curtailment-Turnkey-Auto-DR HVAC Control | General | Services | Winter Evening | MW of Load | 1 | 2025 | 0.0029367
ENS | Alternate Scenario | C&I Curtailment | C&I Curtailment-Turnkey-Standard Lighting Control | General | Miscellaneous | Winter Evening | MW of Load | 1 | 2025 | 0.32437
ENS | Alternate Scenario | C&I Curtailment | C&I Curtailment-Turnkey-Standard Lighting Control | General | Offices | Winter Evening | MW of Load | 1 | 2025 | 0.0069036
ENS | Alternate Scenario | C&I Curtailment | C&I Curtailment-Turnkey-Standard Lighting Control | General | Retail Trade | Winter Evening | MW of Load | 1 | 2025 | 0.075496
ENS | Alternate Scenario | C&I Curtailment | C&I Curtailment-Turnkey-Standard Lighting Control | General | Services | Winter Evening | MW of Load | 1 | 2025 | 0.048836
ENS | Alternate Scenario | C&I Curtailment | C&I Curtailment-Turnkey-Water Heating Control | General | Miscellaneous | Winter Evening | MW of Load | 1 | 2025 | 0.018715
ENS | Alternate Scenario | C&I Curtailment | C&I Curtailment-Turnkey-Water Heating Control | General | Offices | Winter Evening | MW of Load | 1 | 2025 | 0.00050473
ENS | Alternate Scenario | C&I Curtailment | C&I Curtailment-Turnkey-Water Heating Control | General | Retail Trade | Winter Evening | MW of Load | 1 | 2025 | 0.0098912
ENS | Alternate Scenario | C&I Curtailment | C&I Curtailment-Turnkey-Water Heating Control | General | Services | Winter Evening | MW of Load | 1 | 2025 | 0.0063908
ENS | Alternate Scenario | C&I Curtailment | C&I Curtailment-Turnkey-Other | General | Miscellaneous | Winter Evening | MW of Load | 1 | 2025 | 0.33752
ENS | Alternate Scenario | C&I Curtailment | C&I Curtailment-Turnkey-Other | General | Offices | Winter Evening | MW of Load | 1 | 2025 | 0.0093037
ENS | Alternate Scenario | C&I Curtailment | C&I Curtailment-Turnkey-Other | General | Retail Trade | Winter Evening | MW of Load | 1 | 2025 | 0.10643
ENS | Alternate Scenario | C&I Curtailment | C&I Curtailment-Turnkey-Other | General | Services | Winter Evening | MW of Load | 1 | 2025 | 0.068796
ENS | Alternate Scenario | C&I Curtailment | C&I Curtailment-Turnkey-Manual HVAC Control | Large General | Miscellaneous | Winter Morning | MW of Load | 1 | 2025 | 0.5235
ENS | Alternate Scenario | C&I Curtailment | C&I Curtailment-Turnkey-Manual HVAC Control | Large General | Retail Trade | Winter Morning | MW of Load | 1 | 2025 | 0.022625
ENS | Alternate Scenario | C&I Curtailment | C&I Curtailment-Turnkey-Manual HVAC Control | Large General | Services | Winter Morning | MW of Load | 1 | 2025 | 0.036231
ENS | Alternate Scenario | C&I Curtailment | C&I Curtailment-Turnkey-Auto-DR HVAC Control | Large General | Miscellaneous | Winter Morning | MW of Load | 1 | 2025 | 0.013186
ENS | Alternate Scenario | C&I Curtailment | C&I Curtailment-Turnkey-Auto-DR HVAC Control | Large General | Retail Trade | Winter Morning | MW of Load | 1 | 2025 | 0.00056988
ENS | Alternate Scenario | C&I Curtailment | C&I Curtailment-Turnkey-Auto-DR HVAC Control | Large General | Services | Winter Morning | MW of Load | 1 | 2025 | 0.0009126
ENS | Alternate Scenario | C&I Curtailment | C&I Curtailment-Turnkey-Standard Lighting Control | Large General | Miscellaneous | Winter Morning | MW of Load | 1 | 2025 | 0.23061
ENS | Alternate Scenario | C&I Curtailment | C&I Curtailment-Turnkey-Standard Lighting Control | Large General | Retail Trade | Winter Morning | MW of Load | 1 | 2025 | 0.0094403
ENS | Alternate Scenario | C&I Curtailment | C&I Curtailment-Turnkey-Standard Lighting Control | Large General | Services | Winter Morning | MW of Load | 1 | 2025 | 0.015118
ENS | Alternate Scenario | C&I Curtailment | C&I Curtailment-Turnkey-Water Heating Control | Large General | Miscellaneous | Winter Morning | MW of Load | 1 | 2025 | 0.010404
ENS | Alternate Scenario | C&I Curtailment | C&I Curtailment-Turnkey-Water Heating Control | Large General | Retail Trade | Winter Morning | MW of Load | 1 | 2025 | 0.001244
ENS | Alternate Scenario | C&I Curtailment | C&I Curtailment-Turnkey-Water Heating Control | Large General | Services | Winter Morning | MW of Load | 1 | 2025 | 0.0019922
ENS | Alternate Scenario | C&I Curtailment | C&I Curtailment-Turnkey-Other | Large General | Miscellaneous | Winter Morning | MW of Load | 1 | 2025 | 0.22505
ENS | Alternate Scenario | C&I Curtailment | C&I Curtailment-Turnkey-Other | Large General | Retail Trade | Winter Morning | MW of Load | 1 | 2025 | 0.013356
ENS | Alternate Scenario | C&I Curtailment | C&I Curtailment-Turnkey-Other | Large General | Services | Winter Morning | MW of Load | 1 | 2025 | 0.021389
ENS | Alternate Scenario | C&I Curtailment | C&I Curtailment-Turnkey-Manual HVAC Control | Large General | Miscellaneous | Winter Evening | MW of Load | 1 | 2025 | 0.44916
ENS | Alternate Scenario | C&I Curtailment | C&I Curtailment-Turnkey-Manual HVAC Control | Large General | Retail Trade | Winter Evening | MW of Load | 1 | 2025 | 0.019412
ENS | Alternate Scenario | C&I Curtailment | C&I Curtailment-Turnkey-Manual HVAC Control | Large General | Services | Winter Evening | MW of Load | 1 | 2025 | 0.031086
ENS | Alternate Scenario | C&I Curtailment | C&I Curtailment-Turnkey-Auto-DR HVAC Control | Large General | Miscellaneous | Winter Evening | MW of Load | 1 | 2025 | 0.011313
ENS | Alternate Scenario | C&I Curtailment | C&I Curtailment-Turnkey-Auto-DR HVAC Control | Large General | Retail Trade | Winter Evening | MW of Load | 1 | 2025 | 0.00048895
ENS | Alternate Scenario | C&I Curtailment | C&I Curtailment-Turnkey-Auto-DR HVAC Control | Large General | Services | Winter Evening | MW of Load | 1 | 2025 | 0.000783
ENS | Alternate Scenario | C&I Curtailment | C&I Curtailment-Turnkey-Standard Lighting Control | Large General | Miscellaneous | Winter Evening | MW of Load | 1 | 2025 | 0.19786
ENS | Alternate Scenario | C&I Curtailment | C&I Curtailment-Turnkey-Standard Lighting Control | Large General | Retail Trade | Winter Evening | MW of Load | 1 | 2025 | 0.0080996
ENS | Alternate Scenario | C&I Curtailment | C&I Curtailment-Turnkey-Standard Lighting Control | Large General | Services | Winter Evening | MW of Load | 1 | 2025 | 0.012971
ENS | Alternate Scenario | C&I Curtailment | C&I Curtailment-Turnkey-Water Heating Control | Large General | Miscellaneous | Winter Evening | MW of Load | 1 | 2025 | 0.0089268
ENS | Alternate Scenario | C&I Curtailment | C&I Curtailment-Turnkey-Water Heating Control | Large General | Retail Trade | Winter Evening | MW of Load | 1 | 2025 | 0.0010674
ENS | Alternate Scenario | C&I Curtailment | C&I Curtailment-Turnkey-Water Heating Control | Large General | Services | Winter Evening | MW of Load | 1 | 2025 | 0.0017093
ENS | Alternate Scenario | C&I Curtailment | C&I Curtailment-Turnkey-Other | Large General | Miscellaneous | Winter Evening | MW of Load | 1 | 2025 | 0.19309
ENS | Alternate Scenario | C&I Curtailment | C&I Curtailment-Turnkey-Other | Large General | Retail Trade | Winter Evening | MW of Load | 1 | 2025 | 0.011459
ENS | Alternate Scenario | C&I Curtailment | C&I Curtailment-Turnkey-Other | Large General | Services | Winter Evening | MW of Load | 1 | 2025 | 0.018351
ENS | Alternate Scenario | C&I Curtailment | C&I Curtailment-Turnkey-Manual HVAC Control | Small Industrial | Miscellaneous | Winter Morning | MW of Load | 1 | 2025 | 0.087082
ENS | Alternate Scenario | C&I Curtailment | C&I Curtailment-Turnkey-Manual HVAC Control | Small Industrial | Offices | Winter Morning | MW of Load | 1 | 2025 | 0.0010859
ENS | Alternate Scenario | C&I Curtailment | C&I Curtailment-Turnkey-Manual HVAC Control | Small Industrial | Retail Trade | Winter Morning | MW of Load | 1 | 2025 | 0.0037764
ENS | Alternate Scenario | C&I Curtailment | C&I Curtailment-Turnkey-Manual HVAC Control | Small Industrial | Services | Winter Morning | MW of Load | 1 | 2025 | 0.001193
ENS | Alternate Scenario | C&I Curtailment | C&I Curtailment-Turnkey-Auto-DR HVAC Control | Small Industrial | Miscellaneous | Winter Morning | MW of Load | 1 | 2025 | 0.0021934
ENS | Alternate Scenario | C&I Curtailment | C&I Curtailment-Turnkey-Auto-DR HVAC Control | Small Industrial | Offices | Winter Morning | MW of Load | 1 | 2025 | 2.7353e-05
ENS | Alternate Scenario | C&I Curtailment | C&I Curtailment-Turnkey-Auto-DR HVAC Control | Small Industrial | Retail Trade | Winter Morning | MW of Load | 1 | 2025 | 9.512e-05
ENS | Alternate Scenario | C&I Curtailment | C&I Curtailment-Turnkey-Auto-DR HVAC Control | Small Industrial | Services | Winter Morning | MW of Load | 1 | 2025 | 3.0051e-05
ENS | Alternate Scenario | C&I Curtailment | C&I Curtailment-Turnkey-Standard Lighting Control | Small Industrial | Miscellaneous | Winter Morning | MW of Load | 1 | 2025 | 0.028081
ENS | Alternate Scenario | C&I Curtailment | C&I Curtailment-Turnkey-Standard Lighting Control | Small Industrial | Offices | Winter Morning | MW of Load | 1 | 2025 | 0.00015547
ENS | Alternate Scenario | C&I Curtailment | C&I Curtailment-Turnkey-Standard Lighting Control | Small Industrial | Retail Trade | Winter Morning | MW of Load | 1 | 2025 | 0.0016465
ENS | Alternate Scenario | C&I Curtailment | C&I Curtailment-Turnkey-Standard Lighting Control | Small Industrial | Services | Winter Morning | MW of Load | 1 | 2025 | 0.00052017
ENS | Alternate Scenario | C&I Curtailment | C&I Curtailment-Turnkey-Water Heating Control | Small Industrial | Miscellaneous | Winter Morning | MW of Load | 1 | 2025 | 0.0020455
ENS | Alternate Scenario | C&I Curtailment | C&I Curtailment-Turnkey-Water Heating Control | Small Industrial | Offices | Winter Morning | MW of Load | 1 | 2025 | 1.0716e-05
ENS | Alternate Scenario | C&I Curtailment | C&I Curtailment-Turnkey-Water Heating Control | Small Industrial | Retail Trade | Winter Morning | MW of Load | 1 | 2025 | 0.00020014
ENS | Alternate Scenario | C&I Curtailment | C&I Curtailment-Turnkey-Water Heating Control | Small Industrial | Services | Winter Morning | MW of Load | 1 | 2025 | 6.3229e-05
ENS | Alternate Scenario | C&I Curtailment | C&I Curtailment-Turnkey-Other | Small Industrial | Miscellaneous | Winter Morning | MW of Load | 1 | 2025 | 0.032022
ENS | Alternate Scenario | C&I Curtailment | C&I Curtailment-Turnkey-Other | Small Industrial | Offices | Winter Morning | MW of Load | 1 | 2025 | 0.00020201
ENS | Alternate Scenario | C&I Curtailment | C&I Curtailment-Turnkey-Other | Small Industrial | Retail Trade | Winter Morning | MW of Load | 1 | 2025 | 0.0022176
ENS | Alternate Scenario | C&I Curtailment | C&I Curtailment-Turnkey-Other | Small Industrial | Services | Winter Morning | MW of Load | 1 | 2025 | 0.00070059
ENS | Alternate Scenario | C&I Curtailment | C&I Curtailment-Turnkey-Industrial | Small Industrial | Manufacturing | Winter Morning | MW of Load | 1 | 2025 | 0.0078355
ENS | Alternate Scenario | C&I Curtailment | C&I Curtailment-Turnkey-Manual HVAC Control | Small Industrial | Miscellaneous | Winter Evening | MW of Load | 1 | 2025 | 0.11924
ENS | Alternate Scenario | C&I Curtailment | C&I Curtailment-Turnkey-Manual HVAC Control | Small Industrial | Offices | Winter Evening | MW of Load | 1 | 2025 | 0.0014869
ENS | Alternate Scenario | C&I Curtailment | C&I Curtailment-Turnkey-Manual HVAC Control | Small Industrial | Retail Trade | Winter Evening | MW of Load | 1 | 2025 | 0.0051709
ENS | Alternate Scenario | C&I Curtailment | C&I Curtailment-Turnkey-Manual HVAC Control | Small Industrial | Services | Winter Evening | MW of Load | 1 | 2025 | 0.0016336
ENS | Alternate Scenario | C&I Curtailment | C&I Curtailment-Turnkey-Auto-DR HVAC Control | Small Industrial | Miscellaneous | Winter Evening | MW of Load | 1 | 2025 | 0.0030034
ENS | Alternate Scenario | C&I Curtailment | C&I Curtailment-Turnkey-Auto-DR HVAC Control | Small Industrial | Offices | Winter Evening | MW of Load | 1 | 2025 | 3.7454e-05
ENS | Alternate Scenario | C&I Curtailment | C&I Curtailment-Turnkey-Auto-DR HVAC Control | Small Industrial | Retail Trade | Winter Evening | MW of Load | 1 | 2025 | 0.00013025
ENS | Alternate Scenario | C&I Curtailment | C&I Curtailment-Turnkey-Auto-DR HVAC Control | Small Industrial | Services | Winter Evening | MW of Load | 1 | 2025 | 4.1148e-05
ENS | Alternate Scenario | C&I Curtailment | C&I Curtailment-Turnkey-Standard Lighting Control | Small Industrial | Miscellaneous | Winter Evening | MW of Load | 1 | 2025 | 0.038451
ENS | Alternate Scenario | C&I Curtailment | C&I Curtailment-Turnkey-Standard Lighting Control | Small Industrial | Offices | Winter Evening | MW of Load | 1 | 2025 | 0.00021288
ENS | Alternate Scenario | C&I Curtailment | C&I Curtailment-Turnkey-Standard Lighting Control | Small Industrial | Retail Trade | Winter Evening | MW of Load | 1 | 2025 | 0.0022545
ENS | Alternate Scenario | C&I Curtailment | C&I Curtailment-Turnkey-Standard Lighting Control | Small Industrial | Services | Winter Evening | MW of Load | 1 | 2025 | 0.00071225
ENS | Alternate Scenario | C&I Curtailment | C&I Curtailment-Turnkey-Water Heating Control | Small Industrial | Miscellaneous | Winter Evening | MW of Load | 1 | 2025 | 0.0028008
ENS | Alternate Scenario | C&I Curtailment | C&I Curtailment-Turnkey-Water Heating Control | Small Industrial | Offices | Winter Evening | MW of Load | 1 | 2025 | 1.4673e-05
ENS | Alternate Scenario | C&I Curtailment | C&I Curtailment-Turnkey-Water Heating Control | Small Industrial | Retail Trade | Winter Evening | MW of Load | 1 | 2025 | 0.00027405
ENS | Alternate Scenario | C&I Curtailment | C&I Curtailment-Turnkey-Water Heating Control | Small Industrial | Services | Winter Evening | MW of Load | 1 | 2025 | 8.6579e-05
ENS | Alternate Scenario | C&I Curtailment | C&I Curtailment-Turnkey-Other | Small Industrial | Miscellaneous | Winter Evening | MW of Load | 1 | 2025 | 0.043847
ENS | Alternate Scenario | C&I Curtailment | C&I Curtailment-Turnkey-Other | Small Industrial | Offices | Winter Evening | MW of Load | 1 | 2025 | 0.00027661
ENS | Alternate Scenario | C&I Curtailment | C&I Curtailment-Turnkey-Other | Small Industrial | Retail Trade | Winter Evening | MW of Load | 1 | 2025 | 0.0030365
ENS | Alternate Scenario | C&I Curtailment | C&I Curtailment-Turnkey-Other | Small Industrial | Services | Winter Evening | MW of Load | 1 | 2025 | 0.0009593
ENS | Alternate Scenario | C&I Curtailment | C&I Curtailment-Turnkey-Industrial | Small Industrial | Manufacturing | Winter Evening | MW of Load | 1 | 2025 | 0.010729
ENS | Alternate Scenario | C&I Curtailment | C&I Curtailment-Turnkey-Manual HVAC Control | Medium Industrial | Miscellaneous | Winter Morning | MW of Load | 1 | 2025 | 1.661
ENS | Alternate Scenario | C&I Curtailment | C&I Curtailment-Turnkey-Manual HVAC Control | Medium Industrial | Offices | Winter Morning | MW of Load | 1 | 2025 | 0.026074
ENS | Alternate Scenario | C&I Curtailment | C&I Curtailment-Turnkey-Manual HVAC Control | Medium Industrial | Retail Trade | Winter Morning | MW of Load | 1 | 2025 | 0.37684
ENS | Alternate Scenario | C&I Curtailment | C&I Curtailment-Turnkey-Manual HVAC Control | Medium Industrial | Services | Winter Morning | MW of Load | 1 | 2025 | 0.017352
ENS | Alternate Scenario | C&I Curtailment | C&I Curtailment-Turnkey-Auto-DR HVAC Control | Medium Industrial | Miscellaneous | Winter Morning | MW of Load | 1 | 2025 | 0.041838
ENS | Alternate Scenario | C&I Curtailment | C&I Curtailment-Turnkey-Auto-DR HVAC Control | Medium Industrial | Offices | Winter Morning | MW of Load | 1 | 2025 | 0.00065675
ENS | Alternate Scenario | C&I Curtailment | C&I Curtailment-Turnkey-Auto-DR HVAC Control | Medium Industrial | Retail Trade | Winter Morning | MW of Load | 1 | 2025 | 0.0094918
ENS | Alternate Scenario | C&I Curtailment | C&I Curtailment-Turnkey-Auto-DR HVAC Control | Medium Industrial | Services | Winter Morning | MW of Load | 1 | 2025 | 0.00043707
ENS | Alternate Scenario | C&I Curtailment | C&I Curtailment-Turnkey-Standard Lighting Control | Medium Industrial | Miscellaneous | Winter Morning | MW of Load | 1 | 2025 | 0.53561
ENS | Alternate Scenario | C&I Curtailment | C&I Curtailment-Turnkey-Standard Lighting Control | Medium Industrial | Offices | Winter Morning | MW of Load | 1 | 2025 | 0.0037328
ENS | Alternate Scenario | C&I Curtailment | C&I Curtailment-Turnkey-Standard Lighting Control | Medium Industrial | Retail Trade | Winter Morning | MW of Load | 1 | 2025 | 0.1643
ENS | Alternate Scenario | C&I Curtailment | C&I Curtailment-Turnkey-Standard Lighting Control | Medium Industrial | Services | Winter Morning | MW of Load | 1 | 2025 | 0.0075655
ENS | Alternate Scenario | C&I Curtailment | C&I Curtailment-Turnkey-Water Heating Control | Medium Industrial | Miscellaneous | Winter Morning | MW of Load | 1 | 2025 | 0.039016
ENS | Alternate Scenario | C&I Curtailment | C&I Curtailment-Turnkey-Water Heating Control | Medium Industrial | Offices | Winter Morning | MW of Load | 1 | 2025 | 0.00025729
ENS | Alternate Scenario | C&I Curtailment | C&I Curtailment-Turnkey-Water Heating Control | Medium Industrial | Retail Trade | Winter Morning | MW of Load | 1 | 2025 | 0.019972
ENS | Alternate Scenario | C&I Curtailment | C&I Curtailment-Turnkey-Water Heating Control | Medium Industrial | Services | Winter Morning | MW of Load | 1 | 2025 | 0.00091963
ENS | Alternate Scenario | C&I Curtailment | C&I Curtailment-Turnkey-Other | Medium Industrial | Miscellaneous | Winter Morning | MW of Load | 1 | 2025 | 0.61078
ENS | Alternate Scenario | C&I Curtailment | C&I Curtailment-Turnkey-Other | Medium Industrial | Offices | Winter Morning | MW of Load | 1 | 2025 | 0.0048504
ENS | Alternate Scenario | C&I Curtailment | C&I Curtailment-Turnkey-Other | Medium Industrial | Retail Trade | Winter Morning | MW of Load | 1 | 2025 | 0.22129
ENS | Alternate Scenario | C&I Curtailment | C&I Curtailment-Turnkey-Other | Medium Industrial | Services | Winter Morning | MW of Load | 1 | 2025 | 0.01019
ENS | Alternate Scenario | C&I Curtailment | C&I Curtailment-Turnkey-Manual HVAC Control | Medium Industrial | Miscellaneous | Winter Evening | MW of Load | 1 | 2025 | 1.6027
ENS | Alternate Scenario | C&I Curtailment | C&I Curtailment-Turnkey-Manual HVAC Control | Medium Industrial | Offices | Winter Evening | MW of Load | 1 | 2025 | 0.025158
ENS | Alternate Scenario | C&I Curtailment | C&I Curtailment-Turnkey-Manual HVAC Control | Medium Industrial | Retail Trade | Winter Evening | MW of Load | 1 | 2025 | 0.36361
ENS | Alternate Scenario | C&I Curtailment | C&I Curtailment-Turnkey-Manual HVAC Control | Medium Industrial | Services | Winter Evening | MW of Load | 1 | 2025 | 0.016743
ENS | Alternate Scenario | C&I Curtailment | C&I Curtailment-Turnkey-Auto-DR HVAC Control | Medium Industrial | Miscellaneous | Winter Evening | MW of Load | 1 | 2025 | 0.040369
ENS | Alternate Scenario | C&I Curtailment | C&I Curtailment-Turnkey-Auto-DR HVAC Control | Medium Industrial | Offices | Winter Evening | MW of Load | 1 | 2025 | 0.00063369
ENS | Alternate Scenario | C&I Curtailment | C&I Curtailment-Turnkey-Auto-DR HVAC Control | Medium Industrial | Retail Trade | Winter Evening | MW of Load | 1 | 2025 | 0.0091586
ENS | Alternate Scenario | C&I Curtailment | C&I Curtailment-Turnkey-Auto-DR HVAC Control | Medium Industrial | Services | Winter Evening | MW of Load | 1 | 2025 | 0.00042173
ENS | Alternate Scenario | C&I Curtailment | C&I Curtailment-Turnkey-Standard Lighting Control | Medium Industrial | Miscellaneous | Winter Evening | MW of Load | 1 | 2025 | 0.51681
ENS | Alternate Scenario | C&I Curtailment | C&I Curtailment-Turnkey-Standard Lighting Control | Medium Industrial | Offices | Winter Evening | MW of Load | 1 | 2025 | 0.0036018
ENS | Alternate Scenario | C&I Curtailment | C&I Curtailment-Turnkey-Standard Lighting Control | Medium Industrial | Retail Trade | Winter Evening | MW of Load | 1 | 2025 | 0.15853
ENS | Alternate Scenario | C&I Curtailment | C&I Curtailment-Turnkey-Standard Lighting Control | Medium Industrial | Services | Winter Evening | MW of Load | 1 | 2025 | 0.0072999
ENS | Alternate Scenario | C&I Curtailment | C&I Curtailment-Turnkey-Water Heating Control | Medium Industrial | Miscellaneous | Winter Evening | MW of Load | 1 | 2025 | 0.037646
ENS | Alternate Scenario | C&I Curtailment | C&I Curtailment-Turnkey-Water Heating Control | Medium Industrial | Offices | Winter Evening | MW of Load | 1 | 2025 | 0.00024825
ENS | Alternate Scenario | C&I Curtailment | C&I Curtailment-Turnkey-Water Heating Control | Medium Industrial | Retail Trade | Winter Evening | MW of Load | 1 | 2025 | 0.019271
ENS | Alternate Scenario | C&I Curtailment | C&I Curtailment-Turnkey-Water Heating Control | Medium Industrial | Services | Winter Evening | MW of Load | 1 | 2025 | 0.00088735
ENS | Alternate Scenario | C&I Curtailment | C&I Curtailment-Turnkey-Other | Medium Industrial | Miscellaneous | Winter Evening | MW of Load | 1 | 2025 | 0.58934
ENS | Alternate Scenario | C&I Curtailment | C&I Curtailment-Turnkey-Other | Medium Industrial | Offices | Winter Evening | MW of Load | 1 | 2025 | 0.0046801
ENS | Alternate Scenario | C&I Curtailment | C&I Curtailment-Turnkey-Other | Medium Industrial | Retail Trade | Winter Evening | MW of Load | 1 | 2025 | 0.21352
ENS | Alternate Scenario | C&I Curtailment | C&I Curtailment-Turnkey-Other | Medium Industrial | Services | Winter Evening | MW of Load | 1 | 2025 | 0.0098319
ENS | Alternate Scenario | C&I Curtailment | C&I Curtailment-Turnkey-Manual HVAC Control | Large Industrial | Miscellaneous | Winter Morning | MW of Load | 1 | 2025 | 0.034533
ENS | Alternate Scenario | C&I Curtailment | C&I Curtailment-Turnkey-Auto-DR HVAC Control | Large Industrial | Miscellaneous | Winter Morning | MW of Load | 1 | 2025 | 0.00086983
ENS | Alternate Scenario | C&I Curtailment | C&I Curtailment-Turnkey-Standard Lighting Control | Large Industrial | Miscellaneous | Winter Morning | MW of Load | 1 | 2025 | 0.015212
ENS | Alternate Scenario | C&I Curtailment | C&I Curtailment-Turnkey-Water Heating Control | Large Industrial | Miscellaneous | Winter Morning | MW of Load | 1 | 2025 | 0.00068633
ENS | Alternate Scenario | C&I Curtailment | C&I Curtailment-Turnkey-Other | Large Industrial | Miscellaneous | Winter Morning | MW of Load | 1 | 2025 | 0.014845
ENS | Alternate Scenario | C&I Curtailment | C&I Curtailment-Turnkey-Industrial | Large Industrial | Manufacturing | Winter Morning | MW of Load | 1 | 2025 | 0.002979
ENS | Alternate Scenario | C&I Curtailment | C&I Curtailment-Turnkey-Manual HVAC Control | Large Industrial | Miscellaneous | Winter Evening | MW of Load | 1 | 2025 | 0.03424
ENS | Alternate Scenario | C&I Curtailment | C&I Curtailment-Turnkey-Auto-DR HVAC Control | Large Industrial | Miscellaneous | Winter Evening | MW of Load | 1 | 2025 | 0.00086245
ENS | Alternate Scenario | C&I Curtailment | C&I Curtailment-Turnkey-Standard Lighting Control | Large Industrial | Miscellaneous | Winter Evening | MW of Load | 1 | 2025 | 0.015083
ENS | Alternate Scenario | C&I Curtailment | C&I Curtailment-Turnkey-Water Heating Control | Large Industrial | Miscellaneous | Winter Evening | MW of Load | 1 | 2025 | 0.00068051
ENS | Alternate Scenario | C&I Curtailment | C&I Curtailment-Turnkey-Other | Large Industrial | Miscellaneous | Winter Evening | MW of Load | 1 | 2025 | 0.014719
ENS | Alternate Scenario | C&I Curtailment | C&I Curtailment-Turnkey-Industrial | Large Industrial | Manufacturing | Winter Evening | MW of Load | 1 | 2025 | 0.0029537
ENS | Alternate Scenario | Dynamic Pricing | Dynamic Pricing with enabling tech. | Small General | Manufacturing | Winter Morning | MW of Load | 1 | 2025 | 0.0010341
ENS | Alternate Scenario | Dynamic Pricing | Dynamic Pricing with enabling tech. | Small General | Manufacturing | Winter Evening | MW of Load | 1 | 2025 | 0.0011972
ENS | Alternate Scenario | Dynamic Pricing | Dynamic Pricing with enabling tech. | Residential Charitable | Residential LI | Winter Morning | MW of Load | 1 | 2025 | 0.017016
ENS | Alternate Scenario | Dynamic Pricing | Dynamic Pricing with enabling tech. | Residential Charitable | Residential Market Rate | Winter Morning | MW of Load | 1 | 2025 | 0.096822
ENS | Alternate Scenario | Dynamic Pricing | Dynamic Pricing w/o enabling tech. | Residential Charitable | Residential LI | Winter Morning | MW of Load | 1 | 2025 | 0.81076
ENS | Alternate Scenario | Dynamic Pricing | Dynamic Pricing w/o enabling tech. | Residential Charitable | Residential Market Rate | Winter Morning | MW of Load | 1 | 2025 | 4.6133
ENS | Alternate Scenario | Dynamic Pricing | Dynamic Pricing with enabling tech. | Residential Charitable | Residential LI | Winter Evening | MW of Load | 1 | 2025 | 0.019322
ENS | Alternate Scenario | Dynamic Pricing | Dynamic Pricing with enabling tech. | Residential Charitable | Residential Market Rate | Winter Evening | MW of Load | 1 | 2025 | 0.10994
ENS | Alternate Scenario | Dynamic Pricing | Dynamic Pricing w/o enabling tech. | Residential Charitable | Residential LI | Winter Evening | MW of Load | 1 | 2025 | 0.92063
ENS | Alternate Scenario | Dynamic Pricing | Dynamic Pricing w/o enabling tech. | Residential Charitable | Residential Market Rate | Winter Evening | MW of Load | 1 | 2025 | 5.2385
ENS | Alternate Scenario | BTM Battery Control | BTM Battery Control-BYOB | Residential Charitable | Residential Market Rate | Winter Morning | MW of Load | 0 | 2025 | 0.019527
ENS | Alternate Scenario | BTM Battery Control | BTM Battery Control-BYOB | Residential Charitable | Residential Market Rate | Winter Evening | MW of Load | 0 | 2025 | 0.025191
ENS | Alternate Scenario | EV Charging Control | EV Charging Control | EV Res LDV | EV | Winter Morning | MW of Load | 0 | 2025 | 0.0016854
ENS | Alternate Scenario | EV Charging Control | EV Charging Control | EV Res LDV | EV | Winter Evening | MW of Load | 0 | 2025 | 0.020225
ENS | Alternate Scenario | EV Charging Control | EV Charging Control | EV Com LDV | EV | Winter Morning | MW of Load | 0 | 2025 | 0.00056983
ENS | Alternate Scenario | EV Charging Control | EV Charging Control | EV Com LDV | EV | Winter Evening | MW of Load | 0 | 2025 | 0.0068379
ENS | Alternate Scenario | Time-of-Use Rates (TOU) | Time-of-Use Rates (TOU) | Residential Charitable | Residential LI | Winter Morning | MW of Load | 0 | 2025 | 0.26119
ENS | Alternate Scenario | Time-of-Use Rates (TOU) | Time-of-Use Rates (TOU) | Residential Charitable | Residential Market Rate | Winter Morning | MW of Load | 0 | 2025 | 1.489
ENS | Alternate Scenario | Time-of-Use Rates (TOU) | Time-of-Use Rates (TOU) | Residential Charitable | Residential LI | Winter Evening | MW of Load | 0 | 2025 | 0.29658
ENS | Alternate Scenario | Time-of-Use Rates (TOU) | Time-of-Use Rates (TOU) | Residential Charitable | Residential Market Rate | Winter Evening | MW of Load | 0 | 2025 | 1.6908
ENS | Alternate Scenario | DLC-Thermostat | DLC-Thermostat-BYOT-Central Heat Pump | Residential Charitable | Residential LI | Winter Morning | MW of Load | 0 | 2026 | 0.024686
ENS | Alternate Scenario | DLC-Thermostat | DLC-Thermostat-BYOT-Central Heat Pump | Residential Charitable | Residential Market Rate | Winter Morning | MW of Load | 0 | 2026 | 0.19569
ENS | Alternate Scenario | DLC-Thermostat | DLC-Thermostat-DI-Baseboard Heating | Residential Charitable | Residential LI | Winter Morning | MW of Load | 0 | 2026 | 0.14461
ENS | Alternate Scenario | DLC-Thermostat | DLC-Thermostat-DI-Baseboard Heating | Residential Charitable | Residential Market Rate | Winter Morning | MW of Load | 0 | 2026 | 1.5164
ENS | Alternate Scenario | DLC-Thermostat | DLC-Thermostat-BYOT-Baseboard Heating | Residential Charitable | Residential LI | Winter Morning | MW of Load | 0 | 2026 | 0.016916
ENS | Alternate Scenario | DLC-Thermostat | DLC-Thermostat-BYOT-Baseboard Heating | Residential Charitable | Residential Market Rate | Winter Morning | MW of Load | 0 | 2026 | 0.17738
ENS | Alternate Scenario | DLC-Thermostat | DLC-Thermostat-DI-MSHP | Residential Charitable | Residential LI | Winter Morning | MW of Load | 0 | 2026 | 0.072191
ENS | Alternate Scenario | DLC-Thermostat | DLC-Thermostat-DI-MSHP | Residential Charitable | Residential Market Rate | Winter Morning | MW of Load | 0 | 2026 | 0.89019
ENS | Alternate Scenario | DLC-Thermostat | DLC-Thermostat-BYOT-MSHP | Residential Charitable | Residential LI | Winter Morning | MW of Load | 0 | 2026 | 0.0065066
ENS | Alternate Scenario | DLC-Thermostat | DLC-Thermostat-BYOT-MSHP | Residential Charitable | Residential Market Rate | Winter Morning | MW of Load | 0 | 2026 | 0.080233
ENS | Alternate Scenario | DLC-Thermostat | DLC-Thermostat-BYOT-Central Heat Pump | Residential Charitable | Residential LI | Winter Evening | MW of Load | 0 | 2026 | 0.024686
ENS | Alternate Scenario | DLC-Thermostat | DLC-Thermostat-BYOT-Central Heat Pump | Residential Charitable | Residential Market Rate | Winter Evening | MW of Load | 0 | 2026 | 0.19569
ENS | Alternate Scenario | DLC-Thermostat | DLC-Thermostat-DI-Baseboard Heating | Residential Charitable | Residential LI | Winter Evening | MW of Load | 0 | 2026 | 0.14461
ENS | Alternate Scenario | DLC-Thermostat | DLC-Thermostat-DI-Baseboard Heating | Residential Charitable | Residential Market Rate | Winter Evening | MW of Load | 0 | 2026 | 1.5164
ENS | Alternate Scenario | DLC-Thermostat | DLC-Thermostat-BYOT-Baseboard Heating | Residential Charitable | Residential LI | Winter Evening | MW of Load | 0 | 2026 | 0.016916
ENS | Alternate Scenario | DLC-Thermostat | DLC-Thermostat-BYOT-Baseboard Heating | Residential Charitable | Residential Market Rate | Winter Evening | MW of Load | 0 | 2026 | 0.17738
ENS | Alternate Scenario | DLC-Thermostat | DLC-Thermostat-DI-MSHP | Residential Charitable | Residential LI | Winter Evening | MW of Load | 0 | 2026 | 0.072191
ENS | Alternate Scenario | DLC-Thermostat | DLC-Thermostat-DI-MSHP | Residential Charitable | Residential Market Rate | Winter Evening | MW of Load | 0 | 2026 | 0.89019
ENS | Alternate Scenario | DLC-Thermostat | DLC-Thermostat-BYOT-MSHP | Residential Charitable | Residential LI | Winter Evening | MW of Load | 0 | 2026 | 0.0065066
ENS | Alternate Scenario | DLC-Thermostat | DLC-Thermostat-BYOT-MSHP | Residential Charitable | Residential Market Rate | Winter Evening | MW of Load | 0 | 2026 | 0.080233
ENS | Alternate Scenario | DLC-Water Heating | DLC-Switch-Water Heating | Residential Charitable | Residential LI | Winter Morning | MW of Load | 0 | 2026 | 0.078332
ENS | Alternate Scenario | DLC-Water Heating | DLC-Switch-Water Heating | Residential Charitable | Residential Market Rate | Winter Morning | MW of Load | 0 | 2026 | 0.90607
ENS | Alternate Scenario | DLC-Water Heating | DLC-Switch-Water Heating | Residential Charitable | Residential LI | Winter Evening | MW of Load | 0 | 2026 | 0.066207
ENS | Alternate Scenario | DLC-Water Heating | DLC-Switch-Water Heating | Residential Charitable | Residential Market Rate | Winter Evening | MW of Load | 0 | 2026 | 0.76582
ENS | Alternate Scenario | C&I Curtailment | C&I Curtailment-Turnkey-Manual HVAC Control | General | Miscellaneous | Winter Morning | MW of Load | 1 | 2026 | 0.53061
ENS | Alternate Scenario | C&I Curtailment | C&I Curtailment-Turnkey-Manual HVAC Control | General | Offices | Winter Morning | MW of Load | 1 | 2026 | 0.035098
ENS | Alternate Scenario | C&I Curtailment | C&I Curtailment-Turnkey-Manual HVAC Control | General | Retail Trade | Winter Morning | MW of Load | 1 | 2026 | 0.12458
ENS | Alternate Scenario | C&I Curtailment | C&I Curtailment-Turnkey-Manual HVAC Control | General | Services | Winter Morning | MW of Load | 1 | 2026 | 0.080535
ENS | Alternate Scenario | C&I Curtailment | C&I Curtailment-Turnkey-Auto-DR HVAC Control | General | Miscellaneous | Winter Morning | MW of Load | 1 | 2026 | 0.01677
ENS | Alternate Scenario | C&I Curtailment | C&I Curtailment-Turnkey-Auto-DR HVAC Control | General | Offices | Winter Morning | MW of Load | 1 | 2026 | 0.0011093
ENS | Alternate Scenario | C&I Curtailment | C&I Curtailment-Turnkey-Auto-DR HVAC Control | General | Retail Trade | Winter Morning | MW of Load | 1 | 2026 | 0.0039372
ENS | Alternate Scenario | C&I Curtailment | C&I Curtailment-Turnkey-Auto-DR HVAC Control | General | Services | Winter Morning | MW of Load | 1 | 2026 | 0.0025453
ENS | Alternate Scenario | C&I Curtailment | C&I Curtailment-Turnkey-Standard Lighting Control | General | Miscellaneous | Winter Morning | MW of Load | 1 | 2026 | 0.22287
ENS | Alternate Scenario | C&I Curtailment | C&I Curtailment-Turnkey-Standard Lighting Control | General | Offices | Winter Morning | MW of Load | 1 | 2026 | 0.0046713
ENS | Alternate Scenario | C&I Curtailment | C&I Curtailment-Turnkey-Standard Lighting Control | General | Retail Trade | Winter Morning | MW of Load | 1 | 2026 | 0.051313
ENS | Alternate Scenario | C&I Curtailment | C&I Curtailment-Turnkey-Standard Lighting Control | General | Services | Winter Morning | MW of Load | 1 | 2026 | 0.033198
ENS | Alternate Scenario | C&I Curtailment | C&I Curtailment-Turnkey-Water Heating Control | General | Miscellaneous | Winter Morning | MW of Load | 1 | 2026 | 0.01325
ENS | Alternate Scenario | C&I Curtailment | C&I Curtailment-Turnkey-Water Heating Control | General | Offices | Winter Morning | MW of Load | 1 | 2026 | 0.0003563
ENS | Alternate Scenario | C&I Curtailment | C&I Curtailment-Turnkey-Water Heating Control | General | Retail Trade | Winter Morning | MW of Load | 1 | 2026 | 0.0070323
ENS | Alternate Scenario | C&I Curtailment | C&I Curtailment-Turnkey-Water Heating Control | General | Services | Winter Morning | MW of Load | 1 | 2026 | 0.0045431
ENS | Alternate Scenario | C&I Curtailment | C&I Curtailment-Turnkey-Other | General | Miscellaneous | Winter Morning | MW of Load | 1 | 2026 | 0.23769
ENS | Alternate Scenario | C&I Curtailment | C&I Curtailment-Turnkey-Other | General | Offices | Winter Morning | MW of Load | 1 | 2026 | 0.0065366
ENS | Alternate Scenario | C&I Curtailment | C&I Curtailment-Turnkey-Other | General | Retail Trade | Winter Morning | MW of Load | 1 | 2026 | 0.075033
ENS | Alternate Scenario | C&I Curtailment | C&I Curtailment-Turnkey-Other | General | Services | Winter Morning | MW of Load | 1 | 2026 | 0.0485
ENS | Alternate Scenario | C&I Curtailment | C&I Curtailment-Turnkey-Manual HVAC Control | General | Miscellaneous | Winter Evening | MW of Load | 1 | 2026 | 0.62187
ENS | Alternate Scenario | C&I Curtailment | C&I Curtailment-Turnkey-Manual HVAC Control | General | Offices | Winter Evening | MW of Load | 1 | 2026 | 0.041135
ENS | Alternate Scenario | C&I Curtailment | C&I Curtailment-Turnkey-Manual HVAC Control | General | Retail Trade | Winter Evening | MW of Load | 1 | 2026 | 0.146
ENS | Alternate Scenario | C&I Curtailment | C&I Curtailment-Turnkey-Manual HVAC Control | General | Services | Winter Evening | MW of Load | 1 | 2026 | 0.094387
ENS | Alternate Scenario | C&I Curtailment | C&I Curtailment-Turnkey-Auto-DR HVAC Control | General | Miscellaneous | Winter Evening | MW of Load | 1 | 2026 | 0.019654
ENS | Alternate Scenario | C&I Curtailment | C&I Curtailment-Turnkey-Auto-DR HVAC Control | General | Offices | Winter Evening | MW of Load | 1 | 2026 | 0.0013001
ENS | Alternate Scenario | C&I Curtailment | C&I Curtailment-Turnkey-Auto-DR HVAC Control | General | Retail Trade | Winter Evening | MW of Load | 1 | 2026 | 0.0046144
ENS | Alternate Scenario | C&I Curtailment | C&I Curtailment-Turnkey-Auto-DR HVAC Control | General | Services | Winter Evening | MW of Load | 1 | 2026 | 0.0029831
ENS | Alternate Scenario | C&I Curtailment | C&I Curtailment-Turnkey-Standard Lighting Control | General | Miscellaneous | Winter Evening | MW of Load | 1 | 2026 | 0.26121
ENS | Alternate Scenario | C&I Curtailment | C&I Curtailment-Turnkey-Standard Lighting Control | General | Offices | Winter Evening | MW of Load | 1 | 2026 | 0.0054748
ENS | Alternate Scenario | C&I Curtailment | C&I Curtailment-Turnkey-Standard Lighting Control | General | Retail Trade | Winter Evening | MW of Load | 1 | 2026 | 0.060138
ENS | Alternate Scenario | C&I Curtailment | C&I Curtailment-Turnkey-Standard Lighting Control | General | Services | Winter Evening | MW of Load | 1 | 2026 | 0.038908
ENS | Alternate Scenario | C&I Curtailment | C&I Curtailment-Turnkey-Water Heating Control | General | Miscellaneous | Winter Evening | MW of Load | 1 | 2026 | 0.015529
ENS | Alternate Scenario | C&I Curtailment | C&I Curtailment-Turnkey-Water Heating Control | General | Offices | Winter Evening | MW of Load | 1 | 2026 | 0.00041759
ENS | Alternate Scenario | C&I Curtailment | C&I Curtailment-Turnkey-Water Heating Control | General | Retail Trade | Winter Evening | MW of Load | 1 | 2026 | 0.0082419
ENS | Alternate Scenario | C&I Curtailment | C&I Curtailment-Turnkey-Water Heating Control | General | Services | Winter Evening | MW of Load | 1 | 2026 | 0.0053245
ENS | Alternate Scenario | C&I Curtailment | C&I Curtailment-Turnkey-Other | General | Miscellaneous | Winter Evening | MW of Load | 1 | 2026 | 0.27857
ENS | Alternate Scenario | C&I Curtailment | C&I Curtailment-Turnkey-Other | General | Offices | Winter Evening | MW of Load | 1 | 2026 | 0.0076609
ENS | Alternate Scenario | C&I Curtailment | C&I Curtailment-Turnkey-Other | General | Retail Trade | Winter Evening | MW of Load | 1 | 2026 | 0.087938
ENS | Alternate Scenario | C&I Curtailment | C&I Curtailment-Turnkey-Other | General | Services | Winter Evening | MW of Load | 1 | 2026 | 0.056842
ENS | Alternate Scenario | C&I Curtailment | C&I Curtailment-Turnkey-Manual HVAC Control | Large General | Miscellaneous | Winter Morning | MW of Load | 1 | 2026 | 0.42447
ENS | Alternate Scenario | C&I Curtailment | C&I Curtailment-Turnkey-Manual HVAC Control | Large General | Retail Trade | Winter Morning | MW of Load | 1 | 2026 | 0.018233
ENS | Alternate Scenario | C&I Curtailment | C&I Curtailment-Turnkey-Manual HVAC Control | Large General | Services | Winter Morning | MW of Load | 1 | 2026 | 0.029198
ENS | Alternate Scenario | C&I Curtailment | C&I Curtailment-Turnkey-Auto-DR HVAC Control | Large General | Miscellaneous | Winter Morning | MW of Load | 1 | 2026 | 0.013415
ENS | Alternate Scenario | C&I Curtailment | C&I Curtailment-Turnkey-Auto-DR HVAC Control | Large General | Retail Trade | Winter Morning | MW of Load | 1 | 2026 | 0.00057625
ENS | Alternate Scenario | C&I Curtailment | C&I Curtailment-Turnkey-Auto-DR HVAC Control | Large General | Services | Winter Morning | MW of Load | 1 | 2026 | 0.0009228
ENS | Alternate Scenario | C&I Curtailment | C&I Curtailment-Turnkey-Standard Lighting Control | Large General | Miscellaneous | Winter Morning | MW of Load | 1 | 2026 | 0.18516
ENS | Alternate Scenario | C&I Curtailment | C&I Curtailment-Turnkey-Standard Lighting Control | Large General | Retail Trade | Winter Morning | MW of Load | 1 | 2026 | 0.0074804
ENS | Alternate Scenario | C&I Curtailment | C&I Curtailment-Turnkey-Standard Lighting Control | Large General | Services | Winter Morning | MW of Load | 1 | 2026 | 0.011979
ENS | Alternate Scenario | C&I Curtailment | C&I Curtailment-Turnkey-Water Heating Control | Large General | Miscellaneous | Winter Morning | MW of Load | 1 | 2026 | 0.00855
ENS | Alternate Scenario | C&I Curtailment | C&I Curtailment-Turnkey-Water Heating Control | Large General | Retail Trade | Winter Morning | MW of Load | 1 | 2026 | 0.0010327
ENS | Alternate Scenario | C&I Curtailment | C&I Curtailment-Turnkey-Water Heating Control | Large General | Services | Winter Morning | MW of Load | 1 | 2026 | 0.0016538
ENS | Alternate Scenario | C&I Curtailment | C&I Curtailment-Turnkey-Other | Large General | Miscellaneous | Winter Morning | MW of Load | 1 | 2026 | 0.1848
ENS | Alternate Scenario | C&I Curtailment | C&I Curtailment-Turnkey-Other | Large General | Retail Trade | Winter Morning | MW of Load | 1 | 2026 | 0.010989
ENS | Alternate Scenario | C&I Curtailment | C&I Curtailment-Turnkey-Other | Large General | Services | Winter Morning | MW of Load | 1 | 2026 | 0.017598
ENS | Alternate Scenario | C&I Curtailment | C&I Curtailment-Turnkey-Manual HVAC Control | Large General | Miscellaneous | Winter Evening | MW of Load | 1 | 2026 | 0.36547
ENS | Alternate Scenario | C&I Curtailment | C&I Curtailment-Turnkey-Manual HVAC Control | Large General | Retail Trade | Winter Evening | MW of Load | 1 | 2026 | 0.015699
ENS | Alternate Scenario | C&I Curtailment | C&I Curtailment-Turnkey-Manual HVAC Control | Large General | Services | Winter Evening | MW of Load | 1 | 2026 | 0.02514
ENS | Alternate Scenario | C&I Curtailment | C&I Curtailment-Turnkey-Auto-DR HVAC Control | Large General | Miscellaneous | Winter Evening | MW of Load | 1 | 2026 | 0.011551
ENS | Alternate Scenario | C&I Curtailment | C&I Curtailment-Turnkey-Auto-DR HVAC Control | Large General | Retail Trade | Winter Evening | MW of Load | 1 | 2026 | 0.00049616
ENS | Alternate Scenario | C&I Curtailment | C&I Curtailment-Turnkey-Auto-DR HVAC Control | Large General | Services | Winter Evening | MW of Load | 1 | 2026 | 0.00079454
ENS | Alternate Scenario | C&I Curtailment | C&I Curtailment-Turnkey-Standard Lighting Control | Large General | Miscellaneous | Winter Evening | MW of Load | 1 | 2026 | 0.15943
ENS | Alternate Scenario | C&I Curtailment | C&I Curtailment-Turnkey-Standard Lighting Control | Large General | Retail Trade | Winter Evening | MW of Load | 1 | 2026 | 0.0064407
ENS | Alternate Scenario | C&I Curtailment | C&I Curtailment-Turnkey-Standard Lighting Control | Large General | Services | Winter Evening | MW of Load | 1 | 2026 | 0.010314
ENS | Alternate Scenario | C&I Curtailment | C&I Curtailment-Turnkey-Water Heating Control | Large General | Miscellaneous | Winter Evening | MW of Load | 1 | 2026 | 0.0073616
ENS | Alternate Scenario | C&I Curtailment | C&I Curtailment-Turnkey-Water Heating Control | Large General | Retail Trade | Winter Evening | MW of Load | 1 | 2026 | 0.00088918
ENS | Alternate Scenario | C&I Curtailment | C&I Curtailment-Turnkey-Water Heating Control | Large General | Services | Winter Evening | MW of Load | 1 | 2026 | 0.0014239
ENS | Alternate Scenario | C&I Curtailment | C&I Curtailment-Turnkey-Other | Large General | Miscellaneous | Winter Evening | MW of Load | 1 | 2026 | 0.15912
ENS | Alternate Scenario | C&I Curtailment | C&I Curtailment-Turnkey-Other | Large General | Retail Trade | Winter Evening | MW of Load | 1 | 2026 | 0.0094618
ENS | Alternate Scenario | C&I Curtailment | C&I Curtailment-Turnkey-Other | Large General | Services | Winter Evening | MW of Load | 1 | 2026 | 0.015152
ENS | Alternate Scenario | C&I Curtailment | C&I Curtailment-Turnkey-Manual HVAC Control | Small Industrial | Miscellaneous | Winter Morning | MW of Load | 1 | 2026 | 0.070544
ENS | Alternate Scenario | C&I Curtailment | C&I Curtailment-Turnkey-Manual HVAC Control | Small Industrial | Offices | Winter Morning | MW of Load | 1 | 2026 | 0.00088356
ENS | Alternate Scenario | C&I Curtailment | C&I Curtailment-Turnkey-Manual HVAC Control | Small Industrial | Retail Trade | Winter Morning | MW of Load | 1 | 2026 | 0.0030458
ENS | Alternate Scenario | C&I Curtailment | C&I Curtailment-Turnkey-Manual HVAC Control | Small Industrial | Services | Winter Morning | MW of Load | 1 | 2026 | 0.00096224
ENS | Alternate Scenario | C&I Curtailment | C&I Curtailment-Turnkey-Auto-DR HVAC Control | Small Industrial | Miscellaneous | Winter Morning | MW of Load | 1 | 2026 | 0.0022295
ENS | Alternate Scenario | C&I Curtailment | C&I Curtailment-Turnkey-Auto-DR HVAC Control | Small Industrial | Offices | Winter Morning | MW of Load | 1 | 2026 | 2.7925e-05
ENS | Alternate Scenario | C&I Curtailment | C&I Curtailment-Turnkey-Auto-DR HVAC Control | Small Industrial | Retail Trade | Winter Morning | MW of Load | 1 | 2026 | 9.6261e-05
ENS | Alternate Scenario | C&I Curtailment | C&I Curtailment-Turnkey-Auto-DR HVAC Control | Small Industrial | Services | Winter Morning | MW of Load | 1 | 2026 | 3.0411e-05
ENS | Alternate Scenario | C&I Curtailment | C&I Curtailment-Turnkey-Standard Lighting Control | Small Industrial | Miscellaneous | Winter Morning | MW of Load | 1 | 2026 | 0.022452
ENS | Alternate Scenario | C&I Curtailment | C&I Curtailment-Turnkey-Standard Lighting Control | Small Industrial | Offices | Winter Morning | MW of Load | 1 | 2026 | 0.00012375
ENS | Alternate Scenario | C&I Curtailment | C&I Curtailment-Turnkey-Standard Lighting Control | Small Industrial | Retail Trade | Winter Morning | MW of Load | 1 | 2026 | 0.0013188
ENS | Alternate Scenario | C&I Curtailment | C&I Curtailment-Turnkey-Standard Lighting Control | Small Industrial | Services | Winter Morning | MW of Load | 1 | 2026 | 0.00041665
ENS | Alternate Scenario | C&I Curtailment | C&I Curtailment-Turnkey-Water Heating Control | Small Industrial | Miscellaneous | Winter Morning | MW of Load | 1 | 2026 | 0.0016843
ENS | Alternate Scenario | C&I Curtailment | C&I Curtailment-Turnkey-Water Heating Control | Small Industrial | Offices | Winter Morning | MW of Load | 1 | 2026 | 8.7672e-06
ENS | Alternate Scenario | C&I Curtailment | C&I Curtailment-Turnkey-Water Heating Control | Small Industrial | Retail Trade | Winter Morning | MW of Load | 1 | 2026 | 0.00016441
ENS | Alternate Scenario | C&I Curtailment | C&I Curtailment-Turnkey-Water Heating Control | Small Industrial | Services | Winter Morning | MW of Load | 1 | 2026 | 5.1943e-05
ENS | Alternate Scenario | C&I Curtailment | C&I Curtailment-Turnkey-Other | Small Industrial | Miscellaneous | Winter Morning | MW of Load | 1 | 2026 | 0.026264
ENS | Alternate Scenario | C&I Curtailment | C&I Curtailment-Turnkey-Other | Small Industrial | Offices | Winter Morning | MW of Load | 1 | 2026 | 0.00016534
ENS | Alternate Scenario | C&I Curtailment | C&I Curtailment-Turnkey-Other | Small Industrial | Retail Trade | Winter Morning | MW of Load | 1 | 2026 | 0.0018185
ENS | Alternate Scenario | C&I Curtailment | C&I Curtailment-Turnkey-Other | Small Industrial | Services | Winter Morning | MW of Load | 1 | 2026 | 0.0005745
ENS | Alternate Scenario | C&I Curtailment | C&I Curtailment-Turnkey-Industrial | Small Industrial | Manufacturing | Winter Morning | MW of Load | 1 | 2026 | 0.0063924
ENS | Alternate Scenario | C&I Curtailment | C&I Curtailment-Turnkey-Manual HVAC Control | Small Industrial | Miscellaneous | Winter Evening | MW of Load | 1 | 2026 | 0.096937
ENS | Alternate Scenario | C&I Curtailment | C&I Curtailment-Turnkey-Manual HVAC Control | Small Industrial | Offices | Winter Evening | MW of Load | 1 | 2026 | 0.0012141
ENS | Alternate Scenario | C&I Curtailment | C&I Curtailment-Turnkey-Manual HVAC Control | Small Industrial | Retail Trade | Winter Evening | MW of Load | 1 | 2026 | 0.0041853
ENS | Alternate Scenario | C&I Curtailment | C&I Curtailment-Turnkey-Manual HVAC Control | Small Industrial | Services | Winter Evening | MW of Load | 1 | 2026 | 0.0013222
ENS | Alternate Scenario | C&I Curtailment | C&I Curtailment-Turnkey-Auto-DR HVAC Control | Small Industrial | Miscellaneous | Winter Evening | MW of Load | 1 | 2026 | 0.0030636
ENS | Alternate Scenario | C&I Curtailment | C&I Curtailment-Turnkey-Auto-DR HVAC Control | Small Industrial | Offices | Winter Evening | MW of Load | 1 | 2026 | 3.8372e-05
ENS | Alternate Scenario | C&I Curtailment | C&I Curtailment-Turnkey-Auto-DR HVAC Control | Small Industrial | Retail Trade | Winter Evening | MW of Load | 1 | 2026 | 0.00013227
ENS | Alternate Scenario | C&I Curtailment | C&I Curtailment-Turnkey-Auto-DR HVAC Control | Small Industrial | Services | Winter Evening | MW of Load | 1 | 2026 | 4.1789e-05
ENS | Alternate Scenario | C&I Curtailment | C&I Curtailment-Turnkey-Standard Lighting Control | Small Industrial | Miscellaneous | Winter Evening | MW of Load | 1 | 2026 | 0.030852
ENS | Alternate Scenario | C&I Curtailment | C&I Curtailment-Turnkey-Standard Lighting Control | Small Industrial | Offices | Winter Evening | MW of Load | 1 | 2026 | 0.00017005
ENS | Alternate Scenario | C&I Curtailment | C&I Curtailment-Turnkey-Standard Lighting Control | Small Industrial | Retail Trade | Winter Evening | MW of Load | 1 | 2026 | 0.0018122
ENS | Alternate Scenario | C&I Curtailment | C&I Curtailment-Turnkey-Standard Lighting Control | Small Industrial | Services | Winter Evening | MW of Load | 1 | 2026 | 0.00057252
ENS | Alternate Scenario | C&I Curtailment | C&I Curtailment-Turnkey-Water Heating Control | Small Industrial | Miscellaneous | Winter Evening | MW of Load | 1 | 2026 | 0.0023145
ENS | Alternate Scenario | C&I Curtailment | C&I Curtailment-Turnkey-Water Heating Control | Small Industrial | Offices | Winter Evening | MW of Load | 1 | 2026 | 1.2047e-05
ENS | Alternate Scenario | C&I Curtailment | C&I Curtailment-Turnkey-Water Heating Control | Small Industrial | Retail Trade | Winter Evening | MW of Load | 1 | 2026 | 0.00022592
ENS | Alternate Scenario | C&I Curtailment | C&I Curtailment-Turnkey-Water Heating Control | Small Industrial | Services | Winter Evening | MW of Load | 1 | 2026 | 7.1375e-05
ENS | Alternate Scenario | C&I Curtailment | C&I Curtailment-Turnkey-Other | Small Industrial | Miscellaneous | Winter Evening | MW of Load | 1 | 2026 | 0.03609
ENS | Alternate Scenario | C&I Curtailment | C&I Curtailment-Turnkey-Other | Small Industrial | Offices | Winter Evening | MW of Load | 1 | 2026 | 0.00022719
ENS | Alternate Scenario | C&I Curtailment | C&I Curtailment-Turnkey-Other | Small Industrial | Retail Trade | Winter Evening | MW of Load | 1 | 2026 | 0.0024988
ENS | Alternate Scenario | C&I Curtailment | C&I Curtailment-Turnkey-Other | Small Industrial | Services | Winter Evening | MW of Load | 1 | 2026 | 0.00078943
ENS | Alternate Scenario | C&I Curtailment | C&I Curtailment-Turnkey-Industrial | Small Industrial | Manufacturing | Winter Evening | MW of Load | 1 | 2026 | 0.0087839
ENS | Alternate Scenario | C&I Curtailment | C&I Curtailment-Turnkey-Manual HVAC Control | Medium Industrial | Miscellaneous | Winter Morning | MW of Load | 1 | 2026 | 1.3465
ENS | Alternate Scenario | C&I Curtailment | C&I Curtailment-Turnkey-Manual HVAC Control | Medium Industrial | Offices | Winter Morning | MW of Load | 1 | 2026 | 0.02123
ENS | Alternate Scenario | C&I Curtailment | C&I Curtailment-Turnkey-Manual HVAC Control | Medium Industrial | Retail Trade | Winter Morning | MW of Load | 1 | 2026 | 0.30415
ENS | Alternate Scenario | C&I Curtailment | C&I Curtailment-Turnkey-Manual HVAC Control | Medium Industrial | Services | Winter Morning | MW of Load | 1 | 2026 | 0.014005
ENS | Alternate Scenario | C&I Curtailment | C&I Curtailment-Turnkey-Auto-DR HVAC Control | Medium Industrial | Miscellaneous | Winter Morning | MW of Load | 1 | 2026 | 0.042557
ENS | Alternate Scenario | C&I Curtailment | C&I Curtailment-Turnkey-Auto-DR HVAC Control | Medium Industrial | Offices | Winter Morning | MW of Load | 1 | 2026 | 0.00067097
ENS | Alternate Scenario | C&I Curtailment | C&I Curtailment-Turnkey-Auto-DR HVAC Control | Medium Industrial | Retail Trade | Winter Morning | MW of Load | 1 | 2026 | 0.0096126
ENS | Alternate Scenario | C&I Curtailment | C&I Curtailment-Turnkey-Auto-DR HVAC Control | Medium Industrial | Services | Winter Morning | MW of Load | 1 | 2026 | 0.00044263
ENS | Alternate Scenario | C&I Curtailment | C&I Curtailment-Turnkey-Standard Lighting Control | Medium Industrial | Miscellaneous | Winter Morning | MW of Load | 1 | 2026 | 0.42856
ENS | Alternate Scenario | C&I Curtailment | C&I Curtailment-Turnkey-Standard Lighting Control | Medium Industrial | Offices | Winter Morning | MW of Load | 1 | 2026 | 0.0029734
ENS | Alternate Scenario | C&I Curtailment | C&I Curtailment-Turnkey-Standard Lighting Control | Medium Industrial | Retail Trade | Winter Morning | MW of Load | 1 | 2026 | 0.1317
ENS | Alternate Scenario | C&I Curtailment | C&I Curtailment-Turnkey-Standard Lighting Control | Medium Industrial | Services | Winter Morning | MW of Load | 1 | 2026 | 0.0060642
ENS | Alternate Scenario | C&I Curtailment | C&I Curtailment-Turnkey-Water Heating Control | Medium Industrial | Miscellaneous | Winter Morning | MW of Load | 1 | 2026 | 0.032151
ENS | Alternate Scenario | C&I Curtailment | C&I Curtailment-Turnkey-Water Heating Control | Medium Industrial | Offices | Winter Morning | MW of Load | 1 | 2026 | 0.00021065
ENS | Alternate Scenario | C&I Curtailment | C&I Curtailment-Turnkey-Water Heating Control | Medium Industrial | Retail Trade | Winter Morning | MW of Load | 1 | 2026 | 0.016418
ENS | Alternate Scenario | C&I Curtailment | C&I Curtailment-Turnkey-Water Heating Control | Medium Industrial | Services | Winter Morning | MW of Load | 1 | 2026 | 0.00075602
ENS | Alternate Scenario | C&I Curtailment | C&I Curtailment-Turnkey-Other | Medium Industrial | Miscellaneous | Winter Morning | MW of Load | 1 | 2026 | 0.50133
ENS | Alternate Scenario | C&I Curtailment | C&I Curtailment-Turnkey-Other | Medium Industrial | Offices | Winter Morning | MW of Load | 1 | 2026 | 0.0039727
ENS | Alternate Scenario | C&I Curtailment | C&I Curtailment-Turnkey-Other | Medium Industrial | Retail Trade | Winter Morning | MW of Load | 1 | 2026 | 0.18159
ENS | Alternate Scenario | C&I Curtailment | C&I Curtailment-Turnkey-Other | Medium Industrial | Services | Winter Morning | MW of Load | 1 | 2026 | 0.0083618
ENS | Alternate Scenario | C&I Curtailment | C&I Curtailment-Turnkey-Manual HVAC Control | Medium Industrial | Miscellaneous | Winter Evening | MW of Load | 1 | 2026 | 1.3039
ENS | Alternate Scenario | C&I Curtailment | C&I Curtailment-Turnkey-Manual HVAC Control | Medium Industrial | Offices | Winter Evening | MW of Load | 1 | 2026 | 0.020557
ENS | Alternate Scenario | C&I Curtailment | C&I Curtailment-Turnkey-Manual HVAC Control | Medium Industrial | Retail Trade | Winter Evening | MW of Load | 1 | 2026 | 0.29451
ENS | Alternate Scenario | C&I Curtailment | C&I Curtailment-Turnkey-Manual HVAC Control | Medium Industrial | Services | Winter Evening | MW of Load | 1 | 2026 | 0.013561
ENS | Alternate Scenario | C&I Curtailment | C&I Curtailment-Turnkey-Auto-DR HVAC Control | Medium Industrial | Miscellaneous | Winter Evening | MW of Load | 1 | 2026 | 0.041208
ENS | Alternate Scenario | C&I Curtailment | C&I Curtailment-Turnkey-Auto-DR HVAC Control | Medium Industrial | Offices | Winter Evening | MW of Load | 1 | 2026 | 0.0006497
ENS | Alternate Scenario | C&I Curtailment | C&I Curtailment-Turnkey-Auto-DR HVAC Control | Medium Industrial | Retail Trade | Winter Evening | MW of Load | 1 | 2026 | 0.0093079
ENS | Alternate Scenario | C&I Curtailment | C&I Curtailment-Turnkey-Auto-DR HVAC Control | Medium Industrial | Services | Winter Evening | MW of Load | 1 | 2026 | 0.0004286
ENS | Alternate Scenario | C&I Curtailment | C&I Curtailment-Turnkey-Standard Lighting Control | Medium Industrial | Miscellaneous | Winter Evening | MW of Load | 1 | 2026 | 0.41497
ENS | Alternate Scenario | C&I Curtailment | C&I Curtailment-Turnkey-Standard Lighting Control | Medium Industrial | Offices | Winter Evening | MW of Load | 1 | 2026 | 0.0028792
ENS | Alternate Scenario | C&I Curtailment | C&I Curtailment-Turnkey-Standard Lighting Control | Medium Industrial | Retail Trade | Winter Evening | MW of Load | 1 | 2026 | 0.12752
ENS | Alternate Scenario | C&I Curtailment | C&I Curtailment-Turnkey-Standard Lighting Control | Medium Industrial | Services | Winter Evening | MW of Load | 1 | 2026 | 0.005872
ENS | Alternate Scenario | C&I Curtailment | C&I Curtailment-Turnkey-Water Heating Control | Medium Industrial | Miscellaneous | Winter Evening | MW of Load | 1 | 2026 | 0.031132
ENS | Alternate Scenario | C&I Curtailment | C&I Curtailment-Turnkey-Water Heating Control | Medium Industrial | Offices | Winter Evening | MW of Load | 1 | 2026 | 0.00020398
ENS | Alternate Scenario | C&I Curtailment | C&I Curtailment-Turnkey-Water Heating Control | Medium Industrial | Retail Trade | Winter Evening | MW of Load | 1 | 2026 | 0.015898
ENS | Alternate Scenario | C&I Curtailment | C&I Curtailment-Turnkey-Water Heating Control | Medium Industrial | Services | Winter Evening | MW of Load | 1 | 2026 | 0.00073205
ENS | Alternate Scenario | C&I Curtailment | C&I Curtailment-Turnkey-Other | Medium Industrial | Miscellaneous | Winter Evening | MW of Load | 1 | 2026 | 0.48544
ENS | Alternate Scenario | C&I Curtailment | C&I Curtailment-Turnkey-Other | Medium Industrial | Offices | Winter Evening | MW of Load | 1 | 2026 | 0.0038468
ENS | Alternate Scenario | C&I Curtailment | C&I Curtailment-Turnkey-Other | Medium Industrial | Retail Trade | Winter Evening | MW of Load | 1 | 2026 | 0.17584
ENS | Alternate Scenario | C&I Curtailment | C&I Curtailment-Turnkey-Other | Medium Industrial | Services | Winter Evening | MW of Load | 1 | 2026 | 0.0080967
ENS | Alternate Scenario | C&I Curtailment | C&I Curtailment-Turnkey-Manual HVAC Control | Large Industrial | Miscellaneous | Winter Morning | MW of Load | 1 | 2026 | 0.027981
ENS | Alternate Scenario | C&I Curtailment | C&I Curtailment-Turnkey-Auto-DR HVAC Control | Large Industrial | Miscellaneous | Winter Morning | MW of Load | 1 | 2026 | 0.00088434
ENS | Alternate Scenario | C&I Curtailment | C&I Curtailment-Turnkey-Standard Lighting Control | Large Industrial | Miscellaneous | Winter Morning | MW of Load | 1 | 2026 | 0.012206
ENS | Alternate Scenario | C&I Curtailment | C&I Curtailment-Turnkey-Water Heating Control | Large Industrial | Miscellaneous | Winter Morning | MW of Load | 1 | 2026 | 0.00056362
ENS | Alternate Scenario | C&I Curtailment | C&I Curtailment-Turnkey-Other | Large Industrial | Miscellaneous | Winter Morning | MW of Load | 1 | 2026 | 0.012182
ENS | Alternate Scenario | C&I Curtailment | C&I Curtailment-Turnkey-Industrial | Large Industrial | Manufacturing | Winter Morning | MW of Load | 1 | 2026 | 0.0024317
ENS | Alternate Scenario | C&I Curtailment | C&I Curtailment-Turnkey-Manual HVAC Control | Large Industrial | Miscellaneous | Winter Evening | MW of Load | 1 | 2026 | 0.027842
ENS | Alternate Scenario | C&I Curtailment | C&I Curtailment-Turnkey-Auto-DR HVAC Control | Large Industrial | Miscellaneous | Winter Evening | MW of Load | 1 | 2026 | 0.00087994
ENS | Alternate Scenario | C&I Curtailment | C&I Curtailment-Turnkey-Standard Lighting Control | Large Industrial | Miscellaneous | Winter Evening | MW of Load | 1 | 2026 | 0.012145
ENS | Alternate Scenario | C&I Curtailment | C&I Curtailment-Turnkey-Water Heating Control | Large Industrial | Miscellaneous | Winter Evening | MW of Load | 1 | 2026 | 0.00056081
ENS | Alternate Scenario | C&I Curtailment | C&I Curtailment-Turnkey-Other | Large Industrial | Miscellaneous | Winter Evening | MW of Load | 1 | 2026 | 0.012122
ENS | Alternate Scenario | C&I Curtailment | C&I Curtailment-Turnkey-Industrial | Large Industrial | Manufacturing | Winter Evening | MW of Load | 1 | 2026 | 0.0024196
ENS | Alternate Scenario | C&I Loadshift to BUGs | C&I Loadshift to BUGs | Large General | Miscellaneous | Winter Morning | MW of Load | 1 | 2026 | 2.8569
ENS | Alternate Scenario | C&I Loadshift to BUGs | C&I Loadshift to BUGs | Large General | Miscellaneous | Winter Evening | MW of Load | 1 | 2026 | 2.4598
ENS | Alternate Scenario | C&I Loadshift to BUGs | C&I Loadshift to BUGs | Small Industrial | Miscellaneous | Winter Morning | MW of Load | 1 | 2026 | 0.75867
ENS | Alternate Scenario | C&I Loadshift to BUGs | C&I Loadshift to BUGs | Small Industrial | Miscellaneous | Winter Evening | MW of Load | 1 | 2026 | 1.0425
ENS | Alternate Scenario | C&I Loadshift to BUGs | C&I Loadshift to BUGs | Medium Industrial | Manufacturing | Winter Morning | MW of Load | 1 | 2026 | 0.53641
ENS | Alternate Scenario | C&I Loadshift to BUGs | C&I Loadshift to BUGs | Medium Industrial | Miscellaneous | Winter Morning | MW of Load | 1 | 2026 | 2.328
ENS | Alternate Scenario | C&I Loadshift to BUGs | C&I Loadshift to BUGs | Medium Industrial | Manufacturing | Winter Evening | MW of Load | 1 | 2026 | 0.51941
ENS | Alternate Scenario | C&I Loadshift to BUGs | C&I Loadshift to BUGs | Medium Industrial | Miscellaneous | Winter Evening | MW of Load | 1 | 2026 | 2.2543
ENS | Alternate Scenario | Dynamic Pricing | Dynamic Pricing with enabling tech. | Small General | Manufacturing | Winter Morning | MW of Load | 1 | 2026 | 0.0024608
ENS | Alternate Scenario | Dynamic Pricing | Dynamic Pricing with enabling tech. | Small General | Manufacturing | Winter Evening | MW of Load | 1 | 2026 | 0.0028592
ENS | Alternate Scenario | Dynamic Pricing | Dynamic Pricing with enabling tech. | Residential Charitable | Residential LI | Winter Morning | MW of Load | 1 | 2026 | 0.071578
ENS | Alternate Scenario | Dynamic Pricing | Dynamic Pricing with enabling tech. | Residential Charitable | Residential Market Rate | Winter Morning | MW of Load | 1 | 2026 | 0.4054
ENS | Alternate Scenario | Dynamic Pricing | Dynamic Pricing w/o enabling tech. | Residential Charitable | Residential LI | Winter Morning | MW of Load | 1 | 2026 | 1.2157
ENS | Alternate Scenario | Dynamic Pricing | Dynamic Pricing w/o enabling tech. | Residential Charitable | Residential Market Rate | Winter Morning | MW of Load | 1 | 2026 | 6.8854
ENS | Alternate Scenario | Dynamic Pricing | Dynamic Pricing with enabling tech. | Residential Charitable | Residential LI | Winter Evening | MW of Load | 1 | 2026 | 0.081565
ENS | Alternate Scenario | Dynamic Pricing | Dynamic Pricing with enabling tech. | Residential Charitable | Residential Market Rate | Winter Evening | MW of Load | 1 | 2026 | 0.46196
ENS | Alternate Scenario | Dynamic Pricing | Dynamic Pricing w/o enabling tech. | Residential Charitable | Residential LI | Winter Evening | MW of Load | 1 | 2026 | 1.3853
ENS | Alternate Scenario | Dynamic Pricing | Dynamic Pricing w/o enabling tech. | Residential Charitable | Residential Market Rate | Winter Evening | MW of Load | 1 | 2026 | 7.8461
ENS | Alternate Scenario | BTM Battery Control | BTM Battery Control-BYOB | Residential Charitable | Residential Market Rate | Winter Morning | MW of Load | 0 | 2026 | 0.10815
ENS | Alternate Scenario | BTM Battery Control | BTM Battery Control-BYOB | Residential Charitable | Residential Market Rate | Winter Evening | MW of Load | 0 | 2026 | 0.13952
ENS | Alternate Scenario | EV Charging Control | EV Charging Control | EV Res LDV | EV | Winter Morning | MW of Load | 0 | 2026 | 0.0029818
ENS | Alternate Scenario | EV Charging Control | EV Charging Control | EV Res LDV | EV | Winter Evening | MW of Load | 0 | 2026 | 0.035782
ENS | Alternate Scenario | EV Charging Control | EV Charging Control | EV Com LDV | EV | Winter Morning | MW of Load | 0 | 2026 | 0.0010439
ENS | Alternate Scenario | EV Charging Control | EV Charging Control | EV Com LDV | EV | Winter Evening | MW of Load | 0 | 2026 | 0.012527
ENS | Alternate Scenario | Behavioral DR | Behavioral DR | Residential Charitable | Residential LI | Winter Morning | MW of Load | 1 | 2026 | 0.039056
ENS | Alternate Scenario | Behavioral DR | Behavioral DR | Residential Charitable | Residential Market Rate | Winter Morning | MW of Load | 1 | 2026 | 0.22234
ENS | Alternate Scenario | Behavioral DR | Behavioral DR | Residential Charitable | Residential LI | Winter Evening | MW of Load | 1 | 2026 | 0.044505
ENS | Alternate Scenario | Behavioral DR | Behavioral DR | Residential Charitable | Residential Market Rate | Winter Evening | MW of Load | 1 | 2026 | 0.25336
ENS | Alternate Scenario | Time-of-Use Rates (TOU) | Time-of-Use Rates (TOU) | Residential Charitable | Residential LI | Winter Morning | MW of Load | 0 | 2026 | 0.34075
ENS | Alternate Scenario | Time-of-Use Rates (TOU) | Time-of-Use Rates (TOU) | Residential Charitable | Residential Market Rate | Winter Morning | MW of Load | 0 | 2026 | 1.9398
ENS | Alternate Scenario | Time-of-Use Rates (TOU) | Time-of-Use Rates (TOU) | Residential Charitable | Residential LI | Winter Evening | MW of Load | 0 | 2026 | 0.38829
ENS | Alternate Scenario | Time-of-Use Rates (TOU) | Time-of-Use Rates (TOU) | Residential Charitable | Residential Market Rate | Winter Evening | MW of Load | 0 | 2026 | 2.2105
ENS | Alternate Scenario | C&I Curtailment | C&I Curtailment-Turnkey-Manual HVAC Control | General | Miscellaneous | Winter Morning | MW of Load | 1 | 2027 | 0.9592
ENS | Alternate Scenario | C&I Curtailment | C&I Curtailment-Turnkey-Manual HVAC Control | General | Offices | Winter Morning | MW of Load | 1 | 2027 | 0.063978
ENS | Alternate Scenario | C&I Curtailment | C&I Curtailment-Turnkey-Manual HVAC Control | General | Retail Trade | Winter Morning | MW of Load | 1 | 2027 | 0.22425
ENS | Alternate Scenario | C&I Curtailment | C&I Curtailment-Turnkey-Manual HVAC Control | General | Services | Winter Morning | MW of Load | 1 | 2027 | 0.14497
ENS | Alternate Scenario | C&I Curtailment | C&I Curtailment-Turnkey-Auto-DR HVAC Control | General | Miscellaneous | Winter Morning | MW of Load | 1 | 2027 | 0.038074
ENS | Alternate Scenario | C&I Curtailment | C&I Curtailment-Turnkey-Auto-DR HVAC Control | General | Offices | Winter Morning | MW of Load | 1 | 2027 | 0.0025395
ENS | Alternate Scenario | C&I Curtailment | C&I Curtailment-Turnkey-Auto-DR HVAC Control | General | Retail Trade | Winter Morning | MW of Load | 1 | 2027 | 0.0089013
ENS | Alternate Scenario | C&I Curtailment | C&I Curtailment-Turnkey-Auto-DR HVAC Control | General | Services | Winter Morning | MW of Load | 1 | 2027 | 0.0057545
ENS | Alternate Scenario | C&I Curtailment | C&I Curtailment-Turnkey-Standard Lighting Control | General | Miscellaneous | Winter Morning | MW of Load | 1 | 2027 | 0.40002
ENS | Alternate Scenario | C&I Curtailment | C&I Curtailment-Turnkey-Standard Lighting Control | General | Offices | Winter Morning | MW of Load | 1 | 2027 | 0.0082537
ENS | Alternate Scenario | C&I Curtailment | C&I Curtailment-Turnkey-Standard Lighting Control | General | Retail Trade | Winter Morning | MW of Load | 1 | 2027 | 0.091164
ENS | Alternate Scenario | C&I Curtailment | C&I Curtailment-Turnkey-Standard Lighting Control | General | Services | Winter Morning | MW of Load | 1 | 2027 | 0.05899
ENS | Alternate Scenario | C&I Curtailment | C&I Curtailment-Turnkey-Water Heating Control | General | Miscellaneous | Winter Morning | MW of Load | 1 | 2027 | 0.024516
ENS | Alternate Scenario | C&I Curtailment | C&I Curtailment-Turnkey-Water Heating Control | General | Offices | Winter Morning | MW of Load | 1 | 2027 | 0.00065708
ENS | Alternate Scenario | C&I Curtailment | C&I Curtailment-Turnkey-Water Heating Control | General | Retail Trade | Winter Morning | MW of Load | 1 | 2027 | 0.013058
ENS | Alternate Scenario | C&I Curtailment | C&I Curtailment-Turnkey-Water Heating Control | General | Services | Winter Morning | MW of Load | 1 | 2027 | 0.0084348
ENS | Alternate Scenario | C&I Curtailment | C&I Curtailment-Turnkey-Other | General | Miscellaneous | Winter Morning | MW of Load | 1 | 2027 | 0.43727
ENS | Alternate Scenario | C&I Curtailment | C&I Curtailment-Turnkey-Other | General | Offices | Winter Morning | MW of Load | 1 | 2027 | 0.011996
ENS | Alternate Scenario | C&I Curtailment | C&I Curtailment-Turnkey-Other | General | Retail Trade | Winter Morning | MW of Load | 1 | 2027 | 0.13816
ENS | Alternate Scenario | C&I Curtailment | C&I Curtailment-Turnkey-Other | General | Services | Winter Morning | MW of Load | 1 | 2027 | 0.0893
ENS | Alternate Scenario | C&I Curtailment | C&I Curtailment-Turnkey-Manual HVAC Control | General | Miscellaneous | Winter Evening | MW of Load | 1 | 2027 | 1.116
ENS | Alternate Scenario | C&I Curtailment | C&I Curtailment-Turnkey-Manual HVAC Control | General | Offices | Winter Evening | MW of Load | 1 | 2027 | 0.074434
ENS | Alternate Scenario | C&I Curtailment | C&I Curtailment-Turnkey-Manual HVAC Control | General | Retail Trade | Winter Evening | MW of Load | 1 | 2027 | 0.2609
ENS | Alternate Scenario | C&I Curtailment | C&I Curtailment-Turnkey-Manual HVAC Control | General | Services | Winter Evening | MW of Load | 1 | 2027 | 0.16867
ENS | Alternate Scenario | C&I Curtailment | C&I Curtailment-Turnkey-Auto-DR HVAC Control | General | Miscellaneous | Winter Evening | MW of Load | 1 | 2027 | 0.044297
ENS | Alternate Scenario | C&I Curtailment | C&I Curtailment-Turnkey-Auto-DR HVAC Control | General | Offices | Winter Evening | MW of Load | 1 | 2027 | 0.0029546
ENS | Alternate Scenario | C&I Curtailment | C&I Curtailment-Turnkey-Auto-DR HVAC Control | General | Retail Trade | Winter Evening | MW of Load | 1 | 2027 | 0.010356
ENS | Alternate Scenario | C&I Curtailment | C&I Curtailment-Turnkey-Auto-DR HVAC Control | General | Services | Winter Evening | MW of Load | 1 | 2027 | 0.006695
ENS | Alternate Scenario | C&I Curtailment | C&I Curtailment-Turnkey-Standard Lighting Control | General | Miscellaneous | Winter Evening | MW of Load | 1 | 2027 | 0.46539
ENS | Alternate Scenario | C&I Curtailment | C&I Curtailment-Turnkey-Standard Lighting Control | General | Offices | Winter Evening | MW of Load | 1 | 2027 | 0.0096027
ENS | Alternate Scenario | C&I Curtailment | C&I Curtailment-Turnkey-Standard Lighting Control | General | Retail Trade | Winter Evening | MW of Load | 1 | 2027 | 0.10606
ENS | Alternate Scenario | C&I Curtailment | C&I Curtailment-Turnkey-Standard Lighting Control | General | Services | Winter Evening | MW of Load | 1 | 2027 | 0.068631
ENS | Alternate Scenario | C&I Curtailment | C&I Curtailment-Turnkey-Water Heating Control | General | Miscellaneous | Winter Evening | MW of Load | 1 | 2027 | 0.028522
ENS | Alternate Scenario | C&I Curtailment | C&I Curtailment-Turnkey-Water Heating Control | General | Offices | Winter Evening | MW of Load | 1 | 2027 | 0.00076448
ENS | Alternate Scenario | C&I Curtailment | C&I Curtailment-Turnkey-Water Heating Control | General | Retail Trade | Winter Evening | MW of Load | 1 | 2027 | 0.015192
ENS | Alternate Scenario | C&I Curtailment | C&I Curtailment-Turnkey-Water Heating Control | General | Services | Winter Evening | MW of Load | 1 | 2027 | 0.0098133
ENS | Alternate Scenario | C&I Curtailment | C&I Curtailment-Turnkey-Other | General | Miscellaneous | Winter Evening | MW of Load | 1 | 2027 | 0.50874
ENS | Alternate Scenario | C&I Curtailment | C&I Curtailment-Turnkey-Other | General | Offices | Winter Evening | MW of Load | 1 | 2027 | 0.013956
ENS | Alternate Scenario | C&I Curtailment | C&I Curtailment-Turnkey-Other | General | Retail Trade | Winter Evening | MW of Load | 1 | 2027 | 0.16074
ENS | Alternate Scenario | C&I Curtailment | C&I Curtailment-Turnkey-Other | General | Services | Winter Evening | MW of Load | 1 | 2027 | 0.1039
ENS | Alternate Scenario | C&I Curtailment | C&I Curtailment-Turnkey-Manual HVAC Control | Large General | Miscellaneous | Winter Morning | MW of Load | 1 | 2027 | 0.76741
ENS | Alternate Scenario | C&I Curtailment | C&I Curtailment-Turnkey-Manual HVAC Control | Large General | Retail Trade | Winter Morning | MW of Load | 1 | 2027 | 0.032765
ENS | Alternate Scenario | C&I Curtailment | C&I Curtailment-Turnkey-Manual HVAC Control | Large General | Services | Winter Morning | MW of Load | 1 | 2027 | 0.052469
ENS | Alternate Scenario | C&I Curtailment | C&I Curtailment-Turnkey-Auto-DR HVAC Control | Large General | Miscellaneous | Winter Morning | MW of Load | 1 | 2027 | 0.030462
ENS | Alternate Scenario | C&I Curtailment | C&I Curtailment-Turnkey-Auto-DR HVAC Control | Large General | Retail Trade | Winter Morning | MW of Load | 1 | 2027 | 0.0013006
ENS | Alternate Scenario | C&I Curtailment | C&I Curtailment-Turnkey-Auto-DR HVAC Control | Large General | Services | Winter Morning | MW of Load | 1 | 2027 | 0.0020827
ENS | Alternate Scenario | C&I Curtailment | C&I Curtailment-Turnkey-Standard Lighting Control | Large General | Miscellaneous | Winter Morning | MW of Load | 1 | 2027 | 0.33231
ENS | Alternate Scenario | C&I Curtailment | C&I Curtailment-Turnkey-Standard Lighting Control | Large General | Retail Trade | Winter Morning | MW of Load | 1 | 2027 | 0.013259
ENS | Alternate Scenario | C&I Curtailment | C&I Curtailment-Turnkey-Standard Lighting Control | Large General | Services | Winter Morning | MW of Load | 1 | 2027 | 0.021233
ENS | Alternate Scenario | C&I Curtailment | C&I Curtailment-Turnkey-Water Heating Control | Large General | Miscellaneous | Winter Morning | MW of Load | 1 | 2027 | 0.015722
ENS | Alternate Scenario | C&I Curtailment | C&I Curtailment-Turnkey-Water Heating Control | Large General | Retail Trade | Winter Morning | MW of Load | 1 | 2027 | 0.0019156
ENS | Alternate Scenario | C&I Curtailment | C&I Curtailment-Turnkey-Water Heating Control | Large General | Services | Winter Morning | MW of Load | 1 | 2027 | 0.0030676
ENS | Alternate Scenario | C&I Curtailment | C&I Curtailment-Turnkey-Other | Large General | Miscellaneous | Winter Morning | MW of Load | 1 | 2027 | 0.33923
ENS | Alternate Scenario | C&I Curtailment | C&I Curtailment-Turnkey-Other | Large General | Retail Trade | Winter Morning | MW of Load | 1 | 2027 | 0.020204
ENS | Alternate Scenario | C&I Curtailment | C&I Curtailment-Turnkey-Other | Large General | Services | Winter Morning | MW of Load | 1 | 2027 | 0.032354
ENS | Alternate Scenario | C&I Curtailment | C&I Curtailment-Turnkey-Manual HVAC Control | Large General | Miscellaneous | Winter Evening | MW of Load | 1 | 2027 | 0.65592
ENS | Alternate Scenario | C&I Curtailment | C&I Curtailment-Turnkey-Manual HVAC Control | Large General | Retail Trade | Winter Evening | MW of Load | 1 | 2027 | 0.028005
ENS | Alternate Scenario | C&I Curtailment | C&I Curtailment-Turnkey-Manual HVAC Control | Large General | Services | Winter Evening | MW of Load | 1 | 2027 | 0.044846
ENS | Alternate Scenario | C&I Curtailment | C&I Curtailment-Turnkey-Auto-DR HVAC Control | Large General | Miscellaneous | Winter Evening | MW of Load | 1 | 2027 | 0.026036
ENS | Alternate Scenario | C&I Curtailment | C&I Curtailment-Turnkey-Auto-DR HVAC Control | Large General | Retail Trade | Winter Evening | MW of Load | 1 | 2027 | 0.0011116
ENS | Alternate Scenario | C&I Curtailment | C&I Curtailment-Turnkey-Auto-DR HVAC Control | Large General | Services | Winter Evening | MW of Load | 1 | 2027 | 0.0017801
ENS | Alternate Scenario | C&I Curtailment | C&I Curtailment-Turnkey-Standard Lighting Control | Large General | Miscellaneous | Winter Evening | MW of Load | 1 | 2027 | 0.28403
ENS | Alternate Scenario | C&I Curtailment | C&I Curtailment-Turnkey-Standard Lighting Control | Large General | Retail Trade | Winter Evening | MW of Load | 1 | 2027 | 0.011333
ENS | Alternate Scenario | C&I Curtailment | C&I Curtailment-Turnkey-Standard Lighting Control | Large General | Services | Winter Evening | MW of Load | 1 | 2027 | 0.018148
ENS | Alternate Scenario | C&I Curtailment | C&I Curtailment-Turnkey-Water Heating Control | Large General | Miscellaneous | Winter Evening | MW of Load | 1 | 2027 | 0.013438
ENS | Alternate Scenario | C&I Curtailment | C&I Curtailment-Turnkey-Water Heating Control | Large General | Retail Trade | Winter Evening | MW of Load | 1 | 2027 | 0.0016373
ENS | Alternate Scenario | C&I Curtailment | C&I Curtailment-Turnkey-Water Heating Control | Large General | Services | Winter Evening | MW of Load | 1 | 2027 | 0.002622
ENS | Alternate Scenario | C&I Curtailment | C&I Curtailment-Turnkey-Other | Large General | Miscellaneous | Winter Evening | MW of Load | 1 | 2027 | 0.28995
ENS | Alternate Scenario | C&I Curtailment | C&I Curtailment-Turnkey-Other | Large General | Retail Trade | Winter Evening | MW of Load | 1 | 2027 | 0.017269
ENS | Alternate Scenario | C&I Curtailment | C&I Curtailment-Turnkey-Other | Large General | Services | Winter Evening | MW of Load | 1 | 2027 | 0.027654
ENS | Alternate Scenario | C&I Curtailment | C&I Curtailment-Turnkey-Manual HVAC Control | Small Industrial | Miscellaneous | Winter Morning | MW of Load | 1 | 2027 | 0.12763
ENS | Alternate Scenario | C&I Curtailment | C&I Curtailment-Turnkey-Manual HVAC Control | Small Industrial | Offices | Winter Morning | MW of Load | 1 | 2027 | 0.0016066
ENS | Alternate Scenario | C&I Curtailment | C&I Curtailment-Turnkey-Manual HVAC Control | Small Industrial | Retail Trade | Winter Morning | MW of Load | 1 | 2027 | 0.0054821
ENS | Alternate Scenario | C&I Curtailment | C&I Curtailment-Turnkey-Manual HVAC Control | Small Industrial | Services | Winter Morning | MW of Load | 1 | 2027 | 0.0017319
ENS | Alternate Scenario | C&I Curtailment | C&I Curtailment-Turnkey-Auto-DR HVAC Control | Small Industrial | Miscellaneous | Winter Morning | MW of Load | 1 | 2027 | 0.005066
ENS | Alternate Scenario | C&I Curtailment | C&I Curtailment-Turnkey-Auto-DR HVAC Control | Small Industrial | Offices | Winter Morning | MW of Load | 1 | 2027 | 6.3773e-05
ENS | Alternate Scenario | C&I Curtailment | C&I Curtailment-Turnkey-Auto-DR HVAC Control | Small Industrial | Retail Trade | Winter Morning | MW of Load | 1 | 2027 | 0.00021761
ENS | Alternate Scenario | C&I Curtailment | C&I Curtailment-Turnkey-Auto-DR HVAC Control | Small Industrial | Services | Winter Morning | MW of Load | 1 | 2027 | 6.8748e-05
ENS | Alternate Scenario | C&I Curtailment | C&I Curtailment-Turnkey-Standard Lighting Control | Small Industrial | Miscellaneous | Winter Morning | MW of Load | 1 | 2027 | 0.040132
ENS | Alternate Scenario | C&I Curtailment | C&I Curtailment-Turnkey-Standard Lighting Control | Small Industrial | Offices | Winter Morning | MW of Load | 1 | 2027 | 0.00022008
ENS | Alternate Scenario | C&I Curtailment | C&I Curtailment-Turnkey-Standard Lighting Control | Small Industrial | Retail Trade | Winter Morning | MW of Load | 1 | 2027 | 0.0023613
ENS | Alternate Scenario | C&I Curtailment | C&I Curtailment-Turnkey-Standard Lighting Control | Small Industrial | Services | Winter Morning | MW of Load | 1 | 2027 | 0.000746
ENS | Alternate Scenario | C&I Curtailment | C&I Curtailment-Turnkey-Water Heating Control | Small Industrial | Miscellaneous | Winter Morning | MW of Load | 1 | 2027 | 0.0031054
ENS | Alternate Scenario | C&I Curtailment | C&I Curtailment-Turnkey-Water Heating Control | Small Industrial | Offices | Winter Morning | MW of Load | 1 | 2027 | 1.6053e-05
ENS | Alternate Scenario | C&I Curtailment | C&I Curtailment-Turnkey-Water Heating Control | Small Industrial | Retail Trade | Winter Morning | MW of Load | 1 | 2027 | 0.00030236
ENS | Alternate Scenario | C&I Curtailment | C&I Curtailment-Turnkey-Water Heating Control | Small Industrial | Services | Winter Morning | MW of Load | 1 | 2027 | 9.5523e-05
ENS | Alternate Scenario | C&I Curtailment | C&I Curtailment-Turnkey-Other | Small Industrial | Miscellaneous | Winter Morning | MW of Load | 1 | 2027 | 0.048232
ENS | Alternate Scenario | C&I Curtailment | C&I Curtailment-Turnkey-Other | Small Industrial | Offices | Winter Morning | MW of Load | 1 | 2027 | 0.00030296
ENS | Alternate Scenario | C&I Curtailment | C&I Curtailment-Turnkey-Other | Small Industrial | Retail Trade | Winter Morning | MW of Load | 1 | 2027 | 0.0033388
ENS | Alternate Scenario | C&I Curtailment | C&I Curtailment-Turnkey-Other | Small Industrial | Services | Winter Morning | MW of Load | 1 | 2027 | 0.0010548
ENS | Alternate Scenario | C&I Curtailment | C&I Curtailment-Turnkey-Industrial | Small Industrial | Manufacturing | Winter Morning | MW of Load | 1 | 2027 | 0.01167
ENS | Alternate Scenario | C&I Curtailment | C&I Curtailment-Turnkey-Manual HVAC Control | Small Industrial | Miscellaneous | Winter Evening | MW of Load | 1 | 2027 | 0.17409
ENS | Alternate Scenario | C&I Curtailment | C&I Curtailment-Turnkey-Manual HVAC Control | Small Industrial | Offices | Winter Evening | MW of Load | 1 | 2027 | 0.0021915
ENS | Alternate Scenario | C&I Curtailment | C&I Curtailment-Turnkey-Manual HVAC Control | Small Industrial | Retail Trade | Winter Evening | MW of Load | 1 | 2027 | 0.0074781
ENS | Alternate Scenario | C&I Curtailment | C&I Curtailment-Turnkey-Manual HVAC Control | Small Industrial | Services | Winter Evening | MW of Load | 1 | 2027 | 0.0023625
ENS | Alternate Scenario | C&I Curtailment | C&I Curtailment-Turnkey-Auto-DR HVAC Control | Small Industrial | Miscellaneous | Winter Evening | MW of Load | 1 | 2027 | 0.0069104
ENS | Alternate Scenario | C&I Curtailment | C&I Curtailment-Turnkey-Auto-DR HVAC Control | Small Industrial | Offices | Winter Evening | MW of Load | 1 | 2027 | 8.6991e-05
ENS | Alternate Scenario | C&I Curtailment | C&I Curtailment-Turnkey-Auto-DR HVAC Control | Small Industrial | Retail Trade | Winter Evening | MW of Load | 1 | 2027 | 0.00029683
ENS | Alternate Scenario | C&I Curtailment | C&I Curtailment-Turnkey-Auto-DR HVAC Control | Small Industrial | Services | Winter Evening | MW of Load | 1 | 2027 | 9.3778e-05
ENS | Alternate Scenario | C&I Curtailment | C&I Curtailment-Turnkey-Standard Lighting Control | Small Industrial | Miscellaneous | Winter Evening | MW of Load | 1 | 2027 | 0.054743
ENS | Alternate Scenario | C&I Curtailment | C&I Curtailment-Turnkey-Standard Lighting Control | Small Industrial | Offices | Winter Evening | MW of Load | 1 | 2027 | 0.00030021
ENS | Alternate Scenario | C&I Curtailment | C&I Curtailment-Turnkey-Standard Lighting Control | Small Industrial | Retail Trade | Winter Evening | MW of Load | 1 | 2027 | 0.0032211
ENS | Alternate Scenario | C&I Curtailment | C&I Curtailment-Turnkey-Standard Lighting Control | Small Industrial | Services | Winter Evening | MW of Load | 1 | 2027 | 0.0010176
ENS | Alternate Scenario | C&I Curtailment | C&I Curtailment-Turnkey-Water Heating Control | Small Industrial | Miscellaneous | Winter Evening | MW of Load | 1 | 2027 | 0.004236
ENS | Alternate Scenario | C&I Curtailment | C&I Curtailment-Turnkey-Water Heating Control | Small Industrial | Offices | Winter Evening | MW of Load | 1 | 2027 | 2.1898e-05
ENS | Alternate Scenario | C&I Curtailment | C&I Curtailment-Turnkey-Water Heating Control | Small Industrial | Retail Trade | Winter Evening | MW of Load | 1 | 2027 | 0.00041245
ENS | Alternate Scenario | C&I Curtailment | C&I Curtailment-Turnkey-Water Heating Control | Small Industrial | Services | Winter Evening | MW of Load | 1 | 2027 | 0.0001303
ENS | Alternate Scenario | C&I Curtailment | C&I Curtailment-Turnkey-Other | Small Industrial | Miscellaneous | Winter Evening | MW of Load | 1 | 2027 | 0.065793
ENS | Alternate Scenario | C&I Curtailment | C&I Curtailment-Turnkey-Other | Small Industrial | Offices | Winter Evening | MW of Load | 1 | 2027 | 0.00041327
ENS | Alternate Scenario | C&I Curtailment | C&I Curtailment-Turnkey-Other | Small Industrial | Retail Trade | Winter Evening | MW of Load | 1 | 2027 | 0.0045545
ENS | Alternate Scenario | C&I Curtailment | C&I Curtailment-Turnkey-Other | Small Industrial | Services | Winter Evening | MW of Load | 1 | 2027 | 0.0014389
ENS | Alternate Scenario | C&I Curtailment | C&I Curtailment-Turnkey-Industrial | Small Industrial | Manufacturing | Winter Evening | MW of Load | 1 | 2027 | 0.015919
ENS | Alternate Scenario | C&I Curtailment | C&I Curtailment-Turnkey-Manual HVAC Control | Medium Industrial | Miscellaneous | Winter Morning | MW of Load | 1 | 2027 | 2.4357
ENS | Alternate Scenario | C&I Curtailment | C&I Curtailment-Turnkey-Manual HVAC Control | Medium Industrial | Offices | Winter Morning | MW of Load | 1 | 2027 | 0.038597
ENS | Alternate Scenario | C&I Curtailment | C&I Curtailment-Turnkey-Manual HVAC Control | Medium Industrial | Retail Trade | Winter Morning | MW of Load | 1 | 2027 | 0.54736
ENS | Alternate Scenario | C&I Curtailment | C&I Curtailment-Turnkey-Manual HVAC Control | Medium Industrial | Services | Winter Morning | MW of Load | 1 | 2027 | 0.025204
ENS | Alternate Scenario | C&I Curtailment | C&I Curtailment-Turnkey-Auto-DR HVAC Control | Medium Industrial | Miscellaneous | Winter Morning | MW of Load | 1 | 2027 | 0.096683
ENS | Alternate Scenario | C&I Curtailment | C&I Curtailment-Turnkey-Auto-DR HVAC Control | Medium Industrial | Offices | Winter Morning | MW of Load | 1 | 2027 | 0.0015321
ENS | Alternate Scenario | C&I Curtailment | C&I Curtailment-Turnkey-Auto-DR HVAC Control | Medium Industrial | Retail Trade | Winter Morning | MW of Load | 1 | 2027 | 0.021727
ENS | Alternate Scenario | C&I Curtailment | C&I Curtailment-Turnkey-Auto-DR HVAC Control | Medium Industrial | Services | Winter Morning | MW of Load | 1 | 2027 | 0.0010005
ENS | Alternate Scenario | C&I Curtailment | C&I Curtailment-Turnkey-Standard Lighting Control | Medium Industrial | Miscellaneous | Winter Morning | MW of Load | 1 | 2027 | 0.7659
ENS | Alternate Scenario | C&I Curtailment | C&I Curtailment-Turnkey-Standard Lighting Control | Medium Industrial | Offices | Winter Morning | MW of Load | 1 | 2027 | 0.0052873
ENS | Alternate Scenario | C&I Curtailment | C&I Curtailment-Turnkey-Standard Lighting Control | Medium Industrial | Retail Trade | Winter Morning | MW of Load | 1 | 2027 | 0.23576
ENS | Alternate Scenario | C&I Curtailment | C&I Curtailment-Turnkey-Standard Lighting Control | Medium Industrial | Services | Winter Morning | MW of Load | 1 | 2027 | 0.010856
ENS | Alternate Scenario | C&I Curtailment | C&I Curtailment-Turnkey-Water Heating Control | Medium Industrial | Miscellaneous | Winter Morning | MW of Load | 1 | 2027 | 0.059266
ENS | Alternate Scenario | C&I Curtailment | C&I Curtailment-Turnkey-Water Heating Control | Medium Industrial | Offices | Winter Morning | MW of Load | 1 | 2027 | 0.00038565
ENS | Alternate Scenario | C&I Curtailment | C&I Curtailment-Turnkey-Water Heating Control | Medium Industrial | Retail Trade | Winter Morning | MW of Load | 1 | 2027 | 0.030189
ENS | Alternate Scenario | C&I Curtailment | C&I Curtailment-Turnkey-Water Heating Control | Medium Industrial | Services | Winter Morning | MW of Load | 1 | 2027 | 0.0013901
ENS | Alternate Scenario | C&I Curtailment | C&I Curtailment-Turnkey-Other | Medium Industrial | Miscellaneous | Winter Morning | MW of Load | 1 | 2027 | 0.9205
ENS | Alternate Scenario | C&I Curtailment | C&I Curtailment-Turnkey-Other | Medium Industrial | Offices | Winter Morning | MW of Load | 1 | 2027 | 0.0072783
ENS | Alternate Scenario | C&I Curtailment | C&I Curtailment-Turnkey-Other | Medium Industrial | Retail Trade | Winter Morning | MW of Load | 1 | 2027 | 0.33336
ENS | Alternate Scenario | C&I Curtailment | C&I Curtailment-Turnkey-Other | Medium Industrial | Services | Winter Morning | MW of Load | 1 | 2027 | 0.01535
ENS | Alternate Scenario | C&I Curtailment | C&I Curtailment-Turnkey-Manual HVAC Control | Medium Industrial | Miscellaneous | Winter Evening | MW of Load | 1 | 2027 | 2.3413
ENS | Alternate Scenario | C&I Curtailment | C&I Curtailment-Turnkey-Manual HVAC Control | Medium Industrial | Offices | Winter Evening | MW of Load | 1 | 2027 | 0.037101
ENS | Alternate Scenario | C&I Curtailment | C&I Curtailment-Turnkey-Manual HVAC Control | Medium Industrial | Retail Trade | Winter Evening | MW of Load | 1 | 2027 | 0.52614
ENS | Alternate Scenario | C&I Curtailment | C&I Curtailment-Turnkey-Manual HVAC Control | Medium Industrial | Services | Winter Evening | MW of Load | 1 | 2027 | 0.024227
ENS | Alternate Scenario | C&I Curtailment | C&I Curtailment-Turnkey-Auto-DR HVAC Control | Medium Industrial | Miscellaneous | Winter Evening | MW of Load | 1 | 2027 | 0.092935
ENS | Alternate Scenario | C&I Curtailment | C&I Curtailment-Turnkey-Auto-DR HVAC Control | Medium Industrial | Offices | Winter Evening | MW of Load | 1 | 2027 | 0.0014727
ENS | Alternate Scenario | C&I Curtailment | C&I Curtailment-Turnkey-Auto-DR HVAC Control | Medium Industrial | Retail Trade | Winter Evening | MW of Load | 1 | 2027 | 0.020884
ENS | Alternate Scenario | C&I Curtailment | C&I Curtailment-Turnkey-Auto-DR HVAC Control | Medium Industrial | Services | Winter Evening | MW of Load | 1 | 2027 | 0.00096167
ENS | Alternate Scenario | C&I Curtailment | C&I Curtailment-Turnkey-Standard Lighting Control | Medium Industrial | Miscellaneous | Winter Evening | MW of Load | 1 | 2027 | 0.73621
ENS | Alternate Scenario | C&I Curtailment | C&I Curtailment-Turnkey-Standard Lighting Control | Medium Industrial | Offices | Winter Evening | MW of Load | 1 | 2027 | 0.0050823
ENS | Alternate Scenario | C&I Curtailment | C&I Curtailment-Turnkey-Standard Lighting Control | Medium Industrial | Retail Trade | Winter Evening | MW of Load | 1 | 2027 | 0.22662
ENS | Alternate Scenario | C&I Curtailment | C&I Curtailment-Turnkey-Standard Lighting Control | Medium Industrial | Services | Winter Evening | MW of Load | 1 | 2027 | 0.010435
ENS | Alternate Scenario | C&I Curtailment | C&I Curtailment-Turnkey-Water Heating Control | Medium Industrial | Miscellaneous | Winter Evening | MW of Load | 1 | 2027 | 0.056968
ENS | Alternate Scenario | C&I Curtailment | C&I Curtailment-Turnkey-Water Heating Control | Medium Industrial | Offices | Winter Evening | MW of Load | 1 | 2027 | 0.0003707
ENS | Alternate Scenario | C&I Curtailment | C&I Curtailment-Turnkey-Water Heating Control | Medium Industrial | Retail Trade | Winter Evening | MW of Load | 1 | 2027 | 0.029019
ENS | Alternate Scenario | C&I Curtailment | C&I Curtailment-Turnkey-Water Heating Control | Medium Industrial | Services | Winter Evening | MW of Load | 1 | 2027 | 0.0013362
ENS | Alternate Scenario | C&I Curtailment | C&I Curtailment-Turnkey-Other | Medium Industrial | Miscellaneous | Winter Evening | MW of Load | 1 | 2027 | 0.88481
ENS | Alternate Scenario | C&I Curtailment | C&I Curtailment-Turnkey-Other | Medium Industrial | Offices | Winter Evening | MW of Load | 1 | 2027 | 0.0069962
ENS | Alternate Scenario | C&I Curtailment | C&I Curtailment-Turnkey-Other | Medium Industrial | Retail Trade | Winter Evening | MW of Load | 1 | 2027 | 0.32044
ENS | Alternate Scenario | C&I Curtailment | C&I Curtailment-Turnkey-Other | Medium Industrial | Services | Winter Evening | MW of Load | 1 | 2027 | 0.014755
ENS | Alternate Scenario | C&I Curtailment | C&I Curtailment-Turnkey-Manual HVAC Control | Large Industrial | Miscellaneous | Winter Morning | MW of Load | 1 | 2027 | 0.050574
ENS | Alternate Scenario | C&I Curtailment | C&I Curtailment-Turnkey-Auto-DR HVAC Control | Large Industrial | Miscellaneous | Winter Morning | MW of Load | 1 | 2027 | 0.0020075
ENS | Alternate Scenario | C&I Curtailment | C&I Curtailment-Turnkey-Standard Lighting Control | Large Industrial | Miscellaneous | Winter Morning | MW of Load | 1 | 2027 | 0.0219
ENS | Alternate Scenario | C&I Curtailment | C&I Curtailment-Turnkey-Water Heating Control | Large Industrial | Miscellaneous | Winter Morning | MW of Load | 1 | 2027 | 0.0010361
ENS | Alternate Scenario | C&I Curtailment | C&I Curtailment-Turnkey-Other | Large Industrial | Miscellaneous | Winter Morning | MW of Load | 1 | 2027 | 0.022356
ENS | Alternate Scenario | C&I Curtailment | C&I Curtailment-Turnkey-Industrial | Large Industrial | Manufacturing | Winter Morning | MW of Load | 1 | 2027 | 0.0044374
ENS | Alternate Scenario | C&I Curtailment | C&I Curtailment-Turnkey-Manual HVAC Control | Large Industrial | Miscellaneous | Winter Evening | MW of Load | 1 | 2027 | 0.049955
ENS | Alternate Scenario | C&I Curtailment | C&I Curtailment-Turnkey-Auto-DR HVAC Control | Large Industrial | Miscellaneous | Winter Evening | MW of Load | 1 | 2027 | 0.0019829
ENS | Alternate Scenario | C&I Curtailment | C&I Curtailment-Turnkey-Standard Lighting Control | Large Industrial | Miscellaneous | Winter Evening | MW of Load | 1 | 2027 | 0.021632
ENS | Alternate Scenario | C&I Curtailment | C&I Curtailment-Turnkey-Water Heating Control | Large Industrial | Miscellaneous | Winter Evening | MW of Load | 1 | 2027 | 0.0010234
ENS | Alternate Scenario | C&I Curtailment | C&I Curtailment-Turnkey-Other | Large Industrial | Miscellaneous | Winter Evening | MW of Load | 1 | 2027 | 0.022082
ENS | Alternate Scenario | C&I Curtailment | C&I Curtailment-Turnkey-Industrial | Large Industrial | Manufacturing | Winter Evening | MW of Load | 1 | 2027 | 0.0043831
ENS | Alternate Scenario | C&I Loadshift to BUGs | C&I Loadshift to BUGs | Large General | Miscellaneous | Winter Morning | MW of Load | 1 | 2027 | 2.9744
ENS | Alternate Scenario | C&I Loadshift to BUGs | C&I Loadshift to BUGs | Large General | Miscellaneous | Winter Evening | MW of Load | 1 | 2027 | 2.5423
ENS | Alternate Scenario | C&I Loadshift to BUGs | C&I Loadshift to BUGs | Small Industrial | Miscellaneous | Winter Morning | MW of Load | 1 | 2027 | 0.79432
ENS | Alternate Scenario | C&I Loadshift to BUGs | C&I Loadshift to BUGs | Small Industrial | Miscellaneous | Winter Evening | MW of Load | 1 | 2027 | 1.0835
ENS | Alternate Scenario | C&I Loadshift to BUGs | C&I Loadshift to BUGs | Medium Industrial | Manufacturing | Winter Morning | MW of Load | 1 | 2027 | 0.55903
ENS | Alternate Scenario | C&I Loadshift to BUGs | C&I Loadshift to BUGs | Medium Industrial | Miscellaneous | Winter Morning | MW of Load | 1 | 2027 | 2.4262
ENS | Alternate Scenario | C&I Loadshift to BUGs | C&I Loadshift to BUGs | Medium Industrial | Manufacturing | Winter Evening | MW of Load | 1 | 2027 | 0.53736
ENS | Alternate Scenario | C&I Loadshift to BUGs | C&I Loadshift to BUGs | Medium Industrial | Miscellaneous | Winter Evening | MW of Load | 1 | 2027 | 2.3321
ENS | Alternate Scenario | Dynamic Pricing | Dynamic Pricing with enabling tech. | Small General | Manufacturing | Winter Morning | MW of Load | 1 | 2027 | 0.004266
ENS | Alternate Scenario | Dynamic Pricing | Dynamic Pricing with enabling tech. | Small General | Manufacturing | Winter Evening | MW of Load | 1 | 2027 | 0.0049204
ENS | Alternate Scenario | Dynamic Pricing | Dynamic Pricing with enabling tech. | Residential Charitable | Residential LI | Winter Morning | MW of Load | 1 | 2027 | 0.22045
ENS | Alternate Scenario | Dynamic Pricing | Dynamic Pricing with enabling tech. | Residential Charitable | Residential Market Rate | Winter Morning | MW of Load | 1 | 2027 | 1.2591
ENS | Alternate Scenario | Dynamic Pricing | Dynamic Pricing w/o enabling tech. | Residential Charitable | Residential LI | Winter Morning | MW of Load | 1 | 2027 | 1.4101
ENS | Alternate Scenario | Dynamic Pricing | Dynamic Pricing w/o enabling tech. | Residential Charitable | Residential Market Rate | Winter Morning | MW of Load | 1 | 2027 | 8.0537
ENS | Alternate Scenario | Dynamic Pricing | Dynamic Pricing with enabling tech. | Residential Charitable | Residential LI | Winter Evening | MW of Load | 1 | 2027 | 0.24937
ENS | Alternate Scenario | Dynamic Pricing | Dynamic Pricing with enabling tech. | Residential Charitable | Residential Market Rate | Winter Evening | MW of Load | 1 | 2027 | 1.4243
ENS | Alternate Scenario | Dynamic Pricing | Dynamic Pricing w/o enabling tech. | Residential Charitable | Residential LI | Winter Evening | MW of Load | 1 | 2027 | 1.5951
ENS | Alternate Scenario | Dynamic Pricing | Dynamic Pricing w/o enabling tech. | Residential Charitable | Residential Market Rate | Winter Evening | MW of Load | 1 | 2027 | 9.1103
ENS | Alternate Scenario | Behavioral DR | Behavioral DR | Residential Charitable | Residential LI | Winter Morning | MW of Load | 1 | 2027 | 0.090195
ENS | Alternate Scenario | Behavioral DR | Behavioral DR | Residential Charitable | Residential Market Rate | Winter Morning | MW of Load | 1 | 2027 | 0.51514
ENS | Alternate Scenario | Behavioral DR | Behavioral DR | Residential Charitable | Residential LI | Winter Evening | MW of Load | 1 | 2027 | 0.10203
ENS | Alternate Scenario | Behavioral DR | Behavioral DR | Residential Charitable | Residential Market Rate | Winter Evening | MW of Load | 1 | 2027 | 0.58272
ENS | Alternate Scenario | Time-of-Use Rates (TOU) | Time-of-Use Rates (TOU) | Residential Charitable | Residential LI | Winter Morning | MW of Load | 0 | 2027 | 0.3841
ENS | Alternate Scenario | Time-of-Use Rates (TOU) | Time-of-Use Rates (TOU) | Residential Charitable | Residential Market Rate | Winter Morning | MW of Load | 0 | 2027 | 2.1937
ENS | Alternate Scenario | Time-of-Use Rates (TOU) | Time-of-Use Rates (TOU) | Residential Charitable | Residential LI | Winter Evening | MW of Load | 0 | 2027 | 0.43449
ENS | Alternate Scenario | Time-of-Use Rates (TOU) | Time-of-Use Rates (TOU) | Residential Charitable | Residential Market Rate | Winter Evening | MW of Load | 0 | 2027 | 2.4815
ENS | Alternate Scenario | C&I Curtailment | C&I Curtailment-Turnkey-Manual HVAC Control | General | Miscellaneous | Winter Morning | MW of Load | 1 | 2028 | 1.146
ENS | Alternate Scenario | C&I Curtailment | C&I Curtailment-Turnkey-Manual HVAC Control | General | Offices | Winter Morning | MW of Load | 1 | 2028 | 0.077235
ENS | Alternate Scenario | C&I Curtailment | C&I Curtailment-Turnkey-Manual HVAC Control | General | Retail Trade | Winter Morning | MW of Load | 1 | 2028 | 0.26638
ENS | Alternate Scenario | C&I Curtailment | C&I Curtailment-Turnkey-Manual HVAC Control | General | Services | Winter Morning | MW of Load | 1 | 2028 | 0.17221
ENS | Alternate Scenario | C&I Curtailment | C&I Curtailment-Turnkey-Auto-DR HVAC Control | General | Miscellaneous | Winter Morning | MW of Load | 1 | 2028 | 0.0572
ENS | Alternate Scenario | C&I Curtailment | C&I Curtailment-Turnkey-Auto-DR HVAC Control | General | Offices | Winter Morning | MW of Load | 1 | 2028 | 0.0038552
ENS | Alternate Scenario | C&I Curtailment | C&I Curtailment-Turnkey-Auto-DR HVAC Control | General | Retail Trade | Winter Morning | MW of Load | 1 | 2028 | 0.013296
ENS | Alternate Scenario | C&I Curtailment | C&I Curtailment-Turnkey-Auto-DR HVAC Control | General | Services | Winter Morning | MW of Load | 1 | 2028 | 0.0085959
ENS | Alternate Scenario | C&I Curtailment | C&I Curtailment-Turnkey-Standard Lighting Control | General | Miscellaneous | Winter Morning | MW of Load | 1 | 2028 | 0.47532
ENS | Alternate Scenario | C&I Curtailment | C&I Curtailment-Turnkey-Standard Lighting Control | General | Offices | Winter Morning | MW of Load | 1 | 2028 | 0.0096259
ENS | Alternate Scenario | C&I Curtailment | C&I Curtailment-Turnkey-Standard Lighting Control | General | Retail Trade | Winter Morning | MW of Load | 1 | 2028 | 0.107
ENS | Alternate Scenario | C&I Curtailment | C&I Curtailment-Turnkey-Standard Lighting Control | General | Services | Winter Morning | MW of Load | 1 | 2028 | 0.069247
ENS | Alternate Scenario | C&I Curtailment | C&I Curtailment-Turnkey-Water Heating Control | General | Miscellaneous | Winter Morning | MW of Load | 1 | 2028 | 0.030135
ENS | Alternate Scenario | C&I Curtailment | C&I Curtailment-Turnkey-Water Heating Control | General | Offices | Winter Morning | MW of Load | 1 | 2028 | 0.00080482
ENS | Alternate Scenario | C&I Curtailment | C&I Curtailment-Turnkey-Water Heating Control | General | Retail Trade | Winter Morning | MW of Load | 1 | 2028 | 0.016125
ENS | Alternate Scenario | C&I Curtailment | C&I Curtailment-Turnkey-Water Heating Control | General | Services | Winter Morning | MW of Load | 1 | 2028 | 0.010414
ENS | Alternate Scenario | C&I Curtailment | C&I Curtailment-Turnkey-Other | General | Miscellaneous | Winter Morning | MW of Load | 1 | 2028 | 0.53389
ENS | Alternate Scenario | C&I Curtailment | C&I Curtailment-Turnkey-Other | General | Offices | Winter Morning | MW of Load | 1 | 2028 | 0.014602
ENS | Alternate Scenario | C&I Curtailment | C&I Curtailment-Turnkey-Other | General | Retail Trade | Winter Morning | MW of Load | 1 | 2028 | 0.16888
ENS | Alternate Scenario | C&I Curtailment | C&I Curtailment-Turnkey-Other | General | Services | Winter Morning | MW of Load | 1 | 2028 | 0.10916
ENS | Alternate Scenario | C&I Curtailment | C&I Curtailment-Turnkey-Manual HVAC Control | General | Miscellaneous | Winter Evening | MW of Load | 1 | 2028 | 1.3286
ENS | Alternate Scenario | C&I Curtailment | C&I Curtailment-Turnkey-Manual HVAC Control | General | Offices | Winter Evening | MW of Load | 1 | 2028 | 0.089546
ENS | Alternate Scenario | C&I Curtailment | C&I Curtailment-Turnkey-Manual HVAC Control | General | Retail Trade | Winter Evening | MW of Load | 1 | 2028 | 0.30883
ENS | Alternate Scenario | C&I Curtailment | C&I Curtailment-Turnkey-Manual HVAC Control | General | Services | Winter Evening | MW of Load | 1 | 2028 | 0.19966
ENS | Alternate Scenario | C&I Curtailment | C&I Curtailment-Turnkey-Auto-DR HVAC Control | General | Miscellaneous | Winter Evening | MW of Load | 1 | 2028 | 0.066317
ENS | Alternate Scenario | C&I Curtailment | C&I Curtailment-Turnkey-Auto-DR HVAC Control | General | Offices | Winter Evening | MW of Load | 1 | 2028 | 0.0044697
ENS | Alternate Scenario | C&I Curtailment | C&I Curtailment-Turnkey-Auto-DR HVAC Control | General | Retail Trade | Winter Evening | MW of Load | 1 | 2028 | 0.015415
ENS | Alternate Scenario | C&I Curtailment | C&I Curtailment-Turnkey-Auto-DR HVAC Control | General | Services | Winter Evening | MW of Load | 1 | 2028 | 0.0099661
ENS | Alternate Scenario | C&I Curtailment | C&I Curtailment-Turnkey-Standard Lighting Control | General | Miscellaneous | Winter Evening | MW of Load | 1 | 2028 | 0.55108
ENS | Alternate Scenario | C&I Curtailment | C&I Curtailment-Turnkey-Standard Lighting Control | General | Offices | Winter Evening | MW of Load | 1 | 2028 | 0.01116
ENS | Alternate Scenario | C&I Curtailment | C&I Curtailment-Turnkey-Standard Lighting Control | General | Retail Trade | Winter Evening | MW of Load | 1 | 2028 | 0.12405
ENS | Alternate Scenario | C&I Curtailment | C&I Curtailment-Turnkey-Standard Lighting Control | General | Services | Winter Evening | MW of Load | 1 | 2028 | 0.080285
ENS | Alternate Scenario | C&I Curtailment | C&I Curtailment-Turnkey-Water Heating Control | General | Miscellaneous | Winter Evening | MW of Load | 1 | 2028 | 0.034938
ENS | Alternate Scenario | C&I Curtailment | C&I Curtailment-Turnkey-Water Heating Control | General | Offices | Winter Evening | MW of Load | 1 | 2028 | 0.00093311
ENS | Alternate Scenario | C&I Curtailment | C&I Curtailment-Turnkey-Water Heating Control | General | Retail Trade | Winter Evening | MW of Load | 1 | 2028 | 0.018695
ENS | Alternate Scenario | C&I Curtailment | C&I Curtailment-Turnkey-Water Heating Control | General | Services | Winter Evening | MW of Load | 1 | 2028 | 0.012075
ENS | Alternate Scenario | C&I Curtailment | C&I Curtailment-Turnkey-Other | General | Miscellaneous | Winter Evening | MW of Load | 1 | 2028 | 0.61899
ENS | Alternate Scenario | C&I Curtailment | C&I Curtailment-Turnkey-Other | General | Offices | Winter Evening | MW of Load | 1 | 2028 | 0.01693
ENS | Alternate Scenario | C&I Curtailment | C&I Curtailment-Turnkey-Other | General | Retail Trade | Winter Evening | MW of Load | 1 | 2028 | 0.1958
ENS | Alternate Scenario | C&I Curtailment | C&I Curtailment-Turnkey-Other | General | Services | Winter Evening | MW of Load | 1 | 2028 | 0.12656
ENS | Alternate Scenario | C&I Curtailment | C&I Curtailment-Turnkey-Manual HVAC Control | Large General | Miscellaneous | Winter Morning | MW of Load | 1 | 2028 | 0.91712
ENS | Alternate Scenario | C&I Curtailment | C&I Curtailment-Turnkey-Manual HVAC Control | Large General | Retail Trade | Winter Morning | MW of Load | 1 | 2028 | 0.038857
ENS | Alternate Scenario | C&I Curtailment | C&I Curtailment-Turnkey-Manual HVAC Control | Large General | Services | Winter Morning | MW of Load | 1 | 2028 | 0.062225
ENS | Alternate Scenario | C&I Curtailment | C&I Curtailment-Turnkey-Auto-DR HVAC Control | Large General | Miscellaneous | Winter Morning | MW of Load | 1 | 2028 | 0.045778
ENS | Alternate Scenario | C&I Curtailment | C&I Curtailment-Turnkey-Auto-DR HVAC Control | Large General | Retail Trade | Winter Morning | MW of Load | 1 | 2028 | 0.0019395
ENS | Alternate Scenario | C&I Curtailment | C&I Curtailment-Turnkey-Auto-DR HVAC Control | Large General | Services | Winter Morning | MW of Load | 1 | 2028 | 0.003106
ENS | Alternate Scenario | C&I Curtailment | C&I Curtailment-Turnkey-Standard Lighting Control | Large General | Miscellaneous | Winter Morning | MW of Load | 1 | 2028 | 0.395
ENS | Alternate Scenario | C&I Curtailment | C&I Curtailment-Turnkey-Standard Lighting Control | Large General | Retail Trade | Winter Morning | MW of Load | 1 | 2028 | 0.015525
ENS | Alternate Scenario | C&I Curtailment | C&I Curtailment-Turnkey-Standard Lighting Control | Large General | Services | Winter Morning | MW of Load | 1 | 2028 | 0.024862
ENS | Alternate Scenario | C&I Curtailment | C&I Curtailment-Turnkey-Water Heating Control | Large General | Miscellaneous | Winter Morning | MW of Load | 1 | 2028 | 0.019209
ENS | Alternate Scenario | C&I Curtailment | C&I Curtailment-Turnkey-Water Heating Control | Large General | Retail Trade | Winter Morning | MW of Load | 1 | 2028 | 0.0023639
ENS | Alternate Scenario | C&I Curtailment | C&I Curtailment-Turnkey-Water Heating Control | Large General | Services | Winter Morning | MW of Load | 1 | 2028 | 0.0037854
ENS | Alternate Scenario | C&I Curtailment | C&I Curtailment-Turnkey-Other | Large General | Miscellaneous | Winter Morning | MW of Load | 1 | 2028 | 0.41334
ENS | Alternate Scenario | C&I Curtailment | C&I Curtailment-Turnkey-Other | Large General | Retail Trade | Winter Morning | MW of Load | 1 | 2028 | 0.024665
ENS | Alternate Scenario | C&I Curtailment | C&I Curtailment-Turnkey-Other | Large General | Services | Winter Morning | MW of Load | 1 | 2028 | 0.039498
ENS | Alternate Scenario | C&I Curtailment | C&I Curtailment-Turnkey-Manual HVAC Control | Large General | Miscellaneous | Winter Evening | MW of Load | 1 | 2028 | 0.78116
ENS | Alternate Scenario | C&I Curtailment | C&I Curtailment-Turnkey-Manual HVAC Control | Large General | Retail Trade | Winter Evening | MW of Load | 1 | 2028 | 0.033097
ENS | Alternate Scenario | C&I Curtailment | C&I Curtailment-Turnkey-Manual HVAC Control | Large General | Services | Winter Evening | MW of Load | 1 | 2028 | 0.053001
ENS | Alternate Scenario | C&I Curtailment | C&I Curtailment-Turnkey-Auto-DR HVAC Control | Large General | Miscellaneous | Winter Evening | MW of Load | 1 | 2028 | 0.038992
ENS | Alternate Scenario | C&I Curtailment | C&I Curtailment-Turnkey-Auto-DR HVAC Control | Large General | Retail Trade | Winter Evening | MW of Load | 1 | 2028 | 0.001652
ENS | Alternate Scenario | C&I Curtailment | C&I Curtailment-Turnkey-Auto-DR HVAC Control | Large General | Services | Winter Evening | MW of Load | 1 | 2028 | 0.0026455
ENS | Alternate Scenario | C&I Curtailment | C&I Curtailment-Turnkey-Standard Lighting Control | Large General | Miscellaneous | Winter Evening | MW of Load | 1 | 2028 | 0.33644
ENS | Alternate Scenario | C&I Curtailment | C&I Curtailment-Turnkey-Standard Lighting Control | Large General | Retail Trade | Winter Evening | MW of Load | 1 | 2028 | 0.013224
ENS | Alternate Scenario | C&I Curtailment | C&I Curtailment-Turnkey-Standard Lighting Control | Large General | Services | Winter Evening | MW of Load | 1 | 2028 | 0.021176
ENS | Alternate Scenario | C&I Curtailment | C&I Curtailment-Turnkey-Water Heating Control | Large General | Miscellaneous | Winter Evening | MW of Load | 1 | 2028 | 0.016362
ENS | Alternate Scenario | C&I Curtailment | C&I Curtailment-Turnkey-Water Heating Control | Large General | Retail Trade | Winter Evening | MW of Load | 1 | 2028 | 0.0020134
ENS | Alternate Scenario | C&I Curtailment | C&I Curtailment-Turnkey-Water Heating Control | Large General | Services | Winter Evening | MW of Load | 1 | 2028 | 0.0032243
ENS | Alternate Scenario | C&I Curtailment | C&I Curtailment-Turnkey-Other | Large General | Miscellaneous | Winter Evening | MW of Load | 1 | 2028 | 0.35206
ENS | Alternate Scenario | C&I Curtailment | C&I Curtailment-Turnkey-Other | Large General | Retail Trade | Winter Evening | MW of Load | 1 | 2028 | 0.021008
ENS | Alternate Scenario | C&I Curtailment | C&I Curtailment-Turnkey-Other | Large General | Services | Winter Evening | MW of Load | 1 | 2028 | 0.033643
ENS | Alternate Scenario | C&I Curtailment | C&I Curtailment-Turnkey-Manual HVAC Control | Small Industrial | Miscellaneous | Winter Morning | MW of Load | 1 | 2028 | 0.15257
ENS | Alternate Scenario | C&I Curtailment | C&I Curtailment-Turnkey-Manual HVAC Control | Small Industrial | Offices | Winter Morning | MW of Load | 1 | 2028 | 0.0019326
ENS | Alternate Scenario | C&I Curtailment | C&I Curtailment-Turnkey-Manual HVAC Control | Small Industrial | Retail Trade | Winter Morning | MW of Load | 1 | 2028 | 0.0065141
ENS | Alternate Scenario | C&I Curtailment | C&I Curtailment-Turnkey-Manual HVAC Control | Small Industrial | Services | Winter Morning | MW of Load | 1 | 2028 | 0.002058
ENS | Alternate Scenario | C&I Curtailment | C&I Curtailment-Turnkey-Auto-DR HVAC Control | Small Industrial | Miscellaneous | Winter Morning | MW of Load | 1 | 2028 | 0.0076157
ENS | Alternate Scenario | C&I Curtailment | C&I Curtailment-Turnkey-Auto-DR HVAC Control | Small Industrial | Offices | Winter Morning | MW of Load | 1 | 2028 | 9.6466e-05
ENS | Alternate Scenario | C&I Curtailment | C&I Curtailment-Turnkey-Auto-DR HVAC Control | Small Industrial | Retail Trade | Winter Morning | MW of Load | 1 | 2028 | 0.00032515
ENS | Alternate Scenario | C&I Curtailment | C&I Curtailment-Turnkey-Auto-DR HVAC Control | Small Industrial | Services | Winter Morning | MW of Load | 1 | 2028 | 0.00010272
ENS | Alternate Scenario | C&I Curtailment | C&I Curtailment-Turnkey-Standard Lighting Control | Small Industrial | Miscellaneous | Winter Morning | MW of Load | 1 | 2028 | 0.04747
ENS | Alternate Scenario | C&I Curtailment | C&I Curtailment-Turnkey-Standard Lighting Control | Small Industrial | Offices | Winter Morning | MW of Load | 1 | 2028 | 0.00025888
ENS | Alternate Scenario | C&I Curtailment | C&I Curtailment-Turnkey-Standard Lighting Control | Small Industrial | Retail Trade | Winter Morning | MW of Load | 1 | 2028 | 0.0027986
ENS | Alternate Scenario | C&I Curtailment | C&I Curtailment-Turnkey-Standard Lighting Control | Small Industrial | Services | Winter Morning | MW of Load | 1 | 2028 | 0.00088415
ENS | Alternate Scenario | C&I Curtailment | C&I Curtailment-Turnkey-Water Heating Control | Small Industrial | Miscellaneous | Winter Morning | MW of Load | 1 | 2028 | 0.0037976
ENS | Alternate Scenario | C&I Curtailment | C&I Curtailment-Turnkey-Water Heating Control | Small Industrial | Offices | Winter Morning | MW of Load | 1 | 2028 | 1.9482e-05
ENS | Alternate Scenario | C&I Curtailment | C&I Curtailment-Turnkey-Water Heating Control | Small Industrial | Retail Trade | Winter Morning | MW of Load | 1 | 2028 | 0.00036871
ENS | Alternate Scenario | C&I Curtailment | C&I Curtailment-Turnkey-Water Heating Control | Small Industrial | Services | Winter Morning | MW of Load | 1 | 2028 | 0.00011648
ENS | Alternate Scenario | C&I Curtailment | C&I Curtailment-Turnkey-Other | Small Industrial | Miscellaneous | Winter Morning | MW of Load | 1 | 2028 | 0.058749
ENS | Alternate Scenario | C&I Curtailment | C&I Curtailment-Turnkey-Other | Small Industrial | Offices | Winter Morning | MW of Load | 1 | 2028 | 0.00036814
ENS | Alternate Scenario | C&I Curtailment | C&I Curtailment-Turnkey-Other | Small Industrial | Retail Trade | Winter Morning | MW of Load | 1 | 2028 | 0.0040657
ENS | Alternate Scenario | C&I Curtailment | C&I Curtailment-Turnkey-Other | Small Industrial | Services | Winter Morning | MW of Load | 1 | 2028 | 0.0012845
ENS | Alternate Scenario | C&I Curtailment | C&I Curtailment-Turnkey-Industrial | Small Industrial | Manufacturing | Winter Morning | MW of Load | 1 | 2028 | 0.014119
ENS | Alternate Scenario | C&I Curtailment | C&I Curtailment-Turnkey-Manual HVAC Control | Small Industrial | Miscellaneous | Winter Evening | MW of Load | 1 | 2028 | 0.2074
ENS | Alternate Scenario | C&I Curtailment | C&I Curtailment-Turnkey-Manual HVAC Control | Small Industrial | Offices | Winter Evening | MW of Load | 1 | 2028 | 0.0026271
ENS | Alternate Scenario | C&I Curtailment | C&I Curtailment-Turnkey-Manual HVAC Control | Small Industrial | Retail Trade | Winter Evening | MW of Load | 1 | 2028 | 0.0088549
ENS | Alternate Scenario | C&I Curtailment | C&I Curtailment-Turnkey-Manual HVAC Control | Small Industrial | Services | Winter Evening | MW of Load | 1 | 2028 | 0.0027975
ENS | Alternate Scenario | C&I Curtailment | C&I Curtailment-Turnkey-Auto-DR HVAC Control | Small Industrial | Miscellaneous | Winter Evening | MW of Load | 1 | 2028 | 0.010352
ENS | Alternate Scenario | C&I Curtailment | C&I Curtailment-Turnkey-Auto-DR HVAC Control | Small Industrial | Offices | Winter Evening | MW of Load | 1 | 2028 | 0.00013113
ENS | Alternate Scenario | C&I Curtailment | C&I Curtailment-Turnkey-Auto-DR HVAC Control | Small Industrial | Retail Trade | Winter Evening | MW of Load | 1 | 2028 | 0.00044199
ENS | Alternate Scenario | C&I Curtailment | C&I Curtailment-Turnkey-Auto-DR HVAC Control | Small Industrial | Services | Winter Evening | MW of Load | 1 | 2028 | 0.00013964
ENS | Alternate Scenario | C&I Curtailment | C&I Curtailment-Turnkey-Standard Lighting Control | Small Industrial | Miscellaneous | Winter Evening | MW of Load | 1 | 2028 | 0.064529
ENS | Alternate Scenario | C&I Curtailment | C&I Curtailment-Turnkey-Standard Lighting Control | Small Industrial | Offices | Winter Evening | MW of Load | 1 | 2028 | 0.0003519
ENS | Alternate Scenario | C&I Curtailment | C&I Curtailment-Turnkey-Standard Lighting Control | Small Industrial | Retail Trade | Winter Evening | MW of Load | 1 | 2028 | 0.0038043
ENS | Alternate Scenario | C&I Curtailment | C&I Curtailment-Turnkey-Standard Lighting Control | Small Industrial | Services | Winter Evening | MW of Load | 1 | 2028 | 0.0012019
ENS | Alternate Scenario | C&I Curtailment | C&I Curtailment-Turnkey-Water Heating Control | Small Industrial | Miscellaneous | Winter Evening | MW of Load | 1 | 2028 | 0.0051623
ENS | Alternate Scenario | C&I Curtailment | C&I Curtailment-Turnkey-Water Heating Control | Small Industrial | Offices | Winter Evening | MW of Load | 1 | 2028 | 2.6483e-05
ENS | Alternate Scenario | C&I Curtailment | C&I Curtailment-Turnkey-Water Heating Control | Small Industrial | Retail Trade | Winter Evening | MW of Load | 1 | 2028 | 0.0005012
ENS | Alternate Scenario | C&I Curtailment | C&I Curtailment-Turnkey-Water Heating Control | Small Industrial | Services | Winter Evening | MW of Load | 1 | 2028 | 0.00015834
ENS | Alternate Scenario | C&I Curtailment | C&I Curtailment-Turnkey-Other | Small Industrial | Miscellaneous | Winter Evening | MW of Load | 1 | 2028 | 0.079861
ENS | Alternate Scenario | C&I Curtailment | C&I Curtailment-Turnkey-Other | Small Industrial | Offices | Winter Evening | MW of Load | 1 | 2028 | 0.00050043
ENS | Alternate Scenario | C&I Curtailment | C&I Curtailment-Turnkey-Other | Small Industrial | Retail Trade | Winter Evening | MW of Load | 1 | 2028 | 0.0055268
ENS | Alternate Scenario | C&I Curtailment | C&I Curtailment-Turnkey-Other | Small Industrial | Services | Winter Evening | MW of Load | 1 | 2028 | 0.001746
ENS | Alternate Scenario | C&I Curtailment | C&I Curtailment-Turnkey-Industrial | Small Industrial | Manufacturing | Winter Evening | MW of Load | 1 | 2028 | 0.019193
ENS | Alternate Scenario | C&I Curtailment | C&I Curtailment-Turnkey-Manual HVAC Control | Medium Industrial | Miscellaneous | Winter Morning | MW of Load | 1 | 2028 | 2.9125
ENS | Alternate Scenario | C&I Curtailment | C&I Curtailment-Turnkey-Manual HVAC Control | Medium Industrial | Offices | Winter Morning | MW of Load | 1 | 2028 | 0.04644
ENS | Alternate Scenario | C&I Curtailment | C&I Curtailment-Turnkey-Manual HVAC Control | Medium Industrial | Retail Trade | Winter Morning | MW of Load | 1 | 2028 | 0.65055
ENS | Alternate Scenario | C&I Curtailment | C&I Curtailment-Turnkey-Manual HVAC Control | Medium Industrial | Services | Winter Morning | MW of Load | 1 | 2028 | 0.029956
ENS | Alternate Scenario | C&I Curtailment | C&I Curtailment-Turnkey-Auto-DR HVAC Control | Medium Industrial | Miscellaneous | Winter Morning | MW of Load | 1 | 2028 | 0.14538
ENS | Alternate Scenario | C&I Curtailment | C&I Curtailment-Turnkey-Auto-DR HVAC Control | Medium Industrial | Offices | Winter Morning | MW of Load | 1 | 2028 | 0.002318
ENS | Alternate Scenario | C&I Curtailment | C&I Curtailment-Turnkey-Auto-DR HVAC Control | Medium Industrial | Retail Trade | Winter Morning | MW of Load | 1 | 2028 | 0.032472
ENS | Alternate Scenario | C&I Curtailment | C&I Curtailment-Turnkey-Auto-DR HVAC Control | Medium Industrial | Services | Winter Morning | MW of Load | 1 | 2028 | 0.0014952
ENS | Alternate Scenario | C&I Curtailment | C&I Curtailment-Turnkey-Standard Lighting Control | Medium Industrial | Miscellaneous | Winter Morning | MW of Load | 1 | 2028 | 0.90618
ENS | Alternate Scenario | C&I Curtailment | C&I Curtailment-Turnkey-Standard Lighting Control | Medium Industrial | Offices | Winter Morning | MW of Load | 1 | 2028 | 0.0062207
ENS | Alternate Scenario | C&I Curtailment | C&I Curtailment-Turnkey-Standard Lighting Control | Medium Industrial | Retail Trade | Winter Morning | MW of Load | 1 | 2028 | 0.27949
ENS | Alternate Scenario | C&I Curtailment | C&I Curtailment-Turnkey-Standard Lighting Control | Medium Industrial | Services | Winter Morning | MW of Load | 1 | 2028 | 0.01287
ENS | Alternate Scenario | C&I Curtailment | C&I Curtailment-Turnkey-Water Heating Control | Medium Industrial | Miscellaneous | Winter Morning | MW of Load | 1 | 2028 | 0.072495
ENS | Alternate Scenario | C&I Curtailment | C&I Curtailment-Turnkey-Water Heating Control | Medium Industrial | Offices | Winter Morning | MW of Load | 1 | 2028 | 0.00046814
ENS | Alternate Scenario | C&I Curtailment | C&I Curtailment-Turnkey-Water Heating Control | Medium Industrial | Retail Trade | Winter Morning | MW of Load | 1 | 2028 | 0.036822
ENS | Alternate Scenario | C&I Curtailment | C&I Curtailment-Turnkey-Water Heating Control | Medium Industrial | Services | Winter Morning | MW of Load | 1 | 2028 | 0.0016956
ENS | Alternate Scenario | C&I Curtailment | C&I Curtailment-Turnkey-Other | Medium Industrial | Miscellaneous | Winter Morning | MW of Load | 1 | 2028 | 1.1215
ENS | Alternate Scenario | C&I Curtailment | C&I Curtailment-Turnkey-Other | Medium Industrial | Offices | Winter Morning | MW of Load | 1 | 2028 | 0.0088463
ENS | Alternate Scenario | C&I Curtailment | C&I Curtailment-Turnkey-Other | Medium Industrial | Retail Trade | Winter Morning | MW of Load | 1 | 2028 | 0.40604
ENS | Alternate Scenario | C&I Curtailment | C&I Curtailment-Turnkey-Other | Medium Industrial | Services | Winter Morning | MW of Load | 1 | 2028 | 0.018697
ENS | Alternate Scenario | C&I Curtailment | C&I Curtailment-Turnkey-Manual HVAC Control | Medium Industrial | Miscellaneous | Winter Evening | MW of Load | 1 | 2028 | 2.7899
ENS | Alternate Scenario | C&I Curtailment | C&I Curtailment-Turnkey-Manual HVAC Control | Medium Industrial | Offices | Winter Evening | MW of Load | 1 | 2028 | 0.044485
ENS | Alternate Scenario | C&I Curtailment | C&I Curtailment-Turnkey-Manual HVAC Control | Medium Industrial | Retail Trade | Winter Evening | MW of Load | 1 | 2028 | 0.62316
ENS | Alternate Scenario | C&I Curtailment | C&I Curtailment-Turnkey-Manual HVAC Control | Medium Industrial | Services | Winter Evening | MW of Load | 1 | 2028 | 0.028695
ENS | Alternate Scenario | C&I Curtailment | C&I Curtailment-Turnkey-Auto-DR HVAC Control | Medium Industrial | Miscellaneous | Winter Evening | MW of Load | 1 | 2028 | 0.13926
ENS | Alternate Scenario | C&I Curtailment | C&I Curtailment-Turnkey-Auto-DR HVAC Control | Medium Industrial | Offices | Winter Evening | MW of Load | 1 | 2028 | 0.0022204
ENS | Alternate Scenario | C&I Curtailment | C&I Curtailment-Turnkey-Auto-DR HVAC Control | Medium Industrial | Retail Trade | Winter Evening | MW of Load | 1 | 2028 | 0.031105
ENS | Alternate Scenario | C&I Curtailment | C&I Curtailment-Turnkey-Auto-DR HVAC Control | Medium Industrial | Services | Winter Evening | MW of Load | 1 | 2028 | 0.0014323
ENS | Alternate Scenario | C&I Curtailment | C&I Curtailment-Turnkey-Standard Lighting Control | Medium Industrial | Miscellaneous | Winter Evening | MW of Load | 1 | 2028 | 0.86803
ENS | Alternate Scenario | C&I Curtailment | C&I Curtailment-Turnkey-Standard Lighting Control | Medium Industrial | Offices | Winter Evening | MW of Load | 1 | 2028 | 0.0059588
ENS | Alternate Scenario | C&I Curtailment | C&I Curtailment-Turnkey-Standard Lighting Control | Medium Industrial | Retail Trade | Winter Evening | MW of Load | 1 | 2028 | 0.26772
ENS | Alternate Scenario | C&I Curtailment | C&I Curtailment-Turnkey-Standard Lighting Control | Medium Industrial | Services | Winter Evening | MW of Load | 1 | 2028 | 0.012328
ENS | Alternate Scenario | C&I Curtailment | C&I Curtailment-Turnkey-Water Heating Control | Medium Industrial | Miscellaneous | Winter Evening | MW of Load | 1 | 2028 | 0.069442
ENS | Alternate Scenario | C&I Curtailment | C&I Curtailment-Turnkey-Water Heating Control | Medium Industrial | Offices | Winter Evening | MW of Load | 1 | 2028 | 0.00044843
ENS | Alternate Scenario | C&I Curtailment | C&I Curtailment-Turnkey-Water Heating Control | Medium Industrial | Retail Trade | Winter Evening | MW of Load | 1 | 2028 | 0.035272
ENS | Alternate Scenario | C&I Curtailment | C&I Curtailment-Turnkey-Water Heating Control | Medium Industrial | Services | Winter Evening | MW of Load | 1 | 2028 | 0.0016242
ENS | Alternate Scenario | C&I Curtailment | C&I Curtailment-Turnkey-Other | Medium Industrial | Miscellaneous | Winter Evening | MW of Load | 1 | 2028 | 1.0743
ENS | Alternate Scenario | C&I Curtailment | C&I Curtailment-Turnkey-Other | Medium Industrial | Offices | Winter Evening | MW of Load | 1 | 2028 | 0.0084738
ENS | Alternate Scenario | C&I Curtailment | C&I Curtailment-Turnkey-Other | Medium Industrial | Retail Trade | Winter Evening | MW of Load | 1 | 2028 | 0.38894
ENS | Alternate Scenario | C&I Curtailment | C&I Curtailment-Turnkey-Other | Medium Industrial | Services | Winter Evening | MW of Load | 1 | 2028 | 0.01791
ENS | Alternate Scenario | C&I Curtailment | C&I Curtailment-Turnkey-Manual HVAC Control | Large Industrial | Miscellaneous | Winter Morning | MW of Load | 1 | 2028 | 0.060408
ENS | Alternate Scenario | C&I Curtailment | C&I Curtailment-Turnkey-Auto-DR HVAC Control | Large Industrial | Miscellaneous | Winter Morning | MW of Load | 1 | 2028 | 0.0030153
ENS | Alternate Scenario | C&I Curtailment | C&I Curtailment-Turnkey-Standard Lighting Control | Large Industrial | Miscellaneous | Winter Morning | MW of Load | 1 | 2028 | 0.026018
ENS | Alternate Scenario | C&I Curtailment | C&I Curtailment-Turnkey-Water Heating Control | Large Industrial | Miscellaneous | Winter Morning | MW of Load | 1 | 2028 | 0.0012653
ENS | Alternate Scenario | C&I Curtailment | C&I Curtailment-Turnkey-Other | Large Industrial | Miscellaneous | Winter Morning | MW of Load | 1 | 2028 | 0.027225
ENS | Alternate Scenario | C&I Curtailment | C&I Curtailment-Turnkey-Industrial | Large Industrial | Manufacturing | Winter Morning | MW of Load | 1 | 2028 | 0.0053687
ENS | Alternate Scenario | C&I Curtailment | C&I Curtailment-Turnkey-Manual HVAC Control | Large Industrial | Miscellaneous | Winter Evening | MW of Load | 1 | 2028 | 0.059462
ENS | Alternate Scenario | C&I Curtailment | C&I Curtailment-Turnkey-Auto-DR HVAC Control | Large Industrial | Miscellaneous | Winter Evening | MW of Load | 1 | 2028 | 0.002968
ENS | Alternate Scenario | C&I Curtailment | C&I Curtailment-Turnkey-Standard Lighting Control | Large Industrial | Miscellaneous | Winter Evening | MW of Load | 1 | 2028 | 0.02561
ENS | Alternate Scenario | C&I Curtailment | C&I Curtailment-Turnkey-Water Heating Control | Large Industrial | Miscellaneous | Winter Evening | MW of Load | 1 | 2028 | 0.0012454
ENS | Alternate Scenario | C&I Curtailment | C&I Curtailment-Turnkey-Other | Large Industrial | Miscellaneous | Winter Evening | MW of Load | 1 | 2028 | 0.026799
ENS | Alternate Scenario | C&I Curtailment | C&I Curtailment-Turnkey-Industrial | Large Industrial | Manufacturing | Winter Evening | MW of Load | 1 | 2028 | 0.0052845
ENS | Alternate Scenario | C&I Loadshift to BUGs | C&I Loadshift to BUGs | Large General | Miscellaneous | Winter Morning | MW of Load | 1 | 2028 | 2.9744
ENS | Alternate Scenario | C&I Loadshift to BUGs | C&I Loadshift to BUGs | Large General | Miscellaneous | Winter Evening | MW of Load | 1 | 2028 | 2.5335
ENS | Alternate Scenario | C&I Loadshift to BUGs | C&I Loadshift to BUGs | Small Industrial | Miscellaneous | Winter Morning | MW of Load | 1 | 2028 | 0.80192
ENS | Alternate Scenario | C&I Loadshift to BUGs | C&I Loadshift to BUGs | Small Industrial | Miscellaneous | Winter Evening | MW of Load | 1 | 2028 | 1.0901
ENS | Alternate Scenario | C&I Loadshift to BUGs | C&I Loadshift to BUGs | Medium Industrial | Manufacturing | Winter Morning | MW of Load | 1 | 2028 | 0.56196
ENS | Alternate Scenario | C&I Loadshift to BUGs | C&I Loadshift to BUGs | Medium Industrial | Miscellaneous | Winter Morning | MW of Load | 1 | 2028 | 2.4389
ENS | Alternate Scenario | C&I Loadshift to BUGs | C&I Loadshift to BUGs | Medium Industrial | Manufacturing | Winter Evening | MW of Load | 1 | 2028 | 0.5383
ENS | Alternate Scenario | C&I Loadshift to BUGs | C&I Loadshift to BUGs | Medium Industrial | Miscellaneous | Winter Evening | MW of Load | 1 | 2028 | 2.3362
ENS | Alternate Scenario | Dynamic Pricing | Dynamic Pricing with enabling tech. | Small General | Manufacturing | Winter Morning | MW of Load | 1 | 2028 | 0.0053974
ENS | Alternate Scenario | Dynamic Pricing | Dynamic Pricing with enabling tech. | Small General | Manufacturing | Winter Evening | MW of Load | 1 | 2028 | 0.0062037
ENS | Alternate Scenario | Dynamic Pricing | Dynamic Pricing with enabling tech. | Residential Charitable | Residential LI | Winter Morning | MW of Load | 1 | 2028 | 0.49029
ENS | Alternate Scenario | Dynamic Pricing | Dynamic Pricing with enabling tech. | Residential Charitable | Residential Market Rate | Winter Morning | MW of Load | 1 | 2028 | 2.8003
ENS | Alternate Scenario | Dynamic Pricing | Dynamic Pricing w/o enabling tech. | Residential Charitable | Residential LI | Winter Morning | MW of Load | 1 | 2028 | 1.442
ENS | Alternate Scenario | Dynamic Pricing | Dynamic Pricing w/o enabling tech. | Residential Charitable | Residential Market Rate | Winter Morning | MW of Load | 1 | 2028 | 8.2357
ENS | Alternate Scenario | Dynamic Pricing | Dynamic Pricing with enabling tech. | Residential Charitable | Residential LI | Winter Evening | MW of Load | 1 | 2028 | 0.55269
ENS | Alternate Scenario | Dynamic Pricing | Dynamic Pricing with enabling tech. | Residential Charitable | Residential Market Rate | Winter Evening | MW of Load | 1 | 2028 | 3.1566
ENS | Alternate Scenario | Dynamic Pricing | Dynamic Pricing w/o enabling tech. | Residential Charitable | Residential LI | Winter Evening | MW of Load | 1 | 2028 | 1.6255
ENS | Alternate Scenario | Dynamic Pricing | Dynamic Pricing w/o enabling tech. | Residential Charitable | Residential Market Rate | Winter Evening | MW of Load | 1 | 2028 | 9.2839
ENS | Alternate Scenario | Behavioral DR | Behavioral DR | Residential Charitable | Residential LI | Winter Morning | MW of Load | 1 | 2028 | 0.20165
ENS | Alternate Scenario | Behavioral DR | Behavioral DR | Residential Charitable | Residential Market Rate | Winter Morning | MW of Load | 1 | 2028 | 1.1517
ENS | Alternate Scenario | Behavioral DR | Behavioral DR | Residential Charitable | Residential LI | Winter Evening | MW of Load | 1 | 2028 | 0.22732
ENS | Alternate Scenario | Behavioral DR | Behavioral DR | Residential Charitable | Residential Market Rate | Winter Evening | MW of Load | 1 | 2028 | 1.2983
ENS | Alternate Scenario | Time-of-Use Rates (TOU) | Time-of-Use Rates (TOU) | Residential Charitable | Residential LI | Winter Morning | MW of Load | 0 | 2028 | 0.39701
ENS | Alternate Scenario | Time-of-Use Rates (TOU) | Time-of-Use Rates (TOU) | Residential Charitable | Residential Market Rate | Winter Morning | MW of Load | 0 | 2028 | 2.2675
ENS | Alternate Scenario | Time-of-Use Rates (TOU) | Time-of-Use Rates (TOU) | Residential Charitable | Residential LI | Winter Evening | MW of Load | 0 | 2028 | 0.44753
ENS | Alternate Scenario | Time-of-Use Rates (TOU) | Time-of-Use Rates (TOU) | Residential Charitable | Residential Market Rate | Winter Evening | MW of Load | 0 | 2028 | 2.556
ENS | Alternate Scenario | C&I Curtailment | C&I Curtailment-Turnkey-Manual HVAC Control | General | Miscellaneous | Winter Morning | MW of Load | 1 | 2029 | 1.3167
ENS | Alternate Scenario | C&I Curtailment | C&I Curtailment-Turnkey-Manual HVAC Control | General | Offices | Winter Morning | MW of Load | 1 | 2029 | 0.089603
ENS | Alternate Scenario | C&I Curtailment | C&I Curtailment-Turnkey-Manual HVAC Control | General | Retail Trade | Winter Morning | MW of Load | 1 | 2029 | 0.30429
ENS | Alternate Scenario | C&I Curtailment | C&I Curtailment-Turnkey-Manual HVAC Control | General | Services | Winter Morning | MW of Load | 1 | 2029 | 0.19673
ENS | Alternate Scenario | C&I Curtailment | C&I Curtailment-Turnkey-Auto-DR HVAC Control | General | Miscellaneous | Winter Morning | MW of Load | 1 | 2029 | 0.082776
ENS | Alternate Scenario | C&I Curtailment | C&I Curtailment-Turnkey-Auto-DR HVAC Control | General | Offices | Winter Morning | MW of Load | 1 | 2029 | 0.0056328
ENS | Alternate Scenario | C&I Curtailment | C&I Curtailment-Turnkey-Auto-DR HVAC Control | General | Retail Trade | Winter Morning | MW of Load | 1 | 2029 | 0.019129
ENS | Alternate Scenario | C&I Curtailment | C&I Curtailment-Turnkey-Auto-DR HVAC Control | General | Services | Winter Morning | MW of Load | 1 | 2029 | 0.012367
ENS | Alternate Scenario | C&I Curtailment | C&I Curtailment-Turnkey-Standard Lighting Control | General | Miscellaneous | Winter Morning | MW of Load | 1 | 2029 | 0.54661
ENS | Alternate Scenario | C&I Curtailment | C&I Curtailment-Turnkey-Standard Lighting Control | General | Offices | Winter Morning | MW of Load | 1 | 2029 | 0.010902
ENS | Alternate Scenario | C&I Curtailment | C&I Curtailment-Turnkey-Standard Lighting Control | General | Retail Trade | Winter Morning | MW of Load | 1 | 2029 | 0.12164
ENS | Alternate Scenario | C&I Curtailment | C&I Curtailment-Turnkey-Standard Lighting Control | General | Services | Winter Morning | MW of Load | 1 | 2029 | 0.078735
ENS | Alternate Scenario | C&I Curtailment | C&I Curtailment-Turnkey-Water Heating Control | General | Miscellaneous | Winter Morning | MW of Load | 1 | 2029 | 0.035632
ENS | Alternate Scenario | C&I Curtailment | C&I Curtailment-Turnkey-Water Heating Control | General | Offices | Winter Morning | MW of Load | 1 | 2029 | 0.00094898
ENS | Alternate Scenario | C&I Curtailment | C&I Curtailment-Turnkey-Water Heating Control | General | Retail Trade | Winter Morning | MW of Load | 1 | 2029 | 0.01914
ENS | Alternate Scenario | C&I Curtailment | C&I Curtailment-Turnkey-Water Heating Control | General | Services | Winter Morning | MW of Load | 1 | 2029 | 0.01236
ENS | Alternate Scenario | C&I Curtailment | C&I Curtailment-Turnkey-Other | General | Miscellaneous | Winter Morning | MW of Load | 1 | 2029 | 0.62684
ENS | Alternate Scenario | C&I Curtailment | C&I Curtailment-Turnkey-Other | General | Offices | Winter Morning | MW of Load | 1 | 2029 | 0.017097
ENS | Alternate Scenario | C&I Curtailment | C&I Curtailment-Turnkey-Other | General | Retail Trade | Winter Morning | MW of Load | 1 | 2029 | 0.19855
ENS | Alternate Scenario | C&I Curtailment | C&I Curtailment-Turnkey-Other | General | Services | Winter Morning | MW of Load | 1 | 2029 | 0.12833
ENS | Alternate Scenario | C&I Curtailment | C&I Curtailment-Turnkey-Manual HVAC Control | General | Miscellaneous | Winter Evening | MW of Load | 1 | 2029 | 1.5445
ENS | Alternate Scenario | C&I Curtailment | C&I Curtailment-Turnkey-Manual HVAC Control | General | Offices | Winter Evening | MW of Load | 1 | 2029 | 0.1051
ENS | Alternate Scenario | C&I Curtailment | C&I Curtailment-Turnkey-Manual HVAC Control | General | Retail Trade | Winter Evening | MW of Load | 1 | 2029 | 0.35691
ENS | Alternate Scenario | C&I Curtailment | C&I Curtailment-Turnkey-Manual HVAC Control | General | Services | Winter Evening | MW of Load | 1 | 2029 | 0.23076
ENS | Alternate Scenario | C&I Curtailment | C&I Curtailment-Turnkey-Auto-DR HVAC Control | General | Miscellaneous | Winter Evening | MW of Load | 1 | 2029 | 0.097092
ENS | Alternate Scenario | C&I Curtailment | C&I Curtailment-Turnkey-Auto-DR HVAC Control | General | Offices | Winter Evening | MW of Load | 1 | 2029 | 0.0066071
ENS | Alternate Scenario | C&I Curtailment | C&I Curtailment-Turnkey-Auto-DR HVAC Control | General | Retail Trade | Winter Evening | MW of Load | 1 | 2029 | 0.022437
ENS | Alternate Scenario | C&I Curtailment | C&I Curtailment-Turnkey-Auto-DR HVAC Control | General | Services | Winter Evening | MW of Load | 1 | 2029 | 0.014506
ENS | Alternate Scenario | C&I Curtailment | C&I Curtailment-Turnkey-Standard Lighting Control | General | Miscellaneous | Winter Evening | MW of Load | 1 | 2029 | 0.64115
ENS | Alternate Scenario | C&I Curtailment | C&I Curtailment-Turnkey-Standard Lighting Control | General | Offices | Winter Evening | MW of Load | 1 | 2029 | 0.012788
ENS | Alternate Scenario | C&I Curtailment | C&I Curtailment-Turnkey-Standard Lighting Control | General | Retail Trade | Winter Evening | MW of Load | 1 | 2029 | 0.14267
ENS | Alternate Scenario | C&I Curtailment | C&I Curtailment-Turnkey-Standard Lighting Control | General | Services | Winter Evening | MW of Load | 1 | 2029 | 0.092353
ENS | Alternate Scenario | C&I Curtailment | C&I Curtailment-Turnkey-Water Heating Control | General | Miscellaneous | Winter Evening | MW of Load | 1 | 2029 | 0.041794
ENS | Alternate Scenario | C&I Curtailment | C&I Curtailment-Turnkey-Water Heating Control | General | Offices | Winter Evening | MW of Load | 1 | 2029 | 0.0011131
ENS | Alternate Scenario | C&I Curtailment | C&I Curtailment-Turnkey-Water Heating Control | General | Retail Trade | Winter Evening | MW of Load | 1 | 2029 | 0.022451
ENS | Alternate Scenario | C&I Curtailment | C&I Curtailment-Turnkey-Water Heating Control | General | Services | Winter Evening | MW of Load | 1 | 2029 | 0.014498
ENS | Alternate Scenario | C&I Curtailment | C&I Curtailment-Turnkey-Other | General | Miscellaneous | Winter Evening | MW of Load | 1 | 2029 | 0.73525
ENS | Alternate Scenario | C&I Curtailment | C&I Curtailment-Turnkey-Other | General | Offices | Winter Evening | MW of Load | 1 | 2029 | 0.020054
ENS | Alternate Scenario | C&I Curtailment | C&I Curtailment-Turnkey-Other | General | Retail Trade | Winter Evening | MW of Load | 1 | 2029 | 0.23289
ENS | Alternate Scenario | C&I Curtailment | C&I Curtailment-Turnkey-Other | General | Services | Winter Evening | MW of Load | 1 | 2029 | 0.15053
ENS | Alternate Scenario | C&I Curtailment | C&I Curtailment-Turnkey-Manual HVAC Control | Large General | Miscellaneous | Winter Morning | MW of Load | 1 | 2029 | 1.0553
ENS | Alternate Scenario | C&I Curtailment | C&I Curtailment-Turnkey-Manual HVAC Control | Large General | Retail Trade | Winter Morning | MW of Load | 1 | 2029 | 0.044363
ENS | Alternate Scenario | C&I Curtailment | C&I Curtailment-Turnkey-Manual HVAC Control | Large General | Services | Winter Morning | MW of Load | 1 | 2029 | 0.071043
ENS | Alternate Scenario | C&I Curtailment | C&I Curtailment-Turnkey-Auto-DR HVAC Control | Large General | Miscellaneous | Winter Morning | MW of Load | 1 | 2029 | 0.066341
ENS | Alternate Scenario | C&I Curtailment | C&I Curtailment-Turnkey-Auto-DR HVAC Control | Large General | Retail Trade | Winter Morning | MW of Load | 1 | 2029 | 0.0027889
ENS | Alternate Scenario | C&I Curtailment | C&I Curtailment-Turnkey-Auto-DR HVAC Control | Large General | Services | Winter Morning | MW of Load | 1 | 2029 | 0.0044661
ENS | Alternate Scenario | C&I Curtailment | C&I Curtailment-Turnkey-Standard Lighting Control | Large General | Miscellaneous | Winter Morning | MW of Load | 1 | 2029 | 0.45492
ENS | Alternate Scenario | C&I Curtailment | C&I Curtailment-Turnkey-Standard Lighting Control | Large General | Retail Trade | Winter Morning | MW of Load | 1 | 2029 | 0.017629
ENS | Alternate Scenario | C&I Curtailment | C&I Curtailment-Turnkey-Standard Lighting Control | Large General | Services | Winter Morning | MW of Load | 1 | 2029 | 0.028231
ENS | Alternate Scenario | C&I Curtailment | C&I Curtailment-Turnkey-Water Heating Control | Large General | Miscellaneous | Winter Morning | MW of Load | 1 | 2029 | 0.022609
ENS | Alternate Scenario | C&I Curtailment | C&I Curtailment-Turnkey-Water Heating Control | Large General | Retail Trade | Winter Morning | MW of Load | 1 | 2029 | 0.0028068
ENS | Alternate Scenario | C&I Curtailment | C&I Curtailment-Turnkey-Water Heating Control | Large General | Services | Winter Morning | MW of Load | 1 | 2029 | 0.0044948
ENS | Alternate Scenario | C&I Curtailment | C&I Curtailment-Turnkey-Other | Large General | Miscellaneous | Winter Morning | MW of Load | 1 | 2029 | 0.48483
ENS | Alternate Scenario | C&I Curtailment | C&I Curtailment-Turnkey-Other | Large General | Retail Trade | Winter Morning | MW of Load | 1 | 2029 | 0.028993
ENS | Alternate Scenario | C&I Curtailment | C&I Curtailment-Turnkey-Other | Large General | Services | Winter Morning | MW of Load | 1 | 2029 | 0.046428
ENS | Alternate Scenario | C&I Curtailment | C&I Curtailment-Turnkey-Manual HVAC Control | Large General | Miscellaneous | Winter Evening | MW of Load | 1 | 2029 | 0.90937
ENS | Alternate Scenario | C&I Curtailment | C&I Curtailment-Turnkey-Manual HVAC Control | Large General | Retail Trade | Winter Evening | MW of Load | 1 | 2029 | 0.038229
ENS | Alternate Scenario | C&I Curtailment | C&I Curtailment-Turnkey-Manual HVAC Control | Large General | Services | Winter Evening | MW of Load | 1 | 2029 | 0.061219
ENS | Alternate Scenario | C&I Curtailment | C&I Curtailment-Turnkey-Auto-DR HVAC Control | Large General | Miscellaneous | Winter Evening | MW of Load | 1 | 2029 | 0.057167
ENS | Alternate Scenario | C&I Curtailment | C&I Curtailment-Turnkey-Auto-DR HVAC Control | Large General | Retail Trade | Winter Evening | MW of Load | 1 | 2029 | 0.0024032
ENS | Alternate Scenario | C&I Curtailment | C&I Curtailment-Turnkey-Auto-DR HVAC Control | Large General | Services | Winter Evening | MW of Load | 1 | 2029 | 0.0038485
ENS | Alternate Scenario | C&I Curtailment | C&I Curtailment-Turnkey-Standard Lighting Control | Large General | Miscellaneous | Winter Evening | MW of Load | 1 | 2029 | 0.39201
ENS | Alternate Scenario | C&I Curtailment | C&I Curtailment-Turnkey-Standard Lighting Control | Large General | Retail Trade | Winter Evening | MW of Load | 1 | 2029 | 0.015191
ENS | Alternate Scenario | C&I Curtailment | C&I Curtailment-Turnkey-Standard Lighting Control | Large General | Services | Winter Evening | MW of Load | 1 | 2029 | 0.024327
ENS | Alternate Scenario | C&I Curtailment | C&I Curtailment-Turnkey-Water Heating Control | Large General | Miscellaneous | Winter Evening | MW of Load | 1 | 2029 | 0.019482
ENS | Alternate Scenario | C&I Curtailment | C&I Curtailment-Turnkey-Water Heating Control | Large General | Retail Trade | Winter Evening | MW of Load | 1 | 2029 | 0.0024187
ENS | Alternate Scenario | C&I Curtailment | C&I Curtailment-Turnkey-Water Heating Control | Large General | Services | Winter Evening | MW of Load | 1 | 2029 | 0.0038732
ENS | Alternate Scenario | C&I Curtailment | C&I Curtailment-Turnkey-Other | Large General | Miscellaneous | Winter Evening | MW of Load | 1 | 2029 | 0.41778
ENS | Alternate Scenario | C&I Curtailment | C&I Curtailment-Turnkey-Other | Large General | Retail Trade | Winter Evening | MW of Load | 1 | 2029 | 0.024983
ENS | Alternate Scenario | C&I Curtailment | C&I Curtailment-Turnkey-Other | Large General | Services | Winter Evening | MW of Load | 1 | 2029 | 0.040008
ENS | Alternate Scenario | C&I Curtailment | C&I Curtailment-Turnkey-Manual HVAC Control | Small Industrial | Miscellaneous | Winter Morning | MW of Load | 1 | 2029 | 0.17531
ENS | Alternate Scenario | C&I Curtailment | C&I Curtailment-Turnkey-Manual HVAC Control | Small Industrial | Offices | Winter Morning | MW of Load | 1 | 2029 | 0.0022335
ENS | Alternate Scenario | C&I Curtailment | C&I Curtailment-Turnkey-Manual HVAC Control | Small Industrial | Retail Trade | Winter Morning | MW of Load | 1 | 2029 | 0.0074448
ENS | Alternate Scenario | C&I Curtailment | C&I Curtailment-Turnkey-Manual HVAC Control | Small Industrial | Services | Winter Morning | MW of Load | 1 | 2029 | 0.002352
ENS | Alternate Scenario | C&I Curtailment | C&I Curtailment-Turnkey-Auto-DR HVAC Control | Small Industrial | Miscellaneous | Winter Morning | MW of Load | 1 | 2029 | 0.011021
ENS | Alternate Scenario | C&I Curtailment | C&I Curtailment-Turnkey-Auto-DR HVAC Control | Small Industrial | Offices | Winter Morning | MW of Load | 1 | 2029 | 0.00014041
ENS | Alternate Scenario | C&I Curtailment | C&I Curtailment-Turnkey-Auto-DR HVAC Control | Small Industrial | Retail Trade | Winter Morning | MW of Load | 1 | 2029 | 0.00046801
ENS | Alternate Scenario | C&I Curtailment | C&I Curtailment-Turnkey-Auto-DR HVAC Control | Small Industrial | Services | Winter Morning | MW of Load | 1 | 2029 | 0.00014786
ENS | Alternate Scenario | C&I Curtailment | C&I Curtailment-Turnkey-Standard Lighting Control | Small Industrial | Miscellaneous | Winter Morning | MW of Load | 1 | 2029 | 0.054345
ENS | Alternate Scenario | C&I Curtailment | C&I Curtailment-Turnkey-Standard Lighting Control | Small Industrial | Offices | Winter Morning | MW of Load | 1 | 2029 | 0.0002949
ENS | Alternate Scenario | C&I Curtailment | C&I Curtailment-Turnkey-Standard Lighting Control | Small Industrial | Retail Trade | Winter Morning | MW of Load | 1 | 2029 | 0.0032071
ENS | Alternate Scenario | C&I Curtailment | C&I Curtailment-Turnkey-Standard Lighting Control | Small Industrial | Services | Winter Morning | MW of Load | 1 | 2029 | 0.0010132
ENS | Alternate Scenario | C&I Curtailment | C&I Curtailment-Turnkey-Water Heating Control | Small Industrial | Miscellaneous | Winter Morning | MW of Load | 1 | 2029 | 0.004466
ENS | Alternate Scenario | C&I Curtailment | C&I Curtailment-Turnkey-Water Heating Control | Small Industrial | Offices | Winter Morning | MW of Load | 1 | 2029 | 2.2775e-05
ENS | Alternate Scenario | C&I Curtailment | C&I Curtailment-Turnkey-Water Heating Control | Small Industrial | Retail Trade | Winter Morning | MW of Load | 1 | 2029 | 0.0004325
ENS | Alternate Scenario | C&I Curtailment | C&I Curtailment-Turnkey-Water Heating Control | Small Industrial | Services | Winter Morning | MW of Load | 1 | 2029 | 0.00013664
ENS | Alternate Scenario | C&I Curtailment | C&I Curtailment-Turnkey-Other | Small Industrial | Miscellaneous | Winter Morning | MW of Load | 1 | 2029 | 0.068787
ENS | Alternate Scenario | C&I Curtailment | C&I Curtailment-Turnkey-Other | Small Industrial | Offices | Winter Morning | MW of Load | 1 | 2029 | 0.00043014
ENS | Alternate Scenario | C&I Curtailment | C&I Curtailment-Turnkey-Other | Small Industrial | Retail Trade | Winter Morning | MW of Load | 1 | 2029 | 0.0047598
ENS | Alternate Scenario | C&I Curtailment | C&I Curtailment-Turnkey-Other | Small Industrial | Services | Winter Morning | MW of Load | 1 | 2029 | 0.0015037
ENS | Alternate Scenario | C&I Curtailment | C&I Curtailment-Turnkey-Industrial | Small Industrial | Manufacturing | Winter Morning | MW of Load | 1 | 2029 | 0.016441
ENS | Alternate Scenario | C&I Curtailment | C&I Curtailment-Turnkey-Manual HVAC Control | Small Industrial | Miscellaneous | Winter Evening | MW of Load | 1 | 2029 | 0.2411
ENS | Alternate Scenario | C&I Curtailment | C&I Curtailment-Turnkey-Manual HVAC Control | Small Industrial | Offices | Winter Evening | MW of Load | 1 | 2029 | 0.0030716
ENS | Alternate Scenario | C&I Curtailment | C&I Curtailment-Turnkey-Manual HVAC Control | Small Industrial | Retail Trade | Winter Evening | MW of Load | 1 | 2029 | 0.010238
ENS | Alternate Scenario | C&I Curtailment | C&I Curtailment-Turnkey-Manual HVAC Control | Small Industrial | Services | Winter Evening | MW of Load | 1 | 2029 | 0.0032346
ENS | Alternate Scenario | C&I Curtailment | C&I Curtailment-Turnkey-Auto-DR HVAC Control | Small Industrial | Miscellaneous | Winter Evening | MW of Load | 1 | 2029 | 0.015156
ENS | Alternate Scenario | C&I Curtailment | C&I Curtailment-Turnkey-Auto-DR HVAC Control | Small Industrial | Offices | Winter Evening | MW of Load | 1 | 2029 | 0.00019309
ENS | Alternate Scenario | C&I Curtailment | C&I Curtailment-Turnkey-Auto-DR HVAC Control | Small Industrial | Retail Trade | Winter Evening | MW of Load | 1 | 2029 | 0.00064363
ENS | Alternate Scenario | C&I Curtailment | C&I Curtailment-Turnkey-Auto-DR HVAC Control | Small Industrial | Services | Winter Evening | MW of Load | 1 | 2029 | 0.00020334
ENS | Alternate Scenario | C&I Curtailment | C&I Curtailment-Turnkey-Standard Lighting Control | Small Industrial | Miscellaneous | Winter Evening | MW of Load | 1 | 2029 | 0.074737
ENS | Alternate Scenario | C&I Curtailment | C&I Curtailment-Turnkey-Standard Lighting Control | Small Industrial | Offices | Winter Evening | MW of Load | 1 | 2029 | 0.00040556
ENS | Alternate Scenario | C&I Curtailment | C&I Curtailment-Turnkey-Standard Lighting Control | Small Industrial | Retail Trade | Winter Evening | MW of Load | 1 | 2029 | 0.0044106
ENS | Alternate Scenario | C&I Curtailment | C&I Curtailment-Turnkey-Standard Lighting Control | Small Industrial | Services | Winter Evening | MW of Load | 1 | 2029 | 0.0013934
ENS | Alternate Scenario | C&I Curtailment | C&I Curtailment-Turnkey-Water Heating Control | Small Industrial | Miscellaneous | Winter Evening | MW of Load | 1 | 2029 | 0.0061418
ENS | Alternate Scenario | C&I Curtailment | C&I Curtailment-Turnkey-Water Heating Control | Small Industrial | Offices | Winter Evening | MW of Load | 1 | 2029 | 3.1321e-05
ENS | Alternate Scenario | C&I Curtailment | C&I Curtailment-Turnkey-Water Heating Control | Small Industrial | Retail Trade | Winter Evening | MW of Load | 1 | 2029 | 0.00059479
ENS | Alternate Scenario | C&I Curtailment | C&I Curtailment-Turnkey-Water Heating Control | Small Industrial | Services | Winter Evening | MW of Load | 1 | 2029 | 0.00018791
ENS | Alternate Scenario | C&I Curtailment | C&I Curtailment-Turnkey-Other | Small Industrial | Miscellaneous | Winter Evening | MW of Load | 1 | 2029 | 0.094599
ENS | Alternate Scenario | C&I Curtailment | C&I Curtailment-Turnkey-Other | Small Industrial | Offices | Winter Evening | MW of Load | 1 | 2029 | 0.00059154
ENS | Alternate Scenario | C&I Curtailment | C&I Curtailment-Turnkey-Other | Small Industrial | Retail Trade | Winter Evening | MW of Load | 1 | 2029 | 0.0065458
ENS | Alternate Scenario | C&I Curtailment | C&I Curtailment-Turnkey-Other | Small Industrial | Services | Winter Evening | MW of Load | 1 | 2029 | 0.002068
ENS | Alternate Scenario | C&I Curtailment | C&I Curtailment-Turnkey-Industrial | Small Industrial | Manufacturing | Winter Evening | MW of Load | 1 | 2029 | 0.02261
ENS | Alternate Scenario | C&I Curtailment | C&I Curtailment-Turnkey-Manual HVAC Control | Medium Industrial | Miscellaneous | Winter Morning | MW of Load | 1 | 2029 | 3.3516
ENS | Alternate Scenario | C&I Curtailment | C&I Curtailment-Turnkey-Manual HVAC Control | Medium Industrial | Offices | Winter Morning | MW of Load | 1 | 2029 | 0.053749
ENS | Alternate Scenario | C&I Curtailment | C&I Curtailment-Turnkey-Manual HVAC Control | Medium Industrial | Retail Trade | Winter Morning | MW of Load | 1 | 2029 | 0.7446
ENS | Alternate Scenario | C&I Curtailment | C&I Curtailment-Turnkey-Manual HVAC Control | Medium Industrial | Services | Winter Morning | MW of Load | 1 | 2029 | 0.034286
ENS | Alternate Scenario | C&I Curtailment | C&I Curtailment-Turnkey-Auto-DR HVAC Control | Medium Industrial | Miscellaneous | Winter Morning | MW of Load | 1 | 2029 | 0.21069
ENS | Alternate Scenario | C&I Curtailment | C&I Curtailment-Turnkey-Auto-DR HVAC Control | Medium Industrial | Offices | Winter Morning | MW of Load | 1 | 2029 | 0.0033789
ENS | Alternate Scenario | C&I Curtailment | C&I Curtailment-Turnkey-Auto-DR HVAC Control | Medium Industrial | Retail Trade | Winter Morning | MW of Load | 1 | 2029 | 0.046808
ENS | Alternate Scenario | C&I Curtailment | C&I Curtailment-Turnkey-Auto-DR HVAC Control | Medium Industrial | Services | Winter Morning | MW of Load | 1 | 2029 | 0.0021554
ENS | Alternate Scenario | C&I Curtailment | C&I Curtailment-Turnkey-Standard Lighting Control | Medium Industrial | Miscellaneous | Winter Morning | MW of Load | 1 | 2029 | 1.0389
ENS | Alternate Scenario | C&I Curtailment | C&I Curtailment-Turnkey-Standard Lighting Control | Medium Industrial | Offices | Winter Morning | MW of Load | 1 | 2029 | 0.0070969
ENS | Alternate Scenario | C&I Curtailment | C&I Curtailment-Turnkey-Standard Lighting Control | Medium Industrial | Retail Trade | Winter Morning | MW of Load | 1 | 2029 | 0.32076
ENS | Alternate Scenario | C&I Curtailment | C&I Curtailment-Turnkey-Standard Lighting Control | Medium Industrial | Services | Winter Morning | MW of Load | 1 | 2029 | 0.01477
ENS | Alternate Scenario | C&I Curtailment | C&I Curtailment-Turnkey-Water Heating Control | Medium Industrial | Miscellaneous | Winter Morning | MW of Load | 1 | 2029 | 0.085379
ENS | Alternate Scenario | C&I Curtailment | C&I Curtailment-Turnkey-Water Heating Control | Medium Industrial | Offices | Winter Morning | MW of Load | 1 | 2029 | 0.00054809
ENS | Alternate Scenario | C&I Curtailment | C&I Curtailment-Turnkey-Water Heating Control | Medium Industrial | Retail Trade | Winter Morning | MW of Load | 1 | 2029 | 0.043257
ENS | Alternate Scenario | C&I Curtailment | C&I Curtailment-Turnkey-Water Heating Control | Medium Industrial | Services | Winter Morning | MW of Load | 1 | 2029 | 0.0019918
ENS | Alternate Scenario | C&I Curtailment | C&I Curtailment-Turnkey-Other | Medium Industrial | Miscellaneous | Winter Morning | MW of Load | 1 | 2029 | 1.315
ENS | Alternate Scenario | C&I Curtailment | C&I Curtailment-Turnkey-Other | Medium Industrial | Offices | Winter Morning | MW of Load | 1 | 2029 | 0.010351
ENS | Alternate Scenario | C&I Curtailment | C&I Curtailment-Turnkey-Other | Medium Industrial | Retail Trade | Winter Morning | MW of Load | 1 | 2029 | 0.47605
ENS | Alternate Scenario | C&I Curtailment | C&I Curtailment-Turnkey-Other | Medium Industrial | Services | Winter Morning | MW of Load | 1 | 2029 | 0.021921
ENS | Alternate Scenario | C&I Curtailment | C&I Curtailment-Turnkey-Manual HVAC Control | Medium Industrial | Miscellaneous | Winter Evening | MW of Load | 1 | 2029 | 3.248
ENS | Alternate Scenario | C&I Curtailment | C&I Curtailment-Turnkey-Manual HVAC Control | Medium Industrial | Offices | Winter Evening | MW of Load | 1 | 2029 | 0.052088
ENS | Alternate Scenario | C&I Curtailment | C&I Curtailment-Turnkey-Manual HVAC Control | Medium Industrial | Retail Trade | Winter Evening | MW of Load | 1 | 2029 | 0.72158
ENS | Alternate Scenario | C&I Curtailment | C&I Curtailment-Turnkey-Manual HVAC Control | Medium Industrial | Services | Winter Evening | MW of Load | 1 | 2029 | 0.033227
ENS | Alternate Scenario | C&I Curtailment | C&I Curtailment-Turnkey-Auto-DR HVAC Control | Medium Industrial | Miscellaneous | Winter Evening | MW of Load | 1 | 2029 | 0.20418
ENS | Alternate Scenario | C&I Curtailment | C&I Curtailment-Turnkey-Auto-DR HVAC Control | Medium Industrial | Offices | Winter Evening | MW of Load | 1 | 2029 | 0.0032745
ENS | Alternate Scenario | C&I Curtailment | C&I Curtailment-Turnkey-Auto-DR HVAC Control | Medium Industrial | Retail Trade | Winter Evening | MW of Load | 1 | 2029 | 0.045362
ENS | Alternate Scenario | C&I Curtailment | C&I Curtailment-Turnkey-Auto-DR HVAC Control | Medium Industrial | Services | Winter Evening | MW of Load | 1 | 2029 | 0.0020888
ENS | Alternate Scenario | C&I Curtailment | C&I Curtailment-Turnkey-Standard Lighting Control | Medium Industrial | Miscellaneous | Winter Evening | MW of Load | 1 | 2029 | 1.0068
ENS | Alternate Scenario | C&I Curtailment | C&I Curtailment-Turnkey-Standard Lighting Control | Medium Industrial | Offices | Winter Evening | MW of Load | 1 | 2029 | 0.0068776
ENS | Alternate Scenario | C&I Curtailment | C&I Curtailment-Turnkey-Standard Lighting Control | Medium Industrial | Retail Trade | Winter Evening | MW of Load | 1 | 2029 | 0.31085
ENS | Alternate Scenario | C&I Curtailment | C&I Curtailment-Turnkey-Standard Lighting Control | Medium Industrial | Services | Winter Evening | MW of Load | 1 | 2029 | 0.014314
ENS | Alternate Scenario | C&I Curtailment | C&I Curtailment-Turnkey-Water Heating Control | Medium Industrial | Miscellaneous | Winter Evening | MW of Load | 1 | 2029 | 0.082741
ENS | Alternate Scenario | C&I Curtailment | C&I Curtailment-Turnkey-Water Heating Control | Medium Industrial | Offices | Winter Evening | MW of Load | 1 | 2029 | 0.00053115
ENS | Alternate Scenario | C&I Curtailment | C&I Curtailment-Turnkey-Water Heating Control | Medium Industrial | Retail Trade | Winter Evening | MW of Load | 1 | 2029 | 0.04192
ENS | Alternate Scenario | C&I Curtailment | C&I Curtailment-Turnkey-Water Heating Control | Medium Industrial | Services | Winter Evening | MW of Load | 1 | 2029 | 0.0019303
ENS | Alternate Scenario | C&I Curtailment | C&I Curtailment-Turnkey-Other | Medium Industrial | Miscellaneous | Winter Evening | MW of Load | 1 | 2029 | 1.2744
ENS | Alternate Scenario | C&I Curtailment | C&I Curtailment-Turnkey-Other | Medium Industrial | Offices | Winter Evening | MW of Load | 1 | 2029 | 0.010031
ENS | Alternate Scenario | C&I Curtailment | C&I Curtailment-Turnkey-Other | Medium Industrial | Retail Trade | Winter Evening | MW of Load | 1 | 2029 | 0.46134
ENS | Alternate Scenario | C&I Curtailment | C&I Curtailment-Turnkey-Other | Medium Industrial | Services | Winter Evening | MW of Load | 1 | 2029 | 0.021243
ENS | Alternate Scenario | C&I Curtailment | C&I Curtailment-Turnkey-Manual HVAC Control | Large Industrial | Miscellaneous | Winter Morning | MW of Load | 1 | 2029 | 0.06944
ENS | Alternate Scenario | C&I Curtailment | C&I Curtailment-Turnkey-Auto-DR HVAC Control | Large Industrial | Miscellaneous | Winter Morning | MW of Load | 1 | 2029 | 0.0043653
ENS | Alternate Scenario | C&I Curtailment | C&I Curtailment-Turnkey-Standard Lighting Control | Large Industrial | Miscellaneous | Winter Morning | MW of Load | 1 | 2029 | 0.029934
ENS | Alternate Scenario | C&I Curtailment | C&I Curtailment-Turnkey-Water Heating Control | Large Industrial | Miscellaneous | Winter Morning | MW of Load | 1 | 2029 | 0.0014877
ENS | Alternate Scenario | C&I Curtailment | C&I Curtailment-Turnkey-Other | Large Industrial | Miscellaneous | Winter Morning | MW of Load | 1 | 2029 | 0.031902
ENS | Alternate Scenario | C&I Curtailment | C&I Curtailment-Turnkey-Industrial | Large Industrial | Manufacturing | Winter Morning | MW of Load | 1 | 2029 | 0.0062583
ENS | Alternate Scenario | C&I Curtailment | C&I Curtailment-Turnkey-Manual HVAC Control | Large Industrial | Miscellaneous | Winter Evening | MW of Load | 1 | 2029 | 0.069151
ENS | Alternate Scenario | C&I Curtailment | C&I Curtailment-Turnkey-Auto-DR HVAC Control | Large Industrial | Miscellaneous | Winter Evening | MW of Load | 1 | 2029 | 0.0043471
ENS | Alternate Scenario | C&I Curtailment | C&I Curtailment-Turnkey-Standard Lighting Control | Large Industrial | Miscellaneous | Winter Evening | MW of Load | 1 | 2029 | 0.029809
ENS | Alternate Scenario | C&I Curtailment | C&I Curtailment-Turnkey-Water Heating Control | Large Industrial | Miscellaneous | Winter Evening | MW of Load | 1 | 2029 | 0.0014815
ENS | Alternate Scenario | C&I Curtailment | C&I Curtailment-Turnkey-Other | Large Industrial | Miscellaneous | Winter Evening | MW of Load | 1 | 2029 | 0.031769
ENS | Alternate Scenario | C&I Curtailment | C&I Curtailment-Turnkey-Industrial | Large Industrial | Manufacturing | Winter Evening | MW of Load | 1 | 2029 | 0.0062322
ENS | Alternate Scenario | C&I Loadshift to BUGs | C&I Loadshift to BUGs | Large General | Miscellaneous | Winter Morning | MW of Load | 1 | 2029 | 2.953
ENS | Alternate Scenario | C&I Loadshift to BUGs | C&I Loadshift to BUGs | Large General | Miscellaneous | Winter Evening | MW of Load | 1 | 2029 | 2.5446
ENS | Alternate Scenario | C&I Loadshift to BUGs | C&I Loadshift to BUGs | Small Industrial | Miscellaneous | Winter Morning | MW of Load | 1 | 2029 | 0.80416
ENS | Alternate Scenario | C&I Loadshift to BUGs | C&I Loadshift to BUGs | Small Industrial | Miscellaneous | Winter Evening | MW of Load | 1 | 2029 | 1.1059
ENS | Alternate Scenario | C&I Loadshift to BUGs | C&I Loadshift to BUGs | Medium Industrial | Manufacturing | Winter Morning | MW of Load | 1 | 2029 | 0.5613
ENS | Alternate Scenario | C&I Loadshift to BUGs | C&I Loadshift to BUGs | Medium Industrial | Miscellaneous | Winter Morning | MW of Load | 1 | 2029 | 2.436
ENS | Alternate Scenario | C&I Loadshift to BUGs | C&I Loadshift to BUGs | Medium Industrial | Manufacturing | Winter Evening | MW of Load | 1 | 2029 | 0.54395
ENS | Alternate Scenario | C&I Loadshift to BUGs | C&I Loadshift to BUGs | Medium Industrial | Miscellaneous | Winter Evening | MW of Load | 1 | 2029 | 2.3607
ENS | Alternate Scenario | Dynamic Pricing | Dynamic Pricing with enabling tech. | Small General | Manufacturing | Winter Morning | MW of Load | 1 | 2029 | 0.0064653
ENS | Alternate Scenario | Dynamic Pricing | Dynamic Pricing with enabling tech. | Small General | Manufacturing | Winter Evening | MW of Load | 1 | 2029 | 0.0075181
ENS | Alternate Scenario | Dynamic Pricing | Dynamic Pricing with enabling tech. | Residential Charitable | Residential LI | Winter Morning | MW of Load | 1 | 2029 | 1.0289
ENS | Alternate Scenario | Dynamic Pricing | Dynamic Pricing with enabling tech. | Residential Charitable | Residential Market Rate | Winter Morning | MW of Load | 1 | 2029 | 5.8762
ENS | Alternate Scenario | Dynamic Pricing | Dynamic Pricing w/o enabling tech. | Residential Charitable | Residential LI | Winter Morning | MW of Load | 1 | 2029 | 1.1771
ENS | Alternate Scenario | Dynamic Pricing | Dynamic Pricing w/o enabling tech. | Residential Charitable | Residential Market Rate | Winter Morning | MW of Load | 1 | 2029 | 6.7227
ENS | Alternate Scenario | Dynamic Pricing | Dynamic Pricing with enabling tech. | Residential Charitable | Residential LI | Winter Evening | MW of Load | 1 | 2029 | 1.1734
ENS | Alternate Scenario | Dynamic Pricing | Dynamic Pricing with enabling tech. | Residential Charitable | Residential Market Rate | Winter Evening | MW of Load | 1 | 2029 | 6.7015
ENS | Alternate Scenario | Dynamic Pricing | Dynamic Pricing w/o enabling tech. | Residential Charitable | Residential LI | Winter Evening | MW of Load | 1 | 2029 | 1.3424
ENS | Alternate Scenario | Dynamic Pricing | Dynamic Pricing w/o enabling tech. | Residential Charitable | Residential Market Rate | Winter Evening | MW of Load | 1 | 2029 | 7.6669
ENS | Alternate Scenario | Behavioral DR | Behavioral DR | Residential Charitable | Residential LI | Winter Morning | MW of Load | 1 | 2029 | 0.31868
ENS | Alternate Scenario | Behavioral DR | Behavioral DR | Residential Charitable | Residential Market Rate | Winter Morning | MW of Load | 1 | 2029 | 1.8201
ENS | Alternate Scenario | Behavioral DR | Behavioral DR | Residential Charitable | Residential LI | Winter Evening | MW of Load | 1 | 2029 | 0.36344
ENS | Alternate Scenario | Behavioral DR | Behavioral DR | Residential Charitable | Residential Market Rate | Winter Evening | MW of Load | 1 | 2029 | 2.0758
ENS | Alternate Scenario | Time-of-Use Rates (TOU) | Time-of-Use Rates (TOU) | Residential Charitable | Residential LI | Winter Morning | MW of Load | 0 | 2029 | 0.38004
ENS | Alternate Scenario | Time-of-Use Rates (TOU) | Time-of-Use Rates (TOU) | Residential Charitable | Residential Market Rate | Winter Morning | MW of Load | 0 | 2029 | 2.1706
ENS | Alternate Scenario | Time-of-Use Rates (TOU) | Time-of-Use Rates (TOU) | Residential Charitable | Residential LI | Winter Evening | MW of Load | 0 | 2029 | 0.43342
ENS | Alternate Scenario | Time-of-Use Rates (TOU) | Time-of-Use Rates (TOU) | Residential Charitable | Residential Market Rate | Winter Evening | MW of Load | 0 | 2029 | 2.4754
ENS | Alternate Scenario | C&I Curtailment | C&I Curtailment-Turnkey-Manual HVAC Control | General | Miscellaneous | Winter Morning | MW of Load | 1 | 2030 | 1.4857
ENS | Alternate Scenario | C&I Curtailment | C&I Curtailment-Turnkey-Manual HVAC Control | General | Offices | Winter Morning | MW of Load | 1 | 2030 | 0.1021
ENS | Alternate Scenario | C&I Curtailment | C&I Curtailment-Turnkey-Manual HVAC Control | General | Retail Trade | Winter Morning | MW of Load | 1 | 2030 | 0.34123
ENS | Alternate Scenario | C&I Curtailment | C&I Curtailment-Turnkey-Manual HVAC Control | General | Services | Winter Morning | MW of Load | 1 | 2030 | 0.22063
ENS | Alternate Scenario | C&I Curtailment | C&I Curtailment-Turnkey-Auto-DR HVAC Control | General | Miscellaneous | Winter Morning | MW of Load | 1 | 2030 | 0.11786
ENS | Alternate Scenario | C&I Curtailment | C&I Curtailment-Turnkey-Auto-DR HVAC Control | General | Offices | Winter Morning | MW of Load | 1 | 2030 | 0.0080992
ENS | Alternate Scenario | C&I Curtailment | C&I Curtailment-Turnkey-Auto-DR HVAC Control | General | Retail Trade | Winter Morning | MW of Load | 1 | 2030 | 0.027069
ENS | Alternate Scenario | C&I Curtailment | C&I Curtailment-Turnkey-Auto-DR HVAC Control | General | Services | Winter Morning | MW of Load | 1 | 2030 | 0.017502
ENS | Alternate Scenario | C&I Curtailment | C&I Curtailment-Turnkey-Standard Lighting Control | General | Miscellaneous | Winter Morning | MW of Load | 1 | 2030 | 0.61843
ENS | Alternate Scenario | C&I Curtailment | C&I Curtailment-Turnkey-Standard Lighting Control | General | Offices | Winter Morning | MW of Load | 1 | 2030 | 0.01214
ENS | Alternate Scenario | C&I Curtailment | C&I Curtailment-Turnkey-Standard Lighting Control | General | Retail Trade | Winter Morning | MW of Load | 1 | 2030 | 0.13594
ENS | Alternate Scenario | C&I Curtailment | C&I Curtailment-Turnkey-Standard Lighting Control | General | Services | Winter Morning | MW of Load | 1 | 2030 | 0.088012
ENS | Alternate Scenario | C&I Curtailment | C&I Curtailment-Turnkey-Water Heating Control | General | Miscellaneous | Winter Morning | MW of Load | 1 | 2030 | 0.041465
ENS | Alternate Scenario | C&I Curtailment | C&I Curtailment-Turnkey-Water Heating Control | General | Offices | Winter Morning | MW of Load | 1 | 2030 | 0.001101
ENS | Alternate Scenario | C&I Curtailment | C&I Curtailment-Turnkey-Water Heating Control | General | Retail Trade | Winter Morning | MW of Load | 1 | 2030 | 0.02236
ENS | Alternate Scenario | C&I Curtailment | C&I Curtailment-Turnkey-Water Heating Control | General | Services | Winter Morning | MW of Load | 1 | 2030 | 0.014438
ENS | Alternate Scenario | C&I Curtailment | C&I Curtailment-Turnkey-Other | General | Miscellaneous | Winter Morning | MW of Load | 1 | 2030 | 0.7242
ENS | Alternate Scenario | C&I Curtailment | C&I Curtailment-Turnkey-Other | General | Offices | Winter Morning | MW of Load | 1 | 2030 | 0.019696
ENS | Alternate Scenario | C&I Curtailment | C&I Curtailment-Turnkey-Other | General | Retail Trade | Winter Morning | MW of Load | 1 | 2030 | 0.22971
ENS | Alternate Scenario | C&I Curtailment | C&I Curtailment-Turnkey-Other | General | Services | Winter Morning | MW of Load | 1 | 2030 | 0.14846
ENS | Alternate Scenario | C&I Curtailment | C&I Curtailment-Turnkey-Manual HVAC Control | General | Miscellaneous | Winter Evening | MW of Load | 1 | 2030 | 1.7384
ENS | Alternate Scenario | C&I Curtailment | C&I Curtailment-Turnkey-Manual HVAC Control | General | Offices | Winter Evening | MW of Load | 1 | 2030 | 0.11946
ENS | Alternate Scenario | C&I Curtailment | C&I Curtailment-Turnkey-Manual HVAC Control | General | Retail Trade | Winter Evening | MW of Load | 1 | 2030 | 0.39927
ENS | Alternate Scenario | C&I Curtailment | C&I Curtailment-Turnkey-Manual HVAC Control | General | Services | Winter Evening | MW of Load | 1 | 2030 | 0.25815
ENS | Alternate Scenario | C&I Curtailment | C&I Curtailment-Turnkey-Auto-DR HVAC Control | General | Miscellaneous | Winter Evening | MW of Load | 1 | 2030 | 0.1379
ENS | Alternate Scenario | C&I Curtailment | C&I Curtailment-Turnkey-Auto-DR HVAC Control | General | Offices | Winter Evening | MW of Load | 1 | 2030 | 0.0094768
ENS | Alternate Scenario | C&I Curtailment | C&I Curtailment-Turnkey-Auto-DR HVAC Control | General | Retail Trade | Winter Evening | MW of Load | 1 | 2030 | 0.031673
ENS | Alternate Scenario | C&I Curtailment | C&I Curtailment-Turnkey-Auto-DR HVAC Control | General | Services | Winter Evening | MW of Load | 1 | 2030 | 0.020479
ENS | Alternate Scenario | C&I Curtailment | C&I Curtailment-Turnkey-Standard Lighting Control | General | Miscellaneous | Winter Evening | MW of Load | 1 | 2030 | 0.72362
ENS | Alternate Scenario | C&I Curtailment | C&I Curtailment-Turnkey-Standard Lighting Control | General | Offices | Winter Evening | MW of Load | 1 | 2030 | 0.014205
ENS | Alternate Scenario | C&I Curtailment | C&I Curtailment-Turnkey-Standard Lighting Control | General | Retail Trade | Winter Evening | MW of Load | 1 | 2030 | 0.15907
ENS | Alternate Scenario | C&I Curtailment | C&I Curtailment-Turnkey-Standard Lighting Control | General | Services | Winter Evening | MW of Load | 1 | 2030 | 0.10298
ENS | Alternate Scenario | C&I Curtailment | C&I Curtailment-Turnkey-Water Heating Control | General | Miscellaneous | Winter Evening | MW of Load | 1 | 2030 | 0.048518
ENS | Alternate Scenario | C&I Curtailment | C&I Curtailment-Turnkey-Water Heating Control | General | Offices | Winter Evening | MW of Load | 1 | 2030 | 0.0012883
ENS | Alternate Scenario | C&I Curtailment | C&I Curtailment-Turnkey-Water Heating Control | General | Retail Trade | Winter Evening | MW of Load | 1 | 2030 | 0.026163
ENS | Alternate Scenario | C&I Curtailment | C&I Curtailment-Turnkey-Water Heating Control | General | Services | Winter Evening | MW of Load | 1 | 2030 | 0.016893
ENS | Alternate Scenario | C&I Curtailment | C&I Curtailment-Turnkey-Other | General | Miscellaneous | Winter Evening | MW of Load | 1 | 2030 | 0.84738
ENS | Alternate Scenario | C&I Curtailment | C&I Curtailment-Turnkey-Other | General | Offices | Winter Evening | MW of Load | 1 | 2030 | 0.023046
ENS | Alternate Scenario | C&I Curtailment | C&I Curtailment-Turnkey-Other | General | Retail Trade | Winter Evening | MW of Load | 1 | 2030 | 0.26878
ENS | Alternate Scenario | C&I Curtailment | C&I Curtailment-Turnkey-Other | General | Services | Winter Evening | MW of Load | 1 | 2030 | 0.17372
ENS | Alternate Scenario | C&I Curtailment | C&I Curtailment-Turnkey-Manual HVAC Control | Large General | Miscellaneous | Winter Morning | MW of Load | 1 | 2030 | 1.1912
ENS | Alternate Scenario | C&I Curtailment | C&I Curtailment-Turnkey-Manual HVAC Control | Large General | Retail Trade | Winter Morning | MW of Load | 1 | 2030 | 0.049664
ENS | Alternate Scenario | C&I Curtailment | C&I Curtailment-Turnkey-Manual HVAC Control | Large General | Services | Winter Morning | MW of Load | 1 | 2030 | 0.079531
ENS | Alternate Scenario | C&I Curtailment | C&I Curtailment-Turnkey-Auto-DR HVAC Control | Large General | Miscellaneous | Winter Morning | MW of Load | 1 | 2030 | 0.094492
ENS | Alternate Scenario | C&I Curtailment | C&I Curtailment-Turnkey-Auto-DR HVAC Control | Large General | Retail Trade | Winter Morning | MW of Load | 1 | 2030 | 0.0039397
ENS | Alternate Scenario | C&I Curtailment | C&I Curtailment-Turnkey-Auto-DR HVAC Control | Large General | Services | Winter Morning | MW of Load | 1 | 2030 | 0.006309
ENS | Alternate Scenario | C&I Curtailment | C&I Curtailment-Turnkey-Standard Lighting Control | Large General | Miscellaneous | Winter Morning | MW of Load | 1 | 2030 | 0.51492
ENS | Alternate Scenario | C&I Curtailment | C&I Curtailment-Turnkey-Standard Lighting Control | Large General | Retail Trade | Winter Morning | MW of Load | 1 | 2030 | 0.019657
ENS | Alternate Scenario | C&I Curtailment | C&I Curtailment-Turnkey-Standard Lighting Control | Large General | Services | Winter Morning | MW of Load | 1 | 2030 | 0.031478
ENS | Alternate Scenario | C&I Curtailment | C&I Curtailment-Turnkey-Water Heating Control | Large General | Miscellaneous | Winter Morning | MW of Load | 1 | 2030 | 0.026149
ENS | Alternate Scenario | C&I Curtailment | C&I Curtailment-Turnkey-Water Heating Control | Large General | Retail Trade | Winter Morning | MW of Load | 1 | 2030 | 0.0032761
ENS | Alternate Scenario | C&I Curtailment | C&I Curtailment-Turnkey-Water Heating Control | Large General | Services | Winter Morning | MW of Load | 1 | 2030 | 0.0052462
ENS | Alternate Scenario | C&I Curtailment | C&I Curtailment-Turnkey-Other | Large General | Miscellaneous | Winter Morning | MW of Load | 1 | 2030 | 0.5589
ENS | Alternate Scenario | C&I Curtailment | C&I Curtailment-Turnkey-Other | Large General | Retail Trade | Winter Morning | MW of Load | 1 | 2030 | 0.033496
ENS | Alternate Scenario | C&I Curtailment | C&I Curtailment-Turnkey-Other | Large General | Services | Winter Morning | MW of Load | 1 | 2030 | 0.053641
ENS | Alternate Scenario | C&I Curtailment | C&I Curtailment-Turnkey-Manual HVAC Control | Large General | Miscellaneous | Winter Evening | MW of Load | 1 | 2030 | 1.0239
ENS | Alternate Scenario | C&I Curtailment | C&I Curtailment-Turnkey-Manual HVAC Control | Large General | Retail Trade | Winter Evening | MW of Load | 1 | 2030 | 0.042692
ENS | Alternate Scenario | C&I Curtailment | C&I Curtailment-Turnkey-Manual HVAC Control | Large General | Services | Winter Evening | MW of Load | 1 | 2030 | 0.068366
ENS | Alternate Scenario | C&I Curtailment | C&I Curtailment-Turnkey-Auto-DR HVAC Control | Large General | Miscellaneous | Winter Evening | MW of Load | 1 | 2030 | 0.081227
ENS | Alternate Scenario | C&I Curtailment | C&I Curtailment-Turnkey-Auto-DR HVAC Control | Large General | Retail Trade | Winter Evening | MW of Load | 1 | 2030 | 0.0033866
ENS | Alternate Scenario | C&I Curtailment | C&I Curtailment-Turnkey-Auto-DR HVAC Control | Large General | Services | Winter Evening | MW of Load | 1 | 2030 | 0.0054233
ENS | Alternate Scenario | C&I Curtailment | C&I Curtailment-Turnkey-Standard Lighting Control | Large General | Miscellaneous | Winter Evening | MW of Load | 1 | 2030 | 0.44264
ENS | Alternate Scenario | C&I Curtailment | C&I Curtailment-Turnkey-Standard Lighting Control | Large General | Retail Trade | Winter Evening | MW of Load | 1 | 2030 | 0.016897
ENS | Alternate Scenario | C&I Curtailment | C&I Curtailment-Turnkey-Standard Lighting Control | Large General | Services | Winter Evening | MW of Load | 1 | 2030 | 0.027059
ENS | Alternate Scenario | C&I Curtailment | C&I Curtailment-Turnkey-Water Heating Control | Large General | Miscellaneous | Winter Evening | MW of Load | 1 | 2030 | 0.022478
ENS | Alternate Scenario | C&I Curtailment | C&I Curtailment-Turnkey-Water Heating Control | Large General | Retail Trade | Winter Evening | MW of Load | 1 | 2030 | 0.0028162
ENS | Alternate Scenario | C&I Curtailment | C&I Curtailment-Turnkey-Water Heating Control | Large General | Services | Winter Evening | MW of Load | 1 | 2030 | 0.0045098
ENS | Alternate Scenario | C&I Curtailment | C&I Curtailment-Turnkey-Other | Large General | Miscellaneous | Winter Evening | MW of Load | 1 | 2030 | 0.48044
ENS | Alternate Scenario | C&I Curtailment | C&I Curtailment-Turnkey-Other | Large General | Retail Trade | Winter Evening | MW of Load | 1 | 2030 | 0.028794
ENS | Alternate Scenario | C&I Curtailment | C&I Curtailment-Turnkey-Other | Large General | Services | Winter Evening | MW of Load | 1 | 2030 | 0.04611
ENS | Alternate Scenario | C&I Curtailment | C&I Curtailment-Turnkey-Manual HVAC Control | Small Industrial | Miscellaneous | Winter Morning | MW of Load | 1 | 2030 | 0.19791
ENS | Alternate Scenario | C&I Curtailment | C&I Curtailment-Turnkey-Manual HVAC Control | Small Industrial | Offices | Winter Morning | MW of Load | 1 | 2030 | 0.0025361
ENS | Alternate Scenario | C&I Curtailment | C&I Curtailment-Turnkey-Manual HVAC Control | Small Industrial | Retail Trade | Winter Morning | MW of Load | 1 | 2030 | 0.0083591
ENS | Alternate Scenario | C&I Curtailment | C&I Curtailment-Turnkey-Manual HVAC Control | Small Industrial | Services | Winter Morning | MW of Load | 1 | 2030 | 0.0026409
ENS | Alternate Scenario | C&I Curtailment | C&I Curtailment-Turnkey-Auto-DR HVAC Control | Small Industrial | Miscellaneous | Winter Morning | MW of Load | 1 | 2030 | 0.0157
ENS | Alternate Scenario | C&I Curtailment | C&I Curtailment-Turnkey-Auto-DR HVAC Control | Small Industrial | Offices | Winter Morning | MW of Load | 1 | 2030 | 0.00020119
ENS | Alternate Scenario | C&I Curtailment | C&I Curtailment-Turnkey-Auto-DR HVAC Control | Small Industrial | Retail Trade | Winter Morning | MW of Load | 1 | 2030 | 0.00066311
ENS | Alternate Scenario | C&I Curtailment | C&I Curtailment-Turnkey-Auto-DR HVAC Control | Small Industrial | Services | Winter Morning | MW of Load | 1 | 2030 | 0.0002095
ENS | Alternate Scenario | C&I Curtailment | C&I Curtailment-Turnkey-Standard Lighting Control | Small Industrial | Miscellaneous | Winter Morning | MW of Load | 1 | 2030 | 0.061236
ENS | Alternate Scenario | C&I Curtailment | C&I Curtailment-Turnkey-Standard Lighting Control | Small Industrial | Offices | Winter Morning | MW of Load | 1 | 2030 | 0.00033062
ENS | Alternate Scenario | C&I Curtailment | C&I Curtailment-Turnkey-Standard Lighting Control | Small Industrial | Retail Trade | Winter Morning | MW of Load | 1 | 2030 | 0.0036176
ENS | Alternate Scenario | C&I Curtailment | C&I Curtailment-Turnkey-Standard Lighting Control | Small Industrial | Services | Winter Morning | MW of Load | 1 | 2030 | 0.0011429
ENS | Alternate Scenario | C&I Curtailment | C&I Curtailment-Turnkey-Water Heating Control | Small Industrial | Miscellaneous | Winter Morning | MW of Load | 1 | 2030 | 0.00517
ENS | Alternate Scenario | C&I Curtailment | C&I Curtailment-Turnkey-Water Heating Control | Small Industrial | Offices | Winter Morning | MW of Load | 1 | 2030 | 2.6205e-05
ENS | Alternate Scenario | C&I Curtailment | C&I Curtailment-Turnkey-Water Heating Control | Small Industrial | Retail Trade | Winter Morning | MW of Load | 1 | 2030 | 0.00049937
ENS | Alternate Scenario | C&I Curtailment | C&I Curtailment-Turnkey-Water Heating Control | Small Industrial | Services | Winter Morning | MW of Load | 1 | 2030 | 0.00015776
ENS | Alternate Scenario | C&I Curtailment | C&I Curtailment-Turnkey-Other | Small Industrial | Miscellaneous | Winter Morning | MW of Load | 1 | 2030 | 0.079285
ENS | Alternate Scenario | C&I Curtailment | C&I Curtailment-Turnkey-Other | Small Industrial | Offices | Winter Morning | MW of Load | 1 | 2030 | 0.00049474
ENS | Alternate Scenario | C&I Curtailment | C&I Curtailment-Turnkey-Other | Small Industrial | Retail Trade | Winter Morning | MW of Load | 1 | 2030 | 0.0054853
ENS | Alternate Scenario | C&I Curtailment | C&I Curtailment-Turnkey-Other | Small Industrial | Services | Winter Morning | MW of Load | 1 | 2030 | 0.0017329
ENS | Alternate Scenario | C&I Curtailment | C&I Curtailment-Turnkey-Industrial | Small Industrial | Manufacturing | Winter Morning | MW of Load | 1 | 2030 | 0.018846
ENS | Alternate Scenario | C&I Curtailment | C&I Curtailment-Turnkey-Manual HVAC Control | Small Industrial | Miscellaneous | Winter Evening | MW of Load | 1 | 2030 | 0.27151
ENS | Alternate Scenario | C&I Curtailment | C&I Curtailment-Turnkey-Manual HVAC Control | Small Industrial | Offices | Winter Evening | MW of Load | 1 | 2030 | 0.0034793
ENS | Alternate Scenario | C&I Curtailment | C&I Curtailment-Turnkey-Manual HVAC Control | Small Industrial | Retail Trade | Winter Evening | MW of Load | 1 | 2030 | 0.011468
ENS | Alternate Scenario | C&I Curtailment | C&I Curtailment-Turnkey-Manual HVAC Control | Small Industrial | Services | Winter Evening | MW of Load | 1 | 2030 | 0.003623
ENS | Alternate Scenario | C&I Curtailment | C&I Curtailment-Turnkey-Auto-DR HVAC Control | Small Industrial | Miscellaneous | Winter Evening | MW of Load | 1 | 2030 | 0.021538
ENS | Alternate Scenario | C&I Curtailment | C&I Curtailment-Turnkey-Auto-DR HVAC Control | Small Industrial | Offices | Winter Evening | MW of Load | 1 | 2030 | 0.00027601
ENS | Alternate Scenario | C&I Curtailment | C&I Curtailment-Turnkey-Auto-DR HVAC Control | Small Industrial | Retail Trade | Winter Evening | MW of Load | 1 | 2030 | 0.00090972
ENS | Alternate Scenario | C&I Curtailment | C&I Curtailment-Turnkey-Auto-DR HVAC Control | Small Industrial | Services | Winter Evening | MW of Load | 1 | 2030 | 0.0002874
ENS | Alternate Scenario | C&I Curtailment | C&I Curtailment-Turnkey-Standard Lighting Control | Small Industrial | Miscellaneous | Winter Evening | MW of Load | 1 | 2030 | 0.084009
ENS | Alternate Scenario | C&I Curtailment | C&I Curtailment-Turnkey-Standard Lighting Control | Small Industrial | Offices | Winter Evening | MW of Load | 1 | 2030 | 0.00045358
ENS | Alternate Scenario | C&I Curtailment | C&I Curtailment-Turnkey-Standard Lighting Control | Small Industrial | Retail Trade | Winter Evening | MW of Load | 1 | 2030 | 0.004963
ENS | Alternate Scenario | C&I Curtailment | C&I Curtailment-Turnkey-Standard Lighting Control | Small Industrial | Services | Winter Evening | MW of Load | 1 | 2030 | 0.0015679
ENS | Alternate Scenario | C&I Curtailment | C&I Curtailment-Turnkey-Water Heating Control | Small Industrial | Miscellaneous | Winter Evening | MW of Load | 1 | 2030 | 0.0070927
ENS | Alternate Scenario | C&I Curtailment | C&I Curtailment-Turnkey-Water Heating Control | Small Industrial | Offices | Winter Evening | MW of Load | 1 | 2030 | 3.5951e-05
ENS | Alternate Scenario | C&I Curtailment | C&I Curtailment-Turnkey-Water Heating Control | Small Industrial | Retail Trade | Winter Evening | MW of Load | 1 | 2030 | 0.00068507
ENS | Alternate Scenario | C&I Curtailment | C&I Curtailment-Turnkey-Water Heating Control | Small Industrial | Services | Winter Evening | MW of Load | 1 | 2030 | 0.00021643
ENS | Alternate Scenario | C&I Curtailment | C&I Curtailment-Turnkey-Other | Small Industrial | Miscellaneous | Winter Evening | MW of Load | 1 | 2030 | 0.10877
ENS | Alternate Scenario | C&I Curtailment | C&I Curtailment-Turnkey-Other | Small Industrial | Offices | Winter Evening | MW of Load | 1 | 2030 | 0.00067873
ENS | Alternate Scenario | C&I Curtailment | C&I Curtailment-Turnkey-Other | Small Industrial | Retail Trade | Winter Evening | MW of Load | 1 | 2030 | 0.0075252
ENS | Alternate Scenario | C&I Curtailment | C&I Curtailment-Turnkey-Other | Small Industrial | Services | Winter Evening | MW of Load | 1 | 2030 | 0.0023774
ENS | Alternate Scenario | C&I Curtailment | C&I Curtailment-Turnkey-Industrial | Small Industrial | Manufacturing | Winter Evening | MW of Load | 1 | 2030 | 0.025855
ENS | Alternate Scenario | C&I Curtailment | C&I Curtailment-Turnkey-Manual HVAC Control | Medium Industrial | Miscellaneous | Winter Morning | MW of Load | 1 | 2030 | 3.7844
ENS | Alternate Scenario | C&I Curtailment | C&I Curtailment-Turnkey-Manual HVAC Control | Medium Industrial | Offices | Winter Morning | MW of Load | 1 | 2030 | 0.061047
ENS | Alternate Scenario | C&I Curtailment | C&I Curtailment-Turnkey-Manual HVAC Control | Medium Industrial | Retail Trade | Winter Morning | MW of Load | 1 | 2030 | 0.83625
ENS | Alternate Scenario | C&I Curtailment | C&I Curtailment-Turnkey-Manual HVAC Control | Medium Industrial | Services | Winter Morning | MW of Load | 1 | 2030 | 0.038507
ENS | Alternate Scenario | C&I Curtailment | C&I Curtailment-Turnkey-Auto-DR HVAC Control | Medium Industrial | Miscellaneous | Winter Morning | MW of Load | 1 | 2030 | 0.30021
ENS | Alternate Scenario | C&I Curtailment | C&I Curtailment-Turnkey-Auto-DR HVAC Control | Medium Industrial | Offices | Winter Morning | MW of Load | 1 | 2030 | 0.0048428
ENS | Alternate Scenario | C&I Curtailment | C&I Curtailment-Turnkey-Auto-DR HVAC Control | Medium Industrial | Retail Trade | Winter Morning | MW of Load | 1 | 2030 | 0.066338
ENS | Alternate Scenario | C&I Curtailment | C&I Curtailment-Turnkey-Auto-DR HVAC Control | Medium Industrial | Services | Winter Morning | MW of Load | 1 | 2030 | 0.0030547
ENS | Alternate Scenario | C&I Curtailment | C&I Curtailment-Turnkey-Standard Lighting Control | Medium Industrial | Miscellaneous | Winter Morning | MW of Load | 1 | 2030 | 1.171
ENS | Alternate Scenario | C&I Curtailment | C&I Curtailment-Turnkey-Standard Lighting Control | Medium Industrial | Offices | Winter Morning | MW of Load | 1 | 2030 | 0.0079584
ENS | Alternate Scenario | C&I Curtailment | C&I Curtailment-Turnkey-Standard Lighting Control | Medium Industrial | Retail Trade | Winter Morning | MW of Load | 1 | 2030 | 0.36191
ENS | Alternate Scenario | C&I Curtailment | C&I Curtailment-Turnkey-Standard Lighting Control | Medium Industrial | Services | Winter Morning | MW of Load | 1 | 2030 | 0.016665
ENS | Alternate Scenario | C&I Curtailment | C&I Curtailment-Turnkey-Water Heating Control | Medium Industrial | Miscellaneous | Winter Morning | MW of Load | 1 | 2030 | 0.098862
ENS | Alternate Scenario | C&I Curtailment | C&I Curtailment-Turnkey-Water Heating Control | Medium Industrial | Offices | Winter Morning | MW of Load | 1 | 2030 | 0.00063079
ENS | Alternate Scenario | C&I Curtailment | C&I Curtailment-Turnkey-Water Heating Control | Medium Industrial | Retail Trade | Winter Morning | MW of Load | 1 | 2030 | 0.049956
ENS | Alternate Scenario | C&I Curtailment | C&I Curtailment-Turnkey-Water Heating Control | Medium Industrial | Services | Winter Morning | MW of Load | 1 | 2030 | 0.0023003
ENS | Alternate Scenario | C&I Curtailment | C&I Curtailment-Turnkey-Other | Medium Industrial | Miscellaneous | Winter Morning | MW of Load | 1 | 2030 | 1.5161
ENS | Alternate Scenario | C&I Curtailment | C&I Curtailment-Turnkey-Other | Medium Industrial | Offices | Winter Morning | MW of Load | 1 | 2030 | 0.011909
ENS | Alternate Scenario | C&I Curtailment | C&I Curtailment-Turnkey-Other | Medium Industrial | Retail Trade | Winter Morning | MW of Load | 1 | 2030 | 0.54875
ENS | Alternate Scenario | C&I Curtailment | C&I Curtailment-Turnkey-Other | Medium Industrial | Services | Winter Morning | MW of Load | 1 | 2030 | 0.025268
ENS | Alternate Scenario | C&I Curtailment | C&I Curtailment-Turnkey-Manual HVAC Control | Medium Industrial | Miscellaneous | Winter Evening | MW of Load | 1 | 2030 | 3.6585
ENS | Alternate Scenario | C&I Curtailment | C&I Curtailment-Turnkey-Manual HVAC Control | Medium Industrial | Offices | Winter Evening | MW of Load | 1 | 2030 | 0.059016
ENS | Alternate Scenario | C&I Curtailment | C&I Curtailment-Turnkey-Manual HVAC Control | Medium Industrial | Retail Trade | Winter Evening | MW of Load | 1 | 2030 | 0.80843
ENS | Alternate Scenario | C&I Curtailment | C&I Curtailment-Turnkey-Manual HVAC Control | Medium Industrial | Services | Winter Evening | MW of Load | 1 | 2030 | 0.037226
ENS | Alternate Scenario | C&I Curtailment | C&I Curtailment-Turnkey-Auto-DR HVAC Control | Medium Industrial | Miscellaneous | Winter Evening | MW of Load | 1 | 2030 | 0.29022
ENS | Alternate Scenario | C&I Curtailment | C&I Curtailment-Turnkey-Auto-DR HVAC Control | Medium Industrial | Offices | Winter Evening | MW of Load | 1 | 2030 | 0.0046817
ENS | Alternate Scenario | C&I Curtailment | C&I Curtailment-Turnkey-Auto-DR HVAC Control | Medium Industrial | Retail Trade | Winter Evening | MW of Load | 1 | 2030 | 0.064131
ENS | Alternate Scenario | C&I Curtailment | C&I Curtailment-Turnkey-Auto-DR HVAC Control | Medium Industrial | Services | Winter Evening | MW of Load | 1 | 2030 | 0.002953
ENS | Alternate Scenario | C&I Curtailment | C&I Curtailment-Turnkey-Standard Lighting Control | Medium Industrial | Miscellaneous | Winter Evening | MW of Load | 1 | 2030 | 1.132
ENS | Alternate Scenario | C&I Curtailment | C&I Curtailment-Turnkey-Standard Lighting Control | Medium Industrial | Offices | Winter Evening | MW of Load | 1 | 2030 | 0.0076936
ENS | Alternate Scenario | C&I Curtailment | C&I Curtailment-Turnkey-Standard Lighting Control | Medium Industrial | Retail Trade | Winter Evening | MW of Load | 1 | 2030 | 0.34987
ENS | Alternate Scenario | C&I Curtailment | C&I Curtailment-Turnkey-Standard Lighting Control | Medium Industrial | Services | Winter Evening | MW of Load | 1 | 2030 | 0.01611
ENS | Alternate Scenario | C&I Curtailment | C&I Curtailment-Turnkey-Water Heating Control | Medium Industrial | Miscellaneous | Winter Evening | MW of Load | 1 | 2030 | 0.095573
ENS | Alternate Scenario | C&I Curtailment | C&I Curtailment-Turnkey-Water Heating Control | Medium Industrial | Offices | Winter Evening | MW of Load | 1 | 2030 | 0.0006098
ENS | Alternate Scenario | C&I Curtailment | C&I Curtailment-Turnkey-Water Heating Control | Medium Industrial | Retail Trade | Winter Evening | MW of Load | 1 | 2030 | 0.048294
ENS | Alternate Scenario | C&I Curtailment | C&I Curtailment-Turnkey-Water Heating Control | Medium Industrial | Services | Winter Evening | MW of Load | 1 | 2030 | 0.0022238
ENS | Alternate Scenario | C&I Curtailment | C&I Curtailment-Turnkey-Other | Medium Industrial | Miscellaneous | Winter Evening | MW of Load | 1 | 2030 | 1.4657
ENS | Alternate Scenario | C&I Curtailment | C&I Curtailment-Turnkey-Other | Medium Industrial | Offices | Winter Evening | MW of Load | 1 | 2030 | 0.011513
ENS | Alternate Scenario | C&I Curtailment | C&I Curtailment-Turnkey-Other | Medium Industrial | Retail Trade | Winter Evening | MW of Load | 1 | 2030 | 0.53049
ENS | Alternate Scenario | C&I Curtailment | C&I Curtailment-Turnkey-Other | Medium Industrial | Services | Winter Evening | MW of Load | 1 | 2030 | 0.024427
ENS | Alternate Scenario | C&I Curtailment | C&I Curtailment-Turnkey-Manual HVAC Control | Large Industrial | Miscellaneous | Winter Morning | MW of Load | 1 | 2030 | 0.078339
ENS | Alternate Scenario | C&I Curtailment | C&I Curtailment-Turnkey-Auto-DR HVAC Control | Large Industrial | Miscellaneous | Winter Morning | MW of Load | 1 | 2030 | 0.0062145
ENS | Alternate Scenario | C&I Curtailment | C&I Curtailment-Turnkey-Standard Lighting Control | Large Industrial | Miscellaneous | Winter Morning | MW of Load | 1 | 2030 | 0.033865
ENS | Alternate Scenario | C&I Curtailment | C&I Curtailment-Turnkey-Water Heating Control | Large Industrial | Miscellaneous | Winter Morning | MW of Load | 1 | 2030 | 0.0017198
ENS | Alternate Scenario | C&I Curtailment | C&I Curtailment-Turnkey-Other | Large Industrial | Miscellaneous | Winter Morning | MW of Load | 1 | 2030 | 0.036758
ENS | Alternate Scenario | C&I Curtailment | C&I Curtailment-Turnkey-Industrial | Large Industrial | Manufacturing | Winter Morning | MW of Load | 1 | 2030 | 0.007174
ENS | Alternate Scenario | C&I Curtailment | C&I Curtailment-Turnkey-Manual HVAC Control | Large Industrial | Miscellaneous | Winter Evening | MW of Load | 1 | 2030 | 0.077823
ENS | Alternate Scenario | C&I Curtailment | C&I Curtailment-Turnkey-Auto-DR HVAC Control | Large Industrial | Miscellaneous | Winter Evening | MW of Load | 1 | 2030 | 0.0061735
ENS | Alternate Scenario | C&I Curtailment | C&I Curtailment-Turnkey-Standard Lighting Control | Large Industrial | Miscellaneous | Winter Evening | MW of Load | 1 | 2030 | 0.033642
ENS | Alternate Scenario | C&I Curtailment | C&I Curtailment-Turnkey-Water Heating Control | Large Industrial | Miscellaneous | Winter Evening | MW of Load | 1 | 2030 | 0.0017084
ENS | Alternate Scenario | C&I Curtailment | C&I Curtailment-Turnkey-Other | Large Industrial | Miscellaneous | Winter Evening | MW of Load | 1 | 2030 | 0.036515
ENS | Alternate Scenario | C&I Curtailment | C&I Curtailment-Turnkey-Industrial | Large Industrial | Manufacturing | Winter Evening | MW of Load | 1 | 2030 | 0.0071267
ENS | Alternate Scenario | C&I Loadshift to BUGs | C&I Loadshift to BUGs | Large General | Miscellaneous | Winter Morning | MW of Load | 1 | 2030 | 2.9625
ENS | Alternate Scenario | C&I Loadshift to BUGs | C&I Loadshift to BUGs | Large General | Miscellaneous | Winter Evening | MW of Load | 1 | 2030 | 2.5466
ENS | Alternate Scenario | C&I Loadshift to BUGs | C&I Loadshift to BUGs | Small Industrial | Miscellaneous | Winter Morning | MW of Load | 1 | 2030 | 0.81534
ENS | Alternate Scenario | C&I Loadshift to BUGs | C&I Loadshift to BUGs | Small Industrial | Miscellaneous | Winter Evening | MW of Load | 1 | 2030 | 1.1186
ENS | Alternate Scenario | C&I Loadshift to BUGs | C&I Loadshift to BUGs | Medium Industrial | Manufacturing | Winter Morning | MW of Load | 1 | 2030 | 0.56726
ENS | Alternate Scenario | C&I Loadshift to BUGs | C&I Loadshift to BUGs | Medium Industrial | Miscellaneous | Winter Morning | MW of Load | 1 | 2030 | 2.4619
ENS | Alternate Scenario | C&I Loadshift to BUGs | C&I Loadshift to BUGs | Medium Industrial | Manufacturing | Winter Evening | MW of Load | 1 | 2030 | 0.54839
ENS | Alternate Scenario | C&I Loadshift to BUGs | C&I Loadshift to BUGs | Medium Industrial | Miscellaneous | Winter Evening | MW of Load | 1 | 2030 | 2.38
ENS | Alternate Scenario | Dynamic Pricing | Dynamic Pricing with enabling tech. | Small General | Manufacturing | Winter Morning | MW of Load | 1 | 2030 | 0.0070849
ENS | Alternate Scenario | Dynamic Pricing | Dynamic Pricing with enabling tech. | Small General | Manufacturing | Winter Evening | MW of Load | 1 | 2030 | 0.0082185
ENS | Alternate Scenario | Dynamic Pricing | Dynamic Pricing with enabling tech. | Residential Charitable | Residential LI | Winter Morning | MW of Load | 1 | 2030 | 1.9731
ENS | Alternate Scenario | Dynamic Pricing | Dynamic Pricing with enabling tech. | Residential Charitable | Residential Market Rate | Winter Morning | MW of Load | 1 | 2030 | 11.2689
ENS | Alternate Scenario | Dynamic Pricing | Dynamic Pricing w/o enabling tech. | Residential Charitable | Residential LI | Winter Morning | MW of Load | 1 | 2030 | 0.6964
ENS | Alternate Scenario | Dynamic Pricing | Dynamic Pricing w/o enabling tech. | Residential Charitable | Residential Market Rate | Winter Morning | MW of Load | 1 | 2030 | 3.9774
ENS | Alternate Scenario | Dynamic Pricing | Dynamic Pricing with enabling tech. | Residential Charitable | Residential LI | Winter Evening | MW of Load | 1 | 2030 | 2.2447
ENS | Alternate Scenario | Dynamic Pricing | Dynamic Pricing with enabling tech. | Residential Charitable | Residential Market Rate | Winter Evening | MW of Load | 1 | 2030 | 12.8203
ENS | Alternate Scenario | Dynamic Pricing | Dynamic Pricing w/o enabling tech. | Residential Charitable | Residential LI | Winter Evening | MW of Load | 1 | 2030 | 0.79227
ENS | Alternate Scenario | Dynamic Pricing | Dynamic Pricing w/o enabling tech. | Residential Charitable | Residential Market Rate | Winter Evening | MW of Load | 1 | 2030 | 4.525
ENS | Alternate Scenario | Behavioral DR | Behavioral DR | Residential Charitable | Residential LI | Winter Morning | MW of Load | 1 | 2030 | 0.37898
ENS | Alternate Scenario | Behavioral DR | Behavioral DR | Residential Charitable | Residential Market Rate | Winter Morning | MW of Load | 1 | 2030 | 2.1645
ENS | Alternate Scenario | Behavioral DR | Behavioral DR | Residential Charitable | Residential LI | Winter Evening | MW of Load | 1 | 2030 | 0.43115
ENS | Alternate Scenario | Behavioral DR | Behavioral DR | Residential Charitable | Residential Market Rate | Winter Evening | MW of Load | 1 | 2030 | 2.4625
ENS | Alternate Scenario | Time-of-Use Rates (TOU) | Time-of-Use Rates (TOU) | Residential Charitable | Residential LI | Winter Morning | MW of Load | 0 | 2030 | 0.37766
ENS | Alternate Scenario | Time-of-Use Rates (TOU) | Time-of-Use Rates (TOU) | Residential Charitable | Residential Market Rate | Winter Morning | MW of Load | 0 | 2030 | 2.157
ENS | Alternate Scenario | Time-of-Use Rates (TOU) | Time-of-Use Rates (TOU) | Residential Charitable | Residential LI | Winter Evening | MW of Load | 0 | 2030 | 0.42966
ENS | Alternate Scenario | Time-of-Use Rates (TOU) | Time-of-Use Rates (TOU) | Residential Charitable | Residential Market Rate | Winter Evening | MW of Load | 0 | 2030 | 2.4539
ENS | Alternate Scenario | C&I Curtailment | C&I Curtailment-Turnkey-Manual HVAC Control | General | Miscellaneous | Winter Morning | MW of Load | 1 | 2031 | 1.6556
ENS | Alternate Scenario | C&I Curtailment | C&I Curtailment-Turnkey-Manual HVAC Control | General | Offices | Winter Morning | MW of Load | 1 | 2031 | 0.11378
ENS | Alternate Scenario | C&I Curtailment | C&I Curtailment-Turnkey-Manual HVAC Control | General | Retail Trade | Winter Morning | MW of Load | 1 | 2031 | 0.38027
ENS | Alternate Scenario | C&I Curtailment | C&I Curtailment-Turnkey-Manual HVAC Control | General | Services | Winter Morning | MW of Load | 1 | 2031 | 0.24587
ENS | Alternate Scenario | C&I Curtailment | C&I Curtailment-Turnkey-Auto-DR HVAC Control | General | Miscellaneous | Winter Morning | MW of Load | 1 | 2031 | 0.16417
ENS | Alternate Scenario | C&I Curtailment | C&I Curtailment-Turnkey-Auto-DR HVAC Control | General | Offices | Winter Morning | MW of Load | 1 | 2031 | 0.011282
ENS | Alternate Scenario | C&I Curtailment | C&I Curtailment-Turnkey-Auto-DR HVAC Control | General | Retail Trade | Winter Morning | MW of Load | 1 | 2031 | 0.037708
ENS | Alternate Scenario | C&I Curtailment | C&I Curtailment-Turnkey-Auto-DR HVAC Control | General | Services | Winter Morning | MW of Load | 1 | 2031 | 0.02438
ENS | Alternate Scenario | C&I Curtailment | C&I Curtailment-Turnkey-Standard Lighting Control | General | Miscellaneous | Winter Morning | MW of Load | 1 | 2031 | 0.68918
ENS | Alternate Scenario | C&I Curtailment | C&I Curtailment-Turnkey-Standard Lighting Control | General | Offices | Winter Morning | MW of Load | 1 | 2031 | 0.013529
ENS | Alternate Scenario | C&I Curtailment | C&I Curtailment-Turnkey-Standard Lighting Control | General | Retail Trade | Winter Morning | MW of Load | 1 | 2031 | 0.1515
ENS | Alternate Scenario | C&I Curtailment | C&I Curtailment-Turnkey-Standard Lighting Control | General | Services | Winter Morning | MW of Load | 1 | 2031 | 0.098082
ENS | Alternate Scenario | C&I Curtailment | C&I Curtailment-Turnkey-Water Heating Control | General | Miscellaneous | Winter Morning | MW of Load | 1 | 2031 | 0.046209
ENS | Alternate Scenario | C&I Curtailment | C&I Curtailment-Turnkey-Water Heating Control | General | Offices | Winter Morning | MW of Load | 1 | 2031 | 0.001227
ENS | Alternate Scenario | C&I Curtailment | C&I Curtailment-Turnkey-Water Heating Control | General | Retail Trade | Winter Morning | MW of Load | 1 | 2031 | 0.024918
ENS | Alternate Scenario | C&I Curtailment | C&I Curtailment-Turnkey-Water Heating Control | General | Services | Winter Morning | MW of Load | 1 | 2031 | 0.016089
ENS | Alternate Scenario | C&I Curtailment | C&I Curtailment-Turnkey-Other | General | Miscellaneous | Winter Morning | MW of Load | 1 | 2031 | 0.80705
ENS | Alternate Scenario | C&I Curtailment | C&I Curtailment-Turnkey-Other | General | Offices | Winter Morning | MW of Load | 1 | 2031 | 0.02195
ENS | Alternate Scenario | C&I Curtailment | C&I Curtailment-Turnkey-Other | General | Retail Trade | Winter Morning | MW of Load | 1 | 2031 | 0.25599
ENS | Alternate Scenario | C&I Curtailment | C&I Curtailment-Turnkey-Other | General | Services | Winter Morning | MW of Load | 1 | 2031 | 0.16545
ENS | Alternate Scenario | C&I Curtailment | C&I Curtailment-Turnkey-Manual HVAC Control | General | Miscellaneous | Winter Evening | MW of Load | 1 | 2031 | 1.9364
ENS | Alternate Scenario | C&I Curtailment | C&I Curtailment-Turnkey-Manual HVAC Control | General | Offices | Winter Evening | MW of Load | 1 | 2031 | 0.13307
ENS | Alternate Scenario | C&I Curtailment | C&I Curtailment-Turnkey-Manual HVAC Control | General | Retail Trade | Winter Evening | MW of Load | 1 | 2031 | 0.44475
ENS | Alternate Scenario | C&I Curtailment | C&I Curtailment-Turnkey-Manual HVAC Control | General | Services | Winter Evening | MW of Load | 1 | 2031 | 0.28756
ENS | Alternate Scenario | C&I Curtailment | C&I Curtailment-Turnkey-Auto-DR HVAC Control | General | Miscellaneous | Winter Evening | MW of Load | 1 | 2031 | 0.19201
ENS | Alternate Scenario | C&I Curtailment | C&I Curtailment-Turnkey-Auto-DR HVAC Control | General | Offices | Winter Evening | MW of Load | 1 | 2031 | 0.013195
ENS | Alternate Scenario | C&I Curtailment | C&I Curtailment-Turnkey-Auto-DR HVAC Control | General | Retail Trade | Winter Evening | MW of Load | 1 | 2031 | 0.044102
ENS | Alternate Scenario | C&I Curtailment | C&I Curtailment-Turnkey-Auto-DR HVAC Control | General | Services | Winter Evening | MW of Load | 1 | 2031 | 0.028515
ENS | Alternate Scenario | C&I Curtailment | C&I Curtailment-Turnkey-Standard Lighting Control | General | Miscellaneous | Winter Evening | MW of Load | 1 | 2031 | 0.80606
ENS | Alternate Scenario | C&I Curtailment | C&I Curtailment-Turnkey-Standard Lighting Control | General | Offices | Winter Evening | MW of Load | 1 | 2031 | 0.015824
ENS | Alternate Scenario | C&I Curtailment | C&I Curtailment-Turnkey-Standard Lighting Control | General | Retail Trade | Winter Evening | MW of Load | 1 | 2031 | 0.17719
ENS | Alternate Scenario | C&I Curtailment | C&I Curtailment-Turnkey-Standard Lighting Control | General | Services | Winter Evening | MW of Load | 1 | 2031 | 0.11471
ENS | Alternate Scenario | C&I Curtailment | C&I Curtailment-Turnkey-Water Heating Control | General | Miscellaneous | Winter Evening | MW of Load | 1 | 2031 | 0.054045
ENS | Alternate Scenario | C&I Curtailment | C&I Curtailment-Turnkey-Water Heating Control | General | Offices | Winter Evening | MW of Load | 1 | 2031 | 0.001435
ENS | Alternate Scenario | C&I Curtailment | C&I Curtailment-Turnkey-Water Heating Control | General | Retail Trade | Winter Evening | MW of Load | 1 | 2031 | 0.029143
ENS | Alternate Scenario | C&I Curtailment | C&I Curtailment-Turnkey-Water Heating Control | General | Services | Winter Evening | MW of Load | 1 | 2031 | 0.018818
ENS | Alternate Scenario | C&I Curtailment | C&I Curtailment-Turnkey-Other | General | Miscellaneous | Winter Evening | MW of Load | 1 | 2031 | 0.94391
ENS | Alternate Scenario | C&I Curtailment | C&I Curtailment-Turnkey-Other | General | Offices | Winter Evening | MW of Load | 1 | 2031 | 0.025672
ENS | Alternate Scenario | C&I Curtailment | C&I Curtailment-Turnkey-Other | General | Retail Trade | Winter Evening | MW of Load | 1 | 2031 | 0.2994
ENS | Alternate Scenario | C&I Curtailment | C&I Curtailment-Turnkey-Other | General | Services | Winter Evening | MW of Load | 1 | 2031 | 0.19351
ENS | Alternate Scenario | C&I Curtailment | C&I Curtailment-Turnkey-Manual HVAC Control | Large General | Miscellaneous | Winter Morning | MW of Load | 1 | 2031 | 1.3273
ENS | Alternate Scenario | C&I Curtailment | C&I Curtailment-Turnkey-Manual HVAC Control | Large General | Retail Trade | Winter Morning | MW of Load | 1 | 2031 | 0.055341
ENS | Alternate Scenario | C&I Curtailment | C&I Curtailment-Turnkey-Manual HVAC Control | Large General | Services | Winter Morning | MW of Load | 1 | 2031 | 0.088622
ENS | Alternate Scenario | C&I Curtailment | C&I Curtailment-Turnkey-Auto-DR HVAC Control | Large General | Miscellaneous | Winter Morning | MW of Load | 1 | 2031 | 0.13162
ENS | Alternate Scenario | C&I Curtailment | C&I Curtailment-Turnkey-Auto-DR HVAC Control | Large General | Retail Trade | Winter Morning | MW of Load | 1 | 2031 | 0.0054876
ENS | Alternate Scenario | C&I Curtailment | C&I Curtailment-Turnkey-Auto-DR HVAC Control | Large General | Services | Winter Morning | MW of Load | 1 | 2031 | 0.0087877
ENS | Alternate Scenario | C&I Curtailment | C&I Curtailment-Turnkey-Standard Lighting Control | Large General | Miscellaneous | Winter Morning | MW of Load | 1 | 2031 | 0.57378
ENS | Alternate Scenario | C&I Curtailment | C&I Curtailment-Turnkey-Standard Lighting Control | Large General | Retail Trade | Winter Morning | MW of Load | 1 | 2031 | 0.021904
ENS | Alternate Scenario | C&I Curtailment | C&I Curtailment-Turnkey-Standard Lighting Control | Large General | Services | Winter Morning | MW of Load | 1 | 2031 | 0.035076
ENS | Alternate Scenario | C&I Curtailment | C&I Curtailment-Turnkey-Water Heating Control | Large General | Miscellaneous | Winter Morning | MW of Load | 1 | 2031 | 0.029138
ENS | Alternate Scenario | C&I Curtailment | C&I Curtailment-Turnkey-Water Heating Control | Large General | Retail Trade | Winter Morning | MW of Load | 1 | 2031 | 0.0036505
ENS | Alternate Scenario | C&I Curtailment | C&I Curtailment-Turnkey-Water Heating Control | Large General | Services | Winter Morning | MW of Load | 1 | 2031 | 0.0058459
ENS | Alternate Scenario | C&I Curtailment | C&I Curtailment-Turnkey-Other | Large General | Miscellaneous | Winter Morning | MW of Load | 1 | 2031 | 0.62279
ENS | Alternate Scenario | C&I Curtailment | C&I Curtailment-Turnkey-Other | Large General | Retail Trade | Winter Morning | MW of Load | 1 | 2031 | 0.037325
ENS | Alternate Scenario | C&I Curtailment | C&I Curtailment-Turnkey-Other | Large General | Services | Winter Morning | MW of Load | 1 | 2031 | 0.059772
ENS | Alternate Scenario | C&I Curtailment | C&I Curtailment-Turnkey-Manual HVAC Control | Large General | Miscellaneous | Winter Evening | MW of Load | 1 | 2031 | 1.1405
ENS | Alternate Scenario | C&I Curtailment | C&I Curtailment-Turnkey-Manual HVAC Control | Large General | Retail Trade | Winter Evening | MW of Load | 1 | 2031 | 0.047551
ENS | Alternate Scenario | C&I Curtailment | C&I Curtailment-Turnkey-Manual HVAC Control | Large General | Services | Winter Evening | MW of Load | 1 | 2031 | 0.076147
ENS | Alternate Scenario | C&I Curtailment | C&I Curtailment-Turnkey-Auto-DR HVAC Control | Large General | Miscellaneous | Winter Evening | MW of Load | 1 | 2031 | 0.11309
ENS | Alternate Scenario | C&I Curtailment | C&I Curtailment-Turnkey-Auto-DR HVAC Control | Large General | Retail Trade | Winter Evening | MW of Load | 1 | 2031 | 0.0047151
ENS | Alternate Scenario | C&I Curtailment | C&I Curtailment-Turnkey-Auto-DR HVAC Control | Large General | Services | Winter Evening | MW of Load | 1 | 2031 | 0.0075507
ENS | Alternate Scenario | C&I Curtailment | C&I Curtailment-Turnkey-Standard Lighting Control | Large General | Miscellaneous | Winter Evening | MW of Load | 1 | 2031 | 0.49302
ENS | Alternate Scenario | C&I Curtailment | C&I Curtailment-Turnkey-Standard Lighting Control | Large General | Retail Trade | Winter Evening | MW of Load | 1 | 2031 | 0.01882
ENS | Alternate Scenario | C&I Curtailment | C&I Curtailment-Turnkey-Standard Lighting Control | Large General | Services | Winter Evening | MW of Load | 1 | 2031 | 0.030139
ENS | Alternate Scenario | C&I Curtailment | C&I Curtailment-Turnkey-Water Heating Control | Large General | Miscellaneous | Winter Evening | MW of Load | 1 | 2031 | 0.025037
ENS | Alternate Scenario | C&I Curtailment | C&I Curtailment-Turnkey-Water Heating Control | Large General | Retail Trade | Winter Evening | MW of Load | 1 | 2031 | 0.0031367
ENS | Alternate Scenario | C&I Curtailment | C&I Curtailment-Turnkey-Water Heating Control | Large General | Services | Winter Evening | MW of Load | 1 | 2031 | 0.005023
ENS | Alternate Scenario | C&I Curtailment | C&I Curtailment-Turnkey-Other | Large General | Miscellaneous | Winter Evening | MW of Load | 1 | 2031 | 0.53513
ENS | Alternate Scenario | C&I Curtailment | C&I Curtailment-Turnkey-Other | Large General | Retail Trade | Winter Evening | MW of Load | 1 | 2031 | 0.032071
ENS | Alternate Scenario | C&I Curtailment | C&I Curtailment-Turnkey-Other | Large General | Services | Winter Evening | MW of Load | 1 | 2031 | 0.051359
ENS | Alternate Scenario | C&I Curtailment | C&I Curtailment-Turnkey-Manual HVAC Control | Small Industrial | Miscellaneous | Winter Morning | MW of Load | 1 | 2031 | 0.22043
ENS | Alternate Scenario | C&I Curtailment | C&I Curtailment-Turnkey-Manual HVAC Control | Small Industrial | Offices | Winter Morning | MW of Load | 1 | 2031 | 0.0028247
ENS | Alternate Scenario | C&I Curtailment | C&I Curtailment-Turnkey-Manual HVAC Control | Small Industrial | Retail Trade | Winter Morning | MW of Load | 1 | 2031 | 0.0093103
ENS | Alternate Scenario | C&I Curtailment | C&I Curtailment-Turnkey-Manual HVAC Control | Small Industrial | Services | Winter Morning | MW of Load | 1 | 2031 | 0.0029414
ENS | Alternate Scenario | C&I Curtailment | C&I Curtailment-Turnkey-Auto-DR HVAC Control | Small Industrial | Miscellaneous | Winter Morning | MW of Load | 1 | 2031 | 0.021858
ENS | Alternate Scenario | C&I Curtailment | C&I Curtailment-Turnkey-Auto-DR HVAC Control | Small Industrial | Offices | Winter Morning | MW of Load | 1 | 2031 | 0.0002801
ENS | Alternate Scenario | C&I Curtailment | C&I Curtailment-Turnkey-Auto-DR HVAC Control | Small Industrial | Retail Trade | Winter Morning | MW of Load | 1 | 2031 | 0.00092321
ENS | Alternate Scenario | C&I Curtailment | C&I Curtailment-Turnkey-Auto-DR HVAC Control | Small Industrial | Services | Winter Morning | MW of Load | 1 | 2031 | 0.00029167
ENS | Alternate Scenario | C&I Curtailment | C&I Curtailment-Turnkey-Standard Lighting Control | Small Industrial | Miscellaneous | Winter Morning | MW of Load | 1 | 2031 | 0.068204
ENS | Alternate Scenario | C&I Curtailment | C&I Curtailment-Turnkey-Standard Lighting Control | Small Industrial | Offices | Winter Morning | MW of Load | 1 | 2031 | 0.00036825
ENS | Alternate Scenario | C&I Curtailment | C&I Curtailment-Turnkey-Standard Lighting Control | Small Industrial | Retail Trade | Winter Morning | MW of Load | 1 | 2031 | 0.0040293
ENS | Alternate Scenario | C&I Curtailment | C&I Curtailment-Turnkey-Standard Lighting Control | Small Industrial | Services | Winter Morning | MW of Load | 1 | 2031 | 0.001273
ENS | Alternate Scenario | C&I Curtailment | C&I Curtailment-Turnkey-Water Heating Control | Small Industrial | Miscellaneous | Winter Morning | MW of Load | 1 | 2031 | 0.0057583
ENS | Alternate Scenario | C&I Curtailment | C&I Curtailment-Turnkey-Water Heating Control | Small Industrial | Offices | Winter Morning | MW of Load | 1 | 2031 | 2.9187e-05
ENS | Alternate Scenario | C&I Curtailment | C&I Curtailment-Turnkey-Water Heating Control | Small Industrial | Retail Trade | Winter Morning | MW of Load | 1 | 2031 | 0.00055619
ENS | Alternate Scenario | C&I Curtailment | C&I Curtailment-Turnkey-Water Heating Control | Small Industrial | Services | Winter Morning | MW of Load | 1 | 2031 | 0.00017571
ENS | Alternate Scenario | C&I Curtailment | C&I Curtailment-Turnkey-Other | Small Industrial | Miscellaneous | Winter Morning | MW of Load | 1 | 2031 | 0.088307
ENS | Alternate Scenario | C&I Curtailment | C&I Curtailment-Turnkey-Other | Small Industrial | Offices | Winter Morning | MW of Load | 1 | 2031 | 0.00055104
ENS | Alternate Scenario | C&I Curtailment | C&I Curtailment-Turnkey-Other | Small Industrial | Retail Trade | Winter Morning | MW of Load | 1 | 2031 | 0.0061095
ENS | Alternate Scenario | C&I Curtailment | C&I Curtailment-Turnkey-Other | Small Industrial | Services | Winter Morning | MW of Load | 1 | 2031 | 0.0019301
ENS | Alternate Scenario | C&I Curtailment | C&I Curtailment-Turnkey-Industrial | Small Industrial | Manufacturing | Winter Morning | MW of Load | 1 | 2031 | 0.020991
ENS | Alternate Scenario | C&I Curtailment | C&I Curtailment-Turnkey-Manual HVAC Control | Small Industrial | Miscellaneous | Winter Evening | MW of Load | 1 | 2031 | 0.30227
ENS | Alternate Scenario | C&I Curtailment | C&I Curtailment-Turnkey-Manual HVAC Control | Small Industrial | Offices | Winter Evening | MW of Load | 1 | 2031 | 0.0038735
ENS | Alternate Scenario | C&I Curtailment | C&I Curtailment-Turnkey-Manual HVAC Control | Small Industrial | Retail Trade | Winter Evening | MW of Load | 1 | 2031 | 0.012767
ENS | Alternate Scenario | C&I Curtailment | C&I Curtailment-Turnkey-Manual HVAC Control | Small Industrial | Services | Winter Evening | MW of Load | 1 | 2031 | 0.0040335
ENS | Alternate Scenario | C&I Curtailment | C&I Curtailment-Turnkey-Auto-DR HVAC Control | Small Industrial | Miscellaneous | Winter Evening | MW of Load | 1 | 2031 | 0.029973
ENS | Alternate Scenario | C&I Curtailment | C&I Curtailment-Turnkey-Auto-DR HVAC Control | Small Industrial | Offices | Winter Evening | MW of Load | 1 | 2031 | 0.0003841
ENS | Alternate Scenario | C&I Curtailment | C&I Curtailment-Turnkey-Auto-DR HVAC Control | Small Industrial | Retail Trade | Winter Evening | MW of Load | 1 | 2031 | 0.001266
ENS | Alternate Scenario | C&I Curtailment | C&I Curtailment-Turnkey-Auto-DR HVAC Control | Small Industrial | Services | Winter Evening | MW of Load | 1 | 2031 | 0.00039996
ENS | Alternate Scenario | C&I Curtailment | C&I Curtailment-Turnkey-Standard Lighting Control | Small Industrial | Miscellaneous | Winter Evening | MW of Load | 1 | 2031 | 0.093527
ENS | Alternate Scenario | C&I Curtailment | C&I Curtailment-Turnkey-Standard Lighting Control | Small Industrial | Offices | Winter Evening | MW of Load | 1 | 2031 | 0.00050497
ENS | Alternate Scenario | C&I Curtailment | C&I Curtailment-Turnkey-Standard Lighting Control | Small Industrial | Retail Trade | Winter Evening | MW of Load | 1 | 2031 | 0.0055253
ENS | Alternate Scenario | C&I Curtailment | C&I Curtailment-Turnkey-Standard Lighting Control | Small Industrial | Services | Winter Evening | MW of Load | 1 | 2031 | 0.0017456
ENS | Alternate Scenario | C&I Curtailment | C&I Curtailment-Turnkey-Water Heating Control | Small Industrial | Miscellaneous | Winter Evening | MW of Load | 1 | 2031 | 0.0078963
ENS | Alternate Scenario | C&I Curtailment | C&I Curtailment-Turnkey-Water Heating Control | Small Industrial | Offices | Winter Evening | MW of Load | 1 | 2031 | 4.0024e-05
ENS | Alternate Scenario | C&I Curtailment | C&I Curtailment-Turnkey-Water Heating Control | Small Industrial | Retail Trade | Winter Evening | MW of Load | 1 | 2031 | 0.00076269
ENS | Alternate Scenario | C&I Curtailment | C&I Curtailment-Turnkey-Water Heating Control | Small Industrial | Services | Winter Evening | MW of Load | 1 | 2031 | 0.00024095
ENS | Alternate Scenario | C&I Curtailment | C&I Curtailment-Turnkey-Other | Small Industrial | Miscellaneous | Winter Evening | MW of Load | 1 | 2031 | 0.12109
ENS | Alternate Scenario | C&I Curtailment | C&I Curtailment-Turnkey-Other | Small Industrial | Offices | Winter Evening | MW of Load | 1 | 2031 | 0.00075563
ENS | Alternate Scenario | C&I Curtailment | C&I Curtailment-Turnkey-Other | Small Industrial | Retail Trade | Winter Evening | MW of Load | 1 | 2031 | 0.0083778
ENS | Alternate Scenario | C&I Curtailment | C&I Curtailment-Turnkey-Other | Small Industrial | Services | Winter Evening | MW of Load | 1 | 2031 | 0.0026468
ENS | Alternate Scenario | C&I Curtailment | C&I Curtailment-Turnkey-Industrial | Small Industrial | Manufacturing | Winter Evening | MW of Load | 1 | 2031 | 0.028784
ENS | Alternate Scenario | C&I Curtailment | C&I Curtailment-Turnkey-Manual HVAC Control | Medium Industrial | Miscellaneous | Winter Morning | MW of Load | 1 | 2031 | 4.2141
ENS | Alternate Scenario | C&I Curtailment | C&I Curtailment-Turnkey-Manual HVAC Control | Medium Industrial | Offices | Winter Morning | MW of Load | 1 | 2031 | 0.067979
ENS | Alternate Scenario | C&I Curtailment | C&I Curtailment-Turnkey-Manual HVAC Control | Medium Industrial | Retail Trade | Winter Morning | MW of Load | 1 | 2031 | 0.93119
ENS | Alternate Scenario | C&I Curtailment | C&I Curtailment-Turnkey-Manual HVAC Control | Medium Industrial | Services | Winter Morning | MW of Load | 1 | 2031 | 0.042879
ENS | Alternate Scenario | C&I Curtailment | C&I Curtailment-Turnkey-Auto-DR HVAC Control | Medium Industrial | Miscellaneous | Winter Morning | MW of Load | 1 | 2031 | 0.41787
ENS | Alternate Scenario | C&I Curtailment | C&I Curtailment-Turnkey-Auto-DR HVAC Control | Medium Industrial | Offices | Winter Morning | MW of Load | 1 | 2031 | 0.0067408
ENS | Alternate Scenario | C&I Curtailment | C&I Curtailment-Turnkey-Auto-DR HVAC Control | Medium Industrial | Retail Trade | Winter Morning | MW of Load | 1 | 2031 | 0.092337
ENS | Alternate Scenario | C&I Curtailment | C&I Curtailment-Turnkey-Auto-DR HVAC Control | Medium Industrial | Services | Winter Morning | MW of Load | 1 | 2031 | 0.0042518
ENS | Alternate Scenario | C&I Curtailment | C&I Curtailment-Turnkey-Standard Lighting Control | Medium Industrial | Miscellaneous | Winter Morning | MW of Load | 1 | 2031 | 1.3039
ENS | Alternate Scenario | C&I Curtailment | C&I Curtailment-Turnkey-Standard Lighting Control | Medium Industrial | Offices | Winter Morning | MW of Load | 1 | 2031 | 0.008862
ENS | Alternate Scenario | C&I Curtailment | C&I Curtailment-Turnkey-Standard Lighting Control | Medium Industrial | Retail Trade | Winter Morning | MW of Load | 1 | 2031 | 0.403
ENS | Alternate Scenario | C&I Curtailment | C&I Curtailment-Turnkey-Standard Lighting Control | Medium Industrial | Services | Winter Morning | MW of Load | 1 | 2031 | 0.018557
ENS | Alternate Scenario | C&I Curtailment | C&I Curtailment-Turnkey-Water Heating Control | Medium Industrial | Miscellaneous | Winter Morning | MW of Load | 1 | 2031 | 0.11009
ENS | Alternate Scenario | C&I Curtailment | C&I Curtailment-Turnkey-Water Heating Control | Medium Industrial | Offices | Winter Morning | MW of Load | 1 | 2031 | 0.00070241
ENS | Alternate Scenario | C&I Curtailment | C&I Curtailment-Turnkey-Water Heating Control | Medium Industrial | Retail Trade | Winter Morning | MW of Load | 1 | 2031 | 0.055628
ENS | Alternate Scenario | C&I Curtailment | C&I Curtailment-Turnkey-Water Heating Control | Medium Industrial | Services | Winter Morning | MW of Load | 1 | 2031 | 0.0025615
ENS | Alternate Scenario | C&I Curtailment | C&I Curtailment-Turnkey-Other | Medium Industrial | Miscellaneous | Winter Morning | MW of Load | 1 | 2031 | 1.6882
ENS | Alternate Scenario | C&I Curtailment | C&I Curtailment-Turnkey-Other | Medium Industrial | Offices | Winter Morning | MW of Load | 1 | 2031 | 0.013261
ENS | Alternate Scenario | C&I Curtailment | C&I Curtailment-Turnkey-Other | Medium Industrial | Retail Trade | Winter Morning | MW of Load | 1 | 2031 | 0.61105
ENS | Alternate Scenario | C&I Curtailment | C&I Curtailment-Turnkey-Other | Medium Industrial | Services | Winter Morning | MW of Load | 1 | 2031 | 0.028137
ENS | Alternate Scenario | C&I Curtailment | C&I Curtailment-Turnkey-Manual HVAC Control | Medium Industrial | Miscellaneous | Winter Evening | MW of Load | 1 | 2031 | 4.0721
ENS | Alternate Scenario | C&I Curtailment | C&I Curtailment-Turnkey-Manual HVAC Control | Medium Industrial | Offices | Winter Evening | MW of Load | 1 | 2031 | 0.065688
ENS | Alternate Scenario | C&I Curtailment | C&I Curtailment-Turnkey-Manual HVAC Control | Medium Industrial | Retail Trade | Winter Evening | MW of Load | 1 | 2031 | 0.89982
ENS | Alternate Scenario | C&I Curtailment | C&I Curtailment-Turnkey-Manual HVAC Control | Medium Industrial | Services | Winter Evening | MW of Load | 1 | 2031 | 0.041434
ENS | Alternate Scenario | C&I Curtailment | C&I Curtailment-Turnkey-Auto-DR HVAC Control | Medium Industrial | Miscellaneous | Winter Evening | MW of Load | 1 | 2031 | 0.40379
ENS | Alternate Scenario | C&I Curtailment | C&I Curtailment-Turnkey-Auto-DR HVAC Control | Medium Industrial | Offices | Winter Evening | MW of Load | 1 | 2031 | 0.0065136
ENS | Alternate Scenario | C&I Curtailment | C&I Curtailment-Turnkey-Auto-DR HVAC Control | Medium Industrial | Retail Trade | Winter Evening | MW of Load | 1 | 2031 | 0.089226
ENS | Alternate Scenario | C&I Curtailment | C&I Curtailment-Turnkey-Auto-DR HVAC Control | Medium Industrial | Services | Winter Evening | MW of Load | 1 | 2031 | 0.0041086
ENS | Alternate Scenario | C&I Curtailment | C&I Curtailment-Turnkey-Standard Lighting Control | Medium Industrial | Miscellaneous | Winter Evening | MW of Load | 1 | 2031 | 1.26
ENS | Alternate Scenario | C&I Curtailment | C&I Curtailment-Turnkey-Standard Lighting Control | Medium Industrial | Offices | Winter Evening | MW of Load | 1 | 2031 | 0.0085634
ENS | Alternate Scenario | C&I Curtailment | C&I Curtailment-Turnkey-Standard Lighting Control | Medium Industrial | Retail Trade | Winter Evening | MW of Load | 1 | 2031 | 0.38942
ENS | Alternate Scenario | C&I Curtailment | C&I Curtailment-Turnkey-Standard Lighting Control | Medium Industrial | Services | Winter Evening | MW of Load | 1 | 2031 | 0.017931
ENS | Alternate Scenario | C&I Curtailment | C&I Curtailment-Turnkey-Water Heating Control | Medium Industrial | Miscellaneous | Winter Evening | MW of Load | 1 | 2031 | 0.10638
ENS | Alternate Scenario | C&I Curtailment | C&I Curtailment-Turnkey-Water Heating Control | Medium Industrial | Offices | Winter Evening | MW of Load | 1 | 2031 | 0.00067874
ENS | Alternate Scenario | C&I Curtailment | C&I Curtailment-Turnkey-Water Heating Control | Medium Industrial | Retail Trade | Winter Evening | MW of Load | 1 | 2031 | 0.053754
ENS | Alternate Scenario | C&I Curtailment | C&I Curtailment-Turnkey-Water Heating Control | Medium Industrial | Services | Winter Evening | MW of Load | 1 | 2031 | 0.0024752
ENS | Alternate Scenario | C&I Curtailment | C&I Curtailment-Turnkey-Other | Medium Industrial | Miscellaneous | Winter Evening | MW of Load | 1 | 2031 | 1.6313
ENS | Alternate Scenario | C&I Curtailment | C&I Curtailment-Turnkey-Other | Medium Industrial | Offices | Winter Evening | MW of Load | 1 | 2031 | 0.012814
ENS | Alternate Scenario | C&I Curtailment | C&I Curtailment-Turnkey-Other | Medium Industrial | Retail Trade | Winter Evening | MW of Load | 1 | 2031 | 0.59046
ENS | Alternate Scenario | C&I Curtailment | C&I Curtailment-Turnkey-Other | Medium Industrial | Services | Winter Evening | MW of Load | 1 | 2031 | 0.027189
ENS | Alternate Scenario | C&I Curtailment | C&I Curtailment-Turnkey-Manual HVAC Control | Large Industrial | Miscellaneous | Winter Morning | MW of Load | 1 | 2031 | 0.087324
ENS | Alternate Scenario | C&I Curtailment | C&I Curtailment-Turnkey-Auto-DR HVAC Control | Large Industrial | Miscellaneous | Winter Morning | MW of Load | 1 | 2031 | 0.0086591
ENS | Alternate Scenario | C&I Curtailment | C&I Curtailment-Turnkey-Standard Lighting Control | Large Industrial | Miscellaneous | Winter Morning | MW of Load | 1 | 2031 | 0.037749
ENS | Alternate Scenario | C&I Curtailment | C&I Curtailment-Turnkey-Water Heating Control | Large Industrial | Miscellaneous | Winter Morning | MW of Load | 1 | 2031 | 0.001917
ENS | Alternate Scenario | C&I Curtailment | C&I Curtailment-Turnkey-Other | Large Industrial | Miscellaneous | Winter Morning | MW of Load | 1 | 2031 | 0.040974
ENS | Alternate Scenario | C&I Curtailment | C&I Curtailment-Turnkey-Industrial | Large Industrial | Manufacturing | Winter Morning | MW of Load | 1 | 2031 | 0.0079968
ENS | Alternate Scenario | C&I Curtailment | C&I Curtailment-Turnkey-Manual HVAC Control | Large Industrial | Miscellaneous | Winter Evening | MW of Load | 1 | 2031 | 0.08671
ENS | Alternate Scenario | C&I Curtailment | C&I Curtailment-Turnkey-Auto-DR HVAC Control | Large Industrial | Miscellaneous | Winter Evening | MW of Load | 1 | 2031 | 0.0085982
ENS | Alternate Scenario | C&I Curtailment | C&I Curtailment-Turnkey-Standard Lighting Control | Large Industrial | Miscellaneous | Winter Evening | MW of Load | 1 | 2031 | 0.037484
ENS | Alternate Scenario | C&I Curtailment | C&I Curtailment-Turnkey-Water Heating Control | Large Industrial | Miscellaneous | Winter Evening | MW of Load | 1 | 2031 | 0.0019035
ENS | Alternate Scenario | C&I Curtailment | C&I Curtailment-Turnkey-Other | Large Industrial | Miscellaneous | Winter Evening | MW of Load | 1 | 2031 | 0.040686
ENS | Alternate Scenario | C&I Curtailment | C&I Curtailment-Turnkey-Industrial | Large Industrial | Manufacturing | Winter Evening | MW of Load | 1 | 2031 | 0.0079405
ENS | Alternate Scenario | C&I Loadshift to BUGs | C&I Loadshift to BUGs | Large General | Miscellaneous | Winter Morning | MW of Load | 1 | 2031 | 2.9656
ENS | Alternate Scenario | C&I Loadshift to BUGs | C&I Loadshift to BUGs | Large General | Miscellaneous | Winter Evening | MW of Load | 1 | 2031 | 2.5481
ENS | Alternate Scenario | C&I Loadshift to BUGs | C&I Loadshift to BUGs | Small Industrial | Miscellaneous | Winter Morning | MW of Load | 1 | 2031 | 0.82458
ENS | Alternate Scenario | C&I Loadshift to BUGs | C&I Loadshift to BUGs | Small Industrial | Miscellaneous | Winter Evening | MW of Load | 1 | 2031 | 1.1307
ENS | Alternate Scenario | C&I Loadshift to BUGs | C&I Loadshift to BUGs | Medium Industrial | Manufacturing | Winter Morning | MW of Load | 1 | 2031 | 0.57172
ENS | Alternate Scenario | C&I Loadshift to BUGs | C&I Loadshift to BUGs | Medium Industrial | Miscellaneous | Winter Morning | MW of Load | 1 | 2031 | 2.4813
ENS | Alternate Scenario | C&I Loadshift to BUGs | C&I Loadshift to BUGs | Medium Industrial | Manufacturing | Winter Evening | MW of Load | 1 | 2031 | 0.55246
ENS | Alternate Scenario | C&I Loadshift to BUGs | C&I Loadshift to BUGs | Medium Industrial | Miscellaneous | Winter Evening | MW of Load | 1 | 2031 | 2.3977
ENS | Alternate Scenario | Dynamic Pricing | Dynamic Pricing with enabling tech. | Small General | Manufacturing | Winter Morning | MW of Load | 1 | 2031 | 0.0072661
ENS | Alternate Scenario | Dynamic Pricing | Dynamic Pricing with enabling tech. | Small General | Manufacturing | Winter Evening | MW of Load | 1 | 2031 | 0.0084249
ENS | Alternate Scenario | Dynamic Pricing | Dynamic Pricing with enabling tech. | Residential Charitable | Residential LI | Winter Morning | MW of Load | 1 | 2031 | 3.2996
ENS | Alternate Scenario | Dynamic Pricing | Dynamic Pricing with enabling tech. | Residential Charitable | Residential Market Rate | Winter Morning | MW of Load | 1 | 2031 | 18.8455
ENS | Alternate Scenario | Dynamic Pricing | Dynamic Pricing with enabling tech. | Residential Charitable | Residential LI | Winter Evening | MW of Load | 1 | 2031 | 3.7522
ENS | Alternate Scenario | Dynamic Pricing | Dynamic Pricing with enabling tech. | Residential Charitable | Residential Market Rate | Winter Evening | MW of Load | 1 | 2031 | 21.4305
ENS | Alternate Scenario | Behavioral DR | Behavioral DR | Residential Charitable | Residential LI | Winter Morning | MW of Load | 1 | 2031 | 0.39364
ENS | Alternate Scenario | Behavioral DR | Behavioral DR | Residential Charitable | Residential Market Rate | Winter Morning | MW of Load | 1 | 2031 | 2.2482
ENS | Alternate Scenario | Behavioral DR | Behavioral DR | Residential Charitable | Residential LI | Winter Evening | MW of Load | 1 | 2031 | 0.44763
ENS | Alternate Scenario | Behavioral DR | Behavioral DR | Residential Charitable | Residential Market Rate | Winter Evening | MW of Load | 1 | 2031 | 2.5566
ENS | Alternate Scenario | Time-of-Use Rates (TOU) | Time-of-Use Rates (TOU) | Residential Charitable | Residential LI | Winter Morning | MW of Load | 0 | 2031 | 0.34443
ENS | Alternate Scenario | Time-of-Use Rates (TOU) | Time-of-Use Rates (TOU) | Residential Charitable | Residential Market Rate | Winter Morning | MW of Load | 0 | 2031 | 1.9672
ENS | Alternate Scenario | Time-of-Use Rates (TOU) | Time-of-Use Rates (TOU) | Residential Charitable | Residential LI | Winter Evening | MW of Load | 0 | 2031 | 0.39168
ENS | Alternate Scenario | Time-of-Use Rates (TOU) | Time-of-Use Rates (TOU) | Residential Charitable | Residential Market Rate | Winter Evening | MW of Load | 0 | 2031 | 2.237
ENS | Alternate Scenario | C&I Curtailment | C&I Curtailment-Turnkey-Manual HVAC Control | General | Miscellaneous | Winter Morning | MW of Load | 1 | 2032 | 1.6664
ENS | Alternate Scenario | C&I Curtailment | C&I Curtailment-Turnkey-Manual HVAC Control | General | Offices | Winter Morning | MW of Load | 1 | 2032 | 0.11452
ENS | Alternate Scenario | C&I Curtailment | C&I Curtailment-Turnkey-Manual HVAC Control | General | Retail Trade | Winter Morning | MW of Load | 1 | 2032 | 0.38273
ENS | Alternate Scenario | C&I Curtailment | C&I Curtailment-Turnkey-Manual HVAC Control | General | Services | Winter Morning | MW of Load | 1 | 2032 | 0.24746
ENS | Alternate Scenario | C&I Curtailment | C&I Curtailment-Turnkey-Auto-DR HVAC Control | General | Miscellaneous | Winter Morning | MW of Load | 1 | 2032 | 0.20655
ENS | Alternate Scenario | C&I Curtailment | C&I Curtailment-Turnkey-Auto-DR HVAC Control | General | Offices | Winter Morning | MW of Load | 1 | 2032 | 0.014194
ENS | Alternate Scenario | C&I Curtailment | C&I Curtailment-Turnkey-Auto-DR HVAC Control | General | Retail Trade | Winter Morning | MW of Load | 1 | 2032 | 0.04744
ENS | Alternate Scenario | C&I Curtailment | C&I Curtailment-Turnkey-Auto-DR HVAC Control | General | Services | Winter Morning | MW of Load | 1 | 2032 | 0.030673
ENS | Alternate Scenario | C&I Curtailment | C&I Curtailment-Turnkey-Standard Lighting Control | General | Miscellaneous | Winter Morning | MW of Load | 1 | 2032 | 0.69365
ENS | Alternate Scenario | C&I Curtailment | C&I Curtailment-Turnkey-Standard Lighting Control | General | Offices | Winter Morning | MW of Load | 1 | 2032 | 0.013617
ENS | Alternate Scenario | C&I Curtailment | C&I Curtailment-Turnkey-Standard Lighting Control | General | Retail Trade | Winter Morning | MW of Load | 1 | 2032 | 0.15248
ENS | Alternate Scenario | C&I Curtailment | C&I Curtailment-Turnkey-Standard Lighting Control | General | Services | Winter Morning | MW of Load | 1 | 2032 | 0.098718
ENS | Alternate Scenario | C&I Curtailment | C&I Curtailment-Turnkey-Water Heating Control | General | Miscellaneous | Winter Morning | MW of Load | 1 | 2032 | 0.046509
ENS | Alternate Scenario | C&I Curtailment | C&I Curtailment-Turnkey-Water Heating Control | General | Offices | Winter Morning | MW of Load | 1 | 2032 | 0.0012349
ENS | Alternate Scenario | C&I Curtailment | C&I Curtailment-Turnkey-Water Heating Control | General | Retail Trade | Winter Morning | MW of Load | 1 | 2032 | 0.025079
ENS | Alternate Scenario | C&I Curtailment | C&I Curtailment-Turnkey-Water Heating Control | General | Services | Winter Morning | MW of Load | 1 | 2032 | 0.016194
ENS | Alternate Scenario | C&I Curtailment | C&I Curtailment-Turnkey-Other | General | Miscellaneous | Winter Morning | MW of Load | 1 | 2032 | 0.81228
ENS | Alternate Scenario | C&I Curtailment | C&I Curtailment-Turnkey-Other | General | Offices | Winter Morning | MW of Load | 1 | 2032 | 0.022092
ENS | Alternate Scenario | C&I Curtailment | C&I Curtailment-Turnkey-Other | General | Retail Trade | Winter Morning | MW of Load | 1 | 2032 | 0.25765
ENS | Alternate Scenario | C&I Curtailment | C&I Curtailment-Turnkey-Other | General | Services | Winter Morning | MW of Load | 1 | 2032 | 0.16652
ENS | Alternate Scenario | C&I Curtailment | C&I Curtailment-Turnkey-Manual HVAC Control | General | Miscellaneous | Winter Evening | MW of Load | 1 | 2032 | 1.9511
ENS | Alternate Scenario | C&I Curtailment | C&I Curtailment-Turnkey-Manual HVAC Control | General | Offices | Winter Evening | MW of Load | 1 | 2032 | 0.13408
ENS | Alternate Scenario | C&I Curtailment | C&I Curtailment-Turnkey-Manual HVAC Control | General | Retail Trade | Winter Evening | MW of Load | 1 | 2032 | 0.44812
ENS | Alternate Scenario | C&I Curtailment | C&I Curtailment-Turnkey-Manual HVAC Control | General | Services | Winter Evening | MW of Load | 1 | 2032 | 0.28974
ENS | Alternate Scenario | C&I Curtailment | C&I Curtailment-Turnkey-Auto-DR HVAC Control | General | Miscellaneous | Winter Evening | MW of Load | 1 | 2032 | 0.24183
ENS | Alternate Scenario | C&I Curtailment | C&I Curtailment-Turnkey-Auto-DR HVAC Control | General | Offices | Winter Evening | MW of Load | 1 | 2032 | 0.016619
ENS | Alternate Scenario | C&I Curtailment | C&I Curtailment-Turnkey-Auto-DR HVAC Control | General | Retail Trade | Winter Evening | MW of Load | 1 | 2032 | 0.055545
ENS | Alternate Scenario | C&I Curtailment | C&I Curtailment-Turnkey-Auto-DR HVAC Control | General | Services | Winter Evening | MW of Load | 1 | 2032 | 0.035913
ENS | Alternate Scenario | C&I Curtailment | C&I Curtailment-Turnkey-Standard Lighting Control | General | Miscellaneous | Winter Evening | MW of Load | 1 | 2032 | 0.81215
ENS | Alternate Scenario | C&I Curtailment | C&I Curtailment-Turnkey-Standard Lighting Control | General | Offices | Winter Evening | MW of Load | 1 | 2032 | 0.015943
ENS | Alternate Scenario | C&I Curtailment | C&I Curtailment-Turnkey-Standard Lighting Control | General | Retail Trade | Winter Evening | MW of Load | 1 | 2032 | 0.17853
ENS | Alternate Scenario | C&I Curtailment | C&I Curtailment-Turnkey-Standard Lighting Control | General | Services | Winter Evening | MW of Load | 1 | 2032 | 0.11558
ENS | Alternate Scenario | C&I Curtailment | C&I Curtailment-Turnkey-Water Heating Control | General | Miscellaneous | Winter Evening | MW of Load | 1 | 2032 | 0.054454
ENS | Alternate Scenario | C&I Curtailment | C&I Curtailment-Turnkey-Water Heating Control | General | Offices | Winter Evening | MW of Load | 1 | 2032 | 0.0014459
ENS | Alternate Scenario | C&I Curtailment | C&I Curtailment-Turnkey-Water Heating Control | General | Retail Trade | Winter Evening | MW of Load | 1 | 2032 | 0.029364
ENS | Alternate Scenario | C&I Curtailment | C&I Curtailment-Turnkey-Water Heating Control | General | Services | Winter Evening | MW of Load | 1 | 2032 | 0.01896
ENS | Alternate Scenario | C&I Curtailment | C&I Curtailment-Turnkey-Other | General | Miscellaneous | Winter Evening | MW of Load | 1 | 2032 | 0.95105
ENS | Alternate Scenario | C&I Curtailment | C&I Curtailment-Turnkey-Other | General | Offices | Winter Evening | MW of Load | 1 | 2032 | 0.025866
ENS | Alternate Scenario | C&I Curtailment | C&I Curtailment-Turnkey-Other | General | Retail Trade | Winter Evening | MW of Load | 1 | 2032 | 0.30167
ENS | Alternate Scenario | C&I Curtailment | C&I Curtailment-Turnkey-Other | General | Services | Winter Evening | MW of Load | 1 | 2032 | 0.19497
ENS | Alternate Scenario | C&I Curtailment | C&I Curtailment-Turnkey-Manual HVAC Control | Large General | Miscellaneous | Winter Morning | MW of Load | 1 | 2032 | 1.3216
ENS | Alternate Scenario | C&I Curtailment | C&I Curtailment-Turnkey-Manual HVAC Control | Large General | Retail Trade | Winter Morning | MW of Load | 1 | 2032 | 0.055104
ENS | Alternate Scenario | C&I Curtailment | C&I Curtailment-Turnkey-Manual HVAC Control | Large General | Services | Winter Morning | MW of Load | 1 | 2032 | 0.088242
ENS | Alternate Scenario | C&I Curtailment | C&I Curtailment-Turnkey-Auto-DR HVAC Control | Large General | Miscellaneous | Winter Morning | MW of Load | 1 | 2032 | 0.16382
ENS | Alternate Scenario | C&I Curtailment | C&I Curtailment-Turnkey-Auto-DR HVAC Control | Large General | Retail Trade | Winter Morning | MW of Load | 1 | 2032 | 0.0068301
ENS | Alternate Scenario | C&I Curtailment | C&I Curtailment-Turnkey-Auto-DR HVAC Control | Large General | Services | Winter Morning | MW of Load | 1 | 2032 | 0.010938
ENS | Alternate Scenario | C&I Curtailment | C&I Curtailment-Turnkey-Standard Lighting Control | Large General | Miscellaneous | Winter Morning | MW of Load | 1 | 2032 | 0.57133
ENS | Alternate Scenario | C&I Curtailment | C&I Curtailment-Turnkey-Standard Lighting Control | Large General | Retail Trade | Winter Morning | MW of Load | 1 | 2032 | 0.02181
ENS | Alternate Scenario | C&I Curtailment | C&I Curtailment-Turnkey-Standard Lighting Control | Large General | Services | Winter Morning | MW of Load | 1 | 2032 | 0.034926
ENS | Alternate Scenario | C&I Curtailment | C&I Curtailment-Turnkey-Water Heating Control | Large General | Miscellaneous | Winter Morning | MW of Load | 1 | 2032 | 0.029014
ENS | Alternate Scenario | C&I Curtailment | C&I Curtailment-Turnkey-Water Heating Control | Large General | Retail Trade | Winter Morning | MW of Load | 1 | 2032 | 0.0036349
ENS | Alternate Scenario | C&I Curtailment | C&I Curtailment-Turnkey-Water Heating Control | Large General | Services | Winter Morning | MW of Load | 1 | 2032 | 0.0058209
ENS | Alternate Scenario | C&I Curtailment | C&I Curtailment-Turnkey-Other | Large General | Miscellaneous | Winter Morning | MW of Load | 1 | 2032 | 0.62013
ENS | Alternate Scenario | C&I Curtailment | C&I Curtailment-Turnkey-Other | Large General | Retail Trade | Winter Morning | MW of Load | 1 | 2032 | 0.037165
ENS | Alternate Scenario | C&I Curtailment | C&I Curtailment-Turnkey-Other | Large General | Services | Winter Morning | MW of Load | 1 | 2032 | 0.059516
ENS | Alternate Scenario | C&I Curtailment | C&I Curtailment-Turnkey-Manual HVAC Control | Large General | Miscellaneous | Winter Evening | MW of Load | 1 | 2032 | 1.1368
ENS | Alternate Scenario | C&I Curtailment | C&I Curtailment-Turnkey-Manual HVAC Control | Large General | Retail Trade | Winter Evening | MW of Load | 1 | 2032 | 0.047398
ENS | Alternate Scenario | C&I Curtailment | C&I Curtailment-Turnkey-Manual HVAC Control | Large General | Services | Winter Evening | MW of Load | 1 | 2032 | 0.075902
ENS | Alternate Scenario | C&I Curtailment | C&I Curtailment-Turnkey-Auto-DR HVAC Control | Large General | Miscellaneous | Winter Evening | MW of Load | 1 | 2032 | 0.14091
ENS | Alternate Scenario | C&I Curtailment | C&I Curtailment-Turnkey-Auto-DR HVAC Control | Large General | Retail Trade | Winter Evening | MW of Load | 1 | 2032 | 0.005875
ENS | Alternate Scenario | C&I Curtailment | C&I Curtailment-Turnkey-Auto-DR HVAC Control | Large General | Services | Winter Evening | MW of Load | 1 | 2032 | 0.0094081
ENS | Alternate Scenario | C&I Curtailment | C&I Curtailment-Turnkey-Standard Lighting Control | Large General | Miscellaneous | Winter Evening | MW of Load | 1 | 2032 | 0.49143
ENS | Alternate Scenario | C&I Curtailment | C&I Curtailment-Turnkey-Standard Lighting Control | Large General | Retail Trade | Winter Evening | MW of Load | 1 | 2032 | 0.01876
ENS | Alternate Scenario | C&I Curtailment | C&I Curtailment-Turnkey-Standard Lighting Control | Large General | Services | Winter Evening | MW of Load | 1 | 2032 | 0.030042
ENS | Alternate Scenario | C&I Curtailment | C&I Curtailment-Turnkey-Water Heating Control | Large General | Miscellaneous | Winter Evening | MW of Load | 1 | 2032 | 0.024956
ENS | Alternate Scenario | C&I Curtailment | C&I Curtailment-Turnkey-Water Heating Control | Large General | Retail Trade | Winter Evening | MW of Load | 1 | 2032 | 0.0031266
ENS | Alternate Scenario | C&I Curtailment | C&I Curtailment-Turnkey-Water Heating Control | Large General | Services | Winter Evening | MW of Load | 1 | 2032 | 0.0050069
ENS | Alternate Scenario | C&I Curtailment | C&I Curtailment-Turnkey-Other | Large General | Miscellaneous | Winter Evening | MW of Load | 1 | 2032 | 0.53341
ENS | Alternate Scenario | C&I Curtailment | C&I Curtailment-Turnkey-Other | Large General | Retail Trade | Winter Evening | MW of Load | 1 | 2032 | 0.031968
ENS | Alternate Scenario | C&I Curtailment | C&I Curtailment-Turnkey-Other | Large General | Services | Winter Evening | MW of Load | 1 | 2032 | 0.051194
ENS | Alternate Scenario | C&I Curtailment | C&I Curtailment-Turnkey-Manual HVAC Control | Small Industrial | Miscellaneous | Winter Morning | MW of Load | 1 | 2032 | 0.22169
ENS | Alternate Scenario | C&I Curtailment | C&I Curtailment-Turnkey-Manual HVAC Control | Small Industrial | Offices | Winter Morning | MW of Load | 1 | 2032 | 0.0028408
ENS | Alternate Scenario | C&I Curtailment | C&I Curtailment-Turnkey-Manual HVAC Control | Small Industrial | Retail Trade | Winter Morning | MW of Load | 1 | 2032 | 0.0093634
ENS | Alternate Scenario | C&I Curtailment | C&I Curtailment-Turnkey-Manual HVAC Control | Small Industrial | Services | Winter Morning | MW of Load | 1 | 2032 | 0.0029582
ENS | Alternate Scenario | C&I Curtailment | C&I Curtailment-Turnkey-Auto-DR HVAC Control | Small Industrial | Miscellaneous | Winter Morning | MW of Load | 1 | 2032 | 0.027478
ENS | Alternate Scenario | C&I Curtailment | C&I Curtailment-Turnkey-Auto-DR HVAC Control | Small Industrial | Offices | Winter Morning | MW of Load | 1 | 2032 | 0.00035212
ENS | Alternate Scenario | C&I Curtailment | C&I Curtailment-Turnkey-Auto-DR HVAC Control | Small Industrial | Retail Trade | Winter Morning | MW of Load | 1 | 2032 | 0.0011606
ENS | Alternate Scenario | C&I Curtailment | C&I Curtailment-Turnkey-Auto-DR HVAC Control | Small Industrial | Services | Winter Morning | MW of Load | 1 | 2032 | 0.00036666
ENS | Alternate Scenario | C&I Curtailment | C&I Curtailment-Turnkey-Standard Lighting Control | Small Industrial | Miscellaneous | Winter Morning | MW of Load | 1 | 2032 | 0.068593
ENS | Alternate Scenario | C&I Curtailment | C&I Curtailment-Turnkey-Standard Lighting Control | Small Industrial | Offices | Winter Morning | MW of Load | 1 | 2032 | 0.00037035
ENS | Alternate Scenario | C&I Curtailment | C&I Curtailment-Turnkey-Standard Lighting Control | Small Industrial | Retail Trade | Winter Morning | MW of Load | 1 | 2032 | 0.0040523
ENS | Alternate Scenario | C&I Curtailment | C&I Curtailment-Turnkey-Standard Lighting Control | Small Industrial | Services | Winter Morning | MW of Load | 1 | 2032 | 0.0012802
ENS | Alternate Scenario | C&I Curtailment | C&I Curtailment-Turnkey-Water Heating Control | Small Industrial | Miscellaneous | Winter Morning | MW of Load | 1 | 2032 | 0.0057912
ENS | Alternate Scenario | C&I Curtailment | C&I Curtailment-Turnkey-Water Heating Control | Small Industrial | Offices | Winter Morning | MW of Load | 1 | 2032 | 2.9354e-05
ENS | Alternate Scenario | C&I Curtailment | C&I Curtailment-Turnkey-Water Heating Control | Small Industrial | Retail Trade | Winter Morning | MW of Load | 1 | 2032 | 0.00055936
ENS | Alternate Scenario | C&I Curtailment | C&I Curtailment-Turnkey-Water Heating Control | Small Industrial | Services | Winter Morning | MW of Load | 1 | 2032 | 0.00017672
ENS | Alternate Scenario | C&I Curtailment | C&I Curtailment-Turnkey-Other | Small Industrial | Miscellaneous | Winter Morning | MW of Load | 1 | 2032 | 0.08881
ENS | Alternate Scenario | C&I Curtailment | C&I Curtailment-Turnkey-Other | Small Industrial | Offices | Winter Morning | MW of Load | 1 | 2032 | 0.00055418
ENS | Alternate Scenario | C&I Curtailment | C&I Curtailment-Turnkey-Other | Small Industrial | Retail Trade | Winter Morning | MW of Load | 1 | 2032 | 0.0061443
ENS | Alternate Scenario | C&I Curtailment | C&I Curtailment-Turnkey-Other | Small Industrial | Services | Winter Morning | MW of Load | 1 | 2032 | 0.0019411
ENS | Alternate Scenario | C&I Curtailment | C&I Curtailment-Turnkey-Industrial | Small Industrial | Manufacturing | Winter Morning | MW of Load | 1 | 2032 | 0.02111
ENS | Alternate Scenario | C&I Curtailment | C&I Curtailment-Turnkey-Manual HVAC Control | Small Industrial | Miscellaneous | Winter Evening | MW of Load | 1 | 2032 | 0.30432
ENS | Alternate Scenario | C&I Curtailment | C&I Curtailment-Turnkey-Manual HVAC Control | Small Industrial | Offices | Winter Evening | MW of Load | 1 | 2032 | 0.0038998
ENS | Alternate Scenario | C&I Curtailment | C&I Curtailment-Turnkey-Manual HVAC Control | Small Industrial | Retail Trade | Winter Evening | MW of Load | 1 | 2032 | 0.012854
ENS | Alternate Scenario | C&I Curtailment | C&I Curtailment-Turnkey-Manual HVAC Control | Small Industrial | Services | Winter Evening | MW of Load | 1 | 2032 | 0.0040608
ENS | Alternate Scenario | C&I Curtailment | C&I Curtailment-Turnkey-Auto-DR HVAC Control | Small Industrial | Miscellaneous | Winter Evening | MW of Load | 1 | 2032 | 0.037721
ENS | Alternate Scenario | C&I Curtailment | C&I Curtailment-Turnkey-Auto-DR HVAC Control | Small Industrial | Offices | Winter Evening | MW of Load | 1 | 2032 | 0.00048338
ENS | Alternate Scenario | C&I Curtailment | C&I Curtailment-Turnkey-Auto-DR HVAC Control | Small Industrial | Retail Trade | Winter Evening | MW of Load | 1 | 2032 | 0.0015932
ENS | Alternate Scenario | C&I Curtailment | C&I Curtailment-Turnkey-Auto-DR HVAC Control | Small Industrial | Services | Winter Evening | MW of Load | 1 | 2032 | 0.00050334
ENS | Alternate Scenario | C&I Curtailment | C&I Curtailment-Turnkey-Standard Lighting Control | Small Industrial | Miscellaneous | Winter Evening | MW of Load | 1 | 2032 | 0.094161
ENS | Alternate Scenario | C&I Curtailment | C&I Curtailment-Turnkey-Standard Lighting Control | Small Industrial | Offices | Winter Evening | MW of Load | 1 | 2032 | 0.0005084
ENS | Alternate Scenario | C&I Curtailment | C&I Curtailment-Turnkey-Standard Lighting Control | Small Industrial | Retail Trade | Winter Evening | MW of Load | 1 | 2032 | 0.0055628
ENS | Alternate Scenario | C&I Curtailment | C&I Curtailment-Turnkey-Standard Lighting Control | Small Industrial | Services | Winter Evening | MW of Load | 1 | 2032 | 0.0017574
ENS | Alternate Scenario | C&I Curtailment | C&I Curtailment-Turnkey-Water Heating Control | Small Industrial | Miscellaneous | Winter Evening | MW of Load | 1 | 2032 | 0.0079499
ENS | Alternate Scenario | C&I Curtailment | C&I Curtailment-Turnkey-Water Heating Control | Small Industrial | Offices | Winter Evening | MW of Load | 1 | 2032 | 4.0296e-05
ENS | Alternate Scenario | C&I Curtailment | C&I Curtailment-Turnkey-Water Heating Control | Small Industrial | Retail Trade | Winter Evening | MW of Load | 1 | 2032 | 0.00076787
ENS | Alternate Scenario | C&I Curtailment | C&I Curtailment-Turnkey-Water Heating Control | Small Industrial | Services | Winter Evening | MW of Load | 1 | 2032 | 0.00024259
ENS | Alternate Scenario | C&I Curtailment | C&I Curtailment-Turnkey-Other | Small Industrial | Miscellaneous | Winter Evening | MW of Load | 1 | 2032 | 0.12192
ENS | Alternate Scenario | C&I Curtailment | C&I Curtailment-Turnkey-Other | Small Industrial | Offices | Winter Evening | MW of Load | 1 | 2032 | 0.00076075
ENS | Alternate Scenario | C&I Curtailment | C&I Curtailment-Turnkey-Other | Small Industrial | Retail Trade | Winter Evening | MW of Load | 1 | 2032 | 0.0084346
ENS | Alternate Scenario | C&I Curtailment | C&I Curtailment-Turnkey-Other | Small Industrial | Services | Winter Evening | MW of Load | 1 | 2032 | 0.0026647
ENS | Alternate Scenario | C&I Curtailment | C&I Curtailment-Turnkey-Industrial | Small Industrial | Manufacturing | Winter Evening | MW of Load | 1 | 2032 | 0.02898
ENS | Alternate Scenario | C&I Curtailment | C&I Curtailment-Turnkey-Manual HVAC Control | Medium Industrial | Miscellaneous | Winter Morning | MW of Load | 1 | 2032 | 4.2251
ENS | Alternate Scenario | C&I Curtailment | C&I Curtailment-Turnkey-Manual HVAC Control | Medium Industrial | Offices | Winter Morning | MW of Load | 1 | 2032 | 0.068155
ENS | Alternate Scenario | C&I Curtailment | C&I Curtailment-Turnkey-Manual HVAC Control | Medium Industrial | Retail Trade | Winter Morning | MW of Load | 1 | 2032 | 0.93361
ENS | Alternate Scenario | C&I Curtailment | C&I Curtailment-Turnkey-Manual HVAC Control | Medium Industrial | Services | Winter Morning | MW of Load | 1 | 2032 | 0.04299
ENS | Alternate Scenario | C&I Curtailment | C&I Curtailment-Turnkey-Auto-DR HVAC Control | Medium Industrial | Miscellaneous | Winter Morning | MW of Load | 1 | 2032 | 0.5237
ENS | Alternate Scenario | C&I Curtailment | C&I Curtailment-Turnkey-Auto-DR HVAC Control | Medium Industrial | Offices | Winter Morning | MW of Load | 1 | 2032 | 0.0084478
ENS | Alternate Scenario | C&I Curtailment | C&I Curtailment-Turnkey-Auto-DR HVAC Control | Medium Industrial | Retail Trade | Winter Morning | MW of Load | 1 | 2032 | 0.11572
ENS | Alternate Scenario | C&I Curtailment | C&I Curtailment-Turnkey-Auto-DR HVAC Control | Medium Industrial | Services | Winter Morning | MW of Load | 1 | 2032 | 0.0053286
ENS | Alternate Scenario | C&I Curtailment | C&I Curtailment-Turnkey-Standard Lighting Control | Medium Industrial | Miscellaneous | Winter Morning | MW of Load | 1 | 2032 | 1.3073
ENS | Alternate Scenario | C&I Curtailment | C&I Curtailment-Turnkey-Standard Lighting Control | Medium Industrial | Offices | Winter Morning | MW of Load | 1 | 2032 | 0.008885
ENS | Alternate Scenario | C&I Curtailment | C&I Curtailment-Turnkey-Standard Lighting Control | Medium Industrial | Retail Trade | Winter Morning | MW of Load | 1 | 2032 | 0.40404
ENS | Alternate Scenario | C&I Curtailment | C&I Curtailment-Turnkey-Standard Lighting Control | Medium Industrial | Services | Winter Morning | MW of Load | 1 | 2032 | 0.018605
ENS | Alternate Scenario | C&I Curtailment | C&I Curtailment-Turnkey-Water Heating Control | Medium Industrial | Miscellaneous | Winter Morning | MW of Load | 1 | 2032 | 0.11037
ENS | Alternate Scenario | C&I Curtailment | C&I Curtailment-Turnkey-Water Heating Control | Medium Industrial | Offices | Winter Morning | MW of Load | 1 | 2032 | 0.00070423
ENS | Alternate Scenario | C&I Curtailment | C&I Curtailment-Turnkey-Water Heating Control | Medium Industrial | Retail Trade | Winter Morning | MW of Load | 1 | 2032 | 0.055773
ENS | Alternate Scenario | C&I Curtailment | C&I Curtailment-Turnkey-Water Heating Control | Medium Industrial | Services | Winter Morning | MW of Load | 1 | 2032 | 0.0025682
ENS | Alternate Scenario | C&I Curtailment | C&I Curtailment-Turnkey-Other | Medium Industrial | Miscellaneous | Winter Morning | MW of Load | 1 | 2032 | 1.6926
ENS | Alternate Scenario | C&I Curtailment | C&I Curtailment-Turnkey-Other | Medium Industrial | Offices | Winter Morning | MW of Load | 1 | 2032 | 0.013295
ENS | Alternate Scenario | C&I Curtailment | C&I Curtailment-Turnkey-Other | Medium Industrial | Retail Trade | Winter Morning | MW of Load | 1 | 2032 | 0.61264
ENS | Alternate Scenario | C&I Curtailment | C&I Curtailment-Turnkey-Other | Medium Industrial | Services | Winter Morning | MW of Load | 1 | 2032 | 0.02821
ENS | Alternate Scenario | C&I Curtailment | C&I Curtailment-Turnkey-Manual HVAC Control | Medium Industrial | Miscellaneous | Winter Evening | MW of Load | 1 | 2032 | 4.0871
ENS | Alternate Scenario | C&I Curtailment | C&I Curtailment-Turnkey-Manual HVAC Control | Medium Industrial | Offices | Winter Evening | MW of Load | 1 | 2032 | 0.065929
ENS | Alternate Scenario | C&I Curtailment | C&I Curtailment-Turnkey-Manual HVAC Control | Medium Industrial | Retail Trade | Winter Evening | MW of Load | 1 | 2032 | 0.90312
ENS | Alternate Scenario | C&I Curtailment | C&I Curtailment-Turnkey-Manual HVAC Control | Medium Industrial | Services | Winter Evening | MW of Load | 1 | 2032 | 0.041586
ENS | Alternate Scenario | C&I Curtailment | C&I Curtailment-Turnkey-Auto-DR HVAC Control | Medium Industrial | Miscellaneous | Winter Evening | MW of Load | 1 | 2032 | 0.50659
ENS | Alternate Scenario | C&I Curtailment | C&I Curtailment-Turnkey-Auto-DR HVAC Control | Medium Industrial | Offices | Winter Evening | MW of Load | 1 | 2032 | 0.008172
ENS | Alternate Scenario | C&I Curtailment | C&I Curtailment-Turnkey-Auto-DR HVAC Control | Medium Industrial | Retail Trade | Winter Evening | MW of Load | 1 | 2032 | 0.11194
ENS | Alternate Scenario | C&I Curtailment | C&I Curtailment-Turnkey-Auto-DR HVAC Control | Medium Industrial | Services | Winter Evening | MW of Load | 1 | 2032 | 0.0051546
ENS | Alternate Scenario | C&I Curtailment | C&I Curtailment-Turnkey-Standard Lighting Control | Medium Industrial | Miscellaneous | Winter Evening | MW of Load | 1 | 2032 | 1.2646
ENS | Alternate Scenario | C&I Curtailment | C&I Curtailment-Turnkey-Standard Lighting Control | Medium Industrial | Offices | Winter Evening | MW of Load | 1 | 2032 | 0.0085949
ENS | Alternate Scenario | C&I Curtailment | C&I Curtailment-Turnkey-Standard Lighting Control | Medium Industrial | Retail Trade | Winter Evening | MW of Load | 1 | 2032 | 0.39085
ENS | Alternate Scenario | C&I Curtailment | C&I Curtailment-Turnkey-Standard Lighting Control | Medium Industrial | Services | Winter Evening | MW of Load | 1 | 2032 | 0.017997
ENS | Alternate Scenario | C&I Curtailment | C&I Curtailment-Turnkey-Water Heating Control | Medium Industrial | Miscellaneous | Winter Evening | MW of Load | 1 | 2032 | 0.10677
ENS | Alternate Scenario | C&I Curtailment | C&I Curtailment-Turnkey-Water Heating Control | Medium Industrial | Offices | Winter Evening | MW of Load | 1 | 2032 | 0.00068124
ENS | Alternate Scenario | C&I Curtailment | C&I Curtailment-Turnkey-Water Heating Control | Medium Industrial | Retail Trade | Winter Evening | MW of Load | 1 | 2032 | 0.053952
ENS | Alternate Scenario | C&I Curtailment | C&I Curtailment-Turnkey-Water Heating Control | Medium Industrial | Services | Winter Evening | MW of Load | 1 | 2032 | 0.0024843
ENS | Alternate Scenario | C&I Curtailment | C&I Curtailment-Turnkey-Other | Medium Industrial | Miscellaneous | Winter Evening | MW of Load | 1 | 2032 | 1.6373
ENS | Alternate Scenario | C&I Curtailment | C&I Curtailment-Turnkey-Other | Medium Industrial | Offices | Winter Evening | MW of Load | 1 | 2032 | 0.012861
ENS | Alternate Scenario | C&I Curtailment | C&I Curtailment-Turnkey-Other | Medium Industrial | Retail Trade | Winter Evening | MW of Load | 1 | 2032 | 0.59263
ENS | Alternate Scenario | C&I Curtailment | C&I Curtailment-Turnkey-Other | Medium Industrial | Services | Winter Evening | MW of Load | 1 | 2032 | 0.027289
ENS | Alternate Scenario | C&I Curtailment | C&I Curtailment-Turnkey-Manual HVAC Control | Large Industrial | Miscellaneous | Winter Morning | MW of Load | 1 | 2032 | 0.08689
ENS | Alternate Scenario | C&I Curtailment | C&I Curtailment-Turnkey-Auto-DR HVAC Control | Large Industrial | Miscellaneous | Winter Morning | MW of Load | 1 | 2032 | 0.01077
ENS | Alternate Scenario | C&I Curtailment | C&I Curtailment-Turnkey-Standard Lighting Control | Large Industrial | Miscellaneous | Winter Morning | MW of Load | 1 | 2032 | 0.037562
ENS | Alternate Scenario | C&I Curtailment | C&I Curtailment-Turnkey-Water Heating Control | Large Industrial | Miscellaneous | Winter Morning | MW of Load | 1 | 2032 | 0.0019075
ENS | Alternate Scenario | C&I Curtailment | C&I Curtailment-Turnkey-Other | Large Industrial | Miscellaneous | Winter Morning | MW of Load | 1 | 2032 | 0.04077
ENS | Alternate Scenario | C&I Curtailment | C&I Curtailment-Turnkey-Industrial | Large Industrial | Manufacturing | Winter Morning | MW of Load | 1 | 2032 | 0.007957
ENS | Alternate Scenario | C&I Curtailment | C&I Curtailment-Turnkey-Manual HVAC Control | Large Industrial | Miscellaneous | Winter Evening | MW of Load | 1 | 2032 | 0.086372
ENS | Alternate Scenario | C&I Curtailment | C&I Curtailment-Turnkey-Auto-DR HVAC Control | Large Industrial | Miscellaneous | Winter Evening | MW of Load | 1 | 2032 | 0.010706
ENS | Alternate Scenario | C&I Curtailment | C&I Curtailment-Turnkey-Standard Lighting Control | Large Industrial | Miscellaneous | Winter Evening | MW of Load | 1 | 2032 | 0.037338
ENS | Alternate Scenario | C&I Curtailment | C&I Curtailment-Turnkey-Water Heating Control | Large Industrial | Miscellaneous | Winter Evening | MW of Load | 1 | 2032 | 0.0018961
ENS | Alternate Scenario | C&I Curtailment | C&I Curtailment-Turnkey-Other | Large Industrial | Miscellaneous | Winter Evening | MW of Load | 1 | 2032 | 0.040527
ENS | Alternate Scenario | C&I Curtailment | C&I Curtailment-Turnkey-Industrial | Large Industrial | Manufacturing | Winter Evening | MW of Load | 1 | 2032 | 0.0079096
ENS | Alternate Scenario | C&I Loadshift to BUGs | C&I Loadshift to BUGs | Large General | Miscellaneous | Winter Morning | MW of Load | 1 | 2032 | 2.9529
ENS | Alternate Scenario | C&I Loadshift to BUGs | C&I Loadshift to BUGs | Large General | Miscellaneous | Winter Evening | MW of Load | 1 | 2032 | 2.5399
ENS | Alternate Scenario | C&I Loadshift to BUGs | C&I Loadshift to BUGs | Small Industrial | Miscellaneous | Winter Morning | MW of Load | 1 | 2032 | 0.82929
ENS | Alternate Scenario | C&I Loadshift to BUGs | C&I Loadshift to BUGs | Small Industrial | Miscellaneous | Winter Evening | MW of Load | 1 | 2032 | 1.1384
ENS | Alternate Scenario | C&I Loadshift to BUGs | C&I Loadshift to BUGs | Medium Industrial | Manufacturing | Winter Morning | MW of Load | 1 | 2032 | 0.5732
ENS | Alternate Scenario | C&I Loadshift to BUGs | C&I Loadshift to BUGs | Medium Industrial | Miscellaneous | Winter Morning | MW of Load | 1 | 2032 | 2.4877
ENS | Alternate Scenario | C&I Loadshift to BUGs | C&I Loadshift to BUGs | Medium Industrial | Manufacturing | Winter Evening | MW of Load | 1 | 2032 | 0.55449
ENS | Alternate Scenario | C&I Loadshift to BUGs | C&I Loadshift to BUGs | Medium Industrial | Miscellaneous | Winter Evening | MW of Load | 1 | 2032 | 2.4065
ENS | Alternate Scenario | Dynamic Pricing | Dynamic Pricing with enabling tech. | Small General | Manufacturing | Winter Morning | MW of Load | 1 | 2032 | 0.0074589
ENS | Alternate Scenario | Dynamic Pricing | Dynamic Pricing with enabling tech. | Small General | Manufacturing | Winter Evening | MW of Load | 1 | 2032 | 0.0086578
ENS | Alternate Scenario | Dynamic Pricing | Dynamic Pricing with enabling tech. | Residential Charitable | Residential LI | Winter Morning | MW of Load | 1 | 2032 | 3.3058
ENS | Alternate Scenario | Dynamic Pricing | Dynamic Pricing with enabling tech. | Residential Charitable | Residential Market Rate | Winter Morning | MW of Load | 1 | 2032 | 18.8807
ENS | Alternate Scenario | Dynamic Pricing | Dynamic Pricing with enabling tech. | Residential Charitable | Residential LI | Winter Evening | MW of Load | 1 | 2032 | 3.7633
ENS | Alternate Scenario | Dynamic Pricing | Dynamic Pricing with enabling tech. | Residential Charitable | Residential Market Rate | Winter Evening | MW of Load | 1 | 2032 | 21.4936
ENS | Alternate Scenario | Behavioral DR | Behavioral DR | Residential Charitable | Residential LI | Winter Morning | MW of Load | 1 | 2032 | 0.39437
ENS | Alternate Scenario | Behavioral DR | Behavioral DR | Residential Charitable | Residential Market Rate | Winter Morning | MW of Load | 1 | 2032 | 2.2524
ENS | Alternate Scenario | Behavioral DR | Behavioral DR | Residential Charitable | Residential LI | Winter Evening | MW of Load | 1 | 2032 | 0.44895
ENS | Alternate Scenario | Behavioral DR | Behavioral DR | Residential Charitable | Residential Market Rate | Winter Evening | MW of Load | 1 | 2032 | 2.5641
ENS | Alternate Scenario | Time-of-Use Rates (TOU) | Time-of-Use Rates (TOU) | Residential Charitable | Residential LI | Winter Morning | MW of Load | 0 | 2032 | 0.34508
ENS | Alternate Scenario | Time-of-Use Rates (TOU) | Time-of-Use Rates (TOU) | Residential Charitable | Residential Market Rate | Winter Morning | MW of Load | 0 | 2032 | 1.9709
ENS | Alternate Scenario | Time-of-Use Rates (TOU) | Time-of-Use Rates (TOU) | Residential Charitable | Residential LI | Winter Evening | MW of Load | 0 | 2032 | 0.39283
ENS | Alternate Scenario | Time-of-Use Rates (TOU) | Time-of-Use Rates (TOU) | Residential Charitable | Residential Market Rate | Winter Evening | MW of Load | 0 | 2032 | 2.2436
ENS | Alternate Scenario | C&I Curtailment | C&I Curtailment-Turnkey-Manual HVAC Control | General | Miscellaneous | Winter Morning | MW of Load | 1 | 2033 | 1.6664
ENS | Alternate Scenario | C&I Curtailment | C&I Curtailment-Turnkey-Manual HVAC Control | General | Offices | Winter Morning | MW of Load | 1 | 2033 | 0.11452
ENS | Alternate Scenario | C&I Curtailment | C&I Curtailment-Turnkey-Manual HVAC Control | General | Retail Trade | Winter Morning | MW of Load | 1 | 2033 | 0.38273
ENS | Alternate Scenario | C&I Curtailment | C&I Curtailment-Turnkey-Manual HVAC Control | General | Services | Winter Morning | MW of Load | 1 | 2033 | 0.24746
ENS | Alternate Scenario | C&I Curtailment | C&I Curtailment-Turnkey-Auto-DR HVAC Control | General | Miscellaneous | Winter Morning | MW of Load | 1 | 2033 | 0.25819
ENS | Alternate Scenario | C&I Curtailment | C&I Curtailment-Turnkey-Auto-DR HVAC Control | General | Offices | Winter Morning | MW of Load | 1 | 2033 | 0.017743
ENS | Alternate Scenario | C&I Curtailment | C&I Curtailment-Turnkey-Auto-DR HVAC Control | General | Retail Trade | Winter Morning | MW of Load | 1 | 2033 | 0.0593
ENS | Alternate Scenario | C&I Curtailment | C&I Curtailment-Turnkey-Auto-DR HVAC Control | General | Services | Winter Morning | MW of Load | 1 | 2033 | 0.038341
ENS | Alternate Scenario | C&I Curtailment | C&I Curtailment-Turnkey-Standard Lighting Control | General | Miscellaneous | Winter Morning | MW of Load | 1 | 2033 | 0.69365
ENS | Alternate Scenario | C&I Curtailment | C&I Curtailment-Turnkey-Standard Lighting Control | General | Offices | Winter Morning | MW of Load | 1 | 2033 | 0.013617
ENS | Alternate Scenario | C&I Curtailment | C&I Curtailment-Turnkey-Standard Lighting Control | General | Retail Trade | Winter Morning | MW of Load | 1 | 2033 | 0.15248
ENS | Alternate Scenario | C&I Curtailment | C&I Curtailment-Turnkey-Standard Lighting Control | General | Services | Winter Morning | MW of Load | 1 | 2033 | 0.098718
ENS | Alternate Scenario | C&I Curtailment | C&I Curtailment-Turnkey-Water Heating Control | General | Miscellaneous | Winter Morning | MW of Load | 1 | 2033 | 0.046509
ENS | Alternate Scenario | C&I Curtailment | C&I Curtailment-Turnkey-Water Heating Control | General | Offices | Winter Morning | MW of Load | 1 | 2033 | 0.0012349
ENS | Alternate Scenario | C&I Curtailment | C&I Curtailment-Turnkey-Water Heating Control | General | Retail Trade | Winter Morning | MW of Load | 1 | 2033 | 0.025079
ENS | Alternate Scenario | C&I Curtailment | C&I Curtailment-Turnkey-Water Heating Control | General | Services | Winter Morning | MW of Load | 1 | 2033 | 0.016194
ENS | Alternate Scenario | C&I Curtailment | C&I Curtailment-Turnkey-Other | General | Miscellaneous | Winter Morning | MW of Load | 1 | 2033 | 0.81228
ENS | Alternate Scenario | C&I Curtailment | C&I Curtailment-Turnkey-Other | General | Offices | Winter Morning | MW of Load | 1 | 2033 | 0.022092
ENS | Alternate Scenario | C&I Curtailment | C&I Curtailment-Turnkey-Other | General | Retail Trade | Winter Morning | MW of Load | 1 | 2033 | 0.25765
ENS | Alternate Scenario | C&I Curtailment | C&I Curtailment-Turnkey-Other | General | Services | Winter Morning | MW of Load | 1 | 2033 | 0.16652
ENS | Alternate Scenario | C&I Curtailment | C&I Curtailment-Turnkey-Manual HVAC Control | General | Miscellaneous | Winter Evening | MW of Load | 1 | 2033 | 1.9511
ENS | Alternate Scenario | C&I Curtailment | C&I Curtailment-Turnkey-Manual HVAC Control | General | Offices | Winter Evening | MW of Load | 1 | 2033 | 0.13408
ENS | Alternate Scenario | C&I Curtailment | C&I Curtailment-Turnkey-Manual HVAC Control | General | Retail Trade | Winter Evening | MW of Load | 1 | 2033 | 0.44812
ENS | Alternate Scenario | C&I Curtailment | C&I Curtailment-Turnkey-Manual HVAC Control | General | Services | Winter Evening | MW of Load | 1 | 2033 | 0.28974
ENS | Alternate Scenario | C&I Curtailment | C&I Curtailment-Turnkey-Auto-DR HVAC Control | General | Miscellaneous | Winter Evening | MW of Load | 1 | 2033 | 0.30229
ENS | Alternate Scenario | C&I Curtailment | C&I Curtailment-Turnkey-Auto-DR HVAC Control | General | Offices | Winter Evening | MW of Load | 1 | 2033 | 0.020774
ENS | Alternate Scenario | C&I Curtailment | C&I Curtailment-Turnkey-Auto-DR HVAC Control | General | Retail Trade | Winter Evening | MW of Load | 1 | 2033 | 0.069431
ENS | Alternate Scenario | C&I Curtailment | C&I Curtailment-Turnkey-Auto-DR HVAC Control | General | Services | Winter Evening | MW of Load | 1 | 2033 | 0.044891
ENS | Alternate Scenario | C&I Curtailment | C&I Curtailment-Turnkey-Standard Lighting Control | General | Miscellaneous | Winter Evening | MW of Load | 1 | 2033 | 0.81215
ENS | Alternate Scenario | C&I Curtailment | C&I Curtailment-Turnkey-Standard Lighting Control | General | Offices | Winter Evening | MW of Load | 1 | 2033 | 0.015943
ENS | Alternate Scenario | C&I Curtailment | C&I Curtailment-Turnkey-Standard Lighting Control | General | Retail Trade | Winter Evening | MW of Load | 1 | 2033 | 0.17853
ENS | Alternate Scenario | C&I Curtailment | C&I Curtailment-Turnkey-Standard Lighting Control | General | Services | Winter Evening | MW of Load | 1 | 2033 | 0.11558
ENS | Alternate Scenario | C&I Curtailment | C&I Curtailment-Turnkey-Water Heating Control | General | Miscellaneous | Winter Evening | MW of Load | 1 | 2033 | 0.054454
ENS | Alternate Scenario | C&I Curtailment | C&I Curtailment-Turnkey-Water Heating Control | General | Offices | Winter Evening | MW of Load | 1 | 2033 | 0.0014459
ENS | Alternate Scenario | C&I Curtailment | C&I Curtailment-Turnkey-Water Heating Control | General | Retail Trade | Winter Evening | MW of Load | 1 | 2033 | 0.029364
ENS | Alternate Scenario | C&I Curtailment | C&I Curtailment-Turnkey-Water Heating Control | General | Services | Winter Evening | MW of Load | 1 | 2033 | 0.01896
ENS | Alternate Scenario | C&I Curtailment | C&I Curtailment-Turnkey-Other | General | Miscellaneous | Winter Evening | MW of Load | 1 | 2033 | 0.95105
ENS | Alternate Scenario | C&I Curtailment | C&I Curtailment-Turnkey-Other | General | Offices | Winter Evening | MW of Load | 1 | 2033 | 0.025866
ENS | Alternate Scenario | C&I Curtailment | C&I Curtailment-Turnkey-Other | General | Retail Trade | Winter Evening | MW of Load | 1 | 2033 | 0.30167
ENS | Alternate Scenario | C&I Curtailment | C&I Curtailment-Turnkey-Other | General | Services | Winter Evening | MW of Load | 1 | 2033 | 0.19497
ENS | Alternate Scenario | C&I Curtailment | C&I Curtailment-Turnkey-Manual HVAC Control | Large General | Miscellaneous | Winter Morning | MW of Load | 1 | 2033 | 1.3216
ENS | Alternate Scenario | C&I Curtailment | C&I Curtailment-Turnkey-Manual HVAC Control | Large General | Retail Trade | Winter Morning | MW of Load | 1 | 2033 | 0.055104
ENS | Alternate Scenario | C&I Curtailment | C&I Curtailment-Turnkey-Manual HVAC Control | Large General | Services | Winter Morning | MW of Load | 1 | 2033 | 0.088242
ENS | Alternate Scenario | C&I Curtailment | C&I Curtailment-Turnkey-Auto-DR HVAC Control | Large General | Miscellaneous | Winter Morning | MW of Load | 1 | 2033 | 0.20477
ENS | Alternate Scenario | C&I Curtailment | C&I Curtailment-Turnkey-Auto-DR HVAC Control | Large General | Retail Trade | Winter Morning | MW of Load | 1 | 2033 | 0.0085376
ENS | Alternate Scenario | C&I Curtailment | C&I Curtailment-Turnkey-Auto-DR HVAC Control | Large General | Services | Winter Morning | MW of Load | 1 | 2033 | 0.013672
ENS | Alternate Scenario | C&I Curtailment | C&I Curtailment-Turnkey-Standard Lighting Control | Large General | Miscellaneous | Winter Morning | MW of Load | 1 | 2033 | 0.57133
ENS | Alternate Scenario | C&I Curtailment | C&I Curtailment-Turnkey-Standard Lighting Control | Large General | Retail Trade | Winter Morning | MW of Load | 1 | 2033 | 0.02181
ENS | Alternate Scenario | C&I Curtailment | C&I Curtailment-Turnkey-Standard Lighting Control | Large General | Services | Winter Morning | MW of Load | 1 | 2033 | 0.034926
ENS | Alternate Scenario | C&I Curtailment | C&I Curtailment-Turnkey-Water Heating Control | Large General | Miscellaneous | Winter Morning | MW of Load | 1 | 2033 | 0.029014
ENS | Alternate Scenario | C&I Curtailment | C&I Curtailment-Turnkey-Water Heating Control | Large General | Retail Trade | Winter Morning | MW of Load | 1 | 2033 | 0.0036349
ENS | Alternate Scenario | C&I Curtailment | C&I Curtailment-Turnkey-Water Heating Control | Large General | Services | Winter Morning | MW of Load | 1 | 2033 | 0.0058209
ENS | Alternate Scenario | C&I Curtailment | C&I Curtailment-Turnkey-Other | Large General | Miscellaneous | Winter Morning | MW of Load | 1 | 2033 | 0.62013
ENS | Alternate Scenario | C&I Curtailment | C&I Curtailment-Turnkey-Other | Large General | Retail Trade | Winter Morning | MW of Load | 1 | 2033 | 0.037165
ENS | Alternate Scenario | C&I Curtailment | C&I Curtailment-Turnkey-Other | Large General | Services | Winter Morning | MW of Load | 1 | 2033 | 0.059516
ENS | Alternate Scenario | C&I Curtailment | C&I Curtailment-Turnkey-Manual HVAC Control | Large General | Miscellaneous | Winter Evening | MW of Load | 1 | 2033 | 1.1368
ENS | Alternate Scenario | C&I Curtailment | C&I Curtailment-Turnkey-Manual HVAC Control | Large General | Retail Trade | Winter Evening | MW of Load | 1 | 2033 | 0.047398
ENS | Alternate Scenario | C&I Curtailment | C&I Curtailment-Turnkey-Manual HVAC Control | Large General | Services | Winter Evening | MW of Load | 1 | 2033 | 0.075902
ENS | Alternate Scenario | C&I Curtailment | C&I Curtailment-Turnkey-Auto-DR HVAC Control | Large General | Miscellaneous | Winter Evening | MW of Load | 1 | 2033 | 0.17614
ENS | Alternate Scenario | C&I Curtailment | C&I Curtailment-Turnkey-Auto-DR HVAC Control | Large General | Retail Trade | Winter Evening | MW of Load | 1 | 2033 | 0.0073437
ENS | Alternate Scenario | C&I Curtailment | C&I Curtailment-Turnkey-Auto-DR HVAC Control | Large General | Services | Winter Evening | MW of Load | 1 | 2033 | 0.01176
ENS | Alternate Scenario | C&I Curtailment | C&I Curtailment-Turnkey-Standard Lighting Control | Large General | Miscellaneous | Winter Evening | MW of Load | 1 | 2033 | 0.49143
ENS | Alternate Scenario | C&I Curtailment | C&I Curtailment-Turnkey-Standard Lighting Control | Large General | Retail Trade | Winter Evening | MW of Load | 1 | 2033 | 0.01876
ENS | Alternate Scenario | C&I Curtailment | C&I Curtailment-Turnkey-Standard Lighting Control | Large General | Services | Winter Evening | MW of Load | 1 | 2033 | 0.030042
ENS | Alternate Scenario | C&I Curtailment | C&I Curtailment-Turnkey-Water Heating Control | Large General | Miscellaneous | Winter Evening | MW of Load | 1 | 2033 | 0.024956
ENS | Alternate Scenario | C&I Curtailment | C&I Curtailment-Turnkey-Water Heating Control | Large General | Retail Trade | Winter Evening | MW of Load | 1 | 2033 | 0.0031266
ENS | Alternate Scenario | C&I Curtailment | C&I Curtailment-Turnkey-Water Heating Control | Large General | Services | Winter Evening | MW of Load | 1 | 2033 | 0.0050069
ENS | Alternate Scenario | C&I Curtailment | C&I Curtailment-Turnkey-Other | Large General | Miscellaneous | Winter Evening | MW of Load | 1 | 2033 | 0.53341
ENS | Alternate Scenario | C&I Curtailment | C&I Curtailment-Turnkey-Other | Large General | Retail Trade | Winter Evening | MW of Load | 1 | 2033 | 0.031968
ENS | Alternate Scenario | C&I Curtailment | C&I Curtailment-Turnkey-Other | Large General | Services | Winter Evening | MW of Load | 1 | 2033 | 0.051194
ENS | Alternate Scenario | C&I Curtailment | C&I Curtailment-Turnkey-Manual HVAC Control | Small Industrial | Miscellaneous | Winter Morning | MW of Load | 1 | 2033 | 0.22169
ENS | Alternate Scenario | C&I Curtailment | C&I Curtailment-Turnkey-Manual HVAC Control | Small Industrial | Offices | Winter Morning | MW of Load | 1 | 2033 | 0.0028408
ENS | Alternate Scenario | C&I Curtailment | C&I Curtailment-Turnkey-Manual HVAC Control | Small Industrial | Retail Trade | Winter Morning | MW of Load | 1 | 2033 | 0.0093634
ENS | Alternate Scenario | C&I Curtailment | C&I Curtailment-Turnkey-Manual HVAC Control | Small Industrial | Services | Winter Morning | MW of Load | 1 | 2033 | 0.0029582
ENS | Alternate Scenario | C&I Curtailment | C&I Curtailment-Turnkey-Auto-DR HVAC Control | Small Industrial | Miscellaneous | Winter Morning | MW of Load | 1 | 2033 | 0.034348
ENS | Alternate Scenario | C&I Curtailment | C&I Curtailment-Turnkey-Auto-DR HVAC Control | Small Industrial | Offices | Winter Morning | MW of Load | 1 | 2033 | 0.00044015
ENS | Alternate Scenario | C&I Curtailment | C&I Curtailment-Turnkey-Auto-DR HVAC Control | Small Industrial | Retail Trade | Winter Morning | MW of Load | 1 | 2033 | 0.0014508
ENS | Alternate Scenario | C&I Curtailment | C&I Curtailment-Turnkey-Auto-DR HVAC Control | Small Industrial | Services | Winter Morning | MW of Load | 1 | 2033 | 0.00045833
ENS | Alternate Scenario | C&I Curtailment | C&I Curtailment-Turnkey-Standard Lighting Control | Small Industrial | Miscellaneous | Winter Morning | MW of Load | 1 | 2033 | 0.068593
ENS | Alternate Scenario | C&I Curtailment | C&I Curtailment-Turnkey-Standard Lighting Control | Small Industrial | Offices | Winter Morning | MW of Load | 1 | 2033 | 0.00037035
ENS | Alternate Scenario | C&I Curtailment | C&I Curtailment-Turnkey-Standard Lighting Control | Small Industrial | Retail Trade | Winter Morning | MW of Load | 1 | 2033 | 0.0040523
ENS | Alternate Scenario | C&I Curtailment | C&I Curtailment-Turnkey-Standard Lighting Control | Small Industrial | Services | Winter Morning | MW of Load | 1 | 2033 | 0.0012802
ENS | Alternate Scenario | C&I Curtailment | C&I Curtailment-Turnkey-Water Heating Control | Small Industrial | Miscellaneous | Winter Morning | MW of Load | 1 | 2033 | 0.0057912
ENS | Alternate Scenario | C&I Curtailment | C&I Curtailment-Turnkey-Water Heating Control | Small Industrial | Offices | Winter Morning | MW of Load | 1 | 2033 | 2.9354e-05
ENS | Alternate Scenario | C&I Curtailment | C&I Curtailment-Turnkey-Water Heating Control | Small Industrial | Retail Trade | Winter Morning | MW of Load | 1 | 2033 | 0.00055936
ENS | Alternate Scenario | C&I Curtailment | C&I Curtailment-Turnkey-Water Heating Control | Small Industrial | Services | Winter Morning | MW of Load | 1 | 2033 | 0.00017672
ENS | Alternate Scenario | C&I Curtailment | C&I Curtailment-Turnkey-Other | Small Industrial | Miscellaneous | Winter Morning | MW of Load | 1 | 2033 | 0.08881
ENS | Alternate Scenario | C&I Curtailment | C&I Curtailment-Turnkey-Other | Small Industrial | Offices | Winter Morning | MW of Load | 1 | 2033 | 0.00055418
ENS | Alternate Scenario | C&I Curtailment | C&I Curtailment-Turnkey-Other | Small Industrial | Retail Trade | Winter Morning | MW of Load | 1 | 2033 | 0.0061443
ENS | Alternate Scenario | C&I Curtailment | C&I Curtailment-Turnkey-Other | Small Industrial | Services | Winter Morning | MW of Load | 1 | 2033 | 0.0019411
ENS | Alternate Scenario | C&I Curtailment | C&I Curtailment-Turnkey-Industrial | Small Industrial | Manufacturing | Winter Morning | MW of Load | 1 | 2033 | 0.02111
ENS | Alternate Scenario | C&I Curtailment | C&I Curtailment-Turnkey-Manual HVAC Control | Small Industrial | Miscellaneous | Winter Evening | MW of Load | 1 | 2033 | 0.30432
ENS | Alternate Scenario | C&I Curtailment | C&I Curtailment-Turnkey-Manual HVAC Control | Small Industrial | Offices | Winter Evening | MW of Load | 1 | 2033 | 0.0038998
ENS | Alternate Scenario | C&I Curtailment | C&I Curtailment-Turnkey-Manual HVAC Control | Small Industrial | Retail Trade | Winter Evening | MW of Load | 1 | 2033 | 0.012854
ENS | Alternate Scenario | C&I Curtailment | C&I Curtailment-Turnkey-Manual HVAC Control | Small Industrial | Services | Winter Evening | MW of Load | 1 | 2033 | 0.0040608
ENS | Alternate Scenario | C&I Curtailment | C&I Curtailment-Turnkey-Auto-DR HVAC Control | Small Industrial | Miscellaneous | Winter Evening | MW of Load | 1 | 2033 | 0.047151
ENS | Alternate Scenario | C&I Curtailment | C&I Curtailment-Turnkey-Auto-DR HVAC Control | Small Industrial | Offices | Winter Evening | MW of Load | 1 | 2033 | 0.00060423
ENS | Alternate Scenario | C&I Curtailment | C&I Curtailment-Turnkey-Auto-DR HVAC Control | Small Industrial | Retail Trade | Winter Evening | MW of Load | 1 | 2033 | 0.0019915
ENS | Alternate Scenario | C&I Curtailment | C&I Curtailment-Turnkey-Auto-DR HVAC Control | Small Industrial | Services | Winter Evening | MW of Load | 1 | 2033 | 0.00062918
ENS | Alternate Scenario | C&I Curtailment | C&I Curtailment-Turnkey-Standard Lighting Control | Small Industrial | Miscellaneous | Winter Evening | MW of Load | 1 | 2033 | 0.094161
ENS | Alternate Scenario | C&I Curtailment | C&I Curtailment-Turnkey-Standard Lighting Control | Small Industrial | Offices | Winter Evening | MW of Load | 1 | 2033 | 0.0005084
ENS | Alternate Scenario | C&I Curtailment | C&I Curtailment-Turnkey-Standard Lighting Control | Small Industrial | Retail Trade | Winter Evening | MW of Load | 1 | 2033 | 0.0055628
ENS | Alternate Scenario | C&I Curtailment | C&I Curtailment-Turnkey-Standard Lighting Control | Small Industrial | Services | Winter Evening | MW of Load | 1 | 2033 | 0.0017574
ENS | Alternate Scenario | C&I Curtailment | C&I Curtailment-Turnkey-Water Heating Control | Small Industrial | Miscellaneous | Winter Evening | MW of Load | 1 | 2033 | 0.0079499
ENS | Alternate Scenario | C&I Curtailment | C&I Curtailment-Turnkey-Water Heating Control | Small Industrial | Offices | Winter Evening | MW of Load | 1 | 2033 | 4.0296e-05
ENS | Alternate Scenario | C&I Curtailment | C&I Curtailment-Turnkey-Water Heating Control | Small Industrial | Retail Trade | Winter Evening | MW of Load | 1 | 2033 | 0.00076787
ENS | Alternate Scenario | C&I Curtailment | C&I Curtailment-Turnkey-Water Heating Control | Small Industrial | Services | Winter Evening | MW of Load | 1 | 2033 | 0.00024259
ENS | Alternate Scenario | C&I Curtailment | C&I Curtailment-Turnkey-Other | Small Industrial | Miscellaneous | Winter Evening | MW of Load | 1 | 2033 | 0.12192
ENS | Alternate Scenario | C&I Curtailment | C&I Curtailment-Turnkey-Other | Small Industrial | Offices | Winter Evening | MW of Load | 1 | 2033 | 0.00076075
ENS | Alternate Scenario | C&I Curtailment | C&I Curtailment-Turnkey-Other | Small Industrial | Retail Trade | Winter Evening | MW of Load | 1 | 2033 | 0.0084346
ENS | Alternate Scenario | C&I Curtailment | C&I Curtailment-Turnkey-Other | Small Industrial | Services | Winter Evening | MW of Load | 1 | 2033 | 0.0026647
ENS | Alternate Scenario | C&I Curtailment | C&I Curtailment-Turnkey-Industrial | Small Industrial | Manufacturing | Winter Evening | MW of Load | 1 | 2033 | 0.02898
ENS | Alternate Scenario | C&I Curtailment | C&I Curtailment-Turnkey-Manual HVAC Control | Medium Industrial | Miscellaneous | Winter Morning | MW of Load | 1 | 2033 | 4.2251
ENS | Alternate Scenario | C&I Curtailment | C&I Curtailment-Turnkey-Manual HVAC Control | Medium Industrial | Offices | Winter Morning | MW of Load | 1 | 2033 | 0.068155
ENS | Alternate Scenario | C&I Curtailment | C&I Curtailment-Turnkey-Manual HVAC Control | Medium Industrial | Retail Trade | Winter Morning | MW of Load | 1 | 2033 | 0.93361
ENS | Alternate Scenario | C&I Curtailment | C&I Curtailment-Turnkey-Manual HVAC Control | Medium Industrial | Services | Winter Morning | MW of Load | 1 | 2033 | 0.04299
ENS | Alternate Scenario | C&I Curtailment | C&I Curtailment-Turnkey-Auto-DR HVAC Control | Medium Industrial | Miscellaneous | Winter Morning | MW of Load | 1 | 2033 | 0.65462
ENS | Alternate Scenario | C&I Curtailment | C&I Curtailment-Turnkey-Auto-DR HVAC Control | Medium Industrial | Offices | Winter Morning | MW of Load | 1 | 2033 | 0.01056
ENS | Alternate Scenario | C&I Curtailment | C&I Curtailment-Turnkey-Auto-DR HVAC Control | Medium Industrial | Retail Trade | Winter Morning | MW of Load | 1 | 2033 | 0.14465
ENS | Alternate Scenario | C&I Curtailment | C&I Curtailment-Turnkey-Auto-DR HVAC Control | Medium Industrial | Services | Winter Morning | MW of Load | 1 | 2033 | 0.0066608
ENS | Alternate Scenario | C&I Curtailment | C&I Curtailment-Turnkey-Standard Lighting Control | Medium Industrial | Miscellaneous | Winter Morning | MW of Load | 1 | 2033 | 1.3073
ENS | Alternate Scenario | C&I Curtailment | C&I Curtailment-Turnkey-Standard Lighting Control | Medium Industrial | Offices | Winter Morning | MW of Load | 1 | 2033 | 0.008885
ENS | Alternate Scenario | C&I Curtailment | C&I Curtailment-Turnkey-Standard Lighting Control | Medium Industrial | Retail Trade | Winter Morning | MW of Load | 1 | 2033 | 0.40404
ENS | Alternate Scenario | C&I Curtailment | C&I Curtailment-Turnkey-Standard Lighting Control | Medium Industrial | Services | Winter Morning | MW of Load | 1 | 2033 | 0.018605
ENS | Alternate Scenario | C&I Curtailment | C&I Curtailment-Turnkey-Water Heating Control | Medium Industrial | Miscellaneous | Winter Morning | MW of Load | 1 | 2033 | 0.11037
ENS | Alternate Scenario | C&I Curtailment | C&I Curtailment-Turnkey-Water Heating Control | Medium Industrial | Offices | Winter Morning | MW of Load | 1 | 2033 | 0.00070423
ENS | Alternate Scenario | C&I Curtailment | C&I Curtailment-Turnkey-Water Heating Control | Medium Industrial | Retail Trade | Winter Morning | MW of Load | 1 | 2033 | 0.055773
ENS | Alternate Scenario | C&I Curtailment | C&I Curtailment-Turnkey-Water Heating Control | Medium Industrial | Services | Winter Morning | MW of Load | 1 | 2033 | 0.0025682
ENS | Alternate Scenario | C&I Curtailment | C&I Curtailment-Turnkey-Other | Medium Industrial | Miscellaneous | Winter Morning | MW of Load | 1 | 2033 | 1.6926
ENS | Alternate Scenario | C&I Curtailment | C&I Curtailment-Turnkey-Other | Medium Industrial | Offices | Winter Morning | MW of Load | 1 | 2033 | 0.013295
ENS | Alternate Scenario | C&I Curtailment | C&I Curtailment-Turnkey-Other | Medium Industrial | Retail Trade | Winter Morning | MW of Load | 1 | 2033 | 0.61264
ENS | Alternate Scenario | C&I Curtailment | C&I Curtailment-Turnkey-Other | Medium Industrial | Services | Winter Morning | MW of Load | 1 | 2033 | 0.02821
ENS | Alternate Scenario | C&I Curtailment | C&I Curtailment-Turnkey-Manual HVAC Control | Medium Industrial | Miscellaneous | Winter Evening | MW of Load | 1 | 2033 | 4.0871
ENS | Alternate Scenario | C&I Curtailment | C&I Curtailment-Turnkey-Manual HVAC Control | Medium Industrial | Offices | Winter Evening | MW of Load | 1 | 2033 | 0.065929
ENS | Alternate Scenario | C&I Curtailment | C&I Curtailment-Turnkey-Manual HVAC Control | Medium Industrial | Retail Trade | Winter Evening | MW of Load | 1 | 2033 | 0.90312
ENS | Alternate Scenario | C&I Curtailment | C&I Curtailment-Turnkey-Manual HVAC Control | Medium Industrial | Services | Winter Evening | MW of Load | 1 | 2033 | 0.041586
ENS | Alternate Scenario | C&I Curtailment | C&I Curtailment-Turnkey-Auto-DR HVAC Control | Medium Industrial | Miscellaneous | Winter Evening | MW of Load | 1 | 2033 | 0.63324
ENS | Alternate Scenario | C&I Curtailment | C&I Curtailment-Turnkey-Auto-DR HVAC Control | Medium Industrial | Offices | Winter Evening | MW of Load | 1 | 2033 | 0.010215
ENS | Alternate Scenario | C&I Curtailment | C&I Curtailment-Turnkey-Auto-DR HVAC Control | Medium Industrial | Retail Trade | Winter Evening | MW of Load | 1 | 2033 | 0.13993
ENS | Alternate Scenario | C&I Curtailment | C&I Curtailment-Turnkey-Auto-DR HVAC Control | Medium Industrial | Services | Winter Evening | MW of Load | 1 | 2033 | 0.0064433
ENS | Alternate Scenario | C&I Curtailment | C&I Curtailment-Turnkey-Standard Lighting Control | Medium Industrial | Miscellaneous | Winter Evening | MW of Load | 1 | 2033 | 1.2646
ENS | Alternate Scenario | C&I Curtailment | C&I Curtailment-Turnkey-Standard Lighting Control | Medium Industrial | Offices | Winter Evening | MW of Load | 1 | 2033 | 0.0085949
ENS | Alternate Scenario | C&I Curtailment | C&I Curtailment-Turnkey-Standard Lighting Control | Medium Industrial | Retail Trade | Winter Evening | MW of Load | 1 | 2033 | 0.39085
ENS | Alternate Scenario | C&I Curtailment | C&I Curtailment-Turnkey-Standard Lighting Control | Medium Industrial | Services | Winter Evening | MW of Load | 1 | 2033 | 0.017997
ENS | Alternate Scenario | C&I Curtailment | C&I Curtailment-Turnkey-Water Heating Control | Medium Industrial | Miscellaneous | Winter Evening | MW of Load | 1 | 2033 | 0.10677
ENS | Alternate Scenario | C&I Curtailment | C&I Curtailment-Turnkey-Water Heating Control | Medium Industrial | Offices | Winter Evening | MW of Load | 1 | 2033 | 0.00068124
ENS | Alternate Scenario | C&I Curtailment | C&I Curtailment-Turnkey-Water Heating Control | Medium Industrial | Retail Trade | Winter Evening | MW of Load | 1 | 2033 | 0.053952
ENS | Alternate Scenario | C&I Curtailment | C&I Curtailment-Turnkey-Water Heating Control | Medium Industrial | Services | Winter Evening | MW of Load | 1 | 2033 | 0.0024843
ENS | Alternate Scenario | C&I Curtailment | C&I Curtailment-Turnkey-Other | Medium Industrial | Miscellaneous | Winter Evening | MW of Load | 1 | 2033 | 1.6373
ENS | Alternate Scenario | C&I Curtailment | C&I Curtailment-Turnkey-Other | Medium Industrial | Offices | Winter Evening | MW of Load | 1 | 2033 | 0.012861
ENS | Alternate Scenario | C&I Curtailment | C&I Curtailment-Turnkey-Other | Medium Industrial | Retail Trade | Winter Evening | MW of Load | 1 | 2033 | 0.59263
ENS | Alternate Scenario | C&I Curtailment | C&I Curtailment-Turnkey-Other | Medium Industrial | Services | Winter Evening | MW of Load | 1 | 2033 | 0.027289
ENS | Alternate Scenario | C&I Curtailment | C&I Curtailment-Turnkey-Manual HVAC Control | Large Industrial | Miscellaneous | Winter Morning | MW of Load | 1 | 2033 | 0.08689
ENS | Alternate Scenario | C&I Curtailment | C&I Curtailment-Turnkey-Auto-DR HVAC Control | Large Industrial | Miscellaneous | Winter Morning | MW of Load | 1 | 2033 | 0.013463
ENS | Alternate Scenario | C&I Curtailment | C&I Curtailment-Turnkey-Standard Lighting Control | Large Industrial | Miscellaneous | Winter Morning | MW of Load | 1 | 2033 | 0.037562
ENS | Alternate Scenario | C&I Curtailment | C&I Curtailment-Turnkey-Water Heating Control | Large Industrial | Miscellaneous | Winter Morning | MW of Load | 1 | 2033 | 0.0019075
ENS | Alternate Scenario | C&I Curtailment | C&I Curtailment-Turnkey-Other | Large Industrial | Miscellaneous | Winter Morning | MW of Load | 1 | 2033 | 0.04077
ENS | Alternate Scenario | C&I Curtailment | C&I Curtailment-Turnkey-Industrial | Large Industrial | Manufacturing | Winter Morning | MW of Load | 1 | 2033 | 0.007957
ENS | Alternate Scenario | C&I Curtailment | C&I Curtailment-Turnkey-Manual HVAC Control | Large Industrial | Miscellaneous | Winter Evening | MW of Load | 1 | 2033 | 0.086372
ENS | Alternate Scenario | C&I Curtailment | C&I Curtailment-Turnkey-Auto-DR HVAC Control | Large Industrial | Miscellaneous | Winter Evening | MW of Load | 1 | 2033 | 0.013382
ENS | Alternate Scenario | C&I Curtailment | C&I Curtailment-Turnkey-Standard Lighting Control | Large Industrial | Miscellaneous | Winter Evening | MW of Load | 1 | 2033 | 0.037338
ENS | Alternate Scenario | C&I Curtailment | C&I Curtailment-Turnkey-Water Heating Control | Large Industrial | Miscellaneous | Winter Evening | MW of Load | 1 | 2033 | 0.0018961
ENS | Alternate Scenario | C&I Curtailment | C&I Curtailment-Turnkey-Other | Large Industrial | Miscellaneous | Winter Evening | MW of Load | 1 | 2033 | 0.040527
ENS | Alternate Scenario | C&I Curtailment | C&I Curtailment-Turnkey-Industrial | Large Industrial | Manufacturing | Winter Evening | MW of Load | 1 | 2033 | 0.0079096
ENS | Alternate Scenario | C&I Loadshift to BUGs | C&I Loadshift to BUGs | Large General | Miscellaneous | Winter Morning | MW of Load | 1 | 2033 | 2.9529
ENS | Alternate Scenario | C&I Loadshift to BUGs | C&I Loadshift to BUGs | Large General | Miscellaneous | Winter Evening | MW of Load | 1 | 2033 | 2.5399
ENS | Alternate Scenario | C&I Loadshift to BUGs | C&I Loadshift to BUGs | Small Industrial | Miscellaneous | Winter Morning | MW of Load | 1 | 2033 | 0.82929
ENS | Alternate Scenario | C&I Loadshift to BUGs | C&I Loadshift to BUGs | Small Industrial | Miscellaneous | Winter Evening | MW of Load | 1 | 2033 | 1.1384
ENS | Alternate Scenario | C&I Loadshift to BUGs | C&I Loadshift to BUGs | Medium Industrial | Manufacturing | Winter Morning | MW of Load | 1 | 2033 | 0.5732
ENS | Alternate Scenario | C&I Loadshift to BUGs | C&I Loadshift to BUGs | Medium Industrial | Miscellaneous | Winter Morning | MW of Load | 1 | 2033 | 2.4877
ENS | Alternate Scenario | C&I Loadshift to BUGs | C&I Loadshift to BUGs | Medium Industrial | Manufacturing | Winter Evening | MW of Load | 1 | 2033 | 0.55449
ENS | Alternate Scenario | C&I Loadshift to BUGs | C&I Loadshift to BUGs | Medium Industrial | Miscellaneous | Winter Evening | MW of Load | 1 | 2033 | 2.4065
ENS | Alternate Scenario | Dynamic Pricing | Dynamic Pricing with enabling tech. | Small General | Manufacturing | Winter Morning | MW of Load | 1 | 2033 | 0.0074589
ENS | Alternate Scenario | Dynamic Pricing | Dynamic Pricing with enabling tech. | Small General | Manufacturing | Winter Evening | MW of Load | 1 | 2033 | 0.0086578
ENS | Alternate Scenario | Dynamic Pricing | Dynamic Pricing with enabling tech. | Residential Charitable | Residential LI | Winter Morning | MW of Load | 1 | 2033 | 3.3058
ENS | Alternate Scenario | Dynamic Pricing | Dynamic Pricing with enabling tech. | Residential Charitable | Residential Market Rate | Winter Morning | MW of Load | 1 | 2033 | 18.8807
ENS | Alternate Scenario | Dynamic Pricing | Dynamic Pricing with enabling tech. | Residential Charitable | Residential LI | Winter Evening | MW of Load | 1 | 2033 | 3.7633
ENS | Alternate Scenario | Dynamic Pricing | Dynamic Pricing with enabling tech. | Residential Charitable | Residential Market Rate | Winter Evening | MW of Load | 1 | 2033 | 21.4936
ENS | Alternate Scenario | Behavioral DR | Behavioral DR | Residential Charitable | Residential LI | Winter Morning | MW of Load | 1 | 2033 | 0.39437
ENS | Alternate Scenario | Behavioral DR | Behavioral DR | Residential Charitable | Residential Market Rate | Winter Morning | MW of Load | 1 | 2033 | 2.2524
ENS | Alternate Scenario | Behavioral DR | Behavioral DR | Residential Charitable | Residential LI | Winter Evening | MW of Load | 1 | 2033 | 0.44895
ENS | Alternate Scenario | Behavioral DR | Behavioral DR | Residential Charitable | Residential Market Rate | Winter Evening | MW of Load | 1 | 2033 | 2.5641
ENS | Alternate Scenario | Time-of-Use Rates (TOU) | Time-of-Use Rates (TOU) | Residential Charitable | Residential LI | Winter Morning | MW of Load | 0 | 2033 | 0.34508
ENS | Alternate Scenario | Time-of-Use Rates (TOU) | Time-of-Use Rates (TOU) | Residential Charitable | Residential Market Rate | Winter Morning | MW of Load | 0 | 2033 | 1.9709
ENS | Alternate Scenario | Time-of-Use Rates (TOU) | Time-of-Use Rates (TOU) | Residential Charitable | Residential LI | Winter Evening | MW of Load | 0 | 2033 | 0.39283
ENS | Alternate Scenario | Time-of-Use Rates (TOU) | Time-of-Use Rates (TOU) | Residential Charitable | Residential Market Rate | Winter Evening | MW of Load | 0 | 2033 | 2.2436
ENS | Preferred Plan | DLC-Thermostat | DLC-Thermostat-BYOT-Central Heat Pump | Residential Charitable | Residential LI | Winter Morning | MW of Load | 0 | 2025 | 0.016122
ENS | Preferred Plan | DLC-Thermostat | DLC-Thermostat-BYOT-Central Heat Pump | Residential Charitable | Residential Market Rate | Winter Morning | MW of Load | 0 | 2025 | 0.098657
ENS | Preferred Plan | DLC-Thermostat | DLC-Thermostat-DI-Baseboard Heating | Residential Charitable | Residential LI | Winter Morning | MW of Load | 0 | 2025 | 0.083298
ENS | Preferred Plan | DLC-Thermostat | DLC-Thermostat-DI-Baseboard Heating | Residential Charitable | Residential Market Rate | Winter Morning | MW of Load | 0 | 2025 | 0.79291
ENS | Preferred Plan | DLC-Thermostat | DLC-Thermostat-BYOT-Baseboard Heating | Residential Charitable | Residential LI | Winter Morning | MW of Load | 0 | 2025 | 0.0057621
ENS | Preferred Plan | DLC-Thermostat | DLC-Thermostat-BYOT-Baseboard Heating | Residential Charitable | Residential Market Rate | Winter Morning | MW of Load | 0 | 2025 | 0.05485
ENS | Preferred Plan | DLC-Thermostat | DLC-Thermostat-DI-MSHP | Residential Charitable | Residential LI | Winter Morning | MW of Load | 0 | 2025 | 0.032849
ENS | Preferred Plan | DLC-Thermostat | DLC-Thermostat-DI-MSHP | Residential Charitable | Residential Market Rate | Winter Morning | MW of Load | 0 | 2025 | 0.31269
ENS | Preferred Plan | DLC-Thermostat | DLC-Thermostat-BYOT-MSHP | Residential Charitable | Residential LI | Winter Morning | MW of Load | 0 | 2025 | 0.0058037
ENS | Preferred Plan | DLC-Thermostat | DLC-Thermostat-BYOT-MSHP | Residential Charitable | Residential Market Rate | Winter Morning | MW of Load | 0 | 2025 | 0.055246
ENS | Preferred Plan | DLC-Thermostat | DLC-Thermostat-BYOT-Central Heat Pump | Residential Charitable | Residential LI | Winter Evening | MW of Load | 0 | 2025 | 0.016122
ENS | Preferred Plan | DLC-Thermostat | DLC-Thermostat-BYOT-Central Heat Pump | Residential Charitable | Residential Market Rate | Winter Evening | MW of Load | 0 | 2025 | 0.098657
ENS | Preferred Plan | DLC-Thermostat | DLC-Thermostat-DI-Baseboard Heating | Residential Charitable | Residential LI | Winter Evening | MW of Load | 0 | 2025 | 0.083298
ENS | Preferred Plan | DLC-Thermostat | DLC-Thermostat-DI-Baseboard Heating | Residential Charitable | Residential Market Rate | Winter Evening | MW of Load | 0 | 2025 | 0.79291
ENS | Preferred Plan | DLC-Thermostat | DLC-Thermostat-BYOT-Baseboard Heating | Residential Charitable | Residential LI | Winter Evening | MW of Load | 0 | 2025 | 0.0057621
ENS | Preferred Plan | DLC-Thermostat | DLC-Thermostat-BYOT-Baseboard Heating | Residential Charitable | Residential Market Rate | Winter Evening | MW of Load | 0 | 2025 | 0.05485
ENS | Preferred Plan | DLC-Thermostat | DLC-Thermostat-DI-MSHP | Residential Charitable | Residential LI | Winter Evening | MW of Load | 0 | 2025 | 0.032849
ENS | Preferred Plan | DLC-Thermostat | DLC-Thermostat-DI-MSHP | Residential Charitable | Residential Market Rate | Winter Evening | MW of Load | 0 | 2025 | 0.31269
ENS | Preferred Plan | DLC-Thermostat | DLC-Thermostat-BYOT-MSHP | Residential Charitable | Residential LI | Winter Evening | MW of Load | 0 | 2025 | 0.0058037
ENS | Preferred Plan | DLC-Thermostat | DLC-Thermostat-BYOT-MSHP | Residential Charitable | Residential Market Rate | Winter Evening | MW of Load | 0 | 2025 | 0.055246
ENS | Preferred Plan | DLC-Water Heating | DLC-Switch-Water Heating | Residential Charitable | Residential LI | Winter Morning | MW of Load | 0 | 2025 | 0.022898
ENS | Preferred Plan | DLC-Water Heating | DLC-Switch-Water Heating | Residential Charitable | Residential Market Rate | Winter Morning | MW of Load | 0 | 2025 | 0.26156
ENS | Preferred Plan | DLC-Water Heating | DLC-Switch-Water Heating | Residential Charitable | Residential LI | Winter Evening | MW of Load | 0 | 2025 | 0.019354
ENS | Preferred Plan | DLC-Water Heating | DLC-Switch-Water Heating | Residential Charitable | Residential Market Rate | Winter Evening | MW of Load | 0 | 2025 | 0.22108
ENS | Preferred Plan | C&I Curtailment | C&I Curtailment-Turnkey-Manual HVAC Control | General | Miscellaneous | Winter Morning | MW of Load | 1 | 2025 | 0.65509
ENS | Preferred Plan | C&I Curtailment | C&I Curtailment-Turnkey-Manual HVAC Control | General | Offices | Winter Morning | MW of Load | 1 | 2025 | 0.043007
ENS | Preferred Plan | C&I Curtailment | C&I Curtailment-Turnkey-Manual HVAC Control | General | Retail Trade | Winter Morning | MW of Load | 1 | 2025 | 0.15443
ENS | Preferred Plan | C&I Curtailment | C&I Curtailment-Turnkey-Manual HVAC Control | General | Services | Winter Morning | MW of Load | 1 | 2025 | 0.099831
ENS | Preferred Plan | C&I Curtailment | C&I Curtailment-Turnkey-Auto-DR HVAC Control | General | Miscellaneous | Winter Morning | MW of Load | 1 | 2025 | 0.016501
ENS | Preferred Plan | C&I Curtailment | C&I Curtailment-Turnkey-Auto-DR HVAC Control | General | Offices | Winter Morning | MW of Load | 1 | 2025 | 0.0010833
ENS | Preferred Plan | C&I Curtailment | C&I Curtailment-Turnkey-Auto-DR HVAC Control | General | Retail Trade | Winter Morning | MW of Load | 1 | 2025 | 0.0038898
ENS | Preferred Plan | C&I Curtailment | C&I Curtailment-Turnkey-Auto-DR HVAC Control | General | Services | Winter Morning | MW of Load | 1 | 2025 | 0.0025146
ENS | Preferred Plan | C&I Curtailment | C&I Curtailment-Turnkey-Standard Lighting Control | General | Miscellaneous | Winter Morning | MW of Load | 1 | 2025 | 0.27774
ENS | Preferred Plan | C&I Curtailment | C&I Curtailment-Turnkey-Standard Lighting Control | General | Offices | Winter Morning | MW of Load | 1 | 2025 | 0.0059113
ENS | Preferred Plan | C&I Curtailment | C&I Curtailment-Turnkey-Standard Lighting Control | General | Retail Trade | Winter Morning | MW of Load | 1 | 2025 | 0.064644
ENS | Preferred Plan | C&I Curtailment | C&I Curtailment-Turnkey-Standard Lighting Control | General | Services | Winter Morning | MW of Load | 1 | 2025 | 0.041816
ENS | Preferred Plan | C&I Curtailment | C&I Curtailment-Turnkey-Water Heating Control | General | Miscellaneous | Winter Morning | MW of Load | 1 | 2025 | 0.016025
ENS | Preferred Plan | C&I Curtailment | C&I Curtailment-Turnkey-Water Heating Control | General | Offices | Winter Morning | MW of Load | 1 | 2025 | 0.00043218
ENS | Preferred Plan | C&I Curtailment | C&I Curtailment-Turnkey-Water Heating Control | General | Retail Trade | Winter Morning | MW of Load | 1 | 2025 | 0.0084694
ENS | Preferred Plan | C&I Curtailment | C&I Curtailment-Turnkey-Water Heating Control | General | Services | Winter Morning | MW of Load | 1 | 2025 | 0.0054722
ENS | Preferred Plan | C&I Curtailment | C&I Curtailment-Turnkey-Other | General | Miscellaneous | Winter Morning | MW of Load | 1 | 2025 | 0.28901
ENS | Preferred Plan | C&I Curtailment | C&I Curtailment-Turnkey-Other | General | Offices | Winter Morning | MW of Load | 1 | 2025 | 0.0079664
ENS | Preferred Plan | C&I Curtailment | C&I Curtailment-Turnkey-Other | General | Retail Trade | Winter Morning | MW of Load | 1 | 2025 | 0.091131
ENS | Preferred Plan | C&I Curtailment | C&I Curtailment-Turnkey-Other | General | Services | Winter Morning | MW of Load | 1 | 2025 | 0.058907
ENS | Preferred Plan | C&I Curtailment | C&I Curtailment-Turnkey-Manual HVAC Control | General | Miscellaneous | Winter Evening | MW of Load | 1 | 2025 | 0.76506
ENS | Preferred Plan | C&I Curtailment | C&I Curtailment-Turnkey-Manual HVAC Control | General | Offices | Winter Evening | MW of Load | 1 | 2025 | 0.050227
ENS | Preferred Plan | C&I Curtailment | C&I Curtailment-Turnkey-Manual HVAC Control | General | Retail Trade | Winter Evening | MW of Load | 1 | 2025 | 0.18035
ENS | Preferred Plan | C&I Curtailment | C&I Curtailment-Turnkey-Manual HVAC Control | General | Services | Winter Evening | MW of Load | 1 | 2025 | 0.11659
ENS | Preferred Plan | C&I Curtailment | C&I Curtailment-Turnkey-Auto-DR HVAC Control | General | Miscellaneous | Winter Evening | MW of Load | 1 | 2025 | 0.019271
ENS | Preferred Plan | C&I Curtailment | C&I Curtailment-Turnkey-Auto-DR HVAC Control | General | Offices | Winter Evening | MW of Load | 1 | 2025 | 0.0012651
ENS | Preferred Plan | C&I Curtailment | C&I Curtailment-Turnkey-Auto-DR HVAC Control | General | Retail Trade | Winter Evening | MW of Load | 1 | 2025 | 0.0045428
ENS | Preferred Plan | C&I Curtailment | C&I Curtailment-Turnkey-Auto-DR HVAC Control | General | Services | Winter Evening | MW of Load | 1 | 2025 | 0.0029367
ENS | Preferred Plan | C&I Curtailment | C&I Curtailment-Turnkey-Standard Lighting Control | General | Miscellaneous | Winter Evening | MW of Load | 1 | 2025 | 0.32437
ENS | Preferred Plan | C&I Curtailment | C&I Curtailment-Turnkey-Standard Lighting Control | General | Offices | Winter Evening | MW of Load | 1 | 2025 | 0.0069036
ENS | Preferred Plan | C&I Curtailment | C&I Curtailment-Turnkey-Standard Lighting Control | General | Retail Trade | Winter Evening | MW of Load | 1 | 2025 | 0.075496
ENS | Preferred Plan | C&I Curtailment | C&I Curtailment-Turnkey-Standard Lighting Control | General | Services | Winter Evening | MW of Load | 1 | 2025 | 0.048836
ENS | Preferred Plan | C&I Curtailment | C&I Curtailment-Turnkey-Water Heating Control | General | Miscellaneous | Winter Evening | MW of Load | 1 | 2025 | 0.018715
ENS | Preferred Plan | C&I Curtailment | C&I Curtailment-Turnkey-Water Heating Control | General | Offices | Winter Evening | MW of Load | 1 | 2025 | 0.00050473
ENS | Preferred Plan | C&I Curtailment | C&I Curtailment-Turnkey-Water Heating Control | General | Retail Trade | Winter Evening | MW of Load | 1 | 2025 | 0.0098912
ENS | Preferred Plan | C&I Curtailment | C&I Curtailment-Turnkey-Water Heating Control | General | Services | Winter Evening | MW of Load | 1 | 2025 | 0.0063908
ENS | Preferred Plan | C&I Curtailment | C&I Curtailment-Turnkey-Other | General | Miscellaneous | Winter Evening | MW of Load | 1 | 2025 | 0.33752
ENS | Preferred Plan | C&I Curtailment | C&I Curtailment-Turnkey-Other | General | Offices | Winter Evening | MW of Load | 1 | 2025 | 0.0093037
ENS | Preferred Plan | C&I Curtailment | C&I Curtailment-Turnkey-Other | General | Retail Trade | Winter Evening | MW of Load | 1 | 2025 | 0.10643
ENS | Preferred Plan | C&I Curtailment | C&I Curtailment-Turnkey-Other | General | Services | Winter Evening | MW of Load | 1 | 2025 | 0.068796
ENS | Preferred Plan | C&I Curtailment | C&I Curtailment-Turnkey-Manual HVAC Control | Large General | Miscellaneous | Winter Morning | MW of Load | 1 | 2025 | 0.5235
ENS | Preferred Plan | C&I Curtailment | C&I Curtailment-Turnkey-Manual HVAC Control | Large General | Retail Trade | Winter Morning | MW of Load | 1 | 2025 | 0.022625
ENS | Preferred Plan | C&I Curtailment | C&I Curtailment-Turnkey-Manual HVAC Control | Large General | Services | Winter Morning | MW of Load | 1 | 2025 | 0.036231
ENS | Preferred Plan | C&I Curtailment | C&I Curtailment-Turnkey-Auto-DR HVAC Control | Large General | Miscellaneous | Winter Morning | MW of Load | 1 | 2025 | 0.013186
ENS | Preferred Plan | C&I Curtailment | C&I Curtailment-Turnkey-Auto-DR HVAC Control | Large General | Retail Trade | Winter Morning | MW of Load | 1 | 2025 | 0.00056988
ENS | Preferred Plan | C&I Curtailment | C&I Curtailment-Turnkey-Auto-DR HVAC Control | Large General | Services | Winter Morning | MW of Load | 1 | 2025 | 0.0009126
ENS | Preferred Plan | C&I Curtailment | C&I Curtailment-Turnkey-Standard Lighting Control | Large General | Miscellaneous | Winter Morning | MW of Load | 1 | 2025 | 0.23061
ENS | Preferred Plan | C&I Curtailment | C&I Curtailment-Turnkey-Standard Lighting Control | Large General | Retail Trade | Winter Morning | MW of Load | 1 | 2025 | 0.0094403
ENS | Preferred Plan | C&I Curtailment | C&I Curtailment-Turnkey-Standard Lighting Control | Large General | Services | Winter Morning | MW of Load | 1 | 2025 | 0.015118
ENS | Preferred Plan | C&I Curtailment | C&I Curtailment-Turnkey-Water Heating Control | Large General | Miscellaneous | Winter Morning | MW of Load | 1 | 2025 | 0.010404
ENS | Preferred Plan | C&I Curtailment | C&I Curtailment-Turnkey-Water Heating Control | Large General | Retail Trade | Winter Morning | MW of Load | 1 | 2025 | 0.001244
ENS | Preferred Plan | C&I Curtailment | C&I Curtailment-Turnkey-Water Heating Control | Large General | Services | Winter Morning | MW of Load | 1 | 2025 | 0.0019922
ENS | Preferred Plan | C&I Curtailment | C&I Curtailment-Turnkey-Other | Large General | Miscellaneous | Winter Morning | MW of Load | 1 | 2025 | 0.22505
ENS | Preferred Plan | C&I Curtailment | C&I Curtailment-Turnkey-Other | Large General | Retail Trade | Winter Morning | MW of Load | 1 | 2025 | 0.013356
ENS | Preferred Plan | C&I Curtailment | C&I Curtailment-Turnkey-Other | Large General | Services | Winter Morning | MW of Load | 1 | 2025 | 0.021389
ENS | Preferred Plan | C&I Curtailment | C&I Curtailment-Turnkey-Manual HVAC Control | Large General | Miscellaneous | Winter Evening | MW of Load | 1 | 2025 | 0.44916
ENS | Preferred Plan | C&I Curtailment | C&I Curtailment-Turnkey-Manual HVAC Control | Large General | Retail Trade | Winter Evening | MW of Load | 1 | 2025 | 0.019412
ENS | Preferred Plan | C&I Curtailment | C&I Curtailment-Turnkey-Manual HVAC Control | Large General | Services | Winter Evening | MW of Load | 1 | 2025 | 0.031086
ENS | Preferred Plan | C&I Curtailment | C&I Curtailment-Turnkey-Auto-DR HVAC Control | Large General | Miscellaneous | Winter Evening | MW of Load | 1 | 2025 | 0.011313
ENS | Preferred Plan | C&I Curtailment | C&I Curtailment-Turnkey-Auto-DR HVAC Control | Large General | Retail Trade | Winter Evening | MW of Load | 1 | 2025 | 0.00048895
ENS | Preferred Plan | C&I Curtailment | C&I Curtailment-Turnkey-Auto-DR HVAC Control | Large General | Services | Winter Evening | MW of Load | 1 | 2025 | 0.000783
ENS | Preferred Plan | C&I Curtailment | C&I Curtailment-Turnkey-Standard Lighting Control | Large General | Miscellaneous | Winter Evening | MW of Load | 1 | 2025 | 0.19786
ENS | Preferred Plan | C&I Curtailment | C&I Curtailment-Turnkey-Standard Lighting Control | Large General | Retail Trade | Winter Evening | MW of Load | 1 | 2025 | 0.0080996
ENS | Preferred Plan | C&I Curtailment | C&I Curtailment-Turnkey-Standard Lighting Control | Large General | Services | Winter Evening | MW of Load | 1 | 2025 | 0.012971
ENS | Preferred Plan | C&I Curtailment | C&I Curtailment-Turnkey-Water Heating Control | Large General | Miscellaneous | Winter Evening | MW of Load | 1 | 2025 | 0.0089268
ENS | Preferred Plan | C&I Curtailment | C&I Curtailment-Turnkey-Water Heating Control | Large General | Retail Trade | Winter Evening | MW of Load | 1 | 2025 | 0.0010674
ENS | Preferred Plan | C&I Curtailment | C&I Curtailment-Turnkey-Water Heating Control | Large General | Services | Winter Evening | MW of Load | 1 | 2025 | 0.0017093
ENS | Preferred Plan | C&I Curtailment | C&I Curtailment-Turnkey-Other | Large General | Miscellaneous | Winter Evening | MW of Load | 1 | 2025 | 0.19309
ENS | Preferred Plan | C&I Curtailment | C&I Curtailment-Turnkey-Other | Large General | Retail Trade | Winter Evening | MW of Load | 1 | 2025 | 0.011459
ENS | Preferred Plan | C&I Curtailment | C&I Curtailment-Turnkey-Other | Large General | Services | Winter Evening | MW of Load | 1 | 2025 | 0.018351
ENS | Preferred Plan | C&I Curtailment | C&I Curtailment-Turnkey-Manual HVAC Control | Small Industrial | Miscellaneous | Winter Morning | MW of Load | 1 | 2025 | 0.087082
ENS | Preferred Plan | C&I Curtailment | C&I Curtailment-Turnkey-Manual HVAC Control | Small Industrial | Offices | Winter Morning | MW of Load | 1 | 2025 | 0.0010859
ENS | Preferred Plan | C&I Curtailment | C&I Curtailment-Turnkey-Manual HVAC Control | Small Industrial | Retail Trade | Winter Morning | MW of Load | 1 | 2025 | 0.0037764
ENS | Preferred Plan | C&I Curtailment | C&I Curtailment-Turnkey-Manual HVAC Control | Small Industrial | Services | Winter Morning | MW of Load | 1 | 2025 | 0.001193
ENS | Preferred Plan | C&I Curtailment | C&I Curtailment-Turnkey-Auto-DR HVAC Control | Small Industrial | Miscellaneous | Winter Morning | MW of Load | 1 | 2025 | 0.0021934
ENS | Preferred Plan | C&I Curtailment | C&I Curtailment-Turnkey-Auto-DR HVAC Control | Small Industrial | Offices | Winter Morning | MW of Load | 1 | 2025 | 2.7353e-05
ENS | Preferred Plan | C&I Curtailment | C&I Curtailment-Turnkey-Auto-DR HVAC Control | Small Industrial | Retail Trade | Winter Morning | MW of Load | 1 | 2025 | 9.512e-05
ENS | Preferred Plan | C&I Curtailment | C&I Curtailment-Turnkey-Auto-DR HVAC Control | Small Industrial | Services | Winter Morning | MW of Load | 1 | 2025 | 3.0051e-05
ENS | Preferred Plan | C&I Curtailment | C&I Curtailment-Turnkey-Standard Lighting Control | Small Industrial | Miscellaneous | Winter Morning | MW of Load | 1 | 2025 | 0.028081
ENS | Preferred Plan | C&I Curtailment | C&I Curtailment-Turnkey-Standard Lighting Control | Small Industrial | Offices | Winter Morning | MW of Load | 1 | 2025 | 0.00015547
ENS | Preferred Plan | C&I Curtailment | C&I Curtailment-Turnkey-Standard Lighting Control | Small Industrial | Retail Trade | Winter Morning | MW of Load | 1 | 2025 | 0.0016465
ENS | Preferred Plan | C&I Curtailment | C&I Curtailment-Turnkey-Standard Lighting Control | Small Industrial | Services | Winter Morning | MW of Load | 1 | 2025 | 0.00052017
ENS | Preferred Plan | C&I Curtailment | C&I Curtailment-Turnkey-Water Heating Control | Small Industrial | Miscellaneous | Winter Morning | MW of Load | 1 | 2025 | 0.0020455
ENS | Preferred Plan | C&I Curtailment | C&I Curtailment-Turnkey-Water Heating Control | Small Industrial | Offices | Winter Morning | MW of Load | 1 | 2025 | 1.0716e-05
ENS | Preferred Plan | C&I Curtailment | C&I Curtailment-Turnkey-Water Heating Control | Small Industrial | Retail Trade | Winter Morning | MW of Load | 1 | 2025 | 0.00020014
ENS | Preferred Plan | C&I Curtailment | C&I Curtailment-Turnkey-Water Heating Control | Small Industrial | Services | Winter Morning | MW of Load | 1 | 2025 | 6.3229e-05
ENS | Preferred Plan | C&I Curtailment | C&I Curtailment-Turnkey-Other | Small Industrial | Miscellaneous | Winter Morning | MW of Load | 1 | 2025 | 0.032022
ENS | Preferred Plan | C&I Curtailment | C&I Curtailment-Turnkey-Other | Small Industrial | Offices | Winter Morning | MW of Load | 1 | 2025 | 0.00020201
ENS | Preferred Plan | C&I Curtailment | C&I Curtailment-Turnkey-Other | Small Industrial | Retail Trade | Winter Morning | MW of Load | 1 | 2025 | 0.0022176
ENS | Preferred Plan | C&I Curtailment | C&I Curtailment-Turnkey-Other | Small Industrial | Services | Winter Morning | MW of Load | 1 | 2025 | 0.00070059
ENS | Preferred Plan | C&I Curtailment | C&I Curtailment-Turnkey-Industrial | Small Industrial | Manufacturing | Winter Morning | MW of Load | 1 | 2025 | 0.0078355
ENS | Preferred Plan | C&I Curtailment | C&I Curtailment-Turnkey-Manual HVAC Control | Small Industrial | Miscellaneous | Winter Evening | MW of Load | 1 | 2025 | 0.11924
ENS | Preferred Plan | C&I Curtailment | C&I Curtailment-Turnkey-Manual HVAC Control | Small Industrial | Offices | Winter Evening | MW of Load | 1 | 2025 | 0.0014869
ENS | Preferred Plan | C&I Curtailment | C&I Curtailment-Turnkey-Manual HVAC Control | Small Industrial | Retail Trade | Winter Evening | MW of Load | 1 | 2025 | 0.0051709
ENS | Preferred Plan | C&I Curtailment | C&I Curtailment-Turnkey-Manual HVAC Control | Small Industrial | Services | Winter Evening | MW of Load | 1 | 2025 | 0.0016336
ENS | Preferred Plan | C&I Curtailment | C&I Curtailment-Turnkey-Auto-DR HVAC Control | Small Industrial | Miscellaneous | Winter Evening | MW of Load | 1 | 2025 | 0.0030034
ENS | Preferred Plan | C&I Curtailment | C&I Curtailment-Turnkey-Auto-DR HVAC Control | Small Industrial | Offices | Winter Evening | MW of Load | 1 | 2025 | 3.7454e-05
ENS | Preferred Plan | C&I Curtailment | C&I Curtailment-Turnkey-Auto-DR HVAC Control | Small Industrial | Retail Trade | Winter Evening | MW of Load | 1 | 2025 | 0.00013025
ENS | Preferred Plan | C&I Curtailment | C&I Curtailment-Turnkey-Auto-DR HVAC Control | Small Industrial | Services | Winter Evening | MW of Load | 1 | 2025 | 4.1148e-05
ENS | Preferred Plan | C&I Curtailment | C&I Curtailment-Turnkey-Standard Lighting Control | Small Industrial | Miscellaneous | Winter Evening | MW of Load | 1 | 2025 | 0.038451
ENS | Preferred Plan | C&I Curtailment | C&I Curtailment-Turnkey-Standard Lighting Control | Small Industrial | Offices | Winter Evening | MW of Load | 1 | 2025 | 0.00021288
ENS | Preferred Plan | C&I Curtailment | C&I Curtailment-Turnkey-Standard Lighting Control | Small Industrial | Retail Trade | Winter Evening | MW of Load | 1 | 2025 | 0.0022545
ENS | Preferred Plan | C&I Curtailment | C&I Curtailment-Turnkey-Standard Lighting Control | Small Industrial | Services | Winter Evening | MW of Load | 1 | 2025 | 0.00071225
ENS | Preferred Plan | C&I Curtailment | C&I Curtailment-Turnkey-Water Heating Control | Small Industrial | Miscellaneous | Winter Evening | MW of Load | 1 | 2025 | 0.0028008
ENS | Preferred Plan | C&I Curtailment | C&I Curtailment-Turnkey-Water Heating Control | Small Industrial | Offices | Winter Evening | MW of Load | 1 | 2025 | 1.4673e-05
ENS | Preferred Plan | C&I Curtailment | C&I Curtailment-Turnkey-Water Heating Control | Small Industrial | Retail Trade | Winter Evening | MW of Load | 1 | 2025 | 0.00027405
ENS | Preferred Plan | C&I Curtailment | C&I Curtailment-Turnkey-Water Heating Control | Small Industrial | Services | Winter Evening | MW of Load | 1 | 2025 | 8.6579e-05
ENS | Preferred Plan | C&I Curtailment | C&I Curtailment-Turnkey-Other | Small Industrial | Miscellaneous | Winter Evening | MW of Load | 1 | 2025 | 0.043847
ENS | Preferred Plan | C&I Curtailment | C&I Curtailment-Turnkey-Other | Small Industrial | Offices | Winter Evening | MW of Load | 1 | 2025 | 0.00027661
ENS | Preferred Plan | C&I Curtailment | C&I Curtailment-Turnkey-Other | Small Industrial | Retail Trade | Winter Evening | MW of Load | 1 | 2025 | 0.0030365
ENS | Preferred Plan | C&I Curtailment | C&I Curtailment-Turnkey-Other | Small Industrial | Services | Winter Evening | MW of Load | 1 | 2025 | 0.0009593
ENS | Preferred Plan | C&I Curtailment | C&I Curtailment-Turnkey-Industrial | Small Industrial | Manufacturing | Winter Evening | MW of Load | 1 | 2025 | 0.010729
ENS | Preferred Plan | C&I Curtailment | C&I Curtailment-Turnkey-Manual HVAC Control | Medium Industrial | Miscellaneous | Winter Morning | MW of Load | 1 | 2025 | 1.661
ENS | Preferred Plan | C&I Curtailment | C&I Curtailment-Turnkey-Manual HVAC Control | Medium Industrial | Offices | Winter Morning | MW of Load | 1 | 2025 | 0.026074
ENS | Preferred Plan | C&I Curtailment | C&I Curtailment-Turnkey-Manual HVAC Control | Medium Industrial | Retail Trade | Winter Morning | MW of Load | 1 | 2025 | 0.37684
ENS | Preferred Plan | C&I Curtailment | C&I Curtailment-Turnkey-Manual HVAC Control | Medium Industrial | Services | Winter Morning | MW of Load | 1 | 2025 | 0.017352
ENS | Preferred Plan | C&I Curtailment | C&I Curtailment-Turnkey-Auto-DR HVAC Control | Medium Industrial | Miscellaneous | Winter Morning | MW of Load | 1 | 2025 | 0.041838
ENS | Preferred Plan | C&I Curtailment | C&I Curtailment-Turnkey-Auto-DR HVAC Control | Medium Industrial | Offices | Winter Morning | MW of Load | 1 | 2025 | 0.00065675
ENS | Preferred Plan | C&I Curtailment | C&I Curtailment-Turnkey-Auto-DR HVAC Control | Medium Industrial | Retail Trade | Winter Morning | MW of Load | 1 | 2025 | 0.0094918
ENS | Preferred Plan | C&I Curtailment | C&I Curtailment-Turnkey-Auto-DR HVAC Control | Medium Industrial | Services | Winter Morning | MW of Load | 1 | 2025 | 0.00043707
ENS | Preferred Plan | C&I Curtailment | C&I Curtailment-Turnkey-Standard Lighting Control | Medium Industrial | Miscellaneous | Winter Morning | MW of Load | 1 | 2025 | 0.53561
ENS | Preferred Plan | C&I Curtailment | C&I Curtailment-Turnkey-Standard Lighting Control | Medium Industrial | Offices | Winter Morning | MW of Load | 1 | 2025 | 0.0037328
ENS | Preferred Plan | C&I Curtailment | C&I Curtailment-Turnkey-Standard Lighting Control | Medium Industrial | Retail Trade | Winter Morning | MW of Load | 1 | 2025 | 0.1643
ENS | Preferred Plan | C&I Curtailment | C&I Curtailment-Turnkey-Standard Lighting Control | Medium Industrial | Services | Winter Morning | MW of Load | 1 | 2025 | 0.0075655
ENS | Preferred Plan | C&I Curtailment | C&I Curtailment-Turnkey-Water Heating Control | Medium Industrial | Miscellaneous | Winter Morning | MW of Load | 1 | 2025 | 0.039016
ENS | Preferred Plan | C&I Curtailment | C&I Curtailment-Turnkey-Water Heating Control | Medium Industrial | Offices | Winter Morning | MW of Load | 1 | 2025 | 0.00025729
ENS | Preferred Plan | C&I Curtailment | C&I Curtailment-Turnkey-Water Heating Control | Medium Industrial | Retail Trade | Winter Morning | MW of Load | 1 | 2025 | 0.019972
ENS | Preferred Plan | C&I Curtailment | C&I Curtailment-Turnkey-Water Heating Control | Medium Industrial | Services | Winter Morning | MW of Load | 1 | 2025 | 0.00091963
ENS | Preferred Plan | C&I Curtailment | C&I Curtailment-Turnkey-Other | Medium Industrial | Miscellaneous | Winter Morning | MW of Load | 1 | 2025 | 0.61078
ENS | Preferred Plan | C&I Curtailment | C&I Curtailment-Turnkey-Other | Medium Industrial | Offices | Winter Morning | MW of Load | 1 | 2025 | 0.0048504
ENS | Preferred Plan | C&I Curtailment | C&I Curtailment-Turnkey-Other | Medium Industrial | Retail Trade | Winter Morning | MW of Load | 1 | 2025 | 0.22129
ENS | Preferred Plan | C&I Curtailment | C&I Curtailment-Turnkey-Other | Medium Industrial | Services | Winter Morning | MW of Load | 1 | 2025 | 0.01019
ENS | Preferred Plan | C&I Curtailment | C&I Curtailment-Turnkey-Manual HVAC Control | Medium Industrial | Miscellaneous | Winter Evening | MW of Load | 1 | 2025 | 1.6027
ENS | Preferred Plan | C&I Curtailment | C&I Curtailment-Turnkey-Manual HVAC Control | Medium Industrial | Offices | Winter Evening | MW of Load | 1 | 2025 | 0.025158
ENS | Preferred Plan | C&I Curtailment | C&I Curtailment-Turnkey-Manual HVAC Control | Medium Industrial | Retail Trade | Winter Evening | MW of Load | 1 | 2025 | 0.36361
ENS | Preferred Plan | C&I Curtailment | C&I Curtailment-Turnkey-Manual HVAC Control | Medium Industrial | Services | Winter Evening | MW of Load | 1 | 2025 | 0.016743
ENS | Preferred Plan | C&I Curtailment | C&I Curtailment-Turnkey-Auto-DR HVAC Control | Medium Industrial | Miscellaneous | Winter Evening | MW of Load | 1 | 2025 | 0.040369
ENS | Preferred Plan | C&I Curtailment | C&I Curtailment-Turnkey-Auto-DR HVAC Control | Medium Industrial | Offices | Winter Evening | MW of Load | 1 | 2025 | 0.00063369
ENS | Preferred Plan | C&I Curtailment | C&I Curtailment-Turnkey-Auto-DR HVAC Control | Medium Industrial | Retail Trade | Winter Evening | MW of Load | 1 | 2025 | 0.0091586
ENS | Preferred Plan | C&I Curtailment | C&I Curtailment-Turnkey-Auto-DR HVAC Control | Medium Industrial | Services | Winter Evening | MW of Load | 1 | 2025 | 0.00042173
ENS | Preferred Plan | C&I Curtailment | C&I Curtailment-Turnkey-Standard Lighting Control | Medium Industrial | Miscellaneous | Winter Evening | MW of Load | 1 | 2025 | 0.51681
ENS | Preferred Plan | C&I Curtailment | C&I Curtailment-Turnkey-Standard Lighting Control | Medium Industrial | Offices | Winter Evening | MW of Load | 1 | 2025 | 0.0036018
ENS | Preferred Plan | C&I Curtailment | C&I Curtailment-Turnkey-Standard Lighting Control | Medium Industrial | Retail Trade | Winter Evening | MW of Load | 1 | 2025 | 0.15853
ENS | Preferred Plan | C&I Curtailment | C&I Curtailment-Turnkey-Standard Lighting Control | Medium Industrial | Services | Winter Evening | MW of Load | 1 | 2025 | 0.0072999
ENS | Preferred Plan | C&I Curtailment | C&I Curtailment-Turnkey-Water Heating Control | Medium Industrial | Miscellaneous | Winter Evening | MW of Load | 1 | 2025 | 0.037646
ENS | Preferred Plan | C&I Curtailment | C&I Curtailment-Turnkey-Water Heating Control | Medium Industrial | Offices | Winter Evening | MW of Load | 1 | 2025 | 0.00024825
ENS | Preferred Plan | C&I Curtailment | C&I Curtailment-Turnkey-Water Heating Control | Medium Industrial | Retail Trade | Winter Evening | MW of Load | 1 | 2025 | 0.019271
ENS | Preferred Plan | C&I Curtailment | C&I Curtailment-Turnkey-Water Heating Control | Medium Industrial | Services | Winter Evening | MW of Load | 1 | 2025 | 0.00088735
ENS | Preferred Plan | C&I Curtailment | C&I Curtailment-Turnkey-Other | Medium Industrial | Miscellaneous | Winter Evening | MW of Load | 1 | 2025 | 0.58934
ENS | Preferred Plan | C&I Curtailment | C&I Curtailment-Turnkey-Other | Medium Industrial | Offices | Winter Evening | MW of Load | 1 | 2025 | 0.0046801
ENS | Preferred Plan | C&I Curtailment | C&I Curtailment-Turnkey-Other | Medium Industrial | Retail Trade | Winter Evening | MW of Load | 1 | 2025 | 0.21352
ENS | Preferred Plan | C&I Curtailment | C&I Curtailment-Turnkey-Other | Medium Industrial | Services | Winter Evening | MW of Load | 1 | 2025 | 0.0098319
ENS | Preferred Plan | C&I Curtailment | C&I Curtailment-Turnkey-Manual HVAC Control | Large Industrial | Miscellaneous | Winter Morning | MW of Load | 1 | 2025 | 0.034533
ENS | Preferred Plan | C&I Curtailment | C&I Curtailment-Turnkey-Auto-DR HVAC Control | Large Industrial | Miscellaneous | Winter Morning | MW of Load | 1 | 2025 | 0.00086983
ENS | Preferred Plan | C&I Curtailment | C&I Curtailment-Turnkey-Standard Lighting Control | Large Industrial | Miscellaneous | Winter Morning | MW of Load | 1 | 2025 | 0.015212
ENS | Preferred Plan | C&I Curtailment | C&I Curtailment-Turnkey-Water Heating Control | Large Industrial | Miscellaneous | Winter Morning | MW of Load | 1 | 2025 | 0.00068633
ENS | Preferred Plan | C&I Curtailment | C&I Curtailment-Turnkey-Other | Large Industrial | Miscellaneous | Winter Morning | MW of Load | 1 | 2025 | 0.014845
ENS | Preferred Plan | C&I Curtailment | C&I Curtailment-Turnkey-Industrial | Large Industrial | Manufacturing | Winter Morning | MW of Load | 1 | 2025 | 0.002979
ENS | Preferred Plan | C&I Curtailment | C&I Curtailment-Turnkey-Manual HVAC Control | Large Industrial | Miscellaneous | Winter Evening | MW of Load | 1 | 2025 | 0.03424
ENS | Preferred Plan | C&I Curtailment | C&I Curtailment-Turnkey-Auto-DR HVAC Control | Large Industrial | Miscellaneous | Winter Evening | MW of Load | 1 | 2025 | 0.00086245
ENS | Preferred Plan | C&I Curtailment | C&I Curtailment-Turnkey-Standard Lighting Control | Large Industrial | Miscellaneous | Winter Evening | MW of Load | 1 | 2025 | 0.015083
ENS | Preferred Plan | C&I Curtailment | C&I Curtailment-Turnkey-Water Heating Control | Large Industrial | Miscellaneous | Winter Evening | MW of Load | 1 | 2025 | 0.00068051
ENS | Preferred Plan | C&I Curtailment | C&I Curtailment-Turnkey-Other | Large Industrial | Miscellaneous | Winter Evening | MW of Load | 1 | 2025 | 0.014719
ENS | Preferred Plan | C&I Curtailment | C&I Curtailment-Turnkey-Industrial | Large Industrial | Manufacturing | Winter Evening | MW of Load | 1 | 2025 | 0.0029537
ENS | Preferred Plan | Dynamic Pricing | Dynamic Pricing with enabling tech. | Small General | Manufacturing | Winter Morning | MW of Load | 1 | 2025 | 0.0011892
ENS | Preferred Plan | Dynamic Pricing | Dynamic Pricing with enabling tech. | Small General | Manufacturing | Winter Evening | MW of Load | 1 | 2025 | 0.0013768
ENS | Preferred Plan | Dynamic Pricing | Dynamic Pricing with enabling tech. | Residential Charitable | Residential LI | Winter Morning | MW of Load | 1 | 2025 | 0.019556
ENS | Preferred Plan | Dynamic Pricing | Dynamic Pricing with enabling tech. | Residential Charitable | Residential Market Rate | Winter Morning | MW of Load | 1 | 2025 | 0.11136
ENS | Preferred Plan | Dynamic Pricing | Dynamic Pricing w/o enabling tech. | Residential Charitable | Residential LI | Winter Morning | MW of Load | 1 | 2025 | 0.95489
ENS | Preferred Plan | Dynamic Pricing | Dynamic Pricing w/o enabling tech. | Residential Charitable | Residential Market Rate | Winter Morning | MW of Load | 1 | 2025 | 5.4374
ENS | Preferred Plan | Dynamic Pricing | Dynamic Pricing with enabling tech. | Residential Charitable | Residential LI | Winter Evening | MW of Load | 1 | 2025 | 0.022206
ENS | Preferred Plan | Dynamic Pricing | Dynamic Pricing with enabling tech. | Residential Charitable | Residential Market Rate | Winter Evening | MW of Load | 1 | 2025 | 0.12645
ENS | Preferred Plan | Dynamic Pricing | Dynamic Pricing w/o enabling tech. | Residential Charitable | Residential LI | Winter Evening | MW of Load | 1 | 2025 | 1.0843
ENS | Preferred Plan | Dynamic Pricing | Dynamic Pricing w/o enabling tech. | Residential Charitable | Residential Market Rate | Winter Evening | MW of Load | 1 | 2025 | 6.1743
ENS | Preferred Plan | BTM Battery Control | BTM Battery Control-BYOB | Residential Charitable | Residential Market Rate | Winter Morning | MW of Load | 0 | 2025 | 0.019527
ENS | Preferred Plan | BTM Battery Control | BTM Battery Control-BYOB | Residential Charitable | Residential Market Rate | Winter Evening | MW of Load | 0 | 2025 | 0.025191
ENS | Preferred Plan | EV Charging Control | EV Charging Control | EV Res LDV | EV | Winter Morning | MW of Load | 0 | 2025 | 0.0016854
ENS | Preferred Plan | EV Charging Control | EV Charging Control | EV Res LDV | EV | Winter Evening | MW of Load | 0 | 2025 | 0.020225
ENS | Preferred Plan | EV Charging Control | EV Charging Control | EV Com LDV | EV | Winter Morning | MW of Load | 0 | 2025 | 0.00056983
ENS | Preferred Plan | EV Charging Control | EV Charging Control | EV Com LDV | EV | Winter Evening | MW of Load | 0 | 2025 | 0.0068379
ENS | Preferred Plan | Time-of-Use Rates (TOU) | Time-of-Use Rates (TOU) | Residential Charitable | Residential LI | Winter Morning | MW of Load | 0 | 2025 | 0.29604
ENS | Preferred Plan | Time-of-Use Rates (TOU) | Time-of-Use Rates (TOU) | Residential Charitable | Residential Market Rate | Winter Morning | MW of Load | 0 | 2025 | 1.6881
ENS | Preferred Plan | Time-of-Use Rates (TOU) | Time-of-Use Rates (TOU) | Residential Charitable | Residential LI | Winter Evening | MW of Load | 0 | 2025 | 0.33616
ENS | Preferred Plan | Time-of-Use Rates (TOU) | Time-of-Use Rates (TOU) | Residential Charitable | Residential Market Rate | Winter Evening | MW of Load | 0 | 2025 | 1.9169
ENS | Preferred Plan | DLC-Thermostat | DLC-Thermostat-BYOT-Central Heat Pump | Residential Charitable | Residential LI | Winter Morning | MW of Load | 0 | 2026 | 0.030849
ENS | Preferred Plan | DLC-Thermostat | DLC-Thermostat-BYOT-Central Heat Pump | Residential Charitable | Residential Market Rate | Winter Morning | MW of Load | 0 | 2026 | 0.18878
ENS | Preferred Plan | DLC-Thermostat | DLC-Thermostat-DI-Baseboard Heating | Residential Charitable | Residential LI | Winter Morning | MW of Load | 0 | 2026 | 0.15795
ENS | Preferred Plan | DLC-Thermostat | DLC-Thermostat-DI-Baseboard Heating | Residential Charitable | Residential Market Rate | Winter Morning | MW of Load | 0 | 2026 | 1.5035
ENS | Preferred Plan | DLC-Thermostat | DLC-Thermostat-BYOT-Baseboard Heating | Residential Charitable | Residential LI | Winter Morning | MW of Load | 0 | 2026 | 0.018465
ENS | Preferred Plan | DLC-Thermostat | DLC-Thermostat-BYOT-Baseboard Heating | Residential Charitable | Residential Market Rate | Winter Morning | MW of Load | 0 | 2026 | 0.17577
ENS | Preferred Plan | DLC-Thermostat | DLC-Thermostat-DI-MSHP | Residential Charitable | Residential LI | Winter Morning | MW of Load | 0 | 2026 | 0.091487
ENS | Preferred Plan | DLC-Thermostat | DLC-Thermostat-DI-MSHP | Residential Charitable | Residential Market Rate | Winter Morning | MW of Load | 0 | 2026 | 0.87086
ENS | Preferred Plan | DLC-Thermostat | DLC-Thermostat-BYOT-MSHP | Residential Charitable | Residential LI | Winter Morning | MW of Load | 0 | 2026 | 0.008272
ENS | Preferred Plan | DLC-Thermostat | DLC-Thermostat-BYOT-MSHP | Residential Charitable | Residential Market Rate | Winter Morning | MW of Load | 0 | 2026 | 0.078741
ENS | Preferred Plan | DLC-Thermostat | DLC-Thermostat-BYOT-Central Heat Pump | Residential Charitable | Residential LI | Winter Evening | MW of Load | 0 | 2026 | 0.030849
ENS | Preferred Plan | DLC-Thermostat | DLC-Thermostat-BYOT-Central Heat Pump | Residential Charitable | Residential Market Rate | Winter Evening | MW of Load | 0 | 2026 | 0.18878
ENS | Preferred Plan | DLC-Thermostat | DLC-Thermostat-DI-Baseboard Heating | Residential Charitable | Residential LI | Winter Evening | MW of Load | 0 | 2026 | 0.15795
ENS | Preferred Plan | DLC-Thermostat | DLC-Thermostat-DI-Baseboard Heating | Residential Charitable | Residential Market Rate | Winter Evening | MW of Load | 0 | 2026 | 1.5035
ENS | Preferred Plan | DLC-Thermostat | DLC-Thermostat-BYOT-Baseboard Heating | Residential Charitable | Residential LI | Winter Evening | MW of Load | 0 | 2026 | 0.018465
ENS | Preferred Plan | DLC-Thermostat | DLC-Thermostat-BYOT-Baseboard Heating | Residential Charitable | Residential Market Rate | Winter Evening | MW of Load | 0 | 2026 | 0.17577
ENS | Preferred Plan | DLC-Thermostat | DLC-Thermostat-DI-MSHP | Residential Charitable | Residential LI | Winter Evening | MW of Load | 0 | 2026 | 0.091487
ENS | Preferred Plan | DLC-Thermostat | DLC-Thermostat-DI-MSHP | Residential Charitable | Residential Market Rate | Winter Evening | MW of Load | 0 | 2026 | 0.87086
ENS | Preferred Plan | DLC-Thermostat | DLC-Thermostat-BYOT-MSHP | Residential Charitable | Residential LI | Winter Evening | MW of Load | 0 | 2026 | 0.008272
ENS | Preferred Plan | DLC-Thermostat | DLC-Thermostat-BYOT-MSHP | Residential Charitable | Residential Market Rate | Winter Evening | MW of Load | 0 | 2026 | 0.078741
ENS | Preferred Plan | DLC-Water Heating | DLC-Switch-Water Heating | Residential Charitable | Residential LI | Winter Morning | MW of Load | 0 | 2026 | 0.079264
ENS | Preferred Plan | DLC-Water Heating | DLC-Switch-Water Heating | Residential Charitable | Residential Market Rate | Winter Morning | MW of Load | 0 | 2026 | 0.90542
ENS | Preferred Plan | DLC-Water Heating | DLC-Switch-Water Heating | Residential Charitable | Residential LI | Winter Evening | MW of Load | 0 | 2026 | 0.066995
ENS | Preferred Plan | DLC-Water Heating | DLC-Switch-Water Heating | Residential Charitable | Residential Market Rate | Winter Evening | MW of Load | 0 | 2026 | 0.76527
ENS | Preferred Plan | C&I Curtailment | C&I Curtailment-Turnkey-Manual HVAC Control | General | Miscellaneous | Winter Morning | MW of Load | 1 | 2026 | 0.53061
ENS | Preferred Plan | C&I Curtailment | C&I Curtailment-Turnkey-Manual HVAC Control | General | Offices | Winter Morning | MW of Load | 1 | 2026 | 0.035098
ENS | Preferred Plan | C&I Curtailment | C&I Curtailment-Turnkey-Manual HVAC Control | General | Retail Trade | Winter Morning | MW of Load | 1 | 2026 | 0.12458
ENS | Preferred Plan | C&I Curtailment | C&I Curtailment-Turnkey-Manual HVAC Control | General | Services | Winter Morning | MW of Load | 1 | 2026 | 0.080535
ENS | Preferred Plan | C&I Curtailment | C&I Curtailment-Turnkey-Auto-DR HVAC Control | General | Miscellaneous | Winter Morning | MW of Load | 1 | 2026 | 0.01677
ENS | Preferred Plan | C&I Curtailment | C&I Curtailment-Turnkey-Auto-DR HVAC Control | General | Offices | Winter Morning | MW of Load | 1 | 2026 | 0.0011093
ENS | Preferred Plan | C&I Curtailment | C&I Curtailment-Turnkey-Auto-DR HVAC Control | General | Retail Trade | Winter Morning | MW of Load | 1 | 2026 | 0.0039372
ENS | Preferred Plan | C&I Curtailment | C&I Curtailment-Turnkey-Auto-DR HVAC Control | General | Services | Winter Morning | MW of Load | 1 | 2026 | 0.0025453
ENS | Preferred Plan | C&I Curtailment | C&I Curtailment-Turnkey-Standard Lighting Control | General | Miscellaneous | Winter Morning | MW of Load | 1 | 2026 | 0.22287
ENS | Preferred Plan | C&I Curtailment | C&I Curtailment-Turnkey-Standard Lighting Control | General | Offices | Winter Morning | MW of Load | 1 | 2026 | 0.0046713
ENS | Preferred Plan | C&I Curtailment | C&I Curtailment-Turnkey-Standard Lighting Control | General | Retail Trade | Winter Morning | MW of Load | 1 | 2026 | 0.051313
ENS | Preferred Plan | C&I Curtailment | C&I Curtailment-Turnkey-Standard Lighting Control | General | Services | Winter Morning | MW of Load | 1 | 2026 | 0.033198
ENS | Preferred Plan | C&I Curtailment | C&I Curtailment-Turnkey-Water Heating Control | General | Miscellaneous | Winter Morning | MW of Load | 1 | 2026 | 0.01325
ENS | Preferred Plan | C&I Curtailment | C&I Curtailment-Turnkey-Water Heating Control | General | Offices | Winter Morning | MW of Load | 1 | 2026 | 0.0003563
ENS | Preferred Plan | C&I Curtailment | C&I Curtailment-Turnkey-Water Heating Control | General | Retail Trade | Winter Morning | MW of Load | 1 | 2026 | 0.0070323
ENS | Preferred Plan | C&I Curtailment | C&I Curtailment-Turnkey-Water Heating Control | General | Services | Winter Morning | MW of Load | 1 | 2026 | 0.0045431
ENS | Preferred Plan | C&I Curtailment | C&I Curtailment-Turnkey-Other | General | Miscellaneous | Winter Morning | MW of Load | 1 | 2026 | 0.23769
ENS | Preferred Plan | C&I Curtailment | C&I Curtailment-Turnkey-Other | General | Offices | Winter Morning | MW of Load | 1 | 2026 | 0.0065366
ENS | Preferred Plan | C&I Curtailment | C&I Curtailment-Turnkey-Other | General | Retail Trade | Winter Morning | MW of Load | 1 | 2026 | 0.075033
ENS | Preferred Plan | C&I Curtailment | C&I Curtailment-Turnkey-Other | General | Services | Winter Morning | MW of Load | 1 | 2026 | 0.0485
ENS | Preferred Plan | C&I Curtailment | C&I Curtailment-Turnkey-Manual HVAC Control | General | Miscellaneous | Winter Evening | MW of Load | 1 | 2026 | 0.62187
ENS | Preferred Plan | C&I Curtailment | C&I Curtailment-Turnkey-Manual HVAC Control | General | Offices | Winter Evening | MW of Load | 1 | 2026 | 0.041135
ENS | Preferred Plan | C&I Curtailment | C&I Curtailment-Turnkey-Manual HVAC Control | General | Retail Trade | Winter Evening | MW of Load | 1 | 2026 | 0.146
ENS | Preferred Plan | C&I Curtailment | C&I Curtailment-Turnkey-Manual HVAC Control | General | Services | Winter Evening | MW of Load | 1 | 2026 | 0.094387
ENS | Preferred Plan | C&I Curtailment | C&I Curtailment-Turnkey-Auto-DR HVAC Control | General | Miscellaneous | Winter Evening | MW of Load | 1 | 2026 | 0.019654
ENS | Preferred Plan | C&I Curtailment | C&I Curtailment-Turnkey-Auto-DR HVAC Control | General | Offices | Winter Evening | MW of Load | 1 | 2026 | 0.0013001
ENS | Preferred Plan | C&I Curtailment | C&I Curtailment-Turnkey-Auto-DR HVAC Control | General | Retail Trade | Winter Evening | MW of Load | 1 | 2026 | 0.0046144
ENS | Preferred Plan | C&I Curtailment | C&I Curtailment-Turnkey-Auto-DR HVAC Control | General | Services | Winter Evening | MW of Load | 1 | 2026 | 0.0029831
ENS | Preferred Plan | C&I Curtailment | C&I Curtailment-Turnkey-Standard Lighting Control | General | Miscellaneous | Winter Evening | MW of Load | 1 | 2026 | 0.26121
ENS | Preferred Plan | C&I Curtailment | C&I Curtailment-Turnkey-Standard Lighting Control | General | Offices | Winter Evening | MW of Load | 1 | 2026 | 0.0054748
ENS | Preferred Plan | C&I Curtailment | C&I Curtailment-Turnkey-Standard Lighting Control | General | Retail Trade | Winter Evening | MW of Load | 1 | 2026 | 0.060138
ENS | Preferred Plan | C&I Curtailment | C&I Curtailment-Turnkey-Standard Lighting Control | General | Services | Winter Evening | MW of Load | 1 | 2026 | 0.038908
ENS | Preferred Plan | C&I Curtailment | C&I Curtailment-Turnkey-Water Heating Control | General | Miscellaneous | Winter Evening | MW of Load | 1 | 2026 | 0.015529
ENS | Preferred Plan | C&I Curtailment | C&I Curtailment-Turnkey-Water Heating Control | General | Offices | Winter Evening | MW of Load | 1 | 2026 | 0.00041759
ENS | Preferred Plan | C&I Curtailment | C&I Curtailment-Turnkey-Water Heating Control | General | Retail Trade | Winter Evening | MW of Load | 1 | 2026 | 0.0082419
ENS | Preferred Plan | C&I Curtailment | C&I Curtailment-Turnkey-Water Heating Control | General | Services | Winter Evening | MW of Load | 1 | 2026 | 0.0053245
ENS | Preferred Plan | C&I Curtailment | C&I Curtailment-Turnkey-Other | General | Miscellaneous | Winter Evening | MW of Load | 1 | 2026 | 0.27857
ENS | Preferred Plan | C&I Curtailment | C&I Curtailment-Turnkey-Other | General | Offices | Winter Evening | MW of Load | 1 | 2026 | 0.0076609
ENS | Preferred Plan | C&I Curtailment | C&I Curtailment-Turnkey-Other | General | Retail Trade | Winter Evening | MW of Load | 1 | 2026 | 0.087938
ENS | Preferred Plan | C&I Curtailment | C&I Curtailment-Turnkey-Other | General | Services | Winter Evening | MW of Load | 1 | 2026 | 0.056842
ENS | Preferred Plan | C&I Curtailment | C&I Curtailment-Turnkey-Manual HVAC Control | Large General | Miscellaneous | Winter Morning | MW of Load | 1 | 2026 | 0.42447
ENS | Preferred Plan | C&I Curtailment | C&I Curtailment-Turnkey-Manual HVAC Control | Large General | Retail Trade | Winter Morning | MW of Load | 1 | 2026 | 0.018233
ENS | Preferred Plan | C&I Curtailment | C&I Curtailment-Turnkey-Manual HVAC Control | Large General | Services | Winter Morning | MW of Load | 1 | 2026 | 0.029198
ENS | Preferred Plan | C&I Curtailment | C&I Curtailment-Turnkey-Auto-DR HVAC Control | Large General | Miscellaneous | Winter Morning | MW of Load | 1 | 2026 | 0.013415
ENS | Preferred Plan | C&I Curtailment | C&I Curtailment-Turnkey-Auto-DR HVAC Control | Large General | Retail Trade | Winter Morning | MW of Load | 1 | 2026 | 0.00057625
ENS | Preferred Plan | C&I Curtailment | C&I Curtailment-Turnkey-Auto-DR HVAC Control | Large General | Services | Winter Morning | MW of Load | 1 | 2026 | 0.0009228
ENS | Preferred Plan | C&I Curtailment | C&I Curtailment-Turnkey-Standard Lighting Control | Large General | Miscellaneous | Winter Morning | MW of Load | 1 | 2026 | 0.18516
ENS | Preferred Plan | C&I Curtailment | C&I Curtailment-Turnkey-Standard Lighting Control | Large General | Retail Trade | Winter Morning | MW of Load | 1 | 2026 | 0.0074804
ENS | Preferred Plan | C&I Curtailment | C&I Curtailment-Turnkey-Standard Lighting Control | Large General | Services | Winter Morning | MW of Load | 1 | 2026 | 0.011979
ENS | Preferred Plan | C&I Curtailment | C&I Curtailment-Turnkey-Water Heating Control | Large General | Miscellaneous | Winter Morning | MW of Load | 1 | 2026 | 0.00855
ENS | Preferred Plan | C&I Curtailment | C&I Curtailment-Turnkey-Water Heating Control | Large General | Retail Trade | Winter Morning | MW of Load | 1 | 2026 | 0.0010327
ENS | Preferred Plan | C&I Curtailment | C&I Curtailment-Turnkey-Water Heating Control | Large General | Services | Winter Morning | MW of Load | 1 | 2026 | 0.0016538
ENS | Preferred Plan | C&I Curtailment | C&I Curtailment-Turnkey-Other | Large General | Miscellaneous | Winter Morning | MW of Load | 1 | 2026 | 0.1848
ENS | Preferred Plan | C&I Curtailment | C&I Curtailment-Turnkey-Other | Large General | Retail Trade | Winter Morning | MW of Load | 1 | 2026 | 0.010989
ENS | Preferred Plan | C&I Curtailment | C&I Curtailment-Turnkey-Other | Large General | Services | Winter Morning | MW of Load | 1 | 2026 | 0.017598
ENS | Preferred Plan | C&I Curtailment | C&I Curtailment-Turnkey-Manual HVAC Control | Large General | Miscellaneous | Winter Evening | MW of Load | 1 | 2026 | 0.36547
ENS | Preferred Plan | C&I Curtailment | C&I Curtailment-Turnkey-Manual HVAC Control | Large General | Retail Trade | Winter Evening | MW of Load | 1 | 2026 | 0.015699
ENS | Preferred Plan | C&I Curtailment | C&I Curtailment-Turnkey-Manual HVAC Control | Large General | Services | Winter Evening | MW of Load | 1 | 2026 | 0.02514
ENS | Preferred Plan | C&I Curtailment | C&I Curtailment-Turnkey-Auto-DR HVAC Control | Large General | Miscellaneous | Winter Evening | MW of Load | 1 | 2026 | 0.011551
ENS | Preferred Plan | C&I Curtailment | C&I Curtailment-Turnkey-Auto-DR HVAC Control | Large General | Retail Trade | Winter Evening | MW of Load | 1 | 2026 | 0.00049616
ENS | Preferred Plan | C&I Curtailment | C&I Curtailment-Turnkey-Auto-DR HVAC Control | Large General | Services | Winter Evening | MW of Load | 1 | 2026 | 0.00079454
ENS | Preferred Plan | C&I Curtailment | C&I Curtailment-Turnkey-Standard Lighting Control | Large General | Miscellaneous | Winter Evening | MW of Load | 1 | 2026 | 0.15943
ENS | Preferred Plan | C&I Curtailment | C&I Curtailment-Turnkey-Standard Lighting Control | Large General | Retail Trade | Winter Evening | MW of Load | 1 | 2026 | 0.0064407
ENS | Preferred Plan | C&I Curtailment | C&I Curtailment-Turnkey-Standard Lighting Control | Large General | Services | Winter Evening | MW of Load | 1 | 2026 | 0.010314
ENS | Preferred Plan | C&I Curtailment | C&I Curtailment-Turnkey-Water Heating Control | Large General | Miscellaneous | Winter Evening | MW of Load | 1 | 2026 | 0.0073616
ENS | Preferred Plan | C&I Curtailment | C&I Curtailment-Turnkey-Water Heating Control | Large General | Retail Trade | Winter Evening | MW of Load | 1 | 2026 | 0.00088918
ENS | Preferred Plan | C&I Curtailment | C&I Curtailment-Turnkey-Water Heating Control | Large General | Services | Winter Evening | MW of Load | 1 | 2026 | 0.0014239
ENS | Preferred Plan | C&I Curtailment | C&I Curtailment-Turnkey-Other | Large General | Miscellaneous | Winter Evening | MW of Load | 1 | 2026 | 0.15912
ENS | Preferred Plan | C&I Curtailment | C&I Curtailment-Turnkey-Other | Large General | Retail Trade | Winter Evening | MW of Load | 1 | 2026 | 0.0094618
ENS | Preferred Plan | C&I Curtailment | C&I Curtailment-Turnkey-Other | Large General | Services | Winter Evening | MW of Load | 1 | 2026 | 0.015152
ENS | Preferred Plan | C&I Curtailment | C&I Curtailment-Turnkey-Manual HVAC Control | Small Industrial | Miscellaneous | Winter Morning | MW of Load | 1 | 2026 | 0.070544
ENS | Preferred Plan | C&I Curtailment | C&I Curtailment-Turnkey-Manual HVAC Control | Small Industrial | Offices | Winter Morning | MW of Load | 1 | 2026 | 0.00088356
ENS | Preferred Plan | C&I Curtailment | C&I Curtailment-Turnkey-Manual HVAC Control | Small Industrial | Retail Trade | Winter Morning | MW of Load | 1 | 2026 | 0.0030458
ENS | Preferred Plan | C&I Curtailment | C&I Curtailment-Turnkey-Manual HVAC Control | Small Industrial | Services | Winter Morning | MW of Load | 1 | 2026 | 0.00096224
ENS | Preferred Plan | C&I Curtailment | C&I Curtailment-Turnkey-Auto-DR HVAC Control | Small Industrial | Miscellaneous | Winter Morning | MW of Load | 1 | 2026 | 0.0022295
ENS | Preferred Plan | C&I Curtailment | C&I Curtailment-Turnkey-Auto-DR HVAC Control | Small Industrial | Offices | Winter Morning | MW of Load | 1 | 2026 | 2.7925e-05
ENS | Preferred Plan | C&I Curtailment | C&I Curtailment-Turnkey-Auto-DR HVAC Control | Small Industrial | Retail Trade | Winter Morning | MW of Load | 1 | 2026 | 9.6261e-05
ENS | Preferred Plan | C&I Curtailment | C&I Curtailment-Turnkey-Auto-DR HVAC Control | Small Industrial | Services | Winter Morning | MW of Load | 1 | 2026 | 3.0411e-05
ENS | Preferred Plan | C&I Curtailment | C&I Curtailment-Turnkey-Standard Lighting Control | Small Industrial | Miscellaneous | Winter Morning | MW of Load | 1 | 2026 | 0.022452
ENS | Preferred Plan | C&I Curtailment | C&I Curtailment-Turnkey-Standard Lighting Control | Small Industrial | Offices | Winter Morning | MW of Load | 1 | 2026 | 0.00012375
ENS | Preferred Plan | C&I Curtailment | C&I Curtailment-Turnkey-Standard Lighting Control | Small Industrial | Retail Trade | Winter Morning | MW of Load | 1 | 2026 | 0.0013188
ENS | Preferred Plan | C&I Curtailment | C&I Curtailment-Turnkey-Standard Lighting Control | Small Industrial | Services | Winter Morning | MW of Load | 1 | 2026 | 0.00041665
ENS | Preferred Plan | C&I Curtailment | C&I Curtailment-Turnkey-Water Heating Control | Small Industrial | Miscellaneous | Winter Morning | MW of Load | 1 | 2026 | 0.0016843
ENS | Preferred Plan | C&I Curtailment | C&I Curtailment-Turnkey-Water Heating Control | Small Industrial | Offices | Winter Morning | MW of Load | 1 | 2026 | 8.7672e-06
ENS | Preferred Plan | C&I Curtailment | C&I Curtailment-Turnkey-Water Heating Control | Small Industrial | Retail Trade | Winter Morning | MW of Load | 1 | 2026 | 0.00016441
ENS | Preferred Plan | C&I Curtailment | C&I Curtailment-Turnkey-Water Heating Control | Small Industrial | Services | Winter Morning | MW of Load | 1 | 2026 | 5.1943e-05
ENS | Preferred Plan | C&I Curtailment | C&I Curtailment-Turnkey-Other | Small Industrial | Miscellaneous | Winter Morning | MW of Load | 1 | 2026 | 0.026264
ENS | Preferred Plan | C&I Curtailment | C&I Curtailment-Turnkey-Other | Small Industrial | Offices | Winter Morning | MW of Load | 1 | 2026 | 0.00016534
ENS | Preferred Plan | C&I Curtailment | C&I Curtailment-Turnkey-Other | Small Industrial | Retail Trade | Winter Morning | MW of Load | 1 | 2026 | 0.0018185
ENS | Preferred Plan | C&I Curtailment | C&I Curtailment-Turnkey-Other | Small Industrial | Services | Winter Morning | MW of Load | 1 | 2026 | 0.0005745
ENS | Preferred Plan | C&I Curtailment | C&I Curtailment-Turnkey-Industrial | Small Industrial | Manufacturing | Winter Morning | MW of Load | 1 | 2026 | 0.0063924
ENS | Preferred Plan | C&I Curtailment | C&I Curtailment-Turnkey-Manual HVAC Control | Small Industrial | Miscellaneous | Winter Evening | MW of Load | 1 | 2026 | 0.096937
ENS | Preferred Plan | C&I Curtailment | C&I Curtailment-Turnkey-Manual HVAC Control | Small Industrial | Offices | Winter Evening | MW of Load | 1 | 2026 | 0.0012141
ENS | Preferred Plan | C&I Curtailment | C&I Curtailment-Turnkey-Manual HVAC Control | Small Industrial | Retail Trade | Winter Evening | MW of Load | 1 | 2026 | 0.0041853
ENS | Preferred Plan | C&I Curtailment | C&I Curtailment-Turnkey-Manual HVAC Control | Small Industrial | Services | Winter Evening | MW of Load | 1 | 2026 | 0.0013222
ENS | Preferred Plan | C&I Curtailment | C&I Curtailment-Turnkey-Auto-DR HVAC Control | Small Industrial | Miscellaneous | Winter Evening | MW of Load | 1 | 2026 | 0.0030636
ENS | Preferred Plan | C&I Curtailment | C&I Curtailment-Turnkey-Auto-DR HVAC Control | Small Industrial | Offices | Winter Evening | MW of Load | 1 | 2026 | 3.8372e-05
ENS | Preferred Plan | C&I Curtailment | C&I Curtailment-Turnkey-Auto-DR HVAC Control | Small Industrial | Retail Trade | Winter Evening | MW of Load | 1 | 2026 | 0.00013227
ENS | Preferred Plan | C&I Curtailment | C&I Curtailment-Turnkey-Auto-DR HVAC Control | Small Industrial | Services | Winter Evening | MW of Load | 1 | 2026 | 4.1789e-05
ENS | Preferred Plan | C&I Curtailment | C&I Curtailment-Turnkey-Standard Lighting Control | Small Industrial | Miscellaneous | Winter Evening | MW of Load | 1 | 2026 | 0.030852
ENS | Preferred Plan | C&I Curtailment | C&I Curtailment-Turnkey-Standard Lighting Control | Small Industrial | Offices | Winter Evening | MW of Load | 1 | 2026 | 0.00017005
ENS | Preferred Plan | C&I Curtailment | C&I Curtailment-Turnkey-Standard Lighting Control | Small Industrial | Retail Trade | Winter Evening | MW of Load | 1 | 2026 | 0.0018122
ENS | Preferred Plan | C&I Curtailment | C&I Curtailment-Turnkey-Standard Lighting Control | Small Industrial | Services | Winter Evening | MW of Load | 1 | 2026 | 0.00057252
ENS | Preferred Plan | C&I Curtailment | C&I Curtailment-Turnkey-Water Heating Control | Small Industrial | Miscellaneous | Winter Evening | MW of Load | 1 | 2026 | 0.0023145
ENS | Preferred Plan | C&I Curtailment | C&I Curtailment-Turnkey-Water Heating Control | Small Industrial | Offices | Winter Evening | MW of Load | 1 | 2026 | 1.2047e-05
ENS | Preferred Plan | C&I Curtailment | C&I Curtailment-Turnkey-Water Heating Control | Small Industrial | Retail Trade | Winter Evening | MW of Load | 1 | 2026 | 0.00022592
ENS | Preferred Plan | C&I Curtailment | C&I Curtailment-Turnkey-Water Heating Control | Small Industrial | Services | Winter Evening | MW of Load | 1 | 2026 | 7.1375e-05
ENS | Preferred Plan | C&I Curtailment | C&I Curtailment-Turnkey-Other | Small Industrial | Miscellaneous | Winter Evening | MW of Load | 1 | 2026 | 0.03609
ENS | Preferred Plan | C&I Curtailment | C&I Curtailment-Turnkey-Other | Small Industrial | Offices | Winter Evening | MW of Load | 1 | 2026 | 0.00022719
ENS | Preferred Plan | C&I Curtailment | C&I Curtailment-Turnkey-Other | Small Industrial | Retail Trade | Winter Evening | MW of Load | 1 | 2026 | 0.0024988
ENS | Preferred Plan | C&I Curtailment | C&I Curtailment-Turnkey-Other | Small Industrial | Services | Winter Evening | MW of Load | 1 | 2026 | 0.00078943
ENS | Preferred Plan | C&I Curtailment | C&I Curtailment-Turnkey-Industrial | Small Industrial | Manufacturing | Winter Evening | MW of Load | 1 | 2026 | 0.0087839
ENS | Preferred Plan | C&I Curtailment | C&I Curtailment-Turnkey-Manual HVAC Control | Medium Industrial | Miscellaneous | Winter Morning | MW of Load | 1 | 2026 | 1.3465
ENS | Preferred Plan | C&I Curtailment | C&I Curtailment-Turnkey-Manual HVAC Control | Medium Industrial | Offices | Winter Morning | MW of Load | 1 | 2026 | 0.02123
ENS | Preferred Plan | C&I Curtailment | C&I Curtailment-Turnkey-Manual HVAC Control | Medium Industrial | Retail Trade | Winter Morning | MW of Load | 1 | 2026 | 0.30415
ENS | Preferred Plan | C&I Curtailment | C&I Curtailment-Turnkey-Manual HVAC Control | Medium Industrial | Services | Winter Morning | MW of Load | 1 | 2026 | 0.014005
ENS | Preferred Plan | C&I Curtailment | C&I Curtailment-Turnkey-Auto-DR HVAC Control | Medium Industrial | Miscellaneous | Winter Morning | MW of Load | 1 | 2026 | 0.042557
ENS | Preferred Plan | C&I Curtailment | C&I Curtailment-Turnkey-Auto-DR HVAC Control | Medium Industrial | Offices | Winter Morning | MW of Load | 1 | 2026 | 0.00067097
ENS | Preferred Plan | C&I Curtailment | C&I Curtailment-Turnkey-Auto-DR HVAC Control | Medium Industrial | Retail Trade | Winter Morning | MW of Load | 1 | 2026 | 0.0096126
ENS | Preferred Plan | C&I Curtailment | C&I Curtailment-Turnkey-Auto-DR HVAC Control | Medium Industrial | Services | Winter Morning | MW of Load | 1 | 2026 | 0.00044263
ENS | Preferred Plan | C&I Curtailment | C&I Curtailment-Turnkey-Standard Lighting Control | Medium Industrial | Miscellaneous | Winter Morning | MW of Load | 1 | 2026 | 0.42856
ENS | Preferred Plan | C&I Curtailment | C&I Curtailment-Turnkey-Standard Lighting Control | Medium Industrial | Offices | Winter Morning | MW of Load | 1 | 2026 | 0.0029734
ENS | Preferred Plan | C&I Curtailment | C&I Curtailment-Turnkey-Standard Lighting Control | Medium Industrial | Retail Trade | Winter Morning | MW of Load | 1 | 2026 | 0.1317
ENS | Preferred Plan | C&I Curtailment | C&I Curtailment-Turnkey-Standard Lighting Control | Medium Industrial | Services | Winter Morning | MW of Load | 1 | 2026 | 0.0060642
ENS | Preferred Plan | C&I Curtailment | C&I Curtailment-Turnkey-Water Heating Control | Medium Industrial | Miscellaneous | Winter Morning | MW of Load | 1 | 2026 | 0.032151
ENS | Preferred Plan | C&I Curtailment | C&I Curtailment-Turnkey-Water Heating Control | Medium Industrial | Offices | Winter Morning | MW of Load | 1 | 2026 | 0.00021065
ENS | Preferred Plan | C&I Curtailment | C&I Curtailment-Turnkey-Water Heating Control | Medium Industrial | Retail Trade | Winter Morning | MW of Load | 1 | 2026 | 0.016418
ENS | Preferred Plan | C&I Curtailment | C&I Curtailment-Turnkey-Water Heating Control | Medium Industrial | Services | Winter Morning | MW of Load | 1 | 2026 | 0.00075602
ENS | Preferred Plan | C&I Curtailment | C&I Curtailment-Turnkey-Other | Medium Industrial | Miscellaneous | Winter Morning | MW of Load | 1 | 2026 | 0.50133
ENS | Preferred Plan | C&I Curtailment | C&I Curtailment-Turnkey-Other | Medium Industrial | Offices | Winter Morning | MW of Load | 1 | 2026 | 0.0039727
ENS | Preferred Plan | C&I Curtailment | C&I Curtailment-Turnkey-Other | Medium Industrial | Retail Trade | Winter Morning | MW of Load | 1 | 2026 | 0.18159
ENS | Preferred Plan | C&I Curtailment | C&I Curtailment-Turnkey-Other | Medium Industrial | Services | Winter Morning | MW of Load | 1 | 2026 | 0.0083618
ENS | Preferred Plan | C&I Curtailment | C&I Curtailment-Turnkey-Manual HVAC Control | Medium Industrial | Miscellaneous | Winter Evening | MW of Load | 1 | 2026 | 1.3039
ENS | Preferred Plan | C&I Curtailment | C&I Curtailment-Turnkey-Manual HVAC Control | Medium Industrial | Offices | Winter Evening | MW of Load | 1 | 2026 | 0.020557
ENS | Preferred Plan | C&I Curtailment | C&I Curtailment-Turnkey-Manual HVAC Control | Medium Industrial | Retail Trade | Winter Evening | MW of Load | 1 | 2026 | 0.29451
ENS | Preferred Plan | C&I Curtailment | C&I Curtailment-Turnkey-Manual HVAC Control | Medium Industrial | Services | Winter Evening | MW of Load | 1 | 2026 | 0.013561
ENS | Preferred Plan | C&I Curtailment | C&I Curtailment-Turnkey-Auto-DR HVAC Control | Medium Industrial | Miscellaneous | Winter Evening | MW of Load | 1 | 2026 | 0.041208
ENS | Preferred Plan | C&I Curtailment | C&I Curtailment-Turnkey-Auto-DR HVAC Control | Medium Industrial | Offices | Winter Evening | MW of Load | 1 | 2026 | 0.0006497
ENS | Preferred Plan | C&I Curtailment | C&I Curtailment-Turnkey-Auto-DR HVAC Control | Medium Industrial | Retail Trade | Winter Evening | MW of Load | 1 | 2026 | 0.0093079
ENS | Preferred Plan | C&I Curtailment | C&I Curtailment-Turnkey-Auto-DR HVAC Control | Medium Industrial | Services | Winter Evening | MW of Load | 1 | 2026 | 0.0004286
ENS | Preferred Plan | C&I Curtailment | C&I Curtailment-Turnkey-Standard Lighting Control | Medium Industrial | Miscellaneous | Winter Evening | MW of Load | 1 | 2026 | 0.41497
ENS | Preferred Plan | C&I Curtailment | C&I Curtailment-Turnkey-Standard Lighting Control | Medium Industrial | Offices | Winter Evening | MW of Load | 1 | 2026 | 0.0028792
ENS | Preferred Plan | C&I Curtailment | C&I Curtailment-Turnkey-Standard Lighting Control | Medium Industrial | Retail Trade | Winter Evening | MW of Load | 1 | 2026 | 0.12752
ENS | Preferred Plan | C&I Curtailment | C&I Curtailment-Turnkey-Standard Lighting Control | Medium Industrial | Services | Winter Evening | MW of Load | 1 | 2026 | 0.005872
ENS | Preferred Plan | C&I Curtailment | C&I Curtailment-Turnkey-Water Heating Control | Medium Industrial | Miscellaneous | Winter Evening | MW of Load | 1 | 2026 | 0.031132
ENS | Preferred Plan | C&I Curtailment | C&I Curtailment-Turnkey-Water Heating Control | Medium Industrial | Offices | Winter Evening | MW of Load | 1 | 2026 | 0.00020398
ENS | Preferred Plan | C&I Curtailment | C&I Curtailment-Turnkey-Water Heating Control | Medium Industrial | Retail Trade | Winter Evening | MW of Load | 1 | 2026 | 0.015898
ENS | Preferred Plan | C&I Curtailment | C&I Curtailment-Turnkey-Water Heating Control | Medium Industrial | Services | Winter Evening | MW of Load | 1 | 2026 | 0.00073205
ENS | Preferred Plan | C&I Curtailment | C&I Curtailment-Turnkey-Other | Medium Industrial | Miscellaneous | Winter Evening | MW of Load | 1 | 2026 | 0.48544
ENS | Preferred Plan | C&I Curtailment | C&I Curtailment-Turnkey-Other | Medium Industrial | Offices | Winter Evening | MW of Load | 1 | 2026 | 0.0038468
ENS | Preferred Plan | C&I Curtailment | C&I Curtailment-Turnkey-Other | Medium Industrial | Retail Trade | Winter Evening | MW of Load | 1 | 2026 | 0.17584
ENS | Preferred Plan | C&I Curtailment | C&I Curtailment-Turnkey-Other | Medium Industrial | Services | Winter Evening | MW of Load | 1 | 2026 | 0.0080967
ENS | Preferred Plan | C&I Curtailment | C&I Curtailment-Turnkey-Manual HVAC Control | Large Industrial | Miscellaneous | Winter Morning | MW of Load | 1 | 2026 | 0.027981
ENS | Preferred Plan | C&I Curtailment | C&I Curtailment-Turnkey-Auto-DR HVAC Control | Large Industrial | Miscellaneous | Winter Morning | MW of Load | 1 | 2026 | 0.00088434
ENS | Preferred Plan | C&I Curtailment | C&I Curtailment-Turnkey-Standard Lighting Control | Large Industrial | Miscellaneous | Winter Morning | MW of Load | 1 | 2026 | 0.012206
ENS | Preferred Plan | C&I Curtailment | C&I Curtailment-Turnkey-Water Heating Control | Large Industrial | Miscellaneous | Winter Morning | MW of Load | 1 | 2026 | 0.00056362
ENS | Preferred Plan | C&I Curtailment | C&I Curtailment-Turnkey-Other | Large Industrial | Miscellaneous | Winter Morning | MW of Load | 1 | 2026 | 0.012182
ENS | Preferred Plan | C&I Curtailment | C&I Curtailment-Turnkey-Industrial | Large Industrial | Manufacturing | Winter Morning | MW of Load | 1 | 2026 | 0.0024317
ENS | Preferred Plan | C&I Curtailment | C&I Curtailment-Turnkey-Manual HVAC Control | Large Industrial | Miscellaneous | Winter Evening | MW of Load | 1 | 2026 | 0.027842
ENS | Preferred Plan | C&I Curtailment | C&I Curtailment-Turnkey-Auto-DR HVAC Control | Large Industrial | Miscellaneous | Winter Evening | MW of Load | 1 | 2026 | 0.00087994
ENS | Preferred Plan | C&I Curtailment | C&I Curtailment-Turnkey-Standard Lighting Control | Large Industrial | Miscellaneous | Winter Evening | MW of Load | 1 | 2026 | 0.012145
ENS | Preferred Plan | C&I Curtailment | C&I Curtailment-Turnkey-Water Heating Control | Large Industrial | Miscellaneous | Winter Evening | MW of Load | 1 | 2026 | 0.00056081
ENS | Preferred Plan | C&I Curtailment | C&I Curtailment-Turnkey-Other | Large Industrial | Miscellaneous | Winter Evening | MW of Load | 1 | 2026 | 0.012122
ENS | Preferred Plan | C&I Curtailment | C&I Curtailment-Turnkey-Industrial | Large Industrial | Manufacturing | Winter Evening | MW of Load | 1 | 2026 | 0.0024196
ENS | Preferred Plan | C&I Loadshift to BUGs | C&I Loadshift to BUGs | Large General | Miscellaneous | Winter Morning | MW of Load | 1 | 2026 | 2.8569
ENS | Preferred Plan | C&I Loadshift to BUGs | C&I Loadshift to BUGs | Large General | Miscellaneous | Winter Evening | MW of Load | 1 | 2026 | 2.4598
ENS | Preferred Plan | C&I Loadshift to BUGs | C&I Loadshift to BUGs | Small Industrial | Miscellaneous | Winter Morning | MW of Load | 1 | 2026 | 0.75867
ENS | Preferred Plan | C&I Loadshift to BUGs | C&I Loadshift to BUGs | Small Industrial | Miscellaneous | Winter Evening | MW of Load | 1 | 2026 | 1.0425
ENS | Preferred Plan | C&I Loadshift to BUGs | C&I Loadshift to BUGs | Medium Industrial | Manufacturing | Winter Morning | MW of Load | 1 | 2026 | 0.53641
ENS | Preferred Plan | C&I Loadshift to BUGs | C&I Loadshift to BUGs | Medium Industrial | Miscellaneous | Winter Morning | MW of Load | 1 | 2026 | 2.328
ENS | Preferred Plan | C&I Loadshift to BUGs | C&I Loadshift to BUGs | Medium Industrial | Manufacturing | Winter Evening | MW of Load | 1 | 2026 | 0.51941
ENS | Preferred Plan | C&I Loadshift to BUGs | C&I Loadshift to BUGs | Medium Industrial | Miscellaneous | Winter Evening | MW of Load | 1 | 2026 | 2.2543
ENS | Preferred Plan | Dynamic Pricing | Dynamic Pricing with enabling tech. | Small General | Manufacturing | Winter Morning | MW of Load | 1 | 2026 | 0.0028299
ENS | Preferred Plan | Dynamic Pricing | Dynamic Pricing with enabling tech. | Small General | Manufacturing | Winter Evening | MW of Load | 1 | 2026 | 0.0032881
ENS | Preferred Plan | Dynamic Pricing | Dynamic Pricing with enabling tech. | Residential Charitable | Residential LI | Winter Morning | MW of Load | 1 | 2026 | 0.082195
ENS | Preferred Plan | Dynamic Pricing | Dynamic Pricing with enabling tech. | Residential Charitable | Residential Market Rate | Winter Morning | MW of Load | 1 | 2026 | 0.46633
ENS | Preferred Plan | Dynamic Pricing | Dynamic Pricing w/o enabling tech. | Residential Charitable | Residential LI | Winter Morning | MW of Load | 1 | 2026 | 1.4633
ENS | Preferred Plan | Dynamic Pricing | Dynamic Pricing w/o enabling tech. | Residential Charitable | Residential Market Rate | Winter Morning | MW of Load | 1 | 2026 | 8.3018
ENS | Preferred Plan | Dynamic Pricing | Dynamic Pricing with enabling tech. | Residential Charitable | Residential LI | Winter Evening | MW of Load | 1 | 2026 | 0.093663
ENS | Preferred Plan | Dynamic Pricing | Dynamic Pricing with enabling tech. | Residential Charitable | Residential Market Rate | Winter Evening | MW of Load | 1 | 2026 | 0.53139
ENS | Preferred Plan | Dynamic Pricing | Dynamic Pricing w/o enabling tech. | Residential Charitable | Residential LI | Winter Evening | MW of Load | 1 | 2026 | 1.6674
ENS | Preferred Plan | Dynamic Pricing | Dynamic Pricing w/o enabling tech. | Residential Charitable | Residential Market Rate | Winter Evening | MW of Load | 1 | 2026 | 9.46
ENS | Preferred Plan | BTM Battery Control | BTM Battery Control-BYOB | Residential Charitable | Residential Market Rate | Winter Morning | MW of Load | 0 | 2026 | 0.10815
ENS | Preferred Plan | BTM Battery Control | BTM Battery Control-BYOB | Residential Charitable | Residential Market Rate | Winter Evening | MW of Load | 0 | 2026 | 0.13952
ENS | Preferred Plan | EV Charging Control | EV Charging Control | EV Res LDV | EV | Winter Morning | MW of Load | 0 | 2026 | 0.0029818
ENS | Preferred Plan | EV Charging Control | EV Charging Control | EV Res LDV | EV | Winter Evening | MW of Load | 0 | 2026 | 0.035782
ENS | Preferred Plan | EV Charging Control | EV Charging Control | EV Com LDV | EV | Winter Morning | MW of Load | 0 | 2026 | 0.0010439
ENS | Preferred Plan | EV Charging Control | EV Charging Control | EV Com LDV | EV | Winter Evening | MW of Load | 0 | 2026 | 0.012527
ENS | Preferred Plan | Behavioral DR | Behavioral DR | Residential Charitable | Residential LI | Winter Morning | MW of Load | 1 | 2026 | 0.043755
ENS | Preferred Plan | Behavioral DR | Behavioral DR | Residential Charitable | Residential Market Rate | Winter Morning | MW of Load | 1 | 2026 | 0.24919
ENS | Preferred Plan | Behavioral DR | Behavioral DR | Residential Charitable | Residential LI | Winter Evening | MW of Load | 1 | 2026 | 0.04986
ENS | Preferred Plan | Behavioral DR | Behavioral DR | Residential Charitable | Residential Market Rate | Winter Evening | MW of Load | 1 | 2026 | 0.28396
ENS | Preferred Plan | Time-of-Use Rates (TOU) | Time-of-Use Rates (TOU) | Residential Charitable | Residential LI | Winter Morning | MW of Load | 0 | 2026 | 0.38058
ENS | Preferred Plan | Time-of-Use Rates (TOU) | Time-of-Use Rates (TOU) | Residential Charitable | Residential Market Rate | Winter Morning | MW of Load | 0 | 2026 | 2.1675
ENS | Preferred Plan | Time-of-Use Rates (TOU) | Time-of-Use Rates (TOU) | Residential Charitable | Residential LI | Winter Evening | MW of Load | 0 | 2026 | 0.43368
ENS | Preferred Plan | Time-of-Use Rates (TOU) | Time-of-Use Rates (TOU) | Residential Charitable | Residential Market Rate | Winter Evening | MW of Load | 0 | 2026 | 2.4699
ENS | Preferred Plan | DLC-Thermostat | DLC-Thermostat-BYOT-Central Heat Pump | Residential Charitable | Residential LI | Winter Morning | MW of Load | 0 | 2027 | 0.030301
ENS | Preferred Plan | DLC-Thermostat | DLC-Thermostat-BYOT-Central Heat Pump | Residential Charitable | Residential Market Rate | Winter Morning | MW of Load | 0 | 2027 | 0.18542
ENS | Preferred Plan | DLC-Thermostat | DLC-Thermostat-DI-Baseboard Heating | Residential Charitable | Residential LI | Winter Morning | MW of Load | 0 | 2027 | 0.15477
ENS | Preferred Plan | DLC-Thermostat | DLC-Thermostat-DI-Baseboard Heating | Residential Charitable | Residential Market Rate | Winter Morning | MW of Load | 0 | 2027 | 1.4732
ENS | Preferred Plan | DLC-Thermostat | DLC-Thermostat-BYOT-Baseboard Heating | Residential Charitable | Residential LI | Winter Morning | MW of Load | 0 | 2027 | 0.01809
ENS | Preferred Plan | DLC-Thermostat | DLC-Thermostat-BYOT-Baseboard Heating | Residential Charitable | Residential Market Rate | Winter Morning | MW of Load | 0 | 2027 | 0.1722
ENS | Preferred Plan | DLC-Thermostat | DLC-Thermostat-DI-MSHP | Residential Charitable | Residential LI | Winter Morning | MW of Load | 0 | 2027 | 0.089681
ENS | Preferred Plan | DLC-Thermostat | DLC-Thermostat-DI-MSHP | Residential Charitable | Residential Market Rate | Winter Morning | MW of Load | 0 | 2027 | 0.85367
ENS | Preferred Plan | DLC-Thermostat | DLC-Thermostat-BYOT-MSHP | Residential Charitable | Residential LI | Winter Morning | MW of Load | 0 | 2027 | 0.0081052
ENS | Preferred Plan | DLC-Thermostat | DLC-Thermostat-BYOT-MSHP | Residential Charitable | Residential Market Rate | Winter Morning | MW of Load | 0 | 2027 | 0.077154
ENS | Preferred Plan | DLC-Thermostat | DLC-Thermostat-BYOT-Central Heat Pump | Residential Charitable | Residential LI | Winter Evening | MW of Load | 0 | 2027 | 0.030301
ENS | Preferred Plan | DLC-Thermostat | DLC-Thermostat-BYOT-Central Heat Pump | Residential Charitable | Residential Market Rate | Winter Evening | MW of Load | 0 | 2027 | 0.18542
ENS | Preferred Plan | DLC-Thermostat | DLC-Thermostat-DI-Baseboard Heating | Residential Charitable | Residential LI | Winter Evening | MW of Load | 0 | 2027 | 0.15477
ENS | Preferred Plan | DLC-Thermostat | DLC-Thermostat-DI-Baseboard Heating | Residential Charitable | Residential Market Rate | Winter Evening | MW of Load | 0 | 2027 | 1.4732
ENS | Preferred Plan | DLC-Thermostat | DLC-Thermostat-BYOT-Baseboard Heating | Residential Charitable | Residential LI | Winter Evening | MW of Load | 0 | 2027 | 0.01809
ENS | Preferred Plan | DLC-Thermostat | DLC-Thermostat-BYOT-Baseboard Heating | Residential Charitable | Residential Market Rate | Winter Evening | MW of Load | 0 | 2027 | 0.1722
ENS | Preferred Plan | DLC-Thermostat | DLC-Thermostat-DI-MSHP | Residential Charitable | Residential LI | Winter Evening | MW of Load | 0 | 2027 | 0.089681
ENS | Preferred Plan | DLC-Thermostat | DLC-Thermostat-DI-MSHP | Residential Charitable | Residential Market Rate | Winter Evening | MW of Load | 0 | 2027 | 0.85367
ENS | Preferred Plan | DLC-Thermostat | DLC-Thermostat-BYOT-MSHP | Residential Charitable | Residential LI | Winter Evening | MW of Load | 0 | 2027 | 0.0081052
ENS | Preferred Plan | DLC-Thermostat | DLC-Thermostat-BYOT-MSHP | Residential Charitable | Residential Market Rate | Winter Evening | MW of Load | 0 | 2027 | 0.077154
ENS | Preferred Plan | DLC-Water Heating | DLC-Switch-Water Heating | Residential Charitable | Residential LI | Winter Morning | MW of Load | 0 | 2027 | 0.095542
ENS | Preferred Plan | DLC-Water Heating | DLC-Switch-Water Heating | Residential Charitable | Residential Market Rate | Winter Morning | MW of Load | 0 | 2027 | 1.0914
ENS | Preferred Plan | DLC-Water Heating | DLC-Switch-Water Heating | Residential Charitable | Residential LI | Winter Evening | MW of Load | 0 | 2027 | 0.080753
ENS | Preferred Plan | DLC-Water Heating | DLC-Switch-Water Heating | Residential Charitable | Residential Market Rate | Winter Evening | MW of Load | 0 | 2027 | 0.92243
ENS | Preferred Plan | C&I Curtailment | C&I Curtailment-Turnkey-Manual HVAC Control | General | Miscellaneous | Winter Morning | MW of Load | 1 | 2027 | 0.9592
ENS | Preferred Plan | C&I Curtailment | C&I Curtailment-Turnkey-Manual HVAC Control | General | Offices | Winter Morning | MW of Load | 1 | 2027 | 0.063978
ENS | Preferred Plan | C&I Curtailment | C&I Curtailment-Turnkey-Manual HVAC Control | General | Retail Trade | Winter Morning | MW of Load | 1 | 2027 | 0.22425
ENS | Preferred Plan | C&I Curtailment | C&I Curtailment-Turnkey-Manual HVAC Control | General | Services | Winter Morning | MW of Load | 1 | 2027 | 0.14497
ENS | Preferred Plan | C&I Curtailment | C&I Curtailment-Turnkey-Auto-DR HVAC Control | General | Miscellaneous | Winter Morning | MW of Load | 1 | 2027 | 0.038074
ENS | Preferred Plan | C&I Curtailment | C&I Curtailment-Turnkey-Auto-DR HVAC Control | General | Offices | Winter Morning | MW of Load | 1 | 2027 | 0.0025395
ENS | Preferred Plan | C&I Curtailment | C&I Curtailment-Turnkey-Auto-DR HVAC Control | General | Retail Trade | Winter Morning | MW of Load | 1 | 2027 | 0.0089013
ENS | Preferred Plan | C&I Curtailment | C&I Curtailment-Turnkey-Auto-DR HVAC Control | General | Services | Winter Morning | MW of Load | 1 | 2027 | 0.0057545
ENS | Preferred Plan | C&I Curtailment | C&I Curtailment-Turnkey-Standard Lighting Control | General | Miscellaneous | Winter Morning | MW of Load | 1 | 2027 | 0.40002
ENS | Preferred Plan | C&I Curtailment | C&I Curtailment-Turnkey-Standard Lighting Control | General | Offices | Winter Morning | MW of Load | 1 | 2027 | 0.0082537
ENS | Preferred Plan | C&I Curtailment | C&I Curtailment-Turnkey-Standard Lighting Control | General | Retail Trade | Winter Morning | MW of Load | 1 | 2027 | 0.091164
ENS | Preferred Plan | C&I Curtailment | C&I Curtailment-Turnkey-Standard Lighting Control | General | Services | Winter Morning | MW of Load | 1 | 2027 | 0.05899
ENS | Preferred Plan | C&I Curtailment | C&I Curtailment-Turnkey-Water Heating Control | General | Miscellaneous | Winter Morning | MW of Load | 1 | 2027 | 0.024516
ENS | Preferred Plan | C&I Curtailment | C&I Curtailment-Turnkey-Water Heating Control | General | Offices | Winter Morning | MW of Load | 1 | 2027 | 0.00065708
ENS | Preferred Plan | C&I Curtailment | C&I Curtailment-Turnkey-Water Heating Control | General | Retail Trade | Winter Morning | MW of Load | 1 | 2027 | 0.013058
ENS | Preferred Plan | C&I Curtailment | C&I Curtailment-Turnkey-Water Heating Control | General | Services | Winter Morning | MW of Load | 1 | 2027 | 0.0084348
ENS | Preferred Plan | C&I Curtailment | C&I Curtailment-Turnkey-Other | General | Miscellaneous | Winter Morning | MW of Load | 1 | 2027 | 0.43727
ENS | Preferred Plan | C&I Curtailment | C&I Curtailment-Turnkey-Other | General | Offices | Winter Morning | MW of Load | 1 | 2027 | 0.011996
ENS | Preferred Plan | C&I Curtailment | C&I Curtailment-Turnkey-Other | General | Retail Trade | Winter Morning | MW of Load | 1 | 2027 | 0.13816
ENS | Preferred Plan | C&I Curtailment | C&I Curtailment-Turnkey-Other | General | Services | Winter Morning | MW of Load | 1 | 2027 | 0.0893
ENS | Preferred Plan | C&I Curtailment | C&I Curtailment-Turnkey-Manual HVAC Control | General | Miscellaneous | Winter Evening | MW of Load | 1 | 2027 | 1.116
ENS | Preferred Plan | C&I Curtailment | C&I Curtailment-Turnkey-Manual HVAC Control | General | Offices | Winter Evening | MW of Load | 1 | 2027 | 0.074434
ENS | Preferred Plan | C&I Curtailment | C&I Curtailment-Turnkey-Manual HVAC Control | General | Retail Trade | Winter Evening | MW of Load | 1 | 2027 | 0.2609
ENS | Preferred Plan | C&I Curtailment | C&I Curtailment-Turnkey-Manual HVAC Control | General | Services | Winter Evening | MW of Load | 1 | 2027 | 0.16867
ENS | Preferred Plan | C&I Curtailment | C&I Curtailment-Turnkey-Auto-DR HVAC Control | General | Miscellaneous | Winter Evening | MW of Load | 1 | 2027 | 0.044297
ENS | Preferred Plan | C&I Curtailment | C&I Curtailment-Turnkey-Auto-DR HVAC Control | General | Offices | Winter Evening | MW of Load | 1 | 2027 | 0.0029546
ENS | Preferred Plan | C&I Curtailment | C&I Curtailment-Turnkey-Auto-DR HVAC Control | General | Retail Trade | Winter Evening | MW of Load | 1 | 2027 | 0.010356
ENS | Preferred Plan | C&I Curtailment | C&I Curtailment-Turnkey-Auto-DR HVAC Control | General | Services | Winter Evening | MW of Load | 1 | 2027 | 0.006695
ENS | Preferred Plan | C&I Curtailment | C&I Curtailment-Turnkey-Standard Lighting Control | General | Miscellaneous | Winter Evening | MW of Load | 1 | 2027 | 0.46539
ENS | Preferred Plan | C&I Curtailment | C&I Curtailment-Turnkey-Standard Lighting Control | General | Offices | Winter Evening | MW of Load | 1 | 2027 | 0.0096027
ENS | Preferred Plan | C&I Curtailment | C&I Curtailment-Turnkey-Standard Lighting Control | General | Retail Trade | Winter Evening | MW of Load | 1 | 2027 | 0.10606
ENS | Preferred Plan | C&I Curtailment | C&I Curtailment-Turnkey-Standard Lighting Control | General | Services | Winter Evening | MW of Load | 1 | 2027 | 0.068631
ENS | Preferred Plan | C&I Curtailment | C&I Curtailment-Turnkey-Water Heating Control | General | Miscellaneous | Winter Evening | MW of Load | 1 | 2027 | 0.028522
ENS | Preferred Plan | C&I Curtailment | C&I Curtailment-Turnkey-Water Heating Control | General | Offices | Winter Evening | MW of Load | 1 | 2027 | 0.00076448
ENS | Preferred Plan | C&I Curtailment | C&I Curtailment-Turnkey-Water Heating Control | General | Retail Trade | Winter Evening | MW of Load | 1 | 2027 | 0.015192
ENS | Preferred Plan | C&I Curtailment | C&I Curtailment-Turnkey-Water Heating Control | General | Services | Winter Evening | MW of Load | 1 | 2027 | 0.0098133
ENS | Preferred Plan | C&I Curtailment | C&I Curtailment-Turnkey-Other | General | Miscellaneous | Winter Evening | MW of Load | 1 | 2027 | 0.50874
ENS | Preferred Plan | C&I Curtailment | C&I Curtailment-Turnkey-Other | General | Offices | Winter Evening | MW of Load | 1 | 2027 | 0.013956
ENS | Preferred Plan | C&I Curtailment | C&I Curtailment-Turnkey-Other | General | Retail Trade | Winter Evening | MW of Load | 1 | 2027 | 0.16074
ENS | Preferred Plan | C&I Curtailment | C&I Curtailment-Turnkey-Other | General | Services | Winter Evening | MW of Load | 1 | 2027 | 0.1039
ENS | Preferred Plan | C&I Curtailment | C&I Curtailment-Turnkey-Manual HVAC Control | Large General | Miscellaneous | Winter Morning | MW of Load | 1 | 2027 | 0.76741
ENS | Preferred Plan | C&I Curtailment | C&I Curtailment-Turnkey-Manual HVAC Control | Large General | Retail Trade | Winter Morning | MW of Load | 1 | 2027 | 0.032765
ENS | Preferred Plan | C&I Curtailment | C&I Curtailment-Turnkey-Manual HVAC Control | Large General | Services | Winter Morning | MW of Load | 1 | 2027 | 0.052469
ENS | Preferred Plan | C&I Curtailment | C&I Curtailment-Turnkey-Auto-DR HVAC Control | Large General | Miscellaneous | Winter Morning | MW of Load | 1 | 2027 | 0.030462
ENS | Preferred Plan | C&I Curtailment | C&I Curtailment-Turnkey-Auto-DR HVAC Control | Large General | Retail Trade | Winter Morning | MW of Load | 1 | 2027 | 0.0013006
ENS | Preferred Plan | C&I Curtailment | C&I Curtailment-Turnkey-Auto-DR HVAC Control | Large General | Services | Winter Morning | MW of Load | 1 | 2027 | 0.0020827
ENS | Preferred Plan | C&I Curtailment | C&I Curtailment-Turnkey-Standard Lighting Control | Large General | Miscellaneous | Winter Morning | MW of Load | 1 | 2027 | 0.33231
ENS | Preferred Plan | C&I Curtailment | C&I Curtailment-Turnkey-Standard Lighting Control | Large General | Retail Trade | Winter Morning | MW of Load | 1 | 2027 | 0.013259
ENS | Preferred Plan | C&I Curtailment | C&I Curtailment-Turnkey-Standard Lighting Control | Large General | Services | Winter Morning | MW of Load | 1 | 2027 | 0.021233
ENS | Preferred Plan | C&I Curtailment | C&I Curtailment-Turnkey-Water Heating Control | Large General | Miscellaneous | Winter Morning | MW of Load | 1 | 2027 | 0.015722
ENS | Preferred Plan | C&I Curtailment | C&I Curtailment-Turnkey-Water Heating Control | Large General | Retail Trade | Winter Morning | MW of Load | 1 | 2027 | 0.0019156
ENS | Preferred Plan | C&I Curtailment | C&I Curtailment-Turnkey-Water Heating Control | Large General | Services | Winter Morning | MW of Load | 1 | 2027 | 0.0030676
ENS | Preferred Plan | C&I Curtailment | C&I Curtailment-Turnkey-Other | Large General | Miscellaneous | Winter Morning | MW of Load | 1 | 2027 | 0.33923
ENS | Preferred Plan | C&I Curtailment | C&I Curtailment-Turnkey-Other | Large General | Retail Trade | Winter Morning | MW of Load | 1 | 2027 | 0.020204
ENS | Preferred Plan | C&I Curtailment | C&I Curtailment-Turnkey-Other | Large General | Services | Winter Morning | MW of Load | 1 | 2027 | 0.032354
ENS | Preferred Plan | C&I Curtailment | C&I Curtailment-Turnkey-Manual HVAC Control | Large General | Miscellaneous | Winter Evening | MW of Load | 1 | 2027 | 0.65592
ENS | Preferred Plan | C&I Curtailment | C&I Curtailment-Turnkey-Manual HVAC Control | Large General | Retail Trade | Winter Evening | MW of Load | 1 | 2027 | 0.028005
ENS | Preferred Plan | C&I Curtailment | C&I Curtailment-Turnkey-Manual HVAC Control | Large General | Services | Winter Evening | MW of Load | 1 | 2027 | 0.044846
ENS | Preferred Plan | C&I Curtailment | C&I Curtailment-Turnkey-Auto-DR HVAC Control | Large General | Miscellaneous | Winter Evening | MW of Load | 1 | 2027 | 0.026036
ENS | Preferred Plan | C&I Curtailment | C&I Curtailment-Turnkey-Auto-DR HVAC Control | Large General | Retail Trade | Winter Evening | MW of Load | 1 | 2027 | 0.0011116
ENS | Preferred Plan | C&I Curtailment | C&I Curtailment-Turnkey-Auto-DR HVAC Control | Large General | Services | Winter Evening | MW of Load | 1 | 2027 | 0.0017801
ENS | Preferred Plan | C&I Curtailment | C&I Curtailment-Turnkey-Standard Lighting Control | Large General | Miscellaneous | Winter Evening | MW of Load | 1 | 2027 | 0.28403
ENS | Preferred Plan | C&I Curtailment | C&I Curtailment-Turnkey-Standard Lighting Control | Large General | Retail Trade | Winter Evening | MW of Load | 1 | 2027 | 0.011333
ENS | Preferred Plan | C&I Curtailment | C&I Curtailment-Turnkey-Standard Lighting Control | Large General | Services | Winter Evening | MW of Load | 1 | 2027 | 0.018148
ENS | Preferred Plan | C&I Curtailment | C&I Curtailment-Turnkey-Water Heating Control | Large General | Miscellaneous | Winter Evening | MW of Load | 1 | 2027 | 0.013438
ENS | Preferred Plan | C&I Curtailment | C&I Curtailment-Turnkey-Water Heating Control | Large General | Retail Trade | Winter Evening | MW of Load | 1 | 2027 | 0.0016373
ENS | Preferred Plan | C&I Curtailment | C&I Curtailment-Turnkey-Water Heating Control | Large General | Services | Winter Evening | MW of Load | 1 | 2027 | 0.002622
ENS | Preferred Plan | C&I Curtailment | C&I Curtailment-Turnkey-Other | Large General | Miscellaneous | Winter Evening | MW of Load | 1 | 2027 | 0.28995
ENS | Preferred Plan | C&I Curtailment | C&I Curtailment-Turnkey-Other | Large General | Retail Trade | Winter Evening | MW of Load | 1 | 2027 | 0.017269
ENS | Preferred Plan | C&I Curtailment | C&I Curtailment-Turnkey-Other | Large General | Services | Winter Evening | MW of Load | 1 | 2027 | 0.027654
ENS | Preferred Plan | C&I Curtailment | C&I Curtailment-Turnkey-Manual HVAC Control | Small Industrial | Miscellaneous | Winter Morning | MW of Load | 1 | 2027 | 0.12763
ENS | Preferred Plan | C&I Curtailment | C&I Curtailment-Turnkey-Manual HVAC Control | Small Industrial | Offices | Winter Morning | MW of Load | 1 | 2027 | 0.0016066
ENS | Preferred Plan | C&I Curtailment | C&I Curtailment-Turnkey-Manual HVAC Control | Small Industrial | Retail Trade | Winter Morning | MW of Load | 1 | 2027 | 0.0054821
ENS | Preferred Plan | C&I Curtailment | C&I Curtailment-Turnkey-Manual HVAC Control | Small Industrial | Services | Winter Morning | MW of Load | 1 | 2027 | 0.0017319
ENS | Preferred Plan | C&I Curtailment | C&I Curtailment-Turnkey-Auto-DR HVAC Control | Small Industrial | Miscellaneous | Winter Morning | MW of Load | 1 | 2027 | 0.005066
ENS | Preferred Plan | C&I Curtailment | C&I Curtailment-Turnkey-Auto-DR HVAC Control | Small Industrial | Offices | Winter Morning | MW of Load | 1 | 2027 | 6.3773e-05
ENS | Preferred Plan | C&I Curtailment | C&I Curtailment-Turnkey-Auto-DR HVAC Control | Small Industrial | Retail Trade | Winter Morning | MW of Load | 1 | 2027 | 0.00021761
ENS | Preferred Plan | C&I Curtailment | C&I Curtailment-Turnkey-Auto-DR HVAC Control | Small Industrial | Services | Winter Morning | MW of Load | 1 | 2027 | 6.8748e-05
ENS | Preferred Plan | C&I Curtailment | C&I Curtailment-Turnkey-Standard Lighting Control | Small Industrial | Miscellaneous | Winter Morning | MW of Load | 1 | 2027 | 0.040132
ENS | Preferred Plan | C&I Curtailment | C&I Curtailment-Turnkey-Standard Lighting Control | Small Industrial | Offices | Winter Morning | MW of Load | 1 | 2027 | 0.00022008
ENS | Preferred Plan | C&I Curtailment | C&I Curtailment-Turnkey-Standard Lighting Control | Small Industrial | Retail Trade | Winter Morning | MW of Load | 1 | 2027 | 0.0023613
ENS | Preferred Plan | C&I Curtailment | C&I Curtailment-Turnkey-Standard Lighting Control | Small Industrial | Services | Winter Morning | MW of Load | 1 | 2027 | 0.000746
ENS | Preferred Plan | C&I Curtailment | C&I Curtailment-Turnkey-Water Heating Control | Small Industrial | Miscellaneous | Winter Morning | MW of Load | 1 | 2027 | 0.0031054
ENS | Preferred Plan | C&I Curtailment | C&I Curtailment-Turnkey-Water Heating Control | Small Industrial | Offices | Winter Morning | MW of Load | 1 | 2027 | 1.6053e-05
ENS | Preferred Plan | C&I Curtailment | C&I Curtailment-Turnkey-Water Heating Control | Small Industrial | Retail Trade | Winter Morning | MW of Load | 1 | 2027 | 0.00030236
ENS | Preferred Plan | C&I Curtailment | C&I Curtailment-Turnkey-Water Heating Control | Small Industrial | Services | Winter Morning | MW of Load | 1 | 2027 | 9.5523e-05
ENS | Preferred Plan | C&I Curtailment | C&I Curtailment-Turnkey-Other | Small Industrial | Miscellaneous | Winter Morning | MW of Load | 1 | 2027 | 0.048232
ENS | Preferred Plan | C&I Curtailment | C&I Curtailment-Turnkey-Other | Small Industrial | Offices | Winter Morning | MW of Load | 1 | 2027 | 0.00030296
ENS | Preferred Plan | C&I Curtailment | C&I Curtailment-Turnkey-Other | Small Industrial | Retail Trade | Winter Morning | MW of Load | 1 | 2027 | 0.0033388
ENS | Preferred Plan | C&I Curtailment | C&I Curtailment-Turnkey-Other | Small Industrial | Services | Winter Morning | MW of Load | 1 | 2027 | 0.0010548
ENS | Preferred Plan | C&I Curtailment | C&I Curtailment-Turnkey-Industrial | Small Industrial | Manufacturing | Winter Morning | MW of Load | 1 | 2027 | 0.01167
ENS | Preferred Plan | C&I Curtailment | C&I Curtailment-Turnkey-Manual HVAC Control | Small Industrial | Miscellaneous | Winter Evening | MW of Load | 1 | 2027 | 0.17409
ENS | Preferred Plan | C&I Curtailment | C&I Curtailment-Turnkey-Manual HVAC Control | Small Industrial | Offices | Winter Evening | MW of Load | 1 | 2027 | 0.0021915
ENS | Preferred Plan | C&I Curtailment | C&I Curtailment-Turnkey-Manual HVAC Control | Small Industrial | Retail Trade | Winter Evening | MW of Load | 1 | 2027 | 0.0074781
ENS | Preferred Plan | C&I Curtailment | C&I Curtailment-Turnkey-Manual HVAC Control | Small Industrial | Services | Winter Evening | MW of Load | 1 | 2027 | 0.0023625
ENS | Preferred Plan | C&I Curtailment | C&I Curtailment-Turnkey-Auto-DR HVAC Control | Small Industrial | Miscellaneous | Winter Evening | MW of Load | 1 | 2027 | 0.0069104
ENS | Preferred Plan | C&I Curtailment | C&I Curtailment-Turnkey-Auto-DR HVAC Control | Small Industrial | Offices | Winter Evening | MW of Load | 1 | 2027 | 8.6991e-05
ENS | Preferred Plan | C&I Curtailment | C&I Curtailment-Turnkey-Auto-DR HVAC Control | Small Industrial | Retail Trade | Winter Evening | MW of Load | 1 | 2027 | 0.00029683
ENS | Preferred Plan | C&I Curtailment | C&I Curtailment-Turnkey-Auto-DR HVAC Control | Small Industrial | Services | Winter Evening | MW of Load | 1 | 2027 | 9.3778e-05
ENS | Preferred Plan | C&I Curtailment | C&I Curtailment-Turnkey-Standard Lighting Control | Small Industrial | Miscellaneous | Winter Evening | MW of Load | 1 | 2027 | 0.054743
ENS | Preferred Plan | C&I Curtailment | C&I Curtailment-Turnkey-Standard Lighting Control | Small Industrial | Offices | Winter Evening | MW of Load | 1 | 2027 | 0.00030021
ENS | Preferred Plan | C&I Curtailment | C&I Curtailment-Turnkey-Standard Lighting Control | Small Industrial | Retail Trade | Winter Evening | MW of Load | 1 | 2027 | 0.0032211
ENS | Preferred Plan | C&I Curtailment | C&I Curtailment-Turnkey-Standard Lighting Control | Small Industrial | Services | Winter Evening | MW of Load | 1 | 2027 | 0.0010176
ENS | Preferred Plan | C&I Curtailment | C&I Curtailment-Turnkey-Water Heating Control | Small Industrial | Miscellaneous | Winter Evening | MW of Load | 1 | 2027 | 0.004236
ENS | Preferred Plan | C&I Curtailment | C&I Curtailment-Turnkey-Water Heating Control | Small Industrial | Offices | Winter Evening | MW of Load | 1 | 2027 | 2.1898e-05
ENS | Preferred Plan | C&I Curtailment | C&I Curtailment-Turnkey-Water Heating Control | Small Industrial | Retail Trade | Winter Evening | MW of Load | 1 | 2027 | 0.00041245
ENS | Preferred Plan | C&I Curtailment | C&I Curtailment-Turnkey-Water Heating Control | Small Industrial | Services | Winter Evening | MW of Load | 1 | 2027 | 0.0001303
ENS | Preferred Plan | C&I Curtailment | C&I Curtailment-Turnkey-Other | Small Industrial | Miscellaneous | Winter Evening | MW of Load | 1 | 2027 | 0.065793
ENS | Preferred Plan | C&I Curtailment | C&I Curtailment-Turnkey-Other | Small Industrial | Offices | Winter Evening | MW of Load | 1 | 2027 | 0.00041327
ENS | Preferred Plan | C&I Curtailment | C&I Curtailment-Turnkey-Other | Small Industrial | Retail Trade | Winter Evening | MW of Load | 1 | 2027 | 0.0045545
ENS | Preferred Plan | C&I Curtailment | C&I Curtailment-Turnkey-Other | Small Industrial | Services | Winter Evening | MW of Load | 1 | 2027 | 0.0014389
ENS | Preferred Plan | C&I Curtailment | C&I Curtailment-Turnkey-Industrial | Small Industrial | Manufacturing | Winter Evening | MW of Load | 1 | 2027 | 0.015919
ENS | Preferred Plan | C&I Curtailment | C&I Curtailment-Turnkey-Manual HVAC Control | Medium Industrial | Miscellaneous | Winter Morning | MW of Load | 1 | 2027 | 2.4357
ENS | Preferred Plan | C&I Curtailment | C&I Curtailment-Turnkey-Manual HVAC Control | Medium Industrial | Offices | Winter Morning | MW of Load | 1 | 2027 | 0.038597
ENS | Preferred Plan | C&I Curtailment | C&I Curtailment-Turnkey-Manual HVAC Control | Medium Industrial | Retail Trade | Winter Morning | MW of Load | 1 | 2027 | 0.54736
ENS | Preferred Plan | C&I Curtailment | C&I Curtailment-Turnkey-Manual HVAC Control | Medium Industrial | Services | Winter Morning | MW of Load | 1 | 2027 | 0.025204
ENS | Preferred Plan | C&I Curtailment | C&I Curtailment-Turnkey-Auto-DR HVAC Control | Medium Industrial | Miscellaneous | Winter Morning | MW of Load | 1 | 2027 | 0.096683
ENS | Preferred Plan | C&I Curtailment | C&I Curtailment-Turnkey-Auto-DR HVAC Control | Medium Industrial | Offices | Winter Morning | MW of Load | 1 | 2027 | 0.0015321
ENS | Preferred Plan | C&I Curtailment | C&I Curtailment-Turnkey-Auto-DR HVAC Control | Medium Industrial | Retail Trade | Winter Morning | MW of Load | 1 | 2027 | 0.021727
ENS | Preferred Plan | C&I Curtailment | C&I Curtailment-Turnkey-Auto-DR HVAC Control | Medium Industrial | Services | Winter Morning | MW of Load | 1 | 2027 | 0.0010005
ENS | Preferred Plan | C&I Curtailment | C&I Curtailment-Turnkey-Standard Lighting Control | Medium Industrial | Miscellaneous | Winter Morning | MW of Load | 1 | 2027 | 0.7659
ENS | Preferred Plan | C&I Curtailment | C&I Curtailment-Turnkey-Standard Lighting Control | Medium Industrial | Offices | Winter Morning | MW of Load | 1 | 2027 | 0.0052873
ENS | Preferred Plan | C&I Curtailment | C&I Curtailment-Turnkey-Standard Lighting Control | Medium Industrial | Retail Trade | Winter Morning | MW of Load | 1 | 2027 | 0.23576
ENS | Preferred Plan | C&I Curtailment | C&I Curtailment-Turnkey-Standard Lighting Control | Medium Industrial | Services | Winter Morning | MW of Load | 1 | 2027 | 0.010856
ENS | Preferred Plan | C&I Curtailment | C&I Curtailment-Turnkey-Water Heating Control | Medium Industrial | Miscellaneous | Winter Morning | MW of Load | 1 | 2027 | 0.059266
ENS | Preferred Plan | C&I Curtailment | C&I Curtailment-Turnkey-Water Heating Control | Medium Industrial | Offices | Winter Morning | MW of Load | 1 | 2027 | 0.00038565
ENS | Preferred Plan | C&I Curtailment | C&I Curtailment-Turnkey-Water Heating Control | Medium Industrial | Retail Trade | Winter Morning | MW of Load | 1 | 2027 | 0.030189
ENS | Preferred Plan | C&I Curtailment | C&I Curtailment-Turnkey-Water Heating Control | Medium Industrial | Services | Winter Morning | MW of Load | 1 | 2027 | 0.0013901
ENS | Preferred Plan | C&I Curtailment | C&I Curtailment-Turnkey-Other | Medium Industrial | Miscellaneous | Winter Morning | MW of Load | 1 | 2027 | 0.9205
ENS | Preferred Plan | C&I Curtailment | C&I Curtailment-Turnkey-Other | Medium Industrial | Offices | Winter Morning | MW of Load | 1 | 2027 | 0.0072783
ENS | Preferred Plan | C&I Curtailment | C&I Curtailment-Turnkey-Other | Medium Industrial | Retail Trade | Winter Morning | MW of Load | 1 | 2027 | 0.33336
ENS | Preferred Plan | C&I Curtailment | C&I Curtailment-Turnkey-Other | Medium Industrial | Services | Winter Morning | MW of Load | 1 | 2027 | 0.01535
ENS | Preferred Plan | C&I Curtailment | C&I Curtailment-Turnkey-Manual HVAC Control | Medium Industrial | Miscellaneous | Winter Evening | MW of Load | 1 | 2027 | 2.3413
ENS | Preferred Plan | C&I Curtailment | C&I Curtailment-Turnkey-Manual HVAC Control | Medium Industrial | Offices | Winter Evening | MW of Load | 1 | 2027 | 0.037101
ENS | Preferred Plan | C&I Curtailment | C&I Curtailment-Turnkey-Manual HVAC Control | Medium Industrial | Retail Trade | Winter Evening | MW of Load | 1 | 2027 | 0.52614
ENS | Preferred Plan | C&I Curtailment | C&I Curtailment-Turnkey-Manual HVAC Control | Medium Industrial | Services | Winter Evening | MW of Load | 1 | 2027 | 0.024227
ENS | Preferred Plan | C&I Curtailment | C&I Curtailment-Turnkey-Auto-DR HVAC Control | Medium Industrial | Miscellaneous | Winter Evening | MW of Load | 1 | 2027 | 0.092935
ENS | Preferred Plan | C&I Curtailment | C&I Curtailment-Turnkey-Auto-DR HVAC Control | Medium Industrial | Offices | Winter Evening | MW of Load | 1 | 2027 | 0.0014727
ENS | Preferred Plan | C&I Curtailment | C&I Curtailment-Turnkey-Auto-DR HVAC Control | Medium Industrial | Retail Trade | Winter Evening | MW of Load | 1 | 2027 | 0.020884
ENS | Preferred Plan | C&I Curtailment | C&I Curtailment-Turnkey-Auto-DR HVAC Control | Medium Industrial | Services | Winter Evening | MW of Load | 1 | 2027 | 0.00096167
ENS | Preferred Plan | C&I Curtailment | C&I Curtailment-Turnkey-Standard Lighting Control | Medium Industrial | Miscellaneous | Winter Evening | MW of Load | 1 | 2027 | 0.73621
ENS | Preferred Plan | C&I Curtailment | C&I Curtailment-Turnkey-Standard Lighting Control | Medium Industrial | Offices | Winter Evening | MW of Load | 1 | 2027 | 0.0050823
ENS | Preferred Plan | C&I Curtailment | C&I Curtailment-Turnkey-Standard Lighting Control | Medium Industrial | Retail Trade | Winter Evening | MW of Load | 1 | 2027 | 0.22662
ENS | Preferred Plan | C&I Curtailment | C&I Curtailment-Turnkey-Standard Lighting Control | Medium Industrial | Services | Winter Evening | MW of Load | 1 | 2027 | 0.010435
ENS | Preferred Plan | C&I Curtailment | C&I Curtailment-Turnkey-Water Heating Control | Medium Industrial | Miscellaneous | Winter Evening | MW of Load | 1 | 2027 | 0.056968
ENS | Preferred Plan | C&I Curtailment | C&I Curtailment-Turnkey-Water Heating Control | Medium Industrial | Offices | Winter Evening | MW of Load | 1 | 2027 | 0.0003707
ENS | Preferred Plan | C&I Curtailment | C&I Curtailment-Turnkey-Water Heating Control | Medium Industrial | Retail Trade | Winter Evening | MW of Load | 1 | 2027 | 0.029019
ENS | Preferred Plan | C&I Curtailment | C&I Curtailment-Turnkey-Water Heating Control | Medium Industrial | Services | Winter Evening | MW of Load | 1 | 2027 | 0.0013362
ENS | Preferred Plan | C&I Curtailment | C&I Curtailment-Turnkey-Other | Medium Industrial | Miscellaneous | Winter Evening | MW of Load | 1 | 2027 | 0.88481
ENS | Preferred Plan | C&I Curtailment | C&I Curtailment-Turnkey-Other | Medium Industrial | Offices | Winter Evening | MW of Load | 1 | 2027 | 0.0069962
ENS | Preferred Plan | C&I Curtailment | C&I Curtailment-Turnkey-Other | Medium Industrial | Retail Trade | Winter Evening | MW of Load | 1 | 2027 | 0.32044
ENS | Preferred Plan | C&I Curtailment | C&I Curtailment-Turnkey-Other | Medium Industrial | Services | Winter Evening | MW of Load | 1 | 2027 | 0.014755
ENS | Preferred Plan | C&I Curtailment | C&I Curtailment-Turnkey-Manual HVAC Control | Large Industrial | Miscellaneous | Winter Morning | MW of Load | 1 | 2027 | 0.050574
ENS | Preferred Plan | C&I Curtailment | C&I Curtailment-Turnkey-Auto-DR HVAC Control | Large Industrial | Miscellaneous | Winter Morning | MW of Load | 1 | 2027 | 0.0020075
ENS | Preferred Plan | C&I Curtailment | C&I Curtailment-Turnkey-Standard Lighting Control | Large Industrial | Miscellaneous | Winter Morning | MW of Load | 1 | 2027 | 0.0219
ENS | Preferred Plan | C&I Curtailment | C&I Curtailment-Turnkey-Water Heating Control | Large Industrial | Miscellaneous | Winter Morning | MW of Load | 1 | 2027 | 0.0010361
ENS | Preferred Plan | C&I Curtailment | C&I Curtailment-Turnkey-Other | Large Industrial | Miscellaneous | Winter Morning | MW of Load | 1 | 2027 | 0.022356
ENS | Preferred Plan | C&I Curtailment | C&I Curtailment-Turnkey-Industrial | Large Industrial | Manufacturing | Winter Morning | MW of Load | 1 | 2027 | 0.0044374
ENS | Preferred Plan | C&I Curtailment | C&I Curtailment-Turnkey-Manual HVAC Control | Large Industrial | Miscellaneous | Winter Evening | MW of Load | 1 | 2027 | 0.049955
ENS | Preferred Plan | C&I Curtailment | C&I Curtailment-Turnkey-Auto-DR HVAC Control | Large Industrial | Miscellaneous | Winter Evening | MW of Load | 1 | 2027 | 0.0019829
ENS | Preferred Plan | C&I Curtailment | C&I Curtailment-Turnkey-Standard Lighting Control | Large Industrial | Miscellaneous | Winter Evening | MW of Load | 1 | 2027 | 0.021632
ENS | Preferred Plan | C&I Curtailment | C&I Curtailment-Turnkey-Water Heating Control | Large Industrial | Miscellaneous | Winter Evening | MW of Load | 1 | 2027 | 0.0010234
ENS | Preferred Plan | C&I Curtailment | C&I Curtailment-Turnkey-Other | Large Industrial | Miscellaneous | Winter Evening | MW of Load | 1 | 2027 | 0.022082
ENS | Preferred Plan | C&I Curtailment | C&I Curtailment-Turnkey-Industrial | Large Industrial | Manufacturing | Winter Evening | MW of Load | 1 | 2027 | 0.0043831
ENS | Preferred Plan | C&I Loadshift to BUGs | C&I Loadshift to BUGs | Large General | Miscellaneous | Winter Morning | MW of Load | 1 | 2027 | 2.9744
ENS | Preferred Plan | C&I Loadshift to BUGs | C&I Loadshift to BUGs | Large General | Miscellaneous | Winter Evening | MW of Load | 1 | 2027 | 2.5423
ENS | Preferred Plan | C&I Loadshift to BUGs | C&I Loadshift to BUGs | Small Industrial | Miscellaneous | Winter Morning | MW of Load | 1 | 2027 | 0.79432
ENS | Preferred Plan | C&I Loadshift to BUGs | C&I Loadshift to BUGs | Small Industrial | Miscellaneous | Winter Evening | MW of Load | 1 | 2027 | 1.0835
ENS | Preferred Plan | C&I Loadshift to BUGs | C&I Loadshift to BUGs | Medium Industrial | Manufacturing | Winter Morning | MW of Load | 1 | 2027 | 0.55903
ENS | Preferred Plan | C&I Loadshift to BUGs | C&I Loadshift to BUGs | Medium Industrial | Miscellaneous | Winter Morning | MW of Load | 1 | 2027 | 2.4262
ENS | Preferred Plan | C&I Loadshift to BUGs | C&I Loadshift to BUGs | Medium Industrial | Manufacturing | Winter Evening | MW of Load | 1 | 2027 | 0.53736
ENS | Preferred Plan | C&I Loadshift to BUGs | C&I Loadshift to BUGs | Medium Industrial | Miscellaneous | Winter Evening | MW of Load | 1 | 2027 | 2.3321
ENS | Preferred Plan | Dynamic Pricing | Dynamic Pricing with enabling tech. | Small General | Manufacturing | Winter Morning | MW of Load | 1 | 2027 | 0.0049059
ENS | Preferred Plan | Dynamic Pricing | Dynamic Pricing with enabling tech. | Small General | Manufacturing | Winter Evening | MW of Load | 1 | 2027 | 0.0056585
ENS | Preferred Plan | Dynamic Pricing | Dynamic Pricing with enabling tech. | Residential Charitable | Residential LI | Winter Morning | MW of Load | 1 | 2027 | 0.25098
ENS | Preferred Plan | Dynamic Pricing | Dynamic Pricing with enabling tech. | Residential Charitable | Residential Market Rate | Winter Morning | MW of Load | 1 | 2027 | 1.4242
ENS | Preferred Plan | Dynamic Pricing | Dynamic Pricing w/o enabling tech. | Residential Charitable | Residential LI | Winter Morning | MW of Load | 1 | 2027 | 1.759
ENS | Preferred Plan | Dynamic Pricing | Dynamic Pricing w/o enabling tech. | Residential Charitable | Residential Market Rate | Winter Morning | MW of Load | 1 | 2027 | 9.9816
ENS | Preferred Plan | Dynamic Pricing | Dynamic Pricing with enabling tech. | Residential Charitable | Residential LI | Winter Evening | MW of Load | 1 | 2027 | 0.28391
ENS | Preferred Plan | Dynamic Pricing | Dynamic Pricing with enabling tech. | Residential Charitable | Residential Market Rate | Winter Evening | MW of Load | 1 | 2027 | 1.6111
ENS | Preferred Plan | Dynamic Pricing | Dynamic Pricing w/o enabling tech. | Residential Charitable | Residential LI | Winter Evening | MW of Load | 1 | 2027 | 1.9898
ENS | Preferred Plan | Dynamic Pricing | Dynamic Pricing w/o enabling tech. | Residential Charitable | Residential Market Rate | Winter Evening | MW of Load | 1 | 2027 | 11.2912
ENS | Preferred Plan | Behavioral DR | Behavioral DR | Residential Charitable | Residential LI | Winter Morning | MW of Load | 1 | 2027 | 0.099569
ENS | Preferred Plan | Behavioral DR | Behavioral DR | Residential Charitable | Residential Market Rate | Winter Morning | MW of Load | 1 | 2027 | 0.56728
ENS | Preferred Plan | Behavioral DR | Behavioral DR | Residential Charitable | Residential LI | Winter Evening | MW of Load | 1 | 2027 | 0.11263
ENS | Preferred Plan | Behavioral DR | Behavioral DR | Residential Charitable | Residential Market Rate | Winter Evening | MW of Load | 1 | 2027 | 0.64171
ENS | Preferred Plan | Time-of-Use Rates (TOU) | Time-of-Use Rates (TOU) | Residential Charitable | Residential LI | Winter Morning | MW of Load | 0 | 2027 | 0.42102
ENS | Preferred Plan | Time-of-Use Rates (TOU) | Time-of-Use Rates (TOU) | Residential Charitable | Residential Market Rate | Winter Morning | MW of Load | 0 | 2027 | 2.3987
ENS | Preferred Plan | Time-of-Use Rates (TOU) | Time-of-Use Rates (TOU) | Residential Charitable | Residential LI | Winter Evening | MW of Load | 0 | 2027 | 0.47626
ENS | Preferred Plan | Time-of-Use Rates (TOU) | Time-of-Use Rates (TOU) | Residential Charitable | Residential Market Rate | Winter Evening | MW of Load | 0 | 2027 | 2.7134
ENS | Preferred Plan | DLC-Thermostat | DLC-Thermostat-BYOT-Central Heat Pump | Residential Charitable | Residential LI | Winter Morning | MW of Load | 0 | 2028 | 0.029845
ENS | Preferred Plan | DLC-Thermostat | DLC-Thermostat-BYOT-Central Heat Pump | Residential Charitable | Residential Market Rate | Winter Morning | MW of Load | 0 | 2028 | 0.18263
ENS | Preferred Plan | DLC-Thermostat | DLC-Thermostat-DI-Baseboard Heating | Residential Charitable | Residential LI | Winter Morning | MW of Load | 0 | 2028 | 0.15167
ENS | Preferred Plan | DLC-Thermostat | DLC-Thermostat-DI-Baseboard Heating | Residential Charitable | Residential Market Rate | Winter Morning | MW of Load | 0 | 2028 | 1.4438
ENS | Preferred Plan | DLC-Thermostat | DLC-Thermostat-BYOT-Baseboard Heating | Residential Charitable | Residential LI | Winter Morning | MW of Load | 0 | 2028 | 0.017735
ENS | Preferred Plan | DLC-Thermostat | DLC-Thermostat-BYOT-Baseboard Heating | Residential Charitable | Residential Market Rate | Winter Morning | MW of Load | 0 | 2028 | 0.16882
ENS | Preferred Plan | DLC-Thermostat | DLC-Thermostat-DI-MSHP | Residential Charitable | Residential LI | Winter Morning | MW of Load | 0 | 2028 | 0.087888
ENS | Preferred Plan | DLC-Thermostat | DLC-Thermostat-DI-MSHP | Residential Charitable | Residential Market Rate | Winter Morning | MW of Load | 0 | 2028 | 0.8366
ENS | Preferred Plan | DLC-Thermostat | DLC-Thermostat-BYOT-MSHP | Residential Charitable | Residential LI | Winter Morning | MW of Load | 0 | 2028 | 0.0079384
ENS | Preferred Plan | DLC-Thermostat | DLC-Thermostat-BYOT-MSHP | Residential Charitable | Residential Market Rate | Winter Morning | MW of Load | 0 | 2028 | 0.075566
ENS | Preferred Plan | DLC-Thermostat | DLC-Thermostat-BYOT-Central Heat Pump | Residential Charitable | Residential LI | Winter Evening | MW of Load | 0 | 2028 | 0.029845
ENS | Preferred Plan | DLC-Thermostat | DLC-Thermostat-BYOT-Central Heat Pump | Residential Charitable | Residential Market Rate | Winter Evening | MW of Load | 0 | 2028 | 0.18263
ENS | Preferred Plan | DLC-Thermostat | DLC-Thermostat-DI-Baseboard Heating | Residential Charitable | Residential LI | Winter Evening | MW of Load | 0 | 2028 | 0.15167
ENS | Preferred Plan | DLC-Thermostat | DLC-Thermostat-DI-Baseboard Heating | Residential Charitable | Residential Market Rate | Winter Evening | MW of Load | 0 | 2028 | 1.4438
ENS | Preferred Plan | DLC-Thermostat | DLC-Thermostat-BYOT-Baseboard Heating | Residential Charitable | Residential LI | Winter Evening | MW of Load | 0 | 2028 | 0.017735
ENS | Preferred Plan | DLC-Thermostat | DLC-Thermostat-BYOT-Baseboard Heating | Residential Charitable | Residential Market Rate | Winter Evening | MW of Load | 0 | 2028 | 0.16882
ENS | Preferred Plan | DLC-Thermostat | DLC-Thermostat-DI-MSHP | Residential Charitable | Residential LI | Winter Evening | MW of Load | 0 | 2028 | 0.087888
ENS | Preferred Plan | DLC-Thermostat | DLC-Thermostat-DI-MSHP | Residential Charitable | Residential Market Rate | Winter Evening | MW of Load | 0 | 2028 | 0.8366
ENS | Preferred Plan | DLC-Thermostat | DLC-Thermostat-BYOT-MSHP | Residential Charitable | Residential LI | Winter Evening | MW of Load | 0 | 2028 | 0.0079384
ENS | Preferred Plan | DLC-Thermostat | DLC-Thermostat-BYOT-MSHP | Residential Charitable | Residential Market Rate | Winter Evening | MW of Load | 0 | 2028 | 0.075566
ENS | Preferred Plan | DLC-Water Heating | DLC-Switch-Water Heating | Residential Charitable | Residential LI | Winter Morning | MW of Load | 0 | 2028 | 0.093624
ENS | Preferred Plan | DLC-Water Heating | DLC-Switch-Water Heating | Residential Charitable | Residential Market Rate | Winter Morning | MW of Load | 0 | 2028 | 1.0695
ENS | Preferred Plan | DLC-Water Heating | DLC-Switch-Water Heating | Residential Charitable | Residential LI | Winter Evening | MW of Load | 0 | 2028 | 0.079132
ENS | Preferred Plan | DLC-Water Heating | DLC-Switch-Water Heating | Residential Charitable | Residential Market Rate | Winter Evening | MW of Load | 0 | 2028 | 0.90391
ENS | Preferred Plan | C&I Curtailment | C&I Curtailment-Turnkey-Manual HVAC Control | General | Miscellaneous | Winter Morning | MW of Load | 1 | 2028 | 1.146
ENS | Preferred Plan | C&I Curtailment | C&I Curtailment-Turnkey-Manual HVAC Control | General | Offices | Winter Morning | MW of Load | 1 | 2028 | 0.077235
ENS | Preferred Plan | C&I Curtailment | C&I Curtailment-Turnkey-Manual HVAC Control | General | Retail Trade | Winter Morning | MW of Load | 1 | 2028 | 0.26638
ENS | Preferred Plan | C&I Curtailment | C&I Curtailment-Turnkey-Manual HVAC Control | General | Services | Winter Morning | MW of Load | 1 | 2028 | 0.17221
ENS | Preferred Plan | C&I Curtailment | C&I Curtailment-Turnkey-Auto-DR HVAC Control | General | Miscellaneous | Winter Morning | MW of Load | 1 | 2028 | 0.0572
ENS | Preferred Plan | C&I Curtailment | C&I Curtailment-Turnkey-Auto-DR HVAC Control | General | Offices | Winter Morning | MW of Load | 1 | 2028 | 0.0038552
ENS | Preferred Plan | C&I Curtailment | C&I Curtailment-Turnkey-Auto-DR HVAC Control | General | Retail Trade | Winter Morning | MW of Load | 1 | 2028 | 0.013296
ENS | Preferred Plan | C&I Curtailment | C&I Curtailment-Turnkey-Auto-DR HVAC Control | General | Services | Winter Morning | MW of Load | 1 | 2028 | 0.0085959
ENS | Preferred Plan | C&I Curtailment | C&I Curtailment-Turnkey-Standard Lighting Control | General | Miscellaneous | Winter Morning | MW of Load | 1 | 2028 | 0.47532
ENS | Preferred Plan | C&I Curtailment | C&I Curtailment-Turnkey-Standard Lighting Control | General | Offices | Winter Morning | MW of Load | 1 | 2028 | 0.0096259
ENS | Preferred Plan | C&I Curtailment | C&I Curtailment-Turnkey-Standard Lighting Control | General | Retail Trade | Winter Morning | MW of Load | 1 | 2028 | 0.107
ENS | Preferred Plan | C&I Curtailment | C&I Curtailment-Turnkey-Standard Lighting Control | General | Services | Winter Morning | MW of Load | 1 | 2028 | 0.069247
ENS | Preferred Plan | C&I Curtailment | C&I Curtailment-Turnkey-Water Heating Control | General | Miscellaneous | Winter Morning | MW of Load | 1 | 2028 | 0.030135
ENS | Preferred Plan | C&I Curtailment | C&I Curtailment-Turnkey-Water Heating Control | General | Offices | Winter Morning | MW of Load | 1 | 2028 | 0.00080482
ENS | Preferred Plan | C&I Curtailment | C&I Curtailment-Turnkey-Water Heating Control | General | Retail Trade | Winter Morning | MW of Load | 1 | 2028 | 0.016125
ENS | Preferred Plan | C&I Curtailment | C&I Curtailment-Turnkey-Water Heating Control | General | Services | Winter Morning | MW of Load | 1 | 2028 | 0.010414
ENS | Preferred Plan | C&I Curtailment | C&I Curtailment-Turnkey-Other | General | Miscellaneous | Winter Morning | MW of Load | 1 | 2028 | 0.53389
ENS | Preferred Plan | C&I Curtailment | C&I Curtailment-Turnkey-Other | General | Offices | Winter Morning | MW of Load | 1 | 2028 | 0.014602
ENS | Preferred Plan | C&I Curtailment | C&I Curtailment-Turnkey-Other | General | Retail Trade | Winter Morning | MW of Load | 1 | 2028 | 0.16888
ENS | Preferred Plan | C&I Curtailment | C&I Curtailment-Turnkey-Other | General | Services | Winter Morning | MW of Load | 1 | 2028 | 0.10916
ENS | Preferred Plan | C&I Curtailment | C&I Curtailment-Turnkey-Manual HVAC Control | General | Miscellaneous | Winter Evening | MW of Load | 1 | 2028 | 1.3286
ENS | Preferred Plan | C&I Curtailment | C&I Curtailment-Turnkey-Manual HVAC Control | General | Offices | Winter Evening | MW of Load | 1 | 2028 | 0.089546
ENS | Preferred Plan | C&I Curtailment | C&I Curtailment-Turnkey-Manual HVAC Control | General | Retail Trade | Winter Evening | MW of Load | 1 | 2028 | 0.30883
ENS | Preferred Plan | C&I Curtailment | C&I Curtailment-Turnkey-Manual HVAC Control | General | Services | Winter Evening | MW of Load | 1 | 2028 | 0.19966
ENS | Preferred Plan | C&I Curtailment | C&I Curtailment-Turnkey-Auto-DR HVAC Control | General | Miscellaneous | Winter Evening | MW of Load | 1 | 2028 | 0.066317
ENS | Preferred Plan | C&I Curtailment | C&I Curtailment-Turnkey-Auto-DR HVAC Control | General | Offices | Winter Evening | MW of Load | 1 | 2028 | 0.0044697
ENS | Preferred Plan | C&I Curtailment | C&I Curtailment-Turnkey-Auto-DR HVAC Control | General | Retail Trade | Winter Evening | MW of Load | 1 | 2028 | 0.015415
ENS | Preferred Plan | C&I Curtailment | C&I Curtailment-Turnkey-Auto-DR HVAC Control | General | Services | Winter Evening | MW of Load | 1 | 2028 | 0.0099661
ENS | Preferred Plan | C&I Curtailment | C&I Curtailment-Turnkey-Standard Lighting Control | General | Miscellaneous | Winter Evening | MW of Load | 1 | 2028 | 0.55108
ENS | Preferred Plan | C&I Curtailment | C&I Curtailment-Turnkey-Standard Lighting Control | General | Offices | Winter Evening | MW of Load | 1 | 2028 | 0.01116
ENS | Preferred Plan | C&I Curtailment | C&I Curtailment-Turnkey-Standard Lighting Control | General | Retail Trade | Winter Evening | MW of Load | 1 | 2028 | 0.12405
ENS | Preferred Plan | C&I Curtailment | C&I Curtailment-Turnkey-Standard Lighting Control | General | Services | Winter Evening | MW of Load | 1 | 2028 | 0.080285
ENS | Preferred Plan | C&I Curtailment | C&I Curtailment-Turnkey-Water Heating Control | General | Miscellaneous | Winter Evening | MW of Load | 1 | 2028 | 0.034938
ENS | Preferred Plan | C&I Curtailment | C&I Curtailment-Turnkey-Water Heating Control | General | Offices | Winter Evening | MW of Load | 1 | 2028 | 0.00093311
ENS | Preferred Plan | C&I Curtailment | C&I Curtailment-Turnkey-Water Heating Control | General | Retail Trade | Winter Evening | MW of Load | 1 | 2028 | 0.018695
ENS | Preferred Plan | C&I Curtailment | C&I Curtailment-Turnkey-Water Heating Control | General | Services | Winter Evening | MW of Load | 1 | 2028 | 0.012075
ENS | Preferred Plan | C&I Curtailment | C&I Curtailment-Turnkey-Other | General | Miscellaneous | Winter Evening | MW of Load | 1 | 2028 | 0.61899
ENS | Preferred Plan | C&I Curtailment | C&I Curtailment-Turnkey-Other | General | Offices | Winter Evening | MW of Load | 1 | 2028 | 0.01693
ENS | Preferred Plan | C&I Curtailment | C&I Curtailment-Turnkey-Other | General | Retail Trade | Winter Evening | MW of Load | 1 | 2028 | 0.1958
ENS | Preferred Plan | C&I Curtailment | C&I Curtailment-Turnkey-Other | General | Services | Winter Evening | MW of Load | 1 | 2028 | 0.12656
ENS | Preferred Plan | C&I Curtailment | C&I Curtailment-Turnkey-Manual HVAC Control | Large General | Miscellaneous | Winter Morning | MW of Load | 1 | 2028 | 0.91712
ENS | Preferred Plan | C&I Curtailment | C&I Curtailment-Turnkey-Manual HVAC Control | Large General | Retail Trade | Winter Morning | MW of Load | 1 | 2028 | 0.038857
ENS | Preferred Plan | C&I Curtailment | C&I Curtailment-Turnkey-Manual HVAC Control | Large General | Services | Winter Morning | MW of Load | 1 | 2028 | 0.062225
ENS | Preferred Plan | C&I Curtailment | C&I Curtailment-Turnkey-Auto-DR HVAC Control | Large General | Miscellaneous | Winter Morning | MW of Load | 1 | 2028 | 0.045778
ENS | Preferred Plan | C&I Curtailment | C&I Curtailment-Turnkey-Auto-DR HVAC Control | Large General | Retail Trade | Winter Morning | MW of Load | 1 | 2028 | 0.0019395
ENS | Preferred Plan | C&I Curtailment | C&I Curtailment-Turnkey-Auto-DR HVAC Control | Large General | Services | Winter Morning | MW of Load | 1 | 2028 | 0.003106
ENS | Preferred Plan | C&I Curtailment | C&I Curtailment-Turnkey-Standard Lighting Control | Large General | Miscellaneous | Winter Morning | MW of Load | 1 | 2028 | 0.395
ENS | Preferred Plan | C&I Curtailment | C&I Curtailment-Turnkey-Standard Lighting Control | Large General | Retail Trade | Winter Morning | MW of Load | 1 | 2028 | 0.015525
ENS | Preferred Plan | C&I Curtailment | C&I Curtailment-Turnkey-Standard Lighting Control | Large General | Services | Winter Morning | MW of Load | 1 | 2028 | 0.024862
ENS | Preferred Plan | C&I Curtailment | C&I Curtailment-Turnkey-Water Heating Control | Large General | Miscellaneous | Winter Morning | MW of Load | 1 | 2028 | 0.019209
ENS | Preferred Plan | C&I Curtailment | C&I Curtailment-Turnkey-Water Heating Control | Large General | Retail Trade | Winter Morning | MW of Load | 1 | 2028 | 0.0023639
ENS | Preferred Plan | C&I Curtailment | C&I Curtailment-Turnkey-Water Heating Control | Large General | Services | Winter Morning | MW of Load | 1 | 2028 | 0.0037854
ENS | Preferred Plan | C&I Curtailment | C&I Curtailment-Turnkey-Other | Large General | Miscellaneous | Winter Morning | MW of Load | 1 | 2028 | 0.41334
ENS | Preferred Plan | C&I Curtailment | C&I Curtailment-Turnkey-Other | Large General | Retail Trade | Winter Morning | MW of Load | 1 | 2028 | 0.024665
ENS | Preferred Plan | C&I Curtailment | C&I Curtailment-Turnkey-Other | Large General | Services | Winter Morning | MW of Load | 1 | 2028 | 0.039498
ENS | Preferred Plan | C&I Curtailment | C&I Curtailment-Turnkey-Manual HVAC Control | Large General | Miscellaneous | Winter Evening | MW of Load | 1 | 2028 | 0.78116
ENS | Preferred Plan | C&I Curtailment | C&I Curtailment-Turnkey-Manual HVAC Control | Large General | Retail Trade | Winter Evening | MW of Load | 1 | 2028 | 0.033097
ENS | Preferred Plan | C&I Curtailment | C&I Curtailment-Turnkey-Manual HVAC Control | Large General | Services | Winter Evening | MW of Load | 1 | 2028 | 0.053001
ENS | Preferred Plan | C&I Curtailment | C&I Curtailment-Turnkey-Auto-DR HVAC Control | Large General | Miscellaneous | Winter Evening | MW of Load | 1 | 2028 | 0.038992
ENS | Preferred Plan | C&I Curtailment | C&I Curtailment-Turnkey-Auto-DR HVAC Control | Large General | Retail Trade | Winter Evening | MW of Load | 1 | 2028 | 0.001652
ENS | Preferred Plan | C&I Curtailment | C&I Curtailment-Turnkey-Auto-DR HVAC Control | Large General | Services | Winter Evening | MW of Load | 1 | 2028 | 0.0026455
ENS | Preferred Plan | C&I Curtailment | C&I Curtailment-Turnkey-Standard Lighting Control | Large General | Miscellaneous | Winter Evening | MW of Load | 1 | 2028 | 0.33644
ENS | Preferred Plan | C&I Curtailment | C&I Curtailment-Turnkey-Standard Lighting Control | Large General | Retail Trade | Winter Evening | MW of Load | 1 | 2028 | 0.013224
ENS | Preferred Plan | C&I Curtailment | C&I Curtailment-Turnkey-Standard Lighting Control | Large General | Services | Winter Evening | MW of Load | 1 | 2028 | 0.021176
ENS | Preferred Plan | C&I Curtailment | C&I Curtailment-Turnkey-Water Heating Control | Large General | Miscellaneous | Winter Evening | MW of Load | 1 | 2028 | 0.016362
ENS | Preferred Plan | C&I Curtailment | C&I Curtailment-Turnkey-Water Heating Control | Large General | Retail Trade | Winter Evening | MW of Load | 1 | 2028 | 0.0020134
ENS | Preferred Plan | C&I Curtailment | C&I Curtailment-Turnkey-Water Heating Control | Large General | Services | Winter Evening | MW of Load | 1 | 2028 | 0.0032243
ENS | Preferred Plan | C&I Curtailment | C&I Curtailment-Turnkey-Other | Large General | Miscellaneous | Winter Evening | MW of Load | 1 | 2028 | 0.35206
ENS | Preferred Plan | C&I Curtailment | C&I Curtailment-Turnkey-Other | Large General | Retail Trade | Winter Evening | MW of Load | 1 | 2028 | 0.021008
ENS | Preferred Plan | C&I Curtailment | C&I Curtailment-Turnkey-Other | Large General | Services | Winter Evening | MW of Load | 1 | 2028 | 0.033643
ENS | Preferred Plan | C&I Curtailment | C&I Curtailment-Turnkey-Manual HVAC Control | Small Industrial | Miscellaneous | Winter Morning | MW of Load | 1 | 2028 | 0.15257
ENS | Preferred Plan | C&I Curtailment | C&I Curtailment-Turnkey-Manual HVAC Control | Small Industrial | Offices | Winter Morning | MW of Load | 1 | 2028 | 0.0019326
ENS | Preferred Plan | C&I Curtailment | C&I Curtailment-Turnkey-Manual HVAC Control | Small Industrial | Retail Trade | Winter Morning | MW of Load | 1 | 2028 | 0.0065141
ENS | Preferred Plan | C&I Curtailment | C&I Curtailment-Turnkey-Manual HVAC Control | Small Industrial | Services | Winter Morning | MW of Load | 1 | 2028 | 0.002058
ENS | Preferred Plan | C&I Curtailment | C&I Curtailment-Turnkey-Auto-DR HVAC Control | Small Industrial | Miscellaneous | Winter Morning | MW of Load | 1 | 2028 | 0.0076157
ENS | Preferred Plan | C&I Curtailment | C&I Curtailment-Turnkey-Auto-DR HVAC Control | Small Industrial | Offices | Winter Morning | MW of Load | 1 | 2028 | 9.6466e-05
ENS | Preferred Plan | C&I Curtailment | C&I Curtailment-Turnkey-Auto-DR HVAC Control | Small Industrial | Retail Trade | Winter Morning | MW of Load | 1 | 2028 | 0.00032515
ENS | Preferred Plan | C&I Curtailment | C&I Curtailment-Turnkey-Auto-DR HVAC Control | Small Industrial | Services | Winter Morning | MW of Load | 1 | 2028 | 0.00010272
ENS | Preferred Plan | C&I Curtailment | C&I Curtailment-Turnkey-Standard Lighting Control | Small Industrial | Miscellaneous | Winter Morning | MW of Load | 1 | 2028 | 0.04747
ENS | Preferred Plan | C&I Curtailment | C&I Curtailment-Turnkey-Standard Lighting Control | Small Industrial | Offices | Winter Morning | MW of Load | 1 | 2028 | 0.00025888
ENS | Preferred Plan | C&I Curtailment | C&I Curtailment-Turnkey-Standard Lighting Control | Small Industrial | Retail Trade | Winter Morning | MW of Load | 1 | 2028 | 0.0027986
ENS | Preferred Plan | C&I Curtailment | C&I Curtailment-Turnkey-Standard Lighting Control | Small Industrial | Services | Winter Morning | MW of Load | 1 | 2028 | 0.00088415
ENS | Preferred Plan | C&I Curtailment | C&I Curtailment-Turnkey-Water Heating Control | Small Industrial | Miscellaneous | Winter Morning | MW of Load | 1 | 2028 | 0.0037976
ENS | Preferred Plan | C&I Curtailment | C&I Curtailment-Turnkey-Water Heating Control | Small Industrial | Offices | Winter Morning | MW of Load | 1 | 2028 | 1.9482e-05
ENS | Preferred Plan | C&I Curtailment | C&I Curtailment-Turnkey-Water Heating Control | Small Industrial | Retail Trade | Winter Morning | MW of Load | 1 | 2028 | 0.00036871
ENS | Preferred Plan | C&I Curtailment | C&I Curtailment-Turnkey-Water Heating Control | Small Industrial | Services | Winter Morning | MW of Load | 1 | 2028 | 0.00011648
ENS | Preferred Plan | C&I Curtailment | C&I Curtailment-Turnkey-Other | Small Industrial | Miscellaneous | Winter Morning | MW of Load | 1 | 2028 | 0.058749
ENS | Preferred Plan | C&I Curtailment | C&I Curtailment-Turnkey-Other | Small Industrial | Offices | Winter Morning | MW of Load | 1 | 2028 | 0.00036814
ENS | Preferred Plan | C&I Curtailment | C&I Curtailment-Turnkey-Other | Small Industrial | Retail Trade | Winter Morning | MW of Load | 1 | 2028 | 0.0040657
ENS | Preferred Plan | C&I Curtailment | C&I Curtailment-Turnkey-Other | Small Industrial | Services | Winter Morning | MW of Load | 1 | 2028 | 0.0012845
ENS | Preferred Plan | C&I Curtailment | C&I Curtailment-Turnkey-Industrial | Small Industrial | Manufacturing | Winter Morning | MW of Load | 1 | 2028 | 0.014119
ENS | Preferred Plan | C&I Curtailment | C&I Curtailment-Turnkey-Manual HVAC Control | Small Industrial | Miscellaneous | Winter Evening | MW of Load | 1 | 2028 | 0.2074
ENS | Preferred Plan | C&I Curtailment | C&I Curtailment-Turnkey-Manual HVAC Control | Small Industrial | Offices | Winter Evening | MW of Load | 1 | 2028 | 0.0026271
ENS | Preferred Plan | C&I Curtailment | C&I Curtailment-Turnkey-Manual HVAC Control | Small Industrial | Retail Trade | Winter Evening | MW of Load | 1 | 2028 | 0.0088549
ENS | Preferred Plan | C&I Curtailment | C&I Curtailment-Turnkey-Manual HVAC Control | Small Industrial | Services | Winter Evening | MW of Load | 1 | 2028 | 0.0027975
ENS | Preferred Plan | C&I Curtailment | C&I Curtailment-Turnkey-Auto-DR HVAC Control | Small Industrial | Miscellaneous | Winter Evening | MW of Load | 1 | 2028 | 0.010352
ENS | Preferred Plan | C&I Curtailment | C&I Curtailment-Turnkey-Auto-DR HVAC Control | Small Industrial | Offices | Winter Evening | MW of Load | 1 | 2028 | 0.00013113
ENS | Preferred Plan | C&I Curtailment | C&I Curtailment-Turnkey-Auto-DR HVAC Control | Small Industrial | Retail Trade | Winter Evening | MW of Load | 1 | 2028 | 0.00044199
ENS | Preferred Plan | C&I Curtailment | C&I Curtailment-Turnkey-Auto-DR HVAC Control | Small Industrial | Services | Winter Evening | MW of Load | 1 | 2028 | 0.00013964
ENS | Preferred Plan | C&I Curtailment | C&I Curtailment-Turnkey-Standard Lighting Control | Small Industrial | Miscellaneous | Winter Evening | MW of Load | 1 | 2028 | 0.064529
ENS | Preferred Plan | C&I Curtailment | C&I Curtailment-Turnkey-Standard Lighting Control | Small Industrial | Offices | Winter Evening | MW of Load | 1 | 2028 | 0.0003519
ENS | Preferred Plan | C&I Curtailment | C&I Curtailment-Turnkey-Standard Lighting Control | Small Industrial | Retail Trade | Winter Evening | MW of Load | 1 | 2028 | 0.0038043
ENS | Preferred Plan | C&I Curtailment | C&I Curtailment-Turnkey-Standard Lighting Control | Small Industrial | Services | Winter Evening | MW of Load | 1 | 2028 | 0.0012019
ENS | Preferred Plan | C&I Curtailment | C&I Curtailment-Turnkey-Water Heating Control | Small Industrial | Miscellaneous | Winter Evening | MW of Load | 1 | 2028 | 0.0051623
ENS | Preferred Plan | C&I Curtailment | C&I Curtailment-Turnkey-Water Heating Control | Small Industrial | Offices | Winter Evening | MW of Load | 1 | 2028 | 2.6483e-05
ENS | Preferred Plan | C&I Curtailment | C&I Curtailment-Turnkey-Water Heating Control | Small Industrial | Retail Trade | Winter Evening | MW of Load | 1 | 2028 | 0.0005012
ENS | Preferred Plan | C&I Curtailment | C&I Curtailment-Turnkey-Water Heating Control | Small Industrial | Services | Winter Evening | MW of Load | 1 | 2028 | 0.00015834
ENS | Preferred Plan | C&I Curtailment | C&I Curtailment-Turnkey-Other | Small Industrial | Miscellaneous | Winter Evening | MW of Load | 1 | 2028 | 0.079861
ENS | Preferred Plan | C&I Curtailment | C&I Curtailment-Turnkey-Other | Small Industrial | Offices | Winter Evening | MW of Load | 1 | 2028 | 0.00050043
ENS | Preferred Plan | C&I Curtailment | C&I Curtailment-Turnkey-Other | Small Industrial | Retail Trade | Winter Evening | MW of Load | 1 | 2028 | 0.0055268
ENS | Preferred Plan | C&I Curtailment | C&I Curtailment-Turnkey-Other | Small Industrial | Services | Winter Evening | MW of Load | 1 | 2028 | 0.001746
ENS | Preferred Plan | C&I Curtailment | C&I Curtailment-Turnkey-Industrial | Small Industrial | Manufacturing | Winter Evening | MW of Load | 1 | 2028 | 0.019193
ENS | Preferred Plan | C&I Curtailment | C&I Curtailment-Turnkey-Manual HVAC Control | Medium Industrial | Miscellaneous | Winter Morning | MW of Load | 1 | 2028 | 2.9125
ENS | Preferred Plan | C&I Curtailment | C&I Curtailment-Turnkey-Manual HVAC Control | Medium Industrial | Offices | Winter Morning | MW of Load | 1 | 2028 | 0.04644
ENS | Preferred Plan | C&I Curtailment | C&I Curtailment-Turnkey-Manual HVAC Control | Medium Industrial | Retail Trade | Winter Morning | MW of Load | 1 | 2028 | 0.65055
ENS | Preferred Plan | C&I Curtailment | C&I Curtailment-Turnkey-Manual HVAC Control | Medium Industrial | Services | Winter Morning | MW of Load | 1 | 2028 | 0.029956
ENS | Preferred Plan | C&I Curtailment | C&I Curtailment-Turnkey-Auto-DR HVAC Control | Medium Industrial | Miscellaneous | Winter Morning | MW of Load | 1 | 2028 | 0.14538
ENS | Preferred Plan | C&I Curtailment | C&I Curtailment-Turnkey-Auto-DR HVAC Control | Medium Industrial | Offices | Winter Morning | MW of Load | 1 | 2028 | 0.002318
ENS | Preferred Plan | C&I Curtailment | C&I Curtailment-Turnkey-Auto-DR HVAC Control | Medium Industrial | Retail Trade | Winter Morning | MW of Load | 1 | 2028 | 0.032472
ENS | Preferred Plan | C&I Curtailment | C&I Curtailment-Turnkey-Auto-DR HVAC Control | Medium Industrial | Services | Winter Morning | MW of Load | 1 | 2028 | 0.0014952
ENS | Preferred Plan | C&I Curtailment | C&I Curtailment-Turnkey-Standard Lighting Control | Medium Industrial | Miscellaneous | Winter Morning | MW of Load | 1 | 2028 | 0.90618
ENS | Preferred Plan | C&I Curtailment | C&I Curtailment-Turnkey-Standard Lighting Control | Medium Industrial | Offices | Winter Morning | MW of Load | 1 | 2028 | 0.0062207
ENS | Preferred Plan | C&I Curtailment | C&I Curtailment-Turnkey-Standard Lighting Control | Medium Industrial | Retail Trade | Winter Morning | MW of Load | 1 | 2028 | 0.27949
ENS | Preferred Plan | C&I Curtailment | C&I Curtailment-Turnkey-Standard Lighting Control | Medium Industrial | Services | Winter Morning | MW of Load | 1 | 2028 | 0.01287
ENS | Preferred Plan | C&I Curtailment | C&I Curtailment-Turnkey-Water Heating Control | Medium Industrial | Miscellaneous | Winter Morning | MW of Load | 1 | 2028 | 0.072495
ENS | Preferred Plan | C&I Curtailment | C&I Curtailment-Turnkey-Water Heating Control | Medium Industrial | Offices | Winter Morning | MW of Load | 1 | 2028 | 0.00046814
ENS | Preferred Plan | C&I Curtailment | C&I Curtailment-Turnkey-Water Heating Control | Medium Industrial | Retail Trade | Winter Morning | MW of Load | 1 | 2028 | 0.036822
ENS | Preferred Plan | C&I Curtailment | C&I Curtailment-Turnkey-Water Heating Control | Medium Industrial | Services | Winter Morning | MW of Load | 1 | 2028 | 0.0016956
ENS | Preferred Plan | C&I Curtailment | C&I Curtailment-Turnkey-Other | Medium Industrial | Miscellaneous | Winter Morning | MW of Load | 1 | 2028 | 1.1215
ENS | Preferred Plan | C&I Curtailment | C&I Curtailment-Turnkey-Other | Medium Industrial | Offices | Winter Morning | MW of Load | 1 | 2028 | 0.0088463
ENS | Preferred Plan | C&I Curtailment | C&I Curtailment-Turnkey-Other | Medium Industrial | Retail Trade | Winter Morning | MW of Load | 1 | 2028 | 0.40604
ENS | Preferred Plan | C&I Curtailment | C&I Curtailment-Turnkey-Other | Medium Industrial | Services | Winter Morning | MW of Load | 1 | 2028 | 0.018697
ENS | Preferred Plan | C&I Curtailment | C&I Curtailment-Turnkey-Manual HVAC Control | Medium Industrial | Miscellaneous | Winter Evening | MW of Load | 1 | 2028 | 2.7899
ENS | Preferred Plan | C&I Curtailment | C&I Curtailment-Turnkey-Manual HVAC Control | Medium Industrial | Offices | Winter Evening | MW of Load | 1 | 2028 | 0.044485
ENS | Preferred Plan | C&I Curtailment | C&I Curtailment-Turnkey-Manual HVAC Control | Medium Industrial | Retail Trade | Winter Evening | MW of Load | 1 | 2028 | 0.62316
ENS | Preferred Plan | C&I Curtailment | C&I Curtailment-Turnkey-Manual HVAC Control | Medium Industrial | Services | Winter Evening | MW of Load | 1 | 2028 | 0.028695
ENS | Preferred Plan | C&I Curtailment | C&I Curtailment-Turnkey-Auto-DR HVAC Control | Medium Industrial | Miscellaneous | Winter Evening | MW of Load | 1 | 2028 | 0.13926
ENS | Preferred Plan | C&I Curtailment | C&I Curtailment-Turnkey-Auto-DR HVAC Control | Medium Industrial | Offices | Winter Evening | MW of Load | 1 | 2028 | 0.0022204
ENS | Preferred Plan | C&I Curtailment | C&I Curtailment-Turnkey-Auto-DR HVAC Control | Medium Industrial | Retail Trade | Winter Evening | MW of Load | 1 | 2028 | 0.031105
ENS | Preferred Plan | C&I Curtailment | C&I Curtailment-Turnkey-Auto-DR HVAC Control | Medium Industrial | Services | Winter Evening | MW of Load | 1 | 2028 | 0.0014323
ENS | Preferred Plan | C&I Curtailment | C&I Curtailment-Turnkey-Standard Lighting Control | Medium Industrial | Miscellaneous | Winter Evening | MW of Load | 1 | 2028 | 0.86803
ENS | Preferred Plan | C&I Curtailment | C&I Curtailment-Turnkey-Standard Lighting Control | Medium Industrial | Offices | Winter Evening | MW of Load | 1 | 2028 | 0.0059588
ENS | Preferred Plan | C&I Curtailment | C&I Curtailment-Turnkey-Standard Lighting Control | Medium Industrial | Retail Trade | Winter Evening | MW of Load | 1 | 2028 | 0.26772
ENS | Preferred Plan | C&I Curtailment | C&I Curtailment-Turnkey-Standard Lighting Control | Medium Industrial | Services | Winter Evening | MW of Load | 1 | 2028 | 0.012328
ENS | Preferred Plan | C&I Curtailment | C&I Curtailment-Turnkey-Water Heating Control | Medium Industrial | Miscellaneous | Winter Evening | MW of Load | 1 | 2028 | 0.069442
ENS | Preferred Plan | C&I Curtailment | C&I Curtailment-Turnkey-Water Heating Control | Medium Industrial | Offices | Winter Evening | MW of Load | 1 | 2028 | 0.00044843
ENS | Preferred Plan | C&I Curtailment | C&I Curtailment-Turnkey-Water Heating Control | Medium Industrial | Retail Trade | Winter Evening | MW of Load | 1 | 2028 | 0.035272
ENS | Preferred Plan | C&I Curtailment | C&I Curtailment-Turnkey-Water Heating Control | Medium Industrial | Services | Winter Evening | MW of Load | 1 | 2028 | 0.0016242
ENS | Preferred Plan | C&I Curtailment | C&I Curtailment-Turnkey-Other | Medium Industrial | Miscellaneous | Winter Evening | MW of Load | 1 | 2028 | 1.0743
ENS | Preferred Plan | C&I Curtailment | C&I Curtailment-Turnkey-Other | Medium Industrial | Offices | Winter Evening | MW of Load | 1 | 2028 | 0.0084738
ENS | Preferred Plan | C&I Curtailment | C&I Curtailment-Turnkey-Other | Medium Industrial | Retail Trade | Winter Evening | MW of Load | 1 | 2028 | 0.38894
ENS | Preferred Plan | C&I Curtailment | C&I Curtailment-Turnkey-Other | Medium Industrial | Services | Winter Evening | MW of Load | 1 | 2028 | 0.01791
ENS | Preferred Plan | C&I Curtailment | C&I Curtailment-Turnkey-Manual HVAC Control | Large Industrial | Miscellaneous | Winter Morning | MW of Load | 1 | 2028 | 0.060408
ENS | Preferred Plan | C&I Curtailment | C&I Curtailment-Turnkey-Auto-DR HVAC Control | Large Industrial | Miscellaneous | Winter Morning | MW of Load | 1 | 2028 | 0.0030153
ENS | Preferred Plan | C&I Curtailment | C&I Curtailment-Turnkey-Standard Lighting Control | Large Industrial | Miscellaneous | Winter Morning | MW of Load | 1 | 2028 | 0.026018
ENS | Preferred Plan | C&I Curtailment | C&I Curtailment-Turnkey-Water Heating Control | Large Industrial | Miscellaneous | Winter Morning | MW of Load | 1 | 2028 | 0.0012653
ENS | Preferred Plan | C&I Curtailment | C&I Curtailment-Turnkey-Other | Large Industrial | Miscellaneous | Winter Morning | MW of Load | 1 | 2028 | 0.027225
ENS | Preferred Plan | C&I Curtailment | C&I Curtailment-Turnkey-Industrial | Large Industrial | Manufacturing | Winter Morning | MW of Load | 1 | 2028 | 0.0053687
ENS | Preferred Plan | C&I Curtailment | C&I Curtailment-Turnkey-Manual HVAC Control | Large Industrial | Miscellaneous | Winter Evening | MW of Load | 1 | 2028 | 0.059462
ENS | Preferred Plan | C&I Curtailment | C&I Curtailment-Turnkey-Auto-DR HVAC Control | Large Industrial | Miscellaneous | Winter Evening | MW of Load | 1 | 2028 | 0.002968
ENS | Preferred Plan | C&I Curtailment | C&I Curtailment-Turnkey-Standard Lighting Control | Large Industrial | Miscellaneous | Winter Evening | MW of Load | 1 | 2028 | 0.02561
ENS | Preferred Plan | C&I Curtailment | C&I Curtailment-Turnkey-Water Heating Control | Large Industrial | Miscellaneous | Winter Evening | MW of Load | 1 | 2028 | 0.0012454
ENS | Preferred Plan | C&I Curtailment | C&I Curtailment-Turnkey-Other | Large Industrial | Miscellaneous | Winter Evening | MW of Load | 1 | 2028 | 0.026799
ENS | Preferred Plan | C&I Curtailment | C&I Curtailment-Turnkey-Industrial | Large Industrial | Manufacturing | Winter Evening | MW of Load | 1 | 2028 | 0.0052845
ENS | Preferred Plan | C&I Loadshift to BUGs | C&I Loadshift to BUGs | Large General | Miscellaneous | Winter Morning | MW of Load | 1 | 2028 | 2.9744
ENS | Preferred Plan | C&I Loadshift to BUGs | C&I Loadshift to BUGs | Large General | Miscellaneous | Winter Evening | MW of Load | 1 | 2028 | 2.5335
ENS | Preferred Plan | C&I Loadshift to BUGs | C&I Loadshift to BUGs | Small Industrial | Miscellaneous | Winter Morning | MW of Load | 1 | 2028 | 0.80192
ENS | Preferred Plan | C&I Loadshift to BUGs | C&I Loadshift to BUGs | Small Industrial | Miscellaneous | Winter Evening | MW of Load | 1 | 2028 | 1.0901
ENS | Preferred Plan | C&I Loadshift to BUGs | C&I Loadshift to BUGs | Medium Industrial | Manufacturing | Winter Morning | MW of Load | 1 | 2028 | 0.56196
ENS | Preferred Plan | C&I Loadshift to BUGs | C&I Loadshift to BUGs | Medium Industrial | Miscellaneous | Winter Morning | MW of Load | 1 | 2028 | 2.4389
ENS | Preferred Plan | C&I Loadshift to BUGs | C&I Loadshift to BUGs | Medium Industrial | Manufacturing | Winter Evening | MW of Load | 1 | 2028 | 0.5383
ENS | Preferred Plan | C&I Loadshift to BUGs | C&I Loadshift to BUGs | Medium Industrial | Miscellaneous | Winter Evening | MW of Load | 1 | 2028 | 2.3362
ENS | Preferred Plan | Dynamic Pricing | Dynamic Pricing with enabling tech. | Small General | Manufacturing | Winter Morning | MW of Load | 1 | 2028 | 0.006207
ENS | Preferred Plan | Dynamic Pricing | Dynamic Pricing with enabling tech. | Small General | Manufacturing | Winter Evening | MW of Load | 1 | 2028 | 0.0071342
ENS | Preferred Plan | Dynamic Pricing | Dynamic Pricing with enabling tech. | Residential Charitable | Residential LI | Winter Morning | MW of Load | 1 | 2028 | 0.55837
ENS | Preferred Plan | Dynamic Pricing | Dynamic Pricing with enabling tech. | Residential Charitable | Residential Market Rate | Winter Morning | MW of Load | 1 | 2028 | 3.1691
ENS | Preferred Plan | Dynamic Pricing | Dynamic Pricing w/o enabling tech. | Residential Charitable | Residential LI | Winter Morning | MW of Load | 1 | 2028 | 1.9687
ENS | Preferred Plan | Dynamic Pricing | Dynamic Pricing w/o enabling tech. | Residential Charitable | Residential Market Rate | Winter Morning | MW of Load | 1 | 2028 | 11.1739
ENS | Preferred Plan | Dynamic Pricing | Dynamic Pricing with enabling tech. | Residential Charitable | Residential LI | Winter Evening | MW of Load | 1 | 2028 | 0.62943
ENS | Preferred Plan | Dynamic Pricing | Dynamic Pricing with enabling tech. | Residential Charitable | Residential Market Rate | Winter Evening | MW of Load | 1 | 2028 | 3.5725
ENS | Preferred Plan | Dynamic Pricing | Dynamic Pricing w/o enabling tech. | Residential Charitable | Residential LI | Winter Evening | MW of Load | 1 | 2028 | 2.2193
ENS | Preferred Plan | Dynamic Pricing | Dynamic Pricing w/o enabling tech. | Residential Charitable | Residential Market Rate | Winter Evening | MW of Load | 1 | 2028 | 12.596
ENS | Preferred Plan | Behavioral DR | Behavioral DR | Residential Charitable | Residential LI | Winter Morning | MW of Load | 1 | 2028 | 0.2186
ENS | Preferred Plan | Behavioral DR | Behavioral DR | Residential Charitable | Residential Market Rate | Winter Morning | MW of Load | 1 | 2028 | 1.2457
ENS | Preferred Plan | Behavioral DR | Behavioral DR | Residential Charitable | Residential LI | Winter Evening | MW of Load | 1 | 2028 | 0.24643
ENS | Preferred Plan | Behavioral DR | Behavioral DR | Residential Charitable | Residential Market Rate | Winter Evening | MW of Load | 1 | 2028 | 1.4042
ENS | Preferred Plan | Time-of-Use Rates (TOU) | Time-of-Use Rates (TOU) | Residential Charitable | Residential LI | Winter Morning | MW of Load | 0 | 2028 | 0.4232
ENS | Preferred Plan | Time-of-Use Rates (TOU) | Time-of-Use Rates (TOU) | Residential Charitable | Residential Market Rate | Winter Morning | MW of Load | 0 | 2028 | 2.4115
ENS | Preferred Plan | Time-of-Use Rates (TOU) | Time-of-Use Rates (TOU) | Residential Charitable | Residential LI | Winter Evening | MW of Load | 0 | 2028 | 0.47706
ENS | Preferred Plan | Time-of-Use Rates (TOU) | Time-of-Use Rates (TOU) | Residential Charitable | Residential Market Rate | Winter Evening | MW of Load | 0 | 2028 | 2.7184
ENS | Preferred Plan | DLC-Thermostat | DLC-Thermostat-BYOT-Central Heat Pump | Residential Charitable | Residential LI | Winter Morning | MW of Load | 0 | 2029 | 0.02911
ENS | Preferred Plan | DLC-Thermostat | DLC-Thermostat-BYOT-Central Heat Pump | Residential Charitable | Residential Market Rate | Winter Morning | MW of Load | 0 | 2029 | 0.17813
ENS | Preferred Plan | DLC-Thermostat | DLC-Thermostat-DI-Baseboard Heating | Residential Charitable | Residential LI | Winter Morning | MW of Load | 0 | 2029 | 0.14864
ENS | Preferred Plan | DLC-Thermostat | DLC-Thermostat-DI-Baseboard Heating | Residential Charitable | Residential Market Rate | Winter Morning | MW of Load | 0 | 2029 | 1.4149
ENS | Preferred Plan | DLC-Thermostat | DLC-Thermostat-BYOT-Baseboard Heating | Residential Charitable | Residential LI | Winter Morning | MW of Load | 0 | 2029 | 0.017381
ENS | Preferred Plan | DLC-Thermostat | DLC-Thermostat-BYOT-Baseboard Heating | Residential Charitable | Residential Market Rate | Winter Morning | MW of Load | 0 | 2029 | 0.16545
ENS | Preferred Plan | DLC-Thermostat | DLC-Thermostat-DI-MSHP | Residential Charitable | Residential LI | Winter Morning | MW of Load | 0 | 2029 | 0.08613
ENS | Preferred Plan | DLC-Thermostat | DLC-Thermostat-DI-MSHP | Residential Charitable | Residential Market Rate | Winter Morning | MW of Load | 0 | 2029 | 0.81987
ENS | Preferred Plan | DLC-Thermostat | DLC-Thermostat-BYOT-MSHP | Residential Charitable | Residential LI | Winter Morning | MW of Load | 0 | 2029 | 0.007805
ENS | Preferred Plan | DLC-Thermostat | DLC-Thermostat-BYOT-MSHP | Residential Charitable | Residential Market Rate | Winter Morning | MW of Load | 0 | 2029 | 0.074296
ENS | Preferred Plan | DLC-Thermostat | DLC-Thermostat-BYOT-Central Heat Pump | Residential Charitable | Residential LI | Winter Evening | MW of Load | 0 | 2029 | 0.02911
ENS | Preferred Plan | DLC-Thermostat | DLC-Thermostat-BYOT-Central Heat Pump | Residential Charitable | Residential Market Rate | Winter Evening | MW of Load | 0 | 2029 | 0.17813
ENS | Preferred Plan | DLC-Thermostat | DLC-Thermostat-DI-Baseboard Heating | Residential Charitable | Residential LI | Winter Evening | MW of Load | 0 | 2029 | 0.14864
ENS | Preferred Plan | DLC-Thermostat | DLC-Thermostat-DI-Baseboard Heating | Residential Charitable | Residential Market Rate | Winter Evening | MW of Load | 0 | 2029 | 1.4149
ENS | Preferred Plan | DLC-Thermostat | DLC-Thermostat-BYOT-Baseboard Heating | Residential Charitable | Residential LI | Winter Evening | MW of Load | 0 | 2029 | 0.017381
ENS | Preferred Plan | DLC-Thermostat | DLC-Thermostat-BYOT-Baseboard Heating | Residential Charitable | Residential Market Rate | Winter Evening | MW of Load | 0 | 2029 | 0.16545
ENS | Preferred Plan | DLC-Thermostat | DLC-Thermostat-DI-MSHP | Residential Charitable | Residential LI | Winter Evening | MW of Load | 0 | 2029 | 0.08613
ENS | Preferred Plan | DLC-Thermostat | DLC-Thermostat-DI-MSHP | Residential Charitable | Residential Market Rate | Winter Evening | MW of Load | 0 | 2029 | 0.81987
ENS | Preferred Plan | DLC-Thermostat | DLC-Thermostat-BYOT-MSHP | Residential Charitable | Residential LI | Winter Evening | MW of Load | 0 | 2029 | 0.007805
ENS | Preferred Plan | DLC-Thermostat | DLC-Thermostat-BYOT-MSHP | Residential Charitable | Residential Market Rate | Winter Evening | MW of Load | 0 | 2029 | 0.074296
ENS | Preferred Plan | DLC-Water Heating | DLC-Switch-Water Heating | Residential Charitable | Residential LI | Winter Morning | MW of Load | 0 | 2029 | 0.091757
ENS | Preferred Plan | DLC-Water Heating | DLC-Switch-Water Heating | Residential Charitable | Residential Market Rate | Winter Morning | MW of Load | 0 | 2029 | 1.0481
ENS | Preferred Plan | DLC-Water Heating | DLC-Switch-Water Heating | Residential Charitable | Residential LI | Winter Evening | MW of Load | 0 | 2029 | 0.077554
ENS | Preferred Plan | DLC-Water Heating | DLC-Switch-Water Heating | Residential Charitable | Residential Market Rate | Winter Evening | MW of Load | 0 | 2029 | 0.88588
ENS | Preferred Plan | C&I Curtailment | C&I Curtailment-Turnkey-Manual HVAC Control | General | Miscellaneous | Winter Morning | MW of Load | 1 | 2029 | 1.3167
ENS | Preferred Plan | C&I Curtailment | C&I Curtailment-Turnkey-Manual HVAC Control | General | Offices | Winter Morning | MW of Load | 1 | 2029 | 0.089603
ENS | Preferred Plan | C&I Curtailment | C&I Curtailment-Turnkey-Manual HVAC Control | General | Retail Trade | Winter Morning | MW of Load | 1 | 2029 | 0.30429
ENS | Preferred Plan | C&I Curtailment | C&I Curtailment-Turnkey-Manual HVAC Control | General | Services | Winter Morning | MW of Load | 1 | 2029 | 0.19673
ENS | Preferred Plan | C&I Curtailment | C&I Curtailment-Turnkey-Auto-DR HVAC Control | General | Miscellaneous | Winter Morning | MW of Load | 1 | 2029 | 0.082776
ENS | Preferred Plan | C&I Curtailment | C&I Curtailment-Turnkey-Auto-DR HVAC Control | General | Offices | Winter Morning | MW of Load | 1 | 2029 | 0.0056328
ENS | Preferred Plan | C&I Curtailment | C&I Curtailment-Turnkey-Auto-DR HVAC Control | General | Retail Trade | Winter Morning | MW of Load | 1 | 2029 | 0.019129
ENS | Preferred Plan | C&I Curtailment | C&I Curtailment-Turnkey-Auto-DR HVAC Control | General | Services | Winter Morning | MW of Load | 1 | 2029 | 0.012367
ENS | Preferred Plan | C&I Curtailment | C&I Curtailment-Turnkey-Standard Lighting Control | General | Miscellaneous | Winter Morning | MW of Load | 1 | 2029 | 0.54661
ENS | Preferred Plan | C&I Curtailment | C&I Curtailment-Turnkey-Standard Lighting Control | General | Offices | Winter Morning | MW of Load | 1 | 2029 | 0.010902
ENS | Preferred Plan | C&I Curtailment | C&I Curtailment-Turnkey-Standard Lighting Control | General | Retail Trade | Winter Morning | MW of Load | 1 | 2029 | 0.12164
ENS | Preferred Plan | C&I Curtailment | C&I Curtailment-Turnkey-Standard Lighting Control | General | Services | Winter Morning | MW of Load | 1 | 2029 | 0.078735
ENS | Preferred Plan | C&I Curtailment | C&I Curtailment-Turnkey-Water Heating Control | General | Miscellaneous | Winter Morning | MW of Load | 1 | 2029 | 0.035632
ENS | Preferred Plan | C&I Curtailment | C&I Curtailment-Turnkey-Water Heating Control | General | Offices | Winter Morning | MW of Load | 1 | 2029 | 0.00094898
ENS | Preferred Plan | C&I Curtailment | C&I Curtailment-Turnkey-Water Heating Control | General | Retail Trade | Winter Morning | MW of Load | 1 | 2029 | 0.01914
ENS | Preferred Plan | C&I Curtailment | C&I Curtailment-Turnkey-Water Heating Control | General | Services | Winter Morning | MW of Load | 1 | 2029 | 0.01236
ENS | Preferred Plan | C&I Curtailment | C&I Curtailment-Turnkey-Other | General | Miscellaneous | Winter Morning | MW of Load | 1 | 2029 | 0.62684
ENS | Preferred Plan | C&I Curtailment | C&I Curtailment-Turnkey-Other | General | Offices | Winter Morning | MW of Load | 1 | 2029 | 0.017097
ENS | Preferred Plan | C&I Curtailment | C&I Curtailment-Turnkey-Other | General | Retail Trade | Winter Morning | MW of Load | 1 | 2029 | 0.19855
ENS | Preferred Plan | C&I Curtailment | C&I Curtailment-Turnkey-Other | General | Services | Winter Morning | MW of Load | 1 | 2029 | 0.12833
ENS | Preferred Plan | C&I Curtailment | C&I Curtailment-Turnkey-Manual HVAC Control | General | Miscellaneous | Winter Evening | MW of Load | 1 | 2029 | 1.5445
ENS | Preferred Plan | C&I Curtailment | C&I Curtailment-Turnkey-Manual HVAC Control | General | Offices | Winter Evening | MW of Load | 1 | 2029 | 0.1051
ENS | Preferred Plan | C&I Curtailment | C&I Curtailment-Turnkey-Manual HVAC Control | General | Retail Trade | Winter Evening | MW of Load | 1 | 2029 | 0.35691
ENS | Preferred Plan | C&I Curtailment | C&I Curtailment-Turnkey-Manual HVAC Control | General | Services | Winter Evening | MW of Load | 1 | 2029 | 0.23076
ENS | Preferred Plan | C&I Curtailment | C&I Curtailment-Turnkey-Auto-DR HVAC Control | General | Miscellaneous | Winter Evening | MW of Load | 1 | 2029 | 0.097092
ENS | Preferred Plan | C&I Curtailment | C&I Curtailment-Turnkey-Auto-DR HVAC Control | General | Offices | Winter Evening | MW of Load | 1 | 2029 | 0.0066071
ENS | Preferred Plan | C&I Curtailment | C&I Curtailment-Turnkey-Auto-DR HVAC Control | General | Retail Trade | Winter Evening | MW of Load | 1 | 2029 | 0.022437
ENS | Preferred Plan | C&I Curtailment | C&I Curtailment-Turnkey-Auto-DR HVAC Control | General | Services | Winter Evening | MW of Load | 1 | 2029 | 0.014506
ENS | Preferred Plan | C&I Curtailment | C&I Curtailment-Turnkey-Standard Lighting Control | General | Miscellaneous | Winter Evening | MW of Load | 1 | 2029 | 0.64115
ENS | Preferred Plan | C&I Curtailment | C&I Curtailment-Turnkey-Standard Lighting Control | General | Offices | Winter Evening | MW of Load | 1 | 2029 | 0.012788
ENS | Preferred Plan | C&I Curtailment | C&I Curtailment-Turnkey-Standard Lighting Control | General | Retail Trade | Winter Evening | MW of Load | 1 | 2029 | 0.14267
ENS | Preferred Plan | C&I Curtailment | C&I Curtailment-Turnkey-Standard Lighting Control | General | Services | Winter Evening | MW of Load | 1 | 2029 | 0.092353
ENS | Preferred Plan | C&I Curtailment | C&I Curtailment-Turnkey-Water Heating Control | General | Miscellaneous | Winter Evening | MW of Load | 1 | 2029 | 0.041794
ENS | Preferred Plan | C&I Curtailment | C&I Curtailment-Turnkey-Water Heating Control | General | Offices | Winter Evening | MW of Load | 1 | 2029 | 0.0011131
ENS | Preferred Plan | C&I Curtailment | C&I Curtailment-Turnkey-Water Heating Control | General | Retail Trade | Winter Evening | MW of Load | 1 | 2029 | 0.022451
ENS | Preferred Plan | C&I Curtailment | C&I Curtailment-Turnkey-Water Heating Control | General | Services | Winter Evening | MW of Load | 1 | 2029 | 0.014498
ENS | Preferred Plan | C&I Curtailment | C&I Curtailment-Turnkey-Other | General | Miscellaneous | Winter Evening | MW of Load | 1 | 2029 | 0.73525
ENS | Preferred Plan | C&I Curtailment | C&I Curtailment-Turnkey-Other | General | Offices | Winter Evening | MW of Load | 1 | 2029 | 0.020054
ENS | Preferred Plan | C&I Curtailment | C&I Curtailment-Turnkey-Other | General | Retail Trade | Winter Evening | MW of Load | 1 | 2029 | 0.23289
ENS | Preferred Plan | C&I Curtailment | C&I Curtailment-Turnkey-Other | General | Services | Winter Evening | MW of Load | 1 | 2029 | 0.15053
ENS | Preferred Plan | C&I Curtailment | C&I Curtailment-Turnkey-Manual HVAC Control | Large General | Miscellaneous | Winter Morning | MW of Load | 1 | 2029 | 1.0553
ENS | Preferred Plan | C&I Curtailment | C&I Curtailment-Turnkey-Manual HVAC Control | Large General | Retail Trade | Winter Morning | MW of Load | 1 | 2029 | 0.044363
ENS | Preferred Plan | C&I Curtailment | C&I Curtailment-Turnkey-Manual HVAC Control | Large General | Services | Winter Morning | MW of Load | 1 | 2029 | 0.071043
ENS | Preferred Plan | C&I Curtailment | C&I Curtailment-Turnkey-Auto-DR HVAC Control | Large General | Miscellaneous | Winter Morning | MW of Load | 1 | 2029 | 0.066341
ENS | Preferred Plan | C&I Curtailment | C&I Curtailment-Turnkey-Auto-DR HVAC Control | Large General | Retail Trade | Winter Morning | MW of Load | 1 | 2029 | 0.0027889
ENS | Preferred Plan | C&I Curtailment | C&I Curtailment-Turnkey-Auto-DR HVAC Control | Large General | Services | Winter Morning | MW of Load | 1 | 2029 | 0.0044661
ENS | Preferred Plan | C&I Curtailment | C&I Curtailment-Turnkey-Standard Lighting Control | Large General | Miscellaneous | Winter Morning | MW of Load | 1 | 2029 | 0.45492
ENS | Preferred Plan | C&I Curtailment | C&I Curtailment-Turnkey-Standard Lighting Control | Large General | Retail Trade | Winter Morning | MW of Load | 1 | 2029 | 0.017629
ENS | Preferred Plan | C&I Curtailment | C&I Curtailment-Turnkey-Standard Lighting Control | Large General | Services | Winter Morning | MW of Load | 1 | 2029 | 0.028231
ENS | Preferred Plan | C&I Curtailment | C&I Curtailment-Turnkey-Water Heating Control | Large General | Miscellaneous | Winter Morning | MW of Load | 1 | 2029 | 0.022609
ENS | Preferred Plan | C&I Curtailment | C&I Curtailment-Turnkey-Water Heating Control | Large General | Retail Trade | Winter Morning | MW of Load | 1 | 2029 | 0.0028068
ENS | Preferred Plan | C&I Curtailment | C&I Curtailment-Turnkey-Water Heating Control | Large General | Services | Winter Morning | MW of Load | 1 | 2029 | 0.0044948
ENS | Preferred Plan | C&I Curtailment | C&I Curtailment-Turnkey-Other | Large General | Miscellaneous | Winter Morning | MW of Load | 1 | 2029 | 0.48483
ENS | Preferred Plan | C&I Curtailment | C&I Curtailment-Turnkey-Other | Large General | Retail Trade | Winter Morning | MW of Load | 1 | 2029 | 0.028993
ENS | Preferred Plan | C&I Curtailment | C&I Curtailment-Turnkey-Other | Large General | Services | Winter Morning | MW of Load | 1 | 2029 | 0.046428
ENS | Preferred Plan | C&I Curtailment | C&I Curtailment-Turnkey-Manual HVAC Control | Large General | Miscellaneous | Winter Evening | MW of Load | 1 | 2029 | 0.90937
ENS | Preferred Plan | C&I Curtailment | C&I Curtailment-Turnkey-Manual HVAC Control | Large General | Retail Trade | Winter Evening | MW of Load | 1 | 2029 | 0.038229
ENS | Preferred Plan | C&I Curtailment | C&I Curtailment-Turnkey-Manual HVAC Control | Large General | Services | Winter Evening | MW of Load | 1 | 2029 | 0.061219
ENS | Preferred Plan | C&I Curtailment | C&I Curtailment-Turnkey-Auto-DR HVAC Control | Large General | Miscellaneous | Winter Evening | MW of Load | 1 | 2029 | 0.057167
ENS | Preferred Plan | C&I Curtailment | C&I Curtailment-Turnkey-Auto-DR HVAC Control | Large General | Retail Trade | Winter Evening | MW of Load | 1 | 2029 | 0.0024032
ENS | Preferred Plan | C&I Curtailment | C&I Curtailment-Turnkey-Auto-DR HVAC Control | Large General | Services | Winter Evening | MW of Load | 1 | 2029 | 0.0038485
ENS | Preferred Plan | C&I Curtailment | C&I Curtailment-Turnkey-Standard Lighting Control | Large General | Miscellaneous | Winter Evening | MW of Load | 1 | 2029 | 0.39201
ENS | Preferred Plan | C&I Curtailment | C&I Curtailment-Turnkey-Standard Lighting Control | Large General | Retail Trade | Winter Evening | MW of Load | 1 | 2029 | 0.015191
ENS | Preferred Plan | C&I Curtailment | C&I Curtailment-Turnkey-Standard Lighting Control | Large General | Services | Winter Evening | MW of Load | 1 | 2029 | 0.024327
ENS | Preferred Plan | C&I Curtailment | C&I Curtailment-Turnkey-Water Heating Control | Large General | Miscellaneous | Winter Evening | MW of Load | 1 | 2029 | 0.019482
ENS | Preferred Plan | C&I Curtailment | C&I Curtailment-Turnkey-Water Heating Control | Large General | Retail Trade | Winter Evening | MW of Load | 1 | 2029 | 0.0024187
ENS | Preferred Plan | C&I Curtailment | C&I Curtailment-Turnkey-Water Heating Control | Large General | Services | Winter Evening | MW of Load | 1 | 2029 | 0.0038732
ENS | Preferred Plan | C&I Curtailment | C&I Curtailment-Turnkey-Other | Large General | Miscellaneous | Winter Evening | MW of Load | 1 | 2029 | 0.41778
ENS | Preferred Plan | C&I Curtailment | C&I Curtailment-Turnkey-Other | Large General | Retail Trade | Winter Evening | MW of Load | 1 | 2029 | 0.024983
ENS | Preferred Plan | C&I Curtailment | C&I Curtailment-Turnkey-Other | Large General | Services | Winter Evening | MW of Load | 1 | 2029 | 0.040008
ENS | Preferred Plan | C&I Curtailment | C&I Curtailment-Turnkey-Manual HVAC Control | Small Industrial | Miscellaneous | Winter Morning | MW of Load | 1 | 2029 | 0.17531
ENS | Preferred Plan | C&I Curtailment | C&I Curtailment-Turnkey-Manual HVAC Control | Small Industrial | Offices | Winter Morning | MW of Load | 1 | 2029 | 0.0022335
ENS | Preferred Plan | C&I Curtailment | C&I Curtailment-Turnkey-Manual HVAC Control | Small Industrial | Retail Trade | Winter Morning | MW of Load | 1 | 2029 | 0.0074448
ENS | Preferred Plan | C&I Curtailment | C&I Curtailment-Turnkey-Manual HVAC Control | Small Industrial | Services | Winter Morning | MW of Load | 1 | 2029 | 0.002352
ENS | Preferred Plan | C&I Curtailment | C&I Curtailment-Turnkey-Auto-DR HVAC Control | Small Industrial | Miscellaneous | Winter Morning | MW of Load | 1 | 2029 | 0.011021
ENS | Preferred Plan | C&I Curtailment | C&I Curtailment-Turnkey-Auto-DR HVAC Control | Small Industrial | Offices | Winter Morning | MW of Load | 1 | 2029 | 0.00014041
ENS | Preferred Plan | C&I Curtailment | C&I Curtailment-Turnkey-Auto-DR HVAC Control | Small Industrial | Retail Trade | Winter Morning | MW of Load | 1 | 2029 | 0.00046801
ENS | Preferred Plan | C&I Curtailment | C&I Curtailment-Turnkey-Auto-DR HVAC Control | Small Industrial | Services | Winter Morning | MW of Load | 1 | 2029 | 0.00014786
ENS | Preferred Plan | C&I Curtailment | C&I Curtailment-Turnkey-Standard Lighting Control | Small Industrial | Miscellaneous | Winter Morning | MW of Load | 1 | 2029 | 0.054345
ENS | Preferred Plan | C&I Curtailment | C&I Curtailment-Turnkey-Standard Lighting Control | Small Industrial | Offices | Winter Morning | MW of Load | 1 | 2029 | 0.0002949
ENS | Preferred Plan | C&I Curtailment | C&I Curtailment-Turnkey-Standard Lighting Control | Small Industrial | Retail Trade | Winter Morning | MW of Load | 1 | 2029 | 0.0032071
ENS | Preferred Plan | C&I Curtailment | C&I Curtailment-Turnkey-Standard Lighting Control | Small Industrial | Services | Winter Morning | MW of Load | 1 | 2029 | 0.0010132
ENS | Preferred Plan | C&I Curtailment | C&I Curtailment-Turnkey-Water Heating Control | Small Industrial | Miscellaneous | Winter Morning | MW of Load | 1 | 2029 | 0.004466
ENS | Preferred Plan | C&I Curtailment | C&I Curtailment-Turnkey-Water Heating Control | Small Industrial | Offices | Winter Morning | MW of Load | 1 | 2029 | 2.2775e-05
ENS | Preferred Plan | C&I Curtailment | C&I Curtailment-Turnkey-Water Heating Control | Small Industrial | Retail Trade | Winter Morning | MW of Load | 1 | 2029 | 0.0004325
ENS | Preferred Plan | C&I Curtailment | C&I Curtailment-Turnkey-Water Heating Control | Small Industrial | Services | Winter Morning | MW of Load | 1 | 2029 | 0.00013664
ENS | Preferred Plan | C&I Curtailment | C&I Curtailment-Turnkey-Other | Small Industrial | Miscellaneous | Winter Morning | MW of Load | 1 | 2029 | 0.068787
ENS | Preferred Plan | C&I Curtailment | C&I Curtailment-Turnkey-Other | Small Industrial | Offices | Winter Morning | MW of Load | 1 | 2029 | 0.00043014
ENS | Preferred Plan | C&I Curtailment | C&I Curtailment-Turnkey-Other | Small Industrial | Retail Trade | Winter Morning | MW of Load | 1 | 2029 | 0.0047598
ENS | Preferred Plan | C&I Curtailment | C&I Curtailment-Turnkey-Other | Small Industrial | Services | Winter Morning | MW of Load | 1 | 2029 | 0.0015037
ENS | Preferred Plan | C&I Curtailment | C&I Curtailment-Turnkey-Industrial | Small Industrial | Manufacturing | Winter Morning | MW of Load | 1 | 2029 | 0.016441
ENS | Preferred Plan | C&I Curtailment | C&I Curtailment-Turnkey-Manual HVAC Control | Small Industrial | Miscellaneous | Winter Evening | MW of Load | 1 | 2029 | 0.2411
ENS | Preferred Plan | C&I Curtailment | C&I Curtailment-Turnkey-Manual HVAC Control | Small Industrial | Offices | Winter Evening | MW of Load | 1 | 2029 | 0.0030716
ENS | Preferred Plan | C&I Curtailment | C&I Curtailment-Turnkey-Manual HVAC Control | Small Industrial | Retail Trade | Winter Evening | MW of Load | 1 | 2029 | 0.010238
ENS | Preferred Plan | C&I Curtailment | C&I Curtailment-Turnkey-Manual HVAC Control | Small Industrial | Services | Winter Evening | MW of Load | 1 | 2029 | 0.0032346
ENS | Preferred Plan | C&I Curtailment | C&I Curtailment-Turnkey-Auto-DR HVAC Control | Small Industrial | Miscellaneous | Winter Evening | MW of Load | 1 | 2029 | 0.015156
ENS | Preferred Plan | C&I Curtailment | C&I Curtailment-Turnkey-Auto-DR HVAC Control | Small Industrial | Offices | Winter Evening | MW of Load | 1 | 2029 | 0.00019309
ENS | Preferred Plan | C&I Curtailment | C&I Curtailment-Turnkey-Auto-DR HVAC Control | Small Industrial | Retail Trade | Winter Evening | MW of Load | 1 | 2029 | 0.00064363
ENS | Preferred Plan | C&I Curtailment | C&I Curtailment-Turnkey-Auto-DR HVAC Control | Small Industrial | Services | Winter Evening | MW of Load | 1 | 2029 | 0.00020334
ENS | Preferred Plan | C&I Curtailment | C&I Curtailment-Turnkey-Standard Lighting Control | Small Industrial | Miscellaneous | Winter Evening | MW of Load | 1 | 2029 | 0.074737
ENS | Preferred Plan | C&I Curtailment | C&I Curtailment-Turnkey-Standard Lighting Control | Small Industrial | Offices | Winter Evening | MW of Load | 1 | 2029 | 0.00040556
ENS | Preferred Plan | C&I Curtailment | C&I Curtailment-Turnkey-Standard Lighting Control | Small Industrial | Retail Trade | Winter Evening | MW of Load | 1 | 2029 | 0.0044106
ENS | Preferred Plan | C&I Curtailment | C&I Curtailment-Turnkey-Standard Lighting Control | Small Industrial | Services | Winter Evening | MW of Load | 1 | 2029 | 0.0013934
ENS | Preferred Plan | C&I Curtailment | C&I Curtailment-Turnkey-Water Heating Control | Small Industrial | Miscellaneous | Winter Evening | MW of Load | 1 | 2029 | 0.0061418
ENS | Preferred Plan | C&I Curtailment | C&I Curtailment-Turnkey-Water Heating Control | Small Industrial | Offices | Winter Evening | MW of Load | 1 | 2029 | 3.1321e-05
ENS | Preferred Plan | C&I Curtailment | C&I Curtailment-Turnkey-Water Heating Control | Small Industrial | Retail Trade | Winter Evening | MW of Load | 1 | 2029 | 0.00059479
ENS | Preferred Plan | C&I Curtailment | C&I Curtailment-Turnkey-Water Heating Control | Small Industrial | Services | Winter Evening | MW of Load | 1 | 2029 | 0.00018791
ENS | Preferred Plan | C&I Curtailment | C&I Curtailment-Turnkey-Other | Small Industrial | Miscellaneous | Winter Evening | MW of Load | 1 | 2029 | 0.094599
ENS | Preferred Plan | C&I Curtailment | C&I Curtailment-Turnkey-Other | Small Industrial | Offices | Winter Evening | MW of Load | 1 | 2029 | 0.00059154
ENS | Preferred Plan | C&I Curtailment | C&I Curtailment-Turnkey-Other | Small Industrial | Retail Trade | Winter Evening | MW of Load | 1 | 2029 | 0.0065458
ENS | Preferred Plan | C&I Curtailment | C&I Curtailment-Turnkey-Other | Small Industrial | Services | Winter Evening | MW of Load | 1 | 2029 | 0.002068
ENS | Preferred Plan | C&I Curtailment | C&I Curtailment-Turnkey-Industrial | Small Industrial | Manufacturing | Winter Evening | MW of Load | 1 | 2029 | 0.02261
ENS | Preferred Plan | C&I Curtailment | C&I Curtailment-Turnkey-Manual HVAC Control | Medium Industrial | Miscellaneous | Winter Morning | MW of Load | 1 | 2029 | 3.3516
ENS | Preferred Plan | C&I Curtailment | C&I Curtailment-Turnkey-Manual HVAC Control | Medium Industrial | Offices | Winter Morning | MW of Load | 1 | 2029 | 0.053749
ENS | Preferred Plan | C&I Curtailment | C&I Curtailment-Turnkey-Manual HVAC Control | Medium Industrial | Retail Trade | Winter Morning | MW of Load | 1 | 2029 | 0.7446
ENS | Preferred Plan | C&I Curtailment | C&I Curtailment-Turnkey-Manual HVAC Control | Medium Industrial | Services | Winter Morning | MW of Load | 1 | 2029 | 0.034286
ENS | Preferred Plan | C&I Curtailment | C&I Curtailment-Turnkey-Auto-DR HVAC Control | Medium Industrial | Miscellaneous | Winter Morning | MW of Load | 1 | 2029 | 0.21069
ENS | Preferred Plan | C&I Curtailment | C&I Curtailment-Turnkey-Auto-DR HVAC Control | Medium Industrial | Offices | Winter Morning | MW of Load | 1 | 2029 | 0.0033789
ENS | Preferred Plan | C&I Curtailment | C&I Curtailment-Turnkey-Auto-DR HVAC Control | Medium Industrial | Retail Trade | Winter Morning | MW of Load | 1 | 2029 | 0.046808
ENS | Preferred Plan | C&I Curtailment | C&I Curtailment-Turnkey-Auto-DR HVAC Control | Medium Industrial | Services | Winter Morning | MW of Load | 1 | 2029 | 0.0021554
ENS | Preferred Plan | C&I Curtailment | C&I Curtailment-Turnkey-Standard Lighting Control | Medium Industrial | Miscellaneous | Winter Morning | MW of Load | 1 | 2029 | 1.0389
ENS | Preferred Plan | C&I Curtailment | C&I Curtailment-Turnkey-Standard Lighting Control | Medium Industrial | Offices | Winter Morning | MW of Load | 1 | 2029 | 0.0070969
ENS | Preferred Plan | C&I Curtailment | C&I Curtailment-Turnkey-Standard Lighting Control | Medium Industrial | Retail Trade | Winter Morning | MW of Load | 1 | 2029 | 0.32076
ENS | Preferred Plan | C&I Curtailment | C&I Curtailment-Turnkey-Standard Lighting Control | Medium Industrial | Services | Winter Morning | MW of Load | 1 | 2029 | 0.01477
ENS | Preferred Plan | C&I Curtailment | C&I Curtailment-Turnkey-Water Heating Control | Medium Industrial | Miscellaneous | Winter Morning | MW of Load | 1 | 2029 | 0.085379
ENS | Preferred Plan | C&I Curtailment | C&I Curtailment-Turnkey-Water Heating Control | Medium Industrial | Offices | Winter Morning | MW of Load | 1 | 2029 | 0.00054809
ENS | Preferred Plan | C&I Curtailment | C&I Curtailment-Turnkey-Water Heating Control | Medium Industrial | Retail Trade | Winter Morning | MW of Load | 1 | 2029 | 0.043257
ENS | Preferred Plan | C&I Curtailment | C&I Curtailment-Turnkey-Water Heating Control | Medium Industrial | Services | Winter Morning | MW of Load | 1 | 2029 | 0.0019918
ENS | Preferred Plan | C&I Curtailment | C&I Curtailment-Turnkey-Other | Medium Industrial | Miscellaneous | Winter Morning | MW of Load | 1 | 2029 | 1.315
ENS | Preferred Plan | C&I Curtailment | C&I Curtailment-Turnkey-Other | Medium Industrial | Offices | Winter Morning | MW of Load | 1 | 2029 | 0.010351
ENS | Preferred Plan | C&I Curtailment | C&I Curtailment-Turnkey-Other | Medium Industrial | Retail Trade | Winter Morning | MW of Load | 1 | 2029 | 0.47605
ENS | Preferred Plan | C&I Curtailment | C&I Curtailment-Turnkey-Other | Medium Industrial | Services | Winter Morning | MW of Load | 1 | 2029 | 0.021921
ENS | Preferred Plan | C&I Curtailment | C&I Curtailment-Turnkey-Manual HVAC Control | Medium Industrial | Miscellaneous | Winter Evening | MW of Load | 1 | 2029 | 3.248
ENS | Preferred Plan | C&I Curtailment | C&I Curtailment-Turnkey-Manual HVAC Control | Medium Industrial | Offices | Winter Evening | MW of Load | 1 | 2029 | 0.052088
ENS | Preferred Plan | C&I Curtailment | C&I Curtailment-Turnkey-Manual HVAC Control | Medium Industrial | Retail Trade | Winter Evening | MW of Load | 1 | 2029 | 0.72158
ENS | Preferred Plan | C&I Curtailment | C&I Curtailment-Turnkey-Manual HVAC Control | Medium Industrial | Services | Winter Evening | MW of Load | 1 | 2029 | 0.033227
ENS | Preferred Plan | C&I Curtailment | C&I Curtailment-Turnkey-Auto-DR HVAC Control | Medium Industrial | Miscellaneous | Winter Evening | MW of Load | 1 | 2029 | 0.20418
ENS | Preferred Plan | C&I Curtailment | C&I Curtailment-Turnkey-Auto-DR HVAC Control | Medium Industrial | Offices | Winter Evening | MW of Load | 1 | 2029 | 0.0032745
ENS | Preferred Plan | C&I Curtailment | C&I Curtailment-Turnkey-Auto-DR HVAC Control | Medium Industrial | Retail Trade | Winter Evening | MW of Load | 1 | 2029 | 0.045362
ENS | Preferred Plan | C&I Curtailment | C&I Curtailment-Turnkey-Auto-DR HVAC Control | Medium Industrial | Services | Winter Evening | MW of Load | 1 | 2029 | 0.0020888
ENS | Preferred Plan | C&I Curtailment | C&I Curtailment-Turnkey-Standard Lighting Control | Medium Industrial | Miscellaneous | Winter Evening | MW of Load | 1 | 2029 | 1.0068
ENS | Preferred Plan | C&I Curtailment | C&I Curtailment-Turnkey-Standard Lighting Control | Medium Industrial | Offices | Winter Evening | MW of Load | 1 | 2029 | 0.0068776
ENS | Preferred Plan | C&I Curtailment | C&I Curtailment-Turnkey-Standard Lighting Control | Medium Industrial | Retail Trade | Winter Evening | MW of Load | 1 | 2029 | 0.31085
ENS | Preferred Plan | C&I Curtailment | C&I Curtailment-Turnkey-Standard Lighting Control | Medium Industrial | Services | Winter Evening | MW of Load | 1 | 2029 | 0.014314
ENS | Preferred Plan | C&I Curtailment | C&I Curtailment-Turnkey-Water Heating Control | Medium Industrial | Miscellaneous | Winter Evening | MW of Load | 1 | 2029 | 0.082741
ENS | Preferred Plan | C&I Curtailment | C&I Curtailment-Turnkey-Water Heating Control | Medium Industrial | Offices | Winter Evening | MW of Load | 1 | 2029 | 0.00053115
ENS | Preferred Plan | C&I Curtailment | C&I Curtailment-Turnkey-Water Heating Control | Medium Industrial | Retail Trade | Winter Evening | MW of Load | 1 | 2029 | 0.04192
ENS | Preferred Plan | C&I Curtailment | C&I Curtailment-Turnkey-Water Heating Control | Medium Industrial | Services | Winter Evening | MW of Load | 1 | 2029 | 0.0019303
ENS | Preferred Plan | C&I Curtailment | C&I Curtailment-Turnkey-Other | Medium Industrial | Miscellaneous | Winter Evening | MW of Load | 1 | 2029 | 1.2744
ENS | Preferred Plan | C&I Curtailment | C&I Curtailment-Turnkey-Other | Medium Industrial | Offices | Winter Evening | MW of Load | 1 | 2029 | 0.010031
ENS | Preferred Plan | C&I Curtailment | C&I Curtailment-Turnkey-Other | Medium Industrial | Retail Trade | Winter Evening | MW of Load | 1 | 2029 | 0.46134
ENS | Preferred Plan | C&I Curtailment | C&I Curtailment-Turnkey-Other | Medium Industrial | Services | Winter Evening | MW of Load | 1 | 2029 | 0.021243
ENS | Preferred Plan | C&I Curtailment | C&I Curtailment-Turnkey-Manual HVAC Control | Large Industrial | Miscellaneous | Winter Morning | MW of Load | 1 | 2029 | 0.06944
ENS | Preferred Plan | C&I Curtailment | C&I Curtailment-Turnkey-Auto-DR HVAC Control | Large Industrial | Miscellaneous | Winter Morning | MW of Load | 1 | 2029 | 0.0043653
ENS | Preferred Plan | C&I Curtailment | C&I Curtailment-Turnkey-Standard Lighting Control | Large Industrial | Miscellaneous | Winter Morning | MW of Load | 1 | 2029 | 0.029934
ENS | Preferred Plan | C&I Curtailment | C&I Curtailment-Turnkey-Water Heating Control | Large Industrial | Miscellaneous | Winter Morning | MW of Load | 1 | 2029 | 0.0014877
ENS | Preferred Plan | C&I Curtailment | C&I Curtailment-Turnkey-Other | Large Industrial | Miscellaneous | Winter Morning | MW of Load | 1 | 2029 | 0.031902
ENS | Preferred Plan | C&I Curtailment | C&I Curtailment-Turnkey-Industrial | Large Industrial | Manufacturing | Winter Morning | MW of Load | 1 | 2029 | 0.0062583
ENS | Preferred Plan | C&I Curtailment | C&I Curtailment-Turnkey-Manual HVAC Control | Large Industrial | Miscellaneous | Winter Evening | MW of Load | 1 | 2029 | 0.069151
ENS | Preferred Plan | C&I Curtailment | C&I Curtailment-Turnkey-Auto-DR HVAC Control | Large Industrial | Miscellaneous | Winter Evening | MW of Load | 1 | 2029 | 0.0043471
ENS | Preferred Plan | C&I Curtailment | C&I Curtailment-Turnkey-Standard Lighting Control | Large Industrial | Miscellaneous | Winter Evening | MW of Load | 1 | 2029 | 0.029809
ENS | Preferred Plan | C&I Curtailment | C&I Curtailment-Turnkey-Water Heating Control | Large Industrial | Miscellaneous | Winter Evening | MW of Load | 1 | 2029 | 0.0014815
ENS | Preferred Plan | C&I Curtailment | C&I Curtailment-Turnkey-Other | Large Industrial | Miscellaneous | Winter Evening | MW of Load | 1 | 2029 | 0.031769
ENS | Preferred Plan | C&I Curtailment | C&I Curtailment-Turnkey-Industrial | Large Industrial | Manufacturing | Winter Evening | MW of Load | 1 | 2029 | 0.0062322
ENS | Preferred Plan | C&I Loadshift to BUGs | C&I Loadshift to BUGs | Large General | Miscellaneous | Winter Morning | MW of Load | 1 | 2029 | 2.953
ENS | Preferred Plan | C&I Loadshift to BUGs | C&I Loadshift to BUGs | Large General | Miscellaneous | Winter Evening | MW of Load | 1 | 2029 | 2.5446
ENS | Preferred Plan | C&I Loadshift to BUGs | C&I Loadshift to BUGs | Small Industrial | Miscellaneous | Winter Morning | MW of Load | 1 | 2029 | 0.80416
ENS | Preferred Plan | C&I Loadshift to BUGs | C&I Loadshift to BUGs | Small Industrial | Miscellaneous | Winter Evening | MW of Load | 1 | 2029 | 1.1059
ENS | Preferred Plan | C&I Loadshift to BUGs | C&I Loadshift to BUGs | Medium Industrial | Manufacturing | Winter Morning | MW of Load | 1 | 2029 | 0.5613
ENS | Preferred Plan | C&I Loadshift to BUGs | C&I Loadshift to BUGs | Medium Industrial | Miscellaneous | Winter Morning | MW of Load | 1 | 2029 | 2.436
ENS | Preferred Plan | C&I Loadshift to BUGs | C&I Loadshift to BUGs | Medium Industrial | Manufacturing | Winter Evening | MW of Load | 1 | 2029 | 0.54395
ENS | Preferred Plan | C&I Loadshift to BUGs | C&I Loadshift to BUGs | Medium Industrial | Miscellaneous | Winter Evening | MW of Load | 1 | 2029 | 2.3607
ENS | Preferred Plan | Dynamic Pricing | Dynamic Pricing with enabling tech. | Small General | Manufacturing | Winter Morning | MW of Load | 1 | 2029 | 0.0074351
ENS | Preferred Plan | Dynamic Pricing | Dynamic Pricing with enabling tech. | Small General | Manufacturing | Winter Evening | MW of Load | 1 | 2029 | 0.0086458
ENS | Preferred Plan | Dynamic Pricing | Dynamic Pricing with enabling tech. | Residential Charitable | Residential LI | Winter Morning | MW of Load | 1 | 2029 | 1.172
ENS | Preferred Plan | Dynamic Pricing | Dynamic Pricing with enabling tech. | Residential Charitable | Residential Market Rate | Winter Morning | MW of Load | 1 | 2029 | 6.6533
ENS | Preferred Plan | Dynamic Pricing | Dynamic Pricing w/o enabling tech. | Residential Charitable | Residential LI | Winter Morning | MW of Load | 1 | 2029 | 1.9577
ENS | Preferred Plan | Dynamic Pricing | Dynamic Pricing w/o enabling tech. | Residential Charitable | Residential Market Rate | Winter Morning | MW of Load | 1 | 2029 | 11.1135
ENS | Preferred Plan | Dynamic Pricing | Dynamic Pricing with enabling tech. | Residential Charitable | Residential LI | Winter Evening | MW of Load | 1 | 2029 | 1.3366
ENS | Preferred Plan | Dynamic Pricing | Dynamic Pricing with enabling tech. | Residential Charitable | Residential Market Rate | Winter Evening | MW of Load | 1 | 2029 | 7.5878
ENS | Preferred Plan | Dynamic Pricing | Dynamic Pricing w/o enabling tech. | Residential Charitable | Residential LI | Winter Evening | MW of Load | 1 | 2029 | 2.2327
ENS | Preferred Plan | Dynamic Pricing | Dynamic Pricing w/o enabling tech. | Residential Charitable | Residential Market Rate | Winter Evening | MW of Load | 1 | 2029 | 12.6744
ENS | Preferred Plan | Behavioral DR | Behavioral DR | Residential Charitable | Residential LI | Winter Morning | MW of Load | 1 | 2029 | 0.33688
ENS | Preferred Plan | Behavioral DR | Behavioral DR | Residential Charitable | Residential Market Rate | Winter Morning | MW of Load | 1 | 2029 | 1.9198
ENS | Preferred Plan | Behavioral DR | Behavioral DR | Residential Charitable | Residential LI | Winter Evening | MW of Load | 1 | 2029 | 0.3842
ENS | Preferred Plan | Behavioral DR | Behavioral DR | Residential Charitable | Residential Market Rate | Winter Evening | MW of Load | 1 | 2029 | 2.1894
ENS | Preferred Plan | Time-of-Use Rates (TOU) | Time-of-Use Rates (TOU) | Residential Charitable | Residential LI | Winter Morning | MW of Load | 0 | 2029 | 0.39069
ENS | Preferred Plan | Time-of-Use Rates (TOU) | Time-of-Use Rates (TOU) | Residential Charitable | Residential Market Rate | Winter Morning | MW of Load | 0 | 2029 | 2.2264
ENS | Preferred Plan | Time-of-Use Rates (TOU) | Time-of-Use Rates (TOU) | Residential Charitable | Residential LI | Winter Evening | MW of Load | 0 | 2029 | 0.44557
ENS | Preferred Plan | Time-of-Use Rates (TOU) | Time-of-Use Rates (TOU) | Residential Charitable | Residential Market Rate | Winter Evening | MW of Load | 0 | 2029 | 2.5391
ENS | Preferred Plan | DLC-Thermostat | DLC-Thermostat-BYOT-Central Heat Pump | Residential Charitable | Residential LI | Winter Morning | MW of Load | 0 | 2030 | 0.028609
ENS | Preferred Plan | DLC-Thermostat | DLC-Thermostat-BYOT-Central Heat Pump | Residential Charitable | Residential Market Rate | Winter Morning | MW of Load | 0 | 2030 | 0.17507
ENS | Preferred Plan | DLC-Thermostat | DLC-Thermostat-DI-Baseboard Heating | Residential Charitable | Residential LI | Winter Morning | MW of Load | 0 | 2030 | 0.14567
ENS | Preferred Plan | DLC-Thermostat | DLC-Thermostat-DI-Baseboard Heating | Residential Charitable | Residential Market Rate | Winter Morning | MW of Load | 0 | 2030 | 1.3866
ENS | Preferred Plan | DLC-Thermostat | DLC-Thermostat-BYOT-Baseboard Heating | Residential Charitable | Residential LI | Winter Morning | MW of Load | 0 | 2030 | 0.017033
ENS | Preferred Plan | DLC-Thermostat | DLC-Thermostat-BYOT-Baseboard Heating | Residential Charitable | Residential Market Rate | Winter Morning | MW of Load | 0 | 2030 | 0.16214
ENS | Preferred Plan | DLC-Thermostat | DLC-Thermostat-DI-MSHP | Residential Charitable | Residential LI | Winter Morning | MW of Load | 0 | 2030 | 0.084413
ENS | Preferred Plan | DLC-Thermostat | DLC-Thermostat-DI-MSHP | Residential Charitable | Residential Market Rate | Winter Morning | MW of Load | 0 | 2030 | 0.80353
ENS | Preferred Plan | DLC-Thermostat | DLC-Thermostat-BYOT-MSHP | Residential Charitable | Residential LI | Winter Morning | MW of Load | 0 | 2030 | 0.0076383
ENS | Preferred Plan | DLC-Thermostat | DLC-Thermostat-BYOT-MSHP | Residential Charitable | Residential Market Rate | Winter Morning | MW of Load | 0 | 2030 | 0.072709
ENS | Preferred Plan | DLC-Thermostat | DLC-Thermostat-BYOT-Central Heat Pump | Residential Charitable | Residential LI | Winter Evening | MW of Load | 0 | 2030 | 0.028609
ENS | Preferred Plan | DLC-Thermostat | DLC-Thermostat-BYOT-Central Heat Pump | Residential Charitable | Residential Market Rate | Winter Evening | MW of Load | 0 | 2030 | 0.17507
ENS | Preferred Plan | DLC-Thermostat | DLC-Thermostat-DI-Baseboard Heating | Residential Charitable | Residential LI | Winter Evening | MW of Load | 0 | 2030 | 0.14567
ENS | Preferred Plan | DLC-Thermostat | DLC-Thermostat-DI-Baseboard Heating | Residential Charitable | Residential Market Rate | Winter Evening | MW of Load | 0 | 2030 | 1.3866
ENS | Preferred Plan | DLC-Thermostat | DLC-Thermostat-BYOT-Baseboard Heating | Residential Charitable | Residential LI | Winter Evening | MW of Load | 0 | 2030 | 0.017033
ENS | Preferred Plan | DLC-Thermostat | DLC-Thermostat-BYOT-Baseboard Heating | Residential Charitable | Residential Market Rate | Winter Evening | MW of Load | 0 | 2030 | 0.16214
ENS | Preferred Plan | DLC-Thermostat | DLC-Thermostat-DI-MSHP | Residential Charitable | Residential LI | Winter Evening | MW of Load | 0 | 2030 | 0.084413
ENS | Preferred Plan | DLC-Thermostat | DLC-Thermostat-DI-MSHP | Residential Charitable | Residential Market Rate | Winter Evening | MW of Load | 0 | 2030 | 0.80353
ENS | Preferred Plan | DLC-Thermostat | DLC-Thermostat-BYOT-MSHP | Residential Charitable | Residential LI | Winter Evening | MW of Load | 0 | 2030 | 0.0076383
ENS | Preferred Plan | DLC-Thermostat | DLC-Thermostat-BYOT-MSHP | Residential Charitable | Residential Market Rate | Winter Evening | MW of Load | 0 | 2030 | 0.072709
ENS | Preferred Plan | DLC-Water Heating | DLC-Switch-Water Heating | Residential Charitable | Residential LI | Winter Morning | MW of Load | 0 | 2030 | 0.08992
ENS | Preferred Plan | DLC-Water Heating | DLC-Switch-Water Heating | Residential Charitable | Residential Market Rate | Winter Morning | MW of Load | 0 | 2030 | 1.0271
ENS | Preferred Plan | DLC-Water Heating | DLC-Switch-Water Heating | Residential Charitable | Residential LI | Winter Evening | MW of Load | 0 | 2030 | 0.076001
ENS | Preferred Plan | DLC-Water Heating | DLC-Switch-Water Heating | Residential Charitable | Residential Market Rate | Winter Evening | MW of Load | 0 | 2030 | 0.86815
ENS | Preferred Plan | C&I Curtailment | C&I Curtailment-Turnkey-Manual HVAC Control | General | Miscellaneous | Winter Morning | MW of Load | 1 | 2030 | 1.4857
ENS | Preferred Plan | C&I Curtailment | C&I Curtailment-Turnkey-Manual HVAC Control | General | Offices | Winter Morning | MW of Load | 1 | 2030 | 0.1021
ENS | Preferred Plan | C&I Curtailment | C&I Curtailment-Turnkey-Manual HVAC Control | General | Retail Trade | Winter Morning | MW of Load | 1 | 2030 | 0.34123
ENS | Preferred Plan | C&I Curtailment | C&I Curtailment-Turnkey-Manual HVAC Control | General | Services | Winter Morning | MW of Load | 1 | 2030 | 0.22063
ENS | Preferred Plan | C&I Curtailment | C&I Curtailment-Turnkey-Auto-DR HVAC Control | General | Miscellaneous | Winter Morning | MW of Load | 1 | 2030 | 0.11786
ENS | Preferred Plan | C&I Curtailment | C&I Curtailment-Turnkey-Auto-DR HVAC Control | General | Offices | Winter Morning | MW of Load | 1 | 2030 | 0.0080992
ENS | Preferred Plan | C&I Curtailment | C&I Curtailment-Turnkey-Auto-DR HVAC Control | General | Retail Trade | Winter Morning | MW of Load | 1 | 2030 | 0.027069
ENS | Preferred Plan | C&I Curtailment | C&I Curtailment-Turnkey-Auto-DR HVAC Control | General | Services | Winter Morning | MW of Load | 1 | 2030 | 0.017502
ENS | Preferred Plan | C&I Curtailment | C&I Curtailment-Turnkey-Standard Lighting Control | General | Miscellaneous | Winter Morning | MW of Load | 1 | 2030 | 0.61843
ENS | Preferred Plan | C&I Curtailment | C&I Curtailment-Turnkey-Standard Lighting Control | General | Offices | Winter Morning | MW of Load | 1 | 2030 | 0.01214
ENS | Preferred Plan | C&I Curtailment | C&I Curtailment-Turnkey-Standard Lighting Control | General | Retail Trade | Winter Morning | MW of Load | 1 | 2030 | 0.13594
ENS | Preferred Plan | C&I Curtailment | C&I Curtailment-Turnkey-Standard Lighting Control | General | Services | Winter Morning | MW of Load | 1 | 2030 | 0.088012
ENS | Preferred Plan | C&I Curtailment | C&I Curtailment-Turnkey-Water Heating Control | General | Miscellaneous | Winter Morning | MW of Load | 1 | 2030 | 0.041465
ENS | Preferred Plan | C&I Curtailment | C&I Curtailment-Turnkey-Water Heating Control | General | Offices | Winter Morning | MW of Load | 1 | 2030 | 0.001101
ENS | Preferred Plan | C&I Curtailment | C&I Curtailment-Turnkey-Water Heating Control | General | Retail Trade | Winter Morning | MW of Load | 1 | 2030 | 0.02236
ENS | Preferred Plan | C&I Curtailment | C&I Curtailment-Turnkey-Water Heating Control | General | Services | Winter Morning | MW of Load | 1 | 2030 | 0.014438
ENS | Preferred Plan | C&I Curtailment | C&I Curtailment-Turnkey-Other | General | Miscellaneous | Winter Morning | MW of Load | 1 | 2030 | 0.7242
ENS | Preferred Plan | C&I Curtailment | C&I Curtailment-Turnkey-Other | General | Offices | Winter Morning | MW of Load | 1 | 2030 | 0.019696
ENS | Preferred Plan | C&I Curtailment | C&I Curtailment-Turnkey-Other | General | Retail Trade | Winter Morning | MW of Load | 1 | 2030 | 0.22971
ENS | Preferred Plan | C&I Curtailment | C&I Curtailment-Turnkey-Other | General | Services | Winter Morning | MW of Load | 1 | 2030 | 0.14846
ENS | Preferred Plan | C&I Curtailment | C&I Curtailment-Turnkey-Manual HVAC Control | General | Miscellaneous | Winter Evening | MW of Load | 1 | 2030 | 1.7384
ENS | Preferred Plan | C&I Curtailment | C&I Curtailment-Turnkey-Manual HVAC Control | General | Offices | Winter Evening | MW of Load | 1 | 2030 | 0.11946
ENS | Preferred Plan | C&I Curtailment | C&I Curtailment-Turnkey-Manual HVAC Control | General | Retail Trade | Winter Evening | MW of Load | 1 | 2030 | 0.39927
ENS | Preferred Plan | C&I Curtailment | C&I Curtailment-Turnkey-Manual HVAC Control | General | Services | Winter Evening | MW of Load | 1 | 2030 | 0.25815
ENS | Preferred Plan | C&I Curtailment | C&I Curtailment-Turnkey-Auto-DR HVAC Control | General | Miscellaneous | Winter Evening | MW of Load | 1 | 2030 | 0.1379
ENS | Preferred Plan | C&I Curtailment | C&I Curtailment-Turnkey-Auto-DR HVAC Control | General | Offices | Winter Evening | MW of Load | 1 | 2030 | 0.0094768
ENS | Preferred Plan | C&I Curtailment | C&I Curtailment-Turnkey-Auto-DR HVAC Control | General | Retail Trade | Winter Evening | MW of Load | 1 | 2030 | 0.031673
ENS | Preferred Plan | C&I Curtailment | C&I Curtailment-Turnkey-Auto-DR HVAC Control | General | Services | Winter Evening | MW of Load | 1 | 2030 | 0.020479
ENS | Preferred Plan | C&I Curtailment | C&I Curtailment-Turnkey-Standard Lighting Control | General | Miscellaneous | Winter Evening | MW of Load | 1 | 2030 | 0.72362
ENS | Preferred Plan | C&I Curtailment | C&I Curtailment-Turnkey-Standard Lighting Control | General | Offices | Winter Evening | MW of Load | 1 | 2030 | 0.014205
ENS | Preferred Plan | C&I Curtailment | C&I Curtailment-Turnkey-Standard Lighting Control | General | Retail Trade | Winter Evening | MW of Load | 1 | 2030 | 0.15907
ENS | Preferred Plan | C&I Curtailment | C&I Curtailment-Turnkey-Standard Lighting Control | General | Services | Winter Evening | MW of Load | 1 | 2030 | 0.10298
ENS | Preferred Plan | C&I Curtailment | C&I Curtailment-Turnkey-Water Heating Control | General | Miscellaneous | Winter Evening | MW of Load | 1 | 2030 | 0.048518
ENS | Preferred Plan | C&I Curtailment | C&I Curtailment-Turnkey-Water Heating Control | General | Offices | Winter Evening | MW of Load | 1 | 2030 | 0.0012883
ENS | Preferred Plan | C&I Curtailment | C&I Curtailment-Turnkey-Water Heating Control | General | Retail Trade | Winter Evening | MW of Load | 1 | 2030 | 0.026163
ENS | Preferred Plan | C&I Curtailment | C&I Curtailment-Turnkey-Water Heating Control | General | Services | Winter Evening | MW of Load | 1 | 2030 | 0.016893
ENS | Preferred Plan | C&I Curtailment | C&I Curtailment-Turnkey-Other | General | Miscellaneous | Winter Evening | MW of Load | 1 | 2030 | 0.84738
ENS | Preferred Plan | C&I Curtailment | C&I Curtailment-Turnkey-Other | General | Offices | Winter Evening | MW of Load | 1 | 2030 | 0.023046
ENS | Preferred Plan | C&I Curtailment | C&I Curtailment-Turnkey-Other | General | Retail Trade | Winter Evening | MW of Load | 1 | 2030 | 0.26878
ENS | Preferred Plan | C&I Curtailment | C&I Curtailment-Turnkey-Other | General | Services | Winter Evening | MW of Load | 1 | 2030 | 0.17372
ENS | Preferred Plan | C&I Curtailment | C&I Curtailment-Turnkey-Manual HVAC Control | Large General | Miscellaneous | Winter Morning | MW of Load | 1 | 2030 | 1.1912
ENS | Preferred Plan | C&I Curtailment | C&I Curtailment-Turnkey-Manual HVAC Control | Large General | Retail Trade | Winter Morning | MW of Load | 1 | 2030 | 0.049664
ENS | Preferred Plan | C&I Curtailment | C&I Curtailment-Turnkey-Manual HVAC Control | Large General | Services | Winter Morning | MW of Load | 1 | 2030 | 0.079531
ENS | Preferred Plan | C&I Curtailment | C&I Curtailment-Turnkey-Auto-DR HVAC Control | Large General | Miscellaneous | Winter Morning | MW of Load | 1 | 2030 | 0.094492
ENS | Preferred Plan | C&I Curtailment | C&I Curtailment-Turnkey-Auto-DR HVAC Control | Large General | Retail Trade | Winter Morning | MW of Load | 1 | 2030 | 0.0039397
ENS | Preferred Plan | C&I Curtailment | C&I Curtailment-Turnkey-Auto-DR HVAC Control | Large General | Services | Winter Morning | MW of Load | 1 | 2030 | 0.006309
ENS | Preferred Plan | C&I Curtailment | C&I Curtailment-Turnkey-Standard Lighting Control | Large General | Miscellaneous | Winter Morning | MW of Load | 1 | 2030 | 0.51492
ENS | Preferred Plan | C&I Curtailment | C&I Curtailment-Turnkey-Standard Lighting Control | Large General | Retail Trade | Winter Morning | MW of Load | 1 | 2030 | 0.019657
ENS | Preferred Plan | C&I Curtailment | C&I Curtailment-Turnkey-Standard Lighting Control | Large General | Services | Winter Morning | MW of Load | 1 | 2030 | 0.031478
ENS | Preferred Plan | C&I Curtailment | C&I Curtailment-Turnkey-Water Heating Control | Large General | Miscellaneous | Winter Morning | MW of Load | 1 | 2030 | 0.026149
ENS | Preferred Plan | C&I Curtailment | C&I Curtailment-Turnkey-Water Heating Control | Large General | Retail Trade | Winter Morning | MW of Load | 1 | 2030 | 0.0032761
ENS | Preferred Plan | C&I Curtailment | C&I Curtailment-Turnkey-Water Heating Control | Large General | Services | Winter Morning | MW of Load | 1 | 2030 | 0.0052462
ENS | Preferred Plan | C&I Curtailment | C&I Curtailment-Turnkey-Other | Large General | Miscellaneous | Winter Morning | MW of Load | 1 | 2030 | 0.5589
ENS | Preferred Plan | C&I Curtailment | C&I Curtailment-Turnkey-Other | Large General | Retail Trade | Winter Morning | MW of Load | 1 | 2030 | 0.033496
ENS | Preferred Plan | C&I Curtailment | C&I Curtailment-Turnkey-Other | Large General | Services | Winter Morning | MW of Load | 1 | 2030 | 0.053641
ENS | Preferred Plan | C&I Curtailment | C&I Curtailment-Turnkey-Manual HVAC Control | Large General | Miscellaneous | Winter Evening | MW of Load | 1 | 2030 | 1.0239
ENS | Preferred Plan | C&I Curtailment | C&I Curtailment-Turnkey-Manual HVAC Control | Large General | Retail Trade | Winter Evening | MW of Load | 1 | 2030 | 0.042692
ENS | Preferred Plan | C&I Curtailment | C&I Curtailment-Turnkey-Manual HVAC Control | Large General | Services | Winter Evening | MW of Load | 1 | 2030 | 0.068366
ENS | Preferred Plan | C&I Curtailment | C&I Curtailment-Turnkey-Auto-DR HVAC Control | Large General | Miscellaneous | Winter Evening | MW of Load | 1 | 2030 | 0.081227
ENS | Preferred Plan | C&I Curtailment | C&I Curtailment-Turnkey-Auto-DR HVAC Control | Large General | Retail Trade | Winter Evening | MW of Load | 1 | 2030 | 0.0033866
ENS | Preferred Plan | C&I Curtailment | C&I Curtailment-Turnkey-Auto-DR HVAC Control | Large General | Services | Winter Evening | MW of Load | 1 | 2030 | 0.0054233
ENS | Preferred Plan | C&I Curtailment | C&I Curtailment-Turnkey-Standard Lighting Control | Large General | Miscellaneous | Winter Evening | MW of Load | 1 | 2030 | 0.44264
ENS | Preferred Plan | C&I Curtailment | C&I Curtailment-Turnkey-Standard Lighting Control | Large General | Retail Trade | Winter Evening | MW of Load | 1 | 2030 | 0.016897
ENS | Preferred Plan | C&I Curtailment | C&I Curtailment-Turnkey-Standard Lighting Control | Large General | Services | Winter Evening | MW of Load | 1 | 2030 | 0.027059
ENS | Preferred Plan | C&I Curtailment | C&I Curtailment-Turnkey-Water Heating Control | Large General | Miscellaneous | Winter Evening | MW of Load | 1 | 2030 | 0.022478
ENS | Preferred Plan | C&I Curtailment | C&I Curtailment-Turnkey-Water Heating Control | Large General | Retail Trade | Winter Evening | MW of Load | 1 | 2030 | 0.0028162
ENS | Preferred Plan | C&I Curtailment | C&I Curtailment-Turnkey-Water Heating Control | Large General | Services | Winter Evening | MW of Load | 1 | 2030 | 0.0045098
ENS | Preferred Plan | C&I Curtailment | C&I Curtailment-Turnkey-Other | Large General | Miscellaneous | Winter Evening | MW of Load | 1 | 2030 | 0.48044
ENS | Preferred Plan | C&I Curtailment | C&I Curtailment-Turnkey-Other | Large General | Retail Trade | Winter Evening | MW of Load | 1 | 2030 | 0.028794
ENS | Preferred Plan | C&I Curtailment | C&I Curtailment-Turnkey-Other | Large General | Services | Winter Evening | MW of Load | 1 | 2030 | 0.04611
ENS | Preferred Plan | C&I Curtailment | C&I Curtailment-Turnkey-Manual HVAC Control | Small Industrial | Miscellaneous | Winter Morning | MW of Load | 1 | 2030 | 0.19791
ENS | Preferred Plan | C&I Curtailment | C&I Curtailment-Turnkey-Manual HVAC Control | Small Industrial | Offices | Winter Morning | MW of Load | 1 | 2030 | 0.0025361
ENS | Preferred Plan | C&I Curtailment | C&I Curtailment-Turnkey-Manual HVAC Control | Small Industrial | Retail Trade | Winter Morning | MW of Load | 1 | 2030 | 0.0083591
ENS | Preferred Plan | C&I Curtailment | C&I Curtailment-Turnkey-Manual HVAC Control | Small Industrial | Services | Winter Morning | MW of Load | 1 | 2030 | 0.0026409
ENS | Preferred Plan | C&I Curtailment | C&I Curtailment-Turnkey-Auto-DR HVAC Control | Small Industrial | Miscellaneous | Winter Morning | MW of Load | 1 | 2030 | 0.0157
ENS | Preferred Plan | C&I Curtailment | C&I Curtailment-Turnkey-Auto-DR HVAC Control | Small Industrial | Offices | Winter Morning | MW of Load | 1 | 2030 | 0.00020119
ENS | Preferred Plan | C&I Curtailment | C&I Curtailment-Turnkey-Auto-DR HVAC Control | Small Industrial | Retail Trade | Winter Morning | MW of Load | 1 | 2030 | 0.00066311
ENS | Preferred Plan | C&I Curtailment | C&I Curtailment-Turnkey-Auto-DR HVAC Control | Small Industrial | Services | Winter Morning | MW of Load | 1 | 2030 | 0.0002095
ENS | Preferred Plan | C&I Curtailment | C&I Curtailment-Turnkey-Standard Lighting Control | Small Industrial | Miscellaneous | Winter Morning | MW of Load | 1 | 2030 | 0.061236
ENS | Preferred Plan | C&I Curtailment | C&I Curtailment-Turnkey-Standard Lighting Control | Small Industrial | Offices | Winter Morning | MW of Load | 1 | 2030 | 0.00033062
ENS | Preferred Plan | C&I Curtailment | C&I Curtailment-Turnkey-Standard Lighting Control | Small Industrial | Retail Trade | Winter Morning | MW of Load | 1 | 2030 | 0.0036176
ENS | Preferred Plan | C&I Curtailment | C&I Curtailment-Turnkey-Standard Lighting Control | Small Industrial | Services | Winter Morning | MW of Load | 1 | 2030 | 0.0011429
ENS | Preferred Plan | C&I Curtailment | C&I Curtailment-Turnkey-Water Heating Control | Small Industrial | Miscellaneous | Winter Morning | MW of Load | 1 | 2030 | 0.00517
ENS | Preferred Plan | C&I Curtailment | C&I Curtailment-Turnkey-Water Heating Control | Small Industrial | Offices | Winter Morning | MW of Load | 1 | 2030 | 2.6205e-05
ENS | Preferred Plan | C&I Curtailment | C&I Curtailment-Turnkey-Water Heating Control | Small Industrial | Retail Trade | Winter Morning | MW of Load | 1 | 2030 | 0.00049937
ENS | Preferred Plan | C&I Curtailment | C&I Curtailment-Turnkey-Water Heating Control | Small Industrial | Services | Winter Morning | MW of Load | 1 | 2030 | 0.00015776
ENS | Preferred Plan | C&I Curtailment | C&I Curtailment-Turnkey-Other | Small Industrial | Miscellaneous | Winter Morning | MW of Load | 1 | 2030 | 0.079285
ENS | Preferred Plan | C&I Curtailment | C&I Curtailment-Turnkey-Other | Small Industrial | Offices | Winter Morning | MW of Load | 1 | 2030 | 0.00049474
ENS | Preferred Plan | C&I Curtailment | C&I Curtailment-Turnkey-Other | Small Industrial | Retail Trade | Winter Morning | MW of Load | 1 | 2030 | 0.0054853
ENS | Preferred Plan | C&I Curtailment | C&I Curtailment-Turnkey-Other | Small Industrial | Services | Winter Morning | MW of Load | 1 | 2030 | 0.0017329
ENS | Preferred Plan | C&I Curtailment | C&I Curtailment-Turnkey-Industrial | Small Industrial | Manufacturing | Winter Morning | MW of Load | 1 | 2030 | 0.018846
ENS | Preferred Plan | C&I Curtailment | C&I Curtailment-Turnkey-Manual HVAC Control | Small Industrial | Miscellaneous | Winter Evening | MW of Load | 1 | 2030 | 0.27151
ENS | Preferred Plan | C&I Curtailment | C&I Curtailment-Turnkey-Manual HVAC Control | Small Industrial | Offices | Winter Evening | MW of Load | 1 | 2030 | 0.0034793
ENS | Preferred Plan | C&I Curtailment | C&I Curtailment-Turnkey-Manual HVAC Control | Small Industrial | Retail Trade | Winter Evening | MW of Load | 1 | 2030 | 0.011468
ENS | Preferred Plan | C&I Curtailment | C&I Curtailment-Turnkey-Manual HVAC Control | Small Industrial | Services | Winter Evening | MW of Load | 1 | 2030 | 0.003623
ENS | Preferred Plan | C&I Curtailment | C&I Curtailment-Turnkey-Auto-DR HVAC Control | Small Industrial | Miscellaneous | Winter Evening | MW of Load | 1 | 2030 | 0.021538
ENS | Preferred Plan | C&I Curtailment | C&I Curtailment-Turnkey-Auto-DR HVAC Control | Small Industrial | Offices | Winter Evening | MW of Load | 1 | 2030 | 0.00027601
ENS | Preferred Plan | C&I Curtailment | C&I Curtailment-Turnkey-Auto-DR HVAC Control | Small Industrial | Retail Trade | Winter Evening | MW of Load | 1 | 2030 | 0.00090972
ENS | Preferred Plan | C&I Curtailment | C&I Curtailment-Turnkey-Auto-DR HVAC Control | Small Industrial | Services | Winter Evening | MW of Load | 1 | 2030 | 0.0002874
ENS | Preferred Plan | C&I Curtailment | C&I Curtailment-Turnkey-Standard Lighting Control | Small Industrial | Miscellaneous | Winter Evening | MW of Load | 1 | 2030 | 0.084009
ENS | Preferred Plan | C&I Curtailment | C&I Curtailment-Turnkey-Standard Lighting Control | Small Industrial | Offices | Winter Evening | MW of Load | 1 | 2030 | 0.00045358
ENS | Preferred Plan | C&I Curtailment | C&I Curtailment-Turnkey-Standard Lighting Control | Small Industrial | Retail Trade | Winter Evening | MW of Load | 1 | 2030 | 0.004963
ENS | Preferred Plan | C&I Curtailment | C&I Curtailment-Turnkey-Standard Lighting Control | Small Industrial | Services | Winter Evening | MW of Load | 1 | 2030 | 0.0015679
ENS | Preferred Plan | C&I Curtailment | C&I Curtailment-Turnkey-Water Heating Control | Small Industrial | Miscellaneous | Winter Evening | MW of Load | 1 | 2030 | 0.0070927
ENS | Preferred Plan | C&I Curtailment | C&I Curtailment-Turnkey-Water Heating Control | Small Industrial | Offices | Winter Evening | MW of Load | 1 | 2030 | 3.5951e-05
ENS | Preferred Plan | C&I Curtailment | C&I Curtailment-Turnkey-Water Heating Control | Small Industrial | Retail Trade | Winter Evening | MW of Load | 1 | 2030 | 0.00068507
ENS | Preferred Plan | C&I Curtailment | C&I Curtailment-Turnkey-Water Heating Control | Small Industrial | Services | Winter Evening | MW of Load | 1 | 2030 | 0.00021643
ENS | Preferred Plan | C&I Curtailment | C&I Curtailment-Turnkey-Other | Small Industrial | Miscellaneous | Winter Evening | MW of Load | 1 | 2030 | 0.10877
ENS | Preferred Plan | C&I Curtailment | C&I Curtailment-Turnkey-Other | Small Industrial | Offices | Winter Evening | MW of Load | 1 | 2030 | 0.00067873
ENS | Preferred Plan | C&I Curtailment | C&I Curtailment-Turnkey-Other | Small Industrial | Retail Trade | Winter Evening | MW of Load | 1 | 2030 | 0.0075252
ENS | Preferred Plan | C&I Curtailment | C&I Curtailment-Turnkey-Other | Small Industrial | Services | Winter Evening | MW of Load | 1 | 2030 | 0.0023774
ENS | Preferred Plan | C&I Curtailment | C&I Curtailment-Turnkey-Industrial | Small Industrial | Manufacturing | Winter Evening | MW of Load | 1 | 2030 | 0.025855
ENS | Preferred Plan | C&I Curtailment | C&I Curtailment-Turnkey-Manual HVAC Control | Medium Industrial | Miscellaneous | Winter Morning | MW of Load | 1 | 2030 | 3.7844
ENS | Preferred Plan | C&I Curtailment | C&I Curtailment-Turnkey-Manual HVAC Control | Medium Industrial | Offices | Winter Morning | MW of Load | 1 | 2030 | 0.061047
ENS | Preferred Plan | C&I Curtailment | C&I Curtailment-Turnkey-Manual HVAC Control | Medium Industrial | Retail Trade | Winter Morning | MW of Load | 1 | 2030 | 0.83625
ENS | Preferred Plan | C&I Curtailment | C&I Curtailment-Turnkey-Manual HVAC Control | Medium Industrial | Services | Winter Morning | MW of Load | 1 | 2030 | 0.038507
ENS | Preferred Plan | C&I Curtailment | C&I Curtailment-Turnkey-Auto-DR HVAC Control | Medium Industrial | Miscellaneous | Winter Morning | MW of Load | 1 | 2030 | 0.30021
ENS | Preferred Plan | C&I Curtailment | C&I Curtailment-Turnkey-Auto-DR HVAC Control | Medium Industrial | Offices | Winter Morning | MW of Load | 1 | 2030 | 0.0048428
ENS | Preferred Plan | C&I Curtailment | C&I Curtailment-Turnkey-Auto-DR HVAC Control | Medium Industrial | Retail Trade | Winter Morning | MW of Load | 1 | 2030 | 0.066338
ENS | Preferred Plan | C&I Curtailment | C&I Curtailment-Turnkey-Auto-DR HVAC Control | Medium Industrial | Services | Winter Morning | MW of Load | 1 | 2030 | 0.0030547
ENS | Preferred Plan | C&I Curtailment | C&I Curtailment-Turnkey-Standard Lighting Control | Medium Industrial | Miscellaneous | Winter Morning | MW of Load | 1 | 2030 | 1.171
ENS | Preferred Plan | C&I Curtailment | C&I Curtailment-Turnkey-Standard Lighting Control | Medium Industrial | Offices | Winter Morning | MW of Load | 1 | 2030 | 0.0079584
ENS | Preferred Plan | C&I Curtailment | C&I Curtailment-Turnkey-Standard Lighting Control | Medium Industrial | Retail Trade | Winter Morning | MW of Load | 1 | 2030 | 0.36191
ENS | Preferred Plan | C&I Curtailment | C&I Curtailment-Turnkey-Standard Lighting Control | Medium Industrial | Services | Winter Morning | MW of Load | 1 | 2030 | 0.016665
ENS | Preferred Plan | C&I Curtailment | C&I Curtailment-Turnkey-Water Heating Control | Medium Industrial | Miscellaneous | Winter Morning | MW of Load | 1 | 2030 | 0.098862
ENS | Preferred Plan | C&I Curtailment | C&I Curtailment-Turnkey-Water Heating Control | Medium Industrial | Offices | Winter Morning | MW of Load | 1 | 2030 | 0.00063079
ENS | Preferred Plan | C&I Curtailment | C&I Curtailment-Turnkey-Water Heating Control | Medium Industrial | Retail Trade | Winter Morning | MW of Load | 1 | 2030 | 0.049956
ENS | Preferred Plan | C&I Curtailment | C&I Curtailment-Turnkey-Water Heating Control | Medium Industrial | Services | Winter Morning | MW of Load | 1 | 2030 | 0.0023003
ENS | Preferred Plan | C&I Curtailment | C&I Curtailment-Turnkey-Other | Medium Industrial | Miscellaneous | Winter Morning | MW of Load | 1 | 2030 | 1.5161
ENS | Preferred Plan | C&I Curtailment | C&I Curtailment-Turnkey-Other | Medium Industrial | Offices | Winter Morning | MW of Load | 1 | 2030 | 0.011909
ENS | Preferred Plan | C&I Curtailment | C&I Curtailment-Turnkey-Other | Medium Industrial | Retail Trade | Winter Morning | MW of Load | 1 | 2030 | 0.54875
ENS | Preferred Plan | C&I Curtailment | C&I Curtailment-Turnkey-Other | Medium Industrial | Services | Winter Morning | MW of Load | 1 | 2030 | 0.025268
ENS | Preferred Plan | C&I Curtailment | C&I Curtailment-Turnkey-Manual HVAC Control | Medium Industrial | Miscellaneous | Winter Evening | MW of Load | 1 | 2030 | 3.6585
ENS | Preferred Plan | C&I Curtailment | C&I Curtailment-Turnkey-Manual HVAC Control | Medium Industrial | Offices | Winter Evening | MW of Load | 1 | 2030 | 0.059016
ENS | Preferred Plan | C&I Curtailment | C&I Curtailment-Turnkey-Manual HVAC Control | Medium Industrial | Retail Trade | Winter Evening | MW of Load | 1 | 2030 | 0.80843
ENS | Preferred Plan | C&I Curtailment | C&I Curtailment-Turnkey-Manual HVAC Control | Medium Industrial | Services | Winter Evening | MW of Load | 1 | 2030 | 0.037226
ENS | Preferred Plan | C&I Curtailment | C&I Curtailment-Turnkey-Auto-DR HVAC Control | Medium Industrial | Miscellaneous | Winter Evening | MW of Load | 1 | 2030 | 0.29022
ENS | Preferred Plan | C&I Curtailment | C&I Curtailment-Turnkey-Auto-DR HVAC Control | Medium Industrial | Offices | Winter Evening | MW of Load | 1 | 2030 | 0.0046817
ENS | Preferred Plan | C&I Curtailment | C&I Curtailment-Turnkey-Auto-DR HVAC Control | Medium Industrial | Retail Trade | Winter Evening | MW of Load | 1 | 2030 | 0.064131
ENS | Preferred Plan | C&I Curtailment | C&I Curtailment-Turnkey-Auto-DR HVAC Control | Medium Industrial | Services | Winter Evening | MW of Load | 1 | 2030 | 0.002953
ENS | Preferred Plan | C&I Curtailment | C&I Curtailment-Turnkey-Standard Lighting Control | Medium Industrial | Miscellaneous | Winter Evening | MW of Load | 1 | 2030 | 1.132
ENS | Preferred Plan | C&I Curtailment | C&I Curtailment-Turnkey-Standard Lighting Control | Medium Industrial | Offices | Winter Evening | MW of Load | 1 | 2030 | 0.0076936
ENS | Preferred Plan | C&I Curtailment | C&I Curtailment-Turnkey-Standard Lighting Control | Medium Industrial | Retail Trade | Winter Evening | MW of Load | 1 | 2030 | 0.34987
ENS | Preferred Plan | C&I Curtailment | C&I Curtailment-Turnkey-Standard Lighting Control | Medium Industrial | Services | Winter Evening | MW of Load | 1 | 2030 | 0.01611
ENS | Preferred Plan | C&I Curtailment | C&I Curtailment-Turnkey-Water Heating Control | Medium Industrial | Miscellaneous | Winter Evening | MW of Load | 1 | 2030 | 0.095573
ENS | Preferred Plan | C&I Curtailment | C&I Curtailment-Turnkey-Water Heating Control | Medium Industrial | Offices | Winter Evening | MW of Load | 1 | 2030 | 0.0006098
ENS | Preferred Plan | C&I Curtailment | C&I Curtailment-Turnkey-Water Heating Control | Medium Industrial | Retail Trade | Winter Evening | MW of Load | 1 | 2030 | 0.048294
ENS | Preferred Plan | C&I Curtailment | C&I Curtailment-Turnkey-Water Heating Control | Medium Industrial | Services | Winter Evening | MW of Load | 1 | 2030 | 0.0022238
ENS | Preferred Plan | C&I Curtailment | C&I Curtailment-Turnkey-Other | Medium Industrial | Miscellaneous | Winter Evening | MW of Load | 1 | 2030 | 1.4657
ENS | Preferred Plan | C&I Curtailment | C&I Curtailment-Turnkey-Other | Medium Industrial | Offices | Winter Evening | MW of Load | 1 | 2030 | 0.011513
ENS | Preferred Plan | C&I Curtailment | C&I Curtailment-Turnkey-Other | Medium Industrial | Retail Trade | Winter Evening | MW of Load | 1 | 2030 | 0.53049
ENS | Preferred Plan | C&I Curtailment | C&I Curtailment-Turnkey-Other | Medium Industrial | Services | Winter Evening | MW of Load | 1 | 2030 | 0.024427
ENS | Preferred Plan | C&I Curtailment | C&I Curtailment-Turnkey-Manual HVAC Control | Large Industrial | Miscellaneous | Winter Morning | MW of Load | 1 | 2030 | 0.078339
ENS | Preferred Plan | C&I Curtailment | C&I Curtailment-Turnkey-Auto-DR HVAC Control | Large Industrial | Miscellaneous | Winter Morning | MW of Load | 1 | 2030 | 0.0062145
ENS | Preferred Plan | C&I Curtailment | C&I Curtailment-Turnkey-Standard Lighting Control | Large Industrial | Miscellaneous | Winter Morning | MW of Load | 1 | 2030 | 0.033865
ENS | Preferred Plan | C&I Curtailment | C&I Curtailment-Turnkey-Water Heating Control | Large Industrial | Miscellaneous | Winter Morning | MW of Load | 1 | 2030 | 0.0017198
ENS | Preferred Plan | C&I Curtailment | C&I Curtailment-Turnkey-Other | Large Industrial | Miscellaneous | Winter Morning | MW of Load | 1 | 2030 | 0.036758
ENS | Preferred Plan | C&I Curtailment | C&I Curtailment-Turnkey-Industrial | Large Industrial | Manufacturing | Winter Morning | MW of Load | 1 | 2030 | 0.007174
ENS | Preferred Plan | C&I Curtailment | C&I Curtailment-Turnkey-Manual HVAC Control | Large Industrial | Miscellaneous | Winter Evening | MW of Load | 1 | 2030 | 0.077823
ENS | Preferred Plan | C&I Curtailment | C&I Curtailment-Turnkey-Auto-DR HVAC Control | Large Industrial | Miscellaneous | Winter Evening | MW of Load | 1 | 2030 | 0.0061735
ENS | Preferred Plan | C&I Curtailment | C&I Curtailment-Turnkey-Standard Lighting Control | Large Industrial | Miscellaneous | Winter Evening | MW of Load | 1 | 2030 | 0.033642
ENS | Preferred Plan | C&I Curtailment | C&I Curtailment-Turnkey-Water Heating Control | Large Industrial | Miscellaneous | Winter Evening | MW of Load | 1 | 2030 | 0.0017084
ENS | Preferred Plan | C&I Curtailment | C&I Curtailment-Turnkey-Other | Large Industrial | Miscellaneous | Winter Evening | MW of Load | 1 | 2030 | 0.036515
ENS | Preferred Plan | C&I Curtailment | C&I Curtailment-Turnkey-Industrial | Large Industrial | Manufacturing | Winter Evening | MW of Load | 1 | 2030 | 0.0071267
ENS | Preferred Plan | C&I Loadshift to BUGs | C&I Loadshift to BUGs | Large General | Miscellaneous | Winter Morning | MW of Load | 1 | 2030 | 2.9625
ENS | Preferred Plan | C&I Loadshift to BUGs | C&I Loadshift to BUGs | Large General | Miscellaneous | Winter Evening | MW of Load | 1 | 2030 | 2.5466
ENS | Preferred Plan | C&I Loadshift to BUGs | C&I Loadshift to BUGs | Small Industrial | Miscellaneous | Winter Morning | MW of Load | 1 | 2030 | 0.81534
ENS | Preferred Plan | C&I Loadshift to BUGs | C&I Loadshift to BUGs | Small Industrial | Miscellaneous | Winter Evening | MW of Load | 1 | 2030 | 1.1186
ENS | Preferred Plan | C&I Loadshift to BUGs | C&I Loadshift to BUGs | Medium Industrial | Manufacturing | Winter Morning | MW of Load | 1 | 2030 | 0.56726
ENS | Preferred Plan | C&I Loadshift to BUGs | C&I Loadshift to BUGs | Medium Industrial | Miscellaneous | Winter Morning | MW of Load | 1 | 2030 | 2.4619
ENS | Preferred Plan | C&I Loadshift to BUGs | C&I Loadshift to BUGs | Medium Industrial | Manufacturing | Winter Evening | MW of Load | 1 | 2030 | 0.54839
ENS | Preferred Plan | C&I Loadshift to BUGs | C&I Loadshift to BUGs | Medium Industrial | Miscellaneous | Winter Evening | MW of Load | 1 | 2030 | 2.38
ENS | Preferred Plan | Dynamic Pricing | Dynamic Pricing with enabling tech. | Small General | Manufacturing | Winter Morning | MW of Load | 1 | 2030 | 0.0081477
ENS | Preferred Plan | Dynamic Pricing | Dynamic Pricing with enabling tech. | Small General | Manufacturing | Winter Evening | MW of Load | 1 | 2030 | 0.0094513
ENS | Preferred Plan | Dynamic Pricing | Dynamic Pricing with enabling tech. | Residential Charitable | Residential LI | Winter Morning | MW of Load | 1 | 2030 | 2.2482
ENS | Preferred Plan | Dynamic Pricing | Dynamic Pricing with enabling tech. | Residential Charitable | Residential Market Rate | Winter Morning | MW of Load | 1 | 2030 | 12.7647
ENS | Preferred Plan | Dynamic Pricing | Dynamic Pricing w/o enabling tech. | Residential Charitable | Residential LI | Winter Morning | MW of Load | 1 | 2030 | 1.9768
ENS | Preferred Plan | Dynamic Pricing | Dynamic Pricing w/o enabling tech. | Residential Charitable | Residential Market Rate | Winter Morning | MW of Load | 1 | 2030 | 11.2236
ENS | Preferred Plan | Dynamic Pricing | Dynamic Pricing with enabling tech. | Residential Charitable | Residential LI | Winter Evening | MW of Load | 1 | 2030 | 2.5577
ENS | Preferred Plan | Dynamic Pricing | Dynamic Pricing with enabling tech. | Residential Charitable | Residential Market Rate | Winter Evening | MW of Load | 1 | 2030 | 14.522
ENS | Preferred Plan | Dynamic Pricing | Dynamic Pricing w/o enabling tech. | Residential Charitable | Residential LI | Winter Evening | MW of Load | 1 | 2030 | 2.2489
ENS | Preferred Plan | Dynamic Pricing | Dynamic Pricing w/o enabling tech. | Residential Charitable | Residential Market Rate | Winter Evening | MW of Load | 1 | 2030 | 12.7688
ENS | Preferred Plan | Behavioral DR | Behavioral DR | Residential Charitable | Residential LI | Winter Morning | MW of Load | 1 | 2030 | 0.39496
ENS | Preferred Plan | Behavioral DR | Behavioral DR | Residential Charitable | Residential Market Rate | Winter Morning | MW of Load | 1 | 2030 | 2.2509
ENS | Preferred Plan | Behavioral DR | Behavioral DR | Residential Charitable | Residential LI | Winter Evening | MW of Load | 1 | 2030 | 0.44934
ENS | Preferred Plan | Behavioral DR | Behavioral DR | Residential Charitable | Residential Market Rate | Winter Evening | MW of Load | 1 | 2030 | 2.5607
ENS | Preferred Plan | Time-of-Use Rates (TOU) | Time-of-Use Rates (TOU) | Residential Charitable | Residential LI | Winter Morning | MW of Load | 0 | 2030 | 0.38063
ENS | Preferred Plan | Time-of-Use Rates (TOU) | Time-of-Use Rates (TOU) | Residential Charitable | Residential Market Rate | Winter Morning | MW of Load | 0 | 2030 | 2.1692
ENS | Preferred Plan | Time-of-Use Rates (TOU) | Time-of-Use Rates (TOU) | Residential Charitable | Residential LI | Winter Evening | MW of Load | 0 | 2030 | 0.43303
ENS | Preferred Plan | Time-of-Use Rates (TOU) | Time-of-Use Rates (TOU) | Residential Charitable | Residential Market Rate | Winter Evening | MW of Load | 0 | 2030 | 2.4678
ENS | Preferred Plan | DLC-Thermostat | DLC-Thermostat-BYOT-Central Heat Pump | Residential Charitable | Residential LI | Winter Morning | MW of Load | 0 | 2031 | 0.028073
ENS | Preferred Plan | DLC-Thermostat | DLC-Thermostat-BYOT-Central Heat Pump | Residential Charitable | Residential Market Rate | Winter Morning | MW of Load | 0 | 2031 | 0.17179
ENS | Preferred Plan | DLC-Thermostat | DLC-Thermostat-DI-Baseboard Heating | Residential Charitable | Residential LI | Winter Morning | MW of Load | 0 | 2031 | 0.14275
ENS | Preferred Plan | DLC-Thermostat | DLC-Thermostat-DI-Baseboard Heating | Residential Charitable | Residential Market Rate | Winter Morning | MW of Load | 0 | 2031 | 1.3589
ENS | Preferred Plan | DLC-Thermostat | DLC-Thermostat-BYOT-Baseboard Heating | Residential Charitable | Residential LI | Winter Morning | MW of Load | 0 | 2031 | 0.01669
ENS | Preferred Plan | DLC-Thermostat | DLC-Thermostat-BYOT-Baseboard Heating | Residential Charitable | Residential Market Rate | Winter Morning | MW of Load | 0 | 2031 | 0.15887
ENS | Preferred Plan | DLC-Thermostat | DLC-Thermostat-DI-MSHP | Residential Charitable | Residential LI | Winter Morning | MW of Load | 0 | 2031 | 0.082714
ENS | Preferred Plan | DLC-Thermostat | DLC-Thermostat-DI-MSHP | Residential Charitable | Residential Market Rate | Winter Morning | MW of Load | 0 | 2031 | 0.78735
ENS | Preferred Plan | DLC-Thermostat | DLC-Thermostat-BYOT-MSHP | Residential Charitable | Residential LI | Winter Morning | MW of Load | 0 | 2031 | 0.0074715
ENS | Preferred Plan | DLC-Thermostat | DLC-Thermostat-BYOT-MSHP | Residential Charitable | Residential Market Rate | Winter Morning | MW of Load | 0 | 2031 | 0.071121
ENS | Preferred Plan | DLC-Thermostat | DLC-Thermostat-BYOT-Central Heat Pump | Residential Charitable | Residential LI | Winter Evening | MW of Load | 0 | 2031 | 0.028073
ENS | Preferred Plan | DLC-Thermostat | DLC-Thermostat-BYOT-Central Heat Pump | Residential Charitable | Residential Market Rate | Winter Evening | MW of Load | 0 | 2031 | 0.17179
ENS | Preferred Plan | DLC-Thermostat | DLC-Thermostat-DI-Baseboard Heating | Residential Charitable | Residential LI | Winter Evening | MW of Load | 0 | 2031 | 0.14275
ENS | Preferred Plan | DLC-Thermostat | DLC-Thermostat-DI-Baseboard Heating | Residential Charitable | Residential Market Rate | Winter Evening | MW of Load | 0 | 2031 | 1.3589
ENS | Preferred Plan | DLC-Thermostat | DLC-Thermostat-BYOT-Baseboard Heating | Residential Charitable | Residential LI | Winter Evening | MW of Load | 0 | 2031 | 0.01669
ENS | Preferred Plan | DLC-Thermostat | DLC-Thermostat-BYOT-Baseboard Heating | Residential Charitable | Residential Market Rate | Winter Evening | MW of Load | 0 | 2031 | 0.15887
ENS | Preferred Plan | DLC-Thermostat | DLC-Thermostat-DI-MSHP | Residential Charitable | Residential LI | Winter Evening | MW of Load | 0 | 2031 | 0.082714
ENS | Preferred Plan | DLC-Thermostat | DLC-Thermostat-DI-MSHP | Residential Charitable | Residential Market Rate | Winter Evening | MW of Load | 0 | 2031 | 0.78735
ENS | Preferred Plan | DLC-Thermostat | DLC-Thermostat-BYOT-MSHP | Residential Charitable | Residential LI | Winter Evening | MW of Load | 0 | 2031 | 0.0074715
ENS | Preferred Plan | DLC-Thermostat | DLC-Thermostat-BYOT-MSHP | Residential Charitable | Residential Market Rate | Winter Evening | MW of Load | 0 | 2031 | 0.071121
ENS | Preferred Plan | DLC-Water Heating | DLC-Switch-Water Heating | Residential Charitable | Residential LI | Winter Morning | MW of Load | 0 | 2031 | 0.088125
ENS | Preferred Plan | DLC-Water Heating | DLC-Switch-Water Heating | Residential Charitable | Residential Market Rate | Winter Morning | MW of Load | 0 | 2031 | 1.0066
ENS | Preferred Plan | DLC-Water Heating | DLC-Switch-Water Heating | Residential Charitable | Residential LI | Winter Evening | MW of Load | 0 | 2031 | 0.074484
ENS | Preferred Plan | DLC-Water Heating | DLC-Switch-Water Heating | Residential Charitable | Residential Market Rate | Winter Evening | MW of Load | 0 | 2031 | 0.85082
ENS | Preferred Plan | C&I Curtailment | C&I Curtailment-Turnkey-Manual HVAC Control | General | Miscellaneous | Winter Morning | MW of Load | 1 | 2031 | 1.6556
ENS | Preferred Plan | C&I Curtailment | C&I Curtailment-Turnkey-Manual HVAC Control | General | Offices | Winter Morning | MW of Load | 1 | 2031 | 0.11378
ENS | Preferred Plan | C&I Curtailment | C&I Curtailment-Turnkey-Manual HVAC Control | General | Retail Trade | Winter Morning | MW of Load | 1 | 2031 | 0.38027
ENS | Preferred Plan | C&I Curtailment | C&I Curtailment-Turnkey-Manual HVAC Control | General | Services | Winter Morning | MW of Load | 1 | 2031 | 0.24587
ENS | Preferred Plan | C&I Curtailment | C&I Curtailment-Turnkey-Auto-DR HVAC Control | General | Miscellaneous | Winter Morning | MW of Load | 1 | 2031 | 0.16417
ENS | Preferred Plan | C&I Curtailment | C&I Curtailment-Turnkey-Auto-DR HVAC Control | General | Offices | Winter Morning | MW of Load | 1 | 2031 | 0.011282
ENS | Preferred Plan | C&I Curtailment | C&I Curtailment-Turnkey-Auto-DR HVAC Control | General | Retail Trade | Winter Morning | MW of Load | 1 | 2031 | 0.037708
ENS | Preferred Plan | C&I Curtailment | C&I Curtailment-Turnkey-Auto-DR HVAC Control | General | Services | Winter Morning | MW of Load | 1 | 2031 | 0.02438
ENS | Preferred Plan | C&I Curtailment | C&I Curtailment-Turnkey-Standard Lighting Control | General | Miscellaneous | Winter Morning | MW of Load | 1 | 2031 | 0.68918
ENS | Preferred Plan | C&I Curtailment | C&I Curtailment-Turnkey-Standard Lighting Control | General | Offices | Winter Morning | MW of Load | 1 | 2031 | 0.013529
ENS | Preferred Plan | C&I Curtailment | C&I Curtailment-Turnkey-Standard Lighting Control | General | Retail Trade | Winter Morning | MW of Load | 1 | 2031 | 0.1515
ENS | Preferred Plan | C&I Curtailment | C&I Curtailment-Turnkey-Standard Lighting Control | General | Services | Winter Morning | MW of Load | 1 | 2031 | 0.098082
ENS | Preferred Plan | C&I Curtailment | C&I Curtailment-Turnkey-Water Heating Control | General | Miscellaneous | Winter Morning | MW of Load | 1 | 2031 | 0.046209
ENS | Preferred Plan | C&I Curtailment | C&I Curtailment-Turnkey-Water Heating Control | General | Offices | Winter Morning | MW of Load | 1 | 2031 | 0.001227
ENS | Preferred Plan | C&I Curtailment | C&I Curtailment-Turnkey-Water Heating Control | General | Retail Trade | Winter Morning | MW of Load | 1 | 2031 | 0.024918
ENS | Preferred Plan | C&I Curtailment | C&I Curtailment-Turnkey-Water Heating Control | General | Services | Winter Morning | MW of Load | 1 | 2031 | 0.016089
ENS | Preferred Plan | C&I Curtailment | C&I Curtailment-Turnkey-Other | General | Miscellaneous | Winter Morning | MW of Load | 1 | 2031 | 0.80705
ENS | Preferred Plan | C&I Curtailment | C&I Curtailment-Turnkey-Other | General | Offices | Winter Morning | MW of Load | 1 | 2031 | 0.02195
ENS | Preferred Plan | C&I Curtailment | C&I Curtailment-Turnkey-Other | General | Retail Trade | Winter Morning | MW of Load | 1 | 2031 | 0.25599
ENS | Preferred Plan | C&I Curtailment | C&I Curtailment-Turnkey-Other | General | Services | Winter Morning | MW of Load | 1 | 2031 | 0.16545
ENS | Preferred Plan | C&I Curtailment | C&I Curtailment-Turnkey-Manual HVAC Control | General | Miscellaneous | Winter Evening | MW of Load | 1 | 2031 | 1.9364
ENS | Preferred Plan | C&I Curtailment | C&I Curtailment-Turnkey-Manual HVAC Control | General | Offices | Winter Evening | MW of Load | 1 | 2031 | 0.13307
ENS | Preferred Plan | C&I Curtailment | C&I Curtailment-Turnkey-Manual HVAC Control | General | Retail Trade | Winter Evening | MW of Load | 1 | 2031 | 0.44475
ENS | Preferred Plan | C&I Curtailment | C&I Curtailment-Turnkey-Manual HVAC Control | General | Services | Winter Evening | MW of Load | 1 | 2031 | 0.28756
ENS | Preferred Plan | C&I Curtailment | C&I Curtailment-Turnkey-Auto-DR HVAC Control | General | Miscellaneous | Winter Evening | MW of Load | 1 | 2031 | 0.19201
ENS | Preferred Plan | C&I Curtailment | C&I Curtailment-Turnkey-Auto-DR HVAC Control | General | Offices | Winter Evening | MW of Load | 1 | 2031 | 0.013195
ENS | Preferred Plan | C&I Curtailment | C&I Curtailment-Turnkey-Auto-DR HVAC Control | General | Retail Trade | Winter Evening | MW of Load | 1 | 2031 | 0.044102
ENS | Preferred Plan | C&I Curtailment | C&I Curtailment-Turnkey-Auto-DR HVAC Control | General | Services | Winter Evening | MW of Load | 1 | 2031 | 0.028515
ENS | Preferred Plan | C&I Curtailment | C&I Curtailment-Turnkey-Standard Lighting Control | General | Miscellaneous | Winter Evening | MW of Load | 1 | 2031 | 0.80606
ENS | Preferred Plan | C&I Curtailment | C&I Curtailment-Turnkey-Standard Lighting Control | General | Offices | Winter Evening | MW of Load | 1 | 2031 | 0.015824
ENS | Preferred Plan | C&I Curtailment | C&I Curtailment-Turnkey-Standard Lighting Control | General | Retail Trade | Winter Evening | MW of Load | 1 | 2031 | 0.17719
ENS | Preferred Plan | C&I Curtailment | C&I Curtailment-Turnkey-Standard Lighting Control | General | Services | Winter Evening | MW of Load | 1 | 2031 | 0.11471
ENS | Preferred Plan | C&I Curtailment | C&I Curtailment-Turnkey-Water Heating Control | General | Miscellaneous | Winter Evening | MW of Load | 1 | 2031 | 0.054045
ENS | Preferred Plan | C&I Curtailment | C&I Curtailment-Turnkey-Water Heating Control | General | Offices | Winter Evening | MW of Load | 1 | 2031 | 0.001435
ENS | Preferred Plan | C&I Curtailment | C&I Curtailment-Turnkey-Water Heating Control | General | Retail Trade | Winter Evening | MW of Load | 1 | 2031 | 0.029143
ENS | Preferred Plan | C&I Curtailment | C&I Curtailment-Turnkey-Water Heating Control | General | Services | Winter Evening | MW of Load | 1 | 2031 | 0.018818
ENS | Preferred Plan | C&I Curtailment | C&I Curtailment-Turnkey-Other | General | Miscellaneous | Winter Evening | MW of Load | 1 | 2031 | 0.94391
ENS | Preferred Plan | C&I Curtailment | C&I Curtailment-Turnkey-Other | General | Offices | Winter Evening | MW of Load | 1 | 2031 | 0.025672
ENS | Preferred Plan | C&I Curtailment | C&I Curtailment-Turnkey-Other | General | Retail Trade | Winter Evening | MW of Load | 1 | 2031 | 0.2994
ENS | Preferred Plan | C&I Curtailment | C&I Curtailment-Turnkey-Other | General | Services | Winter Evening | MW of Load | 1 | 2031 | 0.19351
ENS | Preferred Plan | C&I Curtailment | C&I Curtailment-Turnkey-Manual HVAC Control | Large General | Miscellaneous | Winter Morning | MW of Load | 1 | 2031 | 1.3273
ENS | Preferred Plan | C&I Curtailment | C&I Curtailment-Turnkey-Manual HVAC Control | Large General | Retail Trade | Winter Morning | MW of Load | 1 | 2031 | 0.055341
ENS | Preferred Plan | C&I Curtailment | C&I Curtailment-Turnkey-Manual HVAC Control | Large General | Services | Winter Morning | MW of Load | 1 | 2031 | 0.088622
ENS | Preferred Plan | C&I Curtailment | C&I Curtailment-Turnkey-Auto-DR HVAC Control | Large General | Miscellaneous | Winter Morning | MW of Load | 1 | 2031 | 0.13162
ENS | Preferred Plan | C&I Curtailment | C&I Curtailment-Turnkey-Auto-DR HVAC Control | Large General | Retail Trade | Winter Morning | MW of Load | 1 | 2031 | 0.0054876
ENS | Preferred Plan | C&I Curtailment | C&I Curtailment-Turnkey-Auto-DR HVAC Control | Large General | Services | Winter Morning | MW of Load | 1 | 2031 | 0.0087877
ENS | Preferred Plan | C&I Curtailment | C&I Curtailment-Turnkey-Standard Lighting Control | Large General | Miscellaneous | Winter Morning | MW of Load | 1 | 2031 | 0.57378
ENS | Preferred Plan | C&I Curtailment | C&I Curtailment-Turnkey-Standard Lighting Control | Large General | Retail Trade | Winter Morning | MW of Load | 1 | 2031 | 0.021904
ENS | Preferred Plan | C&I Curtailment | C&I Curtailment-Turnkey-Standard Lighting Control | Large General | Services | Winter Morning | MW of Load | 1 | 2031 | 0.035076
ENS | Preferred Plan | C&I Curtailment | C&I Curtailment-Turnkey-Water Heating Control | Large General | Miscellaneous | Winter Morning | MW of Load | 1 | 2031 | 0.029138
ENS | Preferred Plan | C&I Curtailment | C&I Curtailment-Turnkey-Water Heating Control | Large General | Retail Trade | Winter Morning | MW of Load | 1 | 2031 | 0.0036505
ENS | Preferred Plan | C&I Curtailment | C&I Curtailment-Turnkey-Water Heating Control | Large General | Services | Winter Morning | MW of Load | 1 | 2031 | 0.0058459
ENS | Preferred Plan | C&I Curtailment | C&I Curtailment-Turnkey-Other | Large General | Miscellaneous | Winter Morning | MW of Load | 1 | 2031 | 0.62279
ENS | Preferred Plan | C&I Curtailment | C&I Curtailment-Turnkey-Other | Large General | Retail Trade | Winter Morning | MW of Load | 1 | 2031 | 0.037325
ENS | Preferred Plan | C&I Curtailment | C&I Curtailment-Turnkey-Other | Large General | Services | Winter Morning | MW of Load | 1 | 2031 | 0.059772
ENS | Preferred Plan | C&I Curtailment | C&I Curtailment-Turnkey-Manual HVAC Control | Large General | Miscellaneous | Winter Evening | MW of Load | 1 | 2031 | 1.1405
ENS | Preferred Plan | C&I Curtailment | C&I Curtailment-Turnkey-Manual HVAC Control | Large General | Retail Trade | Winter Evening | MW of Load | 1 | 2031 | 0.047551
ENS | Preferred Plan | C&I Curtailment | C&I Curtailment-Turnkey-Manual HVAC Control | Large General | Services | Winter Evening | MW of Load | 1 | 2031 | 0.076147
ENS | Preferred Plan | C&I Curtailment | C&I Curtailment-Turnkey-Auto-DR HVAC Control | Large General | Miscellaneous | Winter Evening | MW of Load | 1 | 2031 | 0.11309
ENS | Preferred Plan | C&I Curtailment | C&I Curtailment-Turnkey-Auto-DR HVAC Control | Large General | Retail Trade | Winter Evening | MW of Load | 1 | 2031 | 0.0047151
ENS | Preferred Plan | C&I Curtailment | C&I Curtailment-Turnkey-Auto-DR HVAC Control | Large General | Services | Winter Evening | MW of Load | 1 | 2031 | 0.0075507
ENS | Preferred Plan | C&I Curtailment | C&I Curtailment-Turnkey-Standard Lighting Control | Large General | Miscellaneous | Winter Evening | MW of Load | 1 | 2031 | 0.49302
ENS | Preferred Plan | C&I Curtailment | C&I Curtailment-Turnkey-Standard Lighting Control | Large General | Retail Trade | Winter Evening | MW of Load | 1 | 2031 | 0.01882
ENS | Preferred Plan | C&I Curtailment | C&I Curtailment-Turnkey-Standard Lighting Control | Large General | Services | Winter Evening | MW of Load | 1 | 2031 | 0.030139
ENS | Preferred Plan | C&I Curtailment | C&I Curtailment-Turnkey-Water Heating Control | Large General | Miscellaneous | Winter Evening | MW of Load | 1 | 2031 | 0.025037
ENS | Preferred Plan | C&I Curtailment | C&I Curtailment-Turnkey-Water Heating Control | Large General | Retail Trade | Winter Evening | MW of Load | 1 | 2031 | 0.0031367
ENS | Preferred Plan | C&I Curtailment | C&I Curtailment-Turnkey-Water Heating Control | Large General | Services | Winter Evening | MW of Load | 1 | 2031 | 0.005023
ENS | Preferred Plan | C&I Curtailment | C&I Curtailment-Turnkey-Other | Large General | Miscellaneous | Winter Evening | MW of Load | 1 | 2031 | 0.53513
ENS | Preferred Plan | C&I Curtailment | C&I Curtailment-Turnkey-Other | Large General | Retail Trade | Winter Evening | MW of Load | 1 | 2031 | 0.032071
ENS | Preferred Plan | C&I Curtailment | C&I Curtailment-Turnkey-Other | Large General | Services | Winter Evening | MW of Load | 1 | 2031 | 0.051359
ENS | Preferred Plan | C&I Curtailment | C&I Curtailment-Turnkey-Manual HVAC Control | Small Industrial | Miscellaneous | Winter Morning | MW of Load | 1 | 2031 | 0.22043
ENS | Preferred Plan | C&I Curtailment | C&I Curtailment-Turnkey-Manual HVAC Control | Small Industrial | Offices | Winter Morning | MW of Load | 1 | 2031 | 0.0028247
ENS | Preferred Plan | C&I Curtailment | C&I Curtailment-Turnkey-Manual HVAC Control | Small Industrial | Retail Trade | Winter Morning | MW of Load | 1 | 2031 | 0.0093103
ENS | Preferred Plan | C&I Curtailment | C&I Curtailment-Turnkey-Manual HVAC Control | Small Industrial | Services | Winter Morning | MW of Load | 1 | 2031 | 0.0029414
ENS | Preferred Plan | C&I Curtailment | C&I Curtailment-Turnkey-Auto-DR HVAC Control | Small Industrial | Miscellaneous | Winter Morning | MW of Load | 1 | 2031 | 0.021858
ENS | Preferred Plan | C&I Curtailment | C&I Curtailment-Turnkey-Auto-DR HVAC Control | Small Industrial | Offices | Winter Morning | MW of Load | 1 | 2031 | 0.0002801
ENS | Preferred Plan | C&I Curtailment | C&I Curtailment-Turnkey-Auto-DR HVAC Control | Small Industrial | Retail Trade | Winter Morning | MW of Load | 1 | 2031 | 0.00092321
ENS | Preferred Plan | C&I Curtailment | C&I Curtailment-Turnkey-Auto-DR HVAC Control | Small Industrial | Services | Winter Morning | MW of Load | 1 | 2031 | 0.00029167
ENS | Preferred Plan | C&I Curtailment | C&I Curtailment-Turnkey-Standard Lighting Control | Small Industrial | Miscellaneous | Winter Morning | MW of Load | 1 | 2031 | 0.068204
ENS | Preferred Plan | C&I Curtailment | C&I Curtailment-Turnkey-Standard Lighting Control | Small Industrial | Offices | Winter Morning | MW of Load | 1 | 2031 | 0.00036825
ENS | Preferred Plan | C&I Curtailment | C&I Curtailment-Turnkey-Standard Lighting Control | Small Industrial | Retail Trade | Winter Morning | MW of Load | 1 | 2031 | 0.0040293
ENS | Preferred Plan | C&I Curtailment | C&I Curtailment-Turnkey-Standard Lighting Control | Small Industrial | Services | Winter Morning | MW of Load | 1 | 2031 | 0.001273
ENS | Preferred Plan | C&I Curtailment | C&I Curtailment-Turnkey-Water Heating Control | Small Industrial | Miscellaneous | Winter Morning | MW of Load | 1 | 2031 | 0.0057583
ENS | Preferred Plan | C&I Curtailment | C&I Curtailment-Turnkey-Water Heating Control | Small Industrial | Offices | Winter Morning | MW of Load | 1 | 2031 | 2.9187e-05
ENS | Preferred Plan | C&I Curtailment | C&I Curtailment-Turnkey-Water Heating Control | Small Industrial | Retail Trade | Winter Morning | MW of Load | 1 | 2031 | 0.00055619
ENS | Preferred Plan | C&I Curtailment | C&I Curtailment-Turnkey-Water Heating Control | Small Industrial | Services | Winter Morning | MW of Load | 1 | 2031 | 0.00017571
ENS | Preferred Plan | C&I Curtailment | C&I Curtailment-Turnkey-Other | Small Industrial | Miscellaneous | Winter Morning | MW of Load | 1 | 2031 | 0.088307
ENS | Preferred Plan | C&I Curtailment | C&I Curtailment-Turnkey-Other | Small Industrial | Offices | Winter Morning | MW of Load | 1 | 2031 | 0.00055104
ENS | Preferred Plan | C&I Curtailment | C&I Curtailment-Turnkey-Other | Small Industrial | Retail Trade | Winter Morning | MW of Load | 1 | 2031 | 0.0061095
ENS | Preferred Plan | C&I Curtailment | C&I Curtailment-Turnkey-Other | Small Industrial | Services | Winter Morning | MW of Load | 1 | 2031 | 0.0019301
ENS | Preferred Plan | C&I Curtailment | C&I Curtailment-Turnkey-Industrial | Small Industrial | Manufacturing | Winter Morning | MW of Load | 1 | 2031 | 0.020991
ENS | Preferred Plan | C&I Curtailment | C&I Curtailment-Turnkey-Manual HVAC Control | Small Industrial | Miscellaneous | Winter Evening | MW of Load | 1 | 2031 | 0.30227
ENS | Preferred Plan | C&I Curtailment | C&I Curtailment-Turnkey-Manual HVAC Control | Small Industrial | Offices | Winter Evening | MW of Load | 1 | 2031 | 0.0038735
ENS | Preferred Plan | C&I Curtailment | C&I Curtailment-Turnkey-Manual HVAC Control | Small Industrial | Retail Trade | Winter Evening | MW of Load | 1 | 2031 | 0.012767
ENS | Preferred Plan | C&I Curtailment | C&I Curtailment-Turnkey-Manual HVAC Control | Small Industrial | Services | Winter Evening | MW of Load | 1 | 2031 | 0.0040335
ENS | Preferred Plan | C&I Curtailment | C&I Curtailment-Turnkey-Auto-DR HVAC Control | Small Industrial | Miscellaneous | Winter Evening | MW of Load | 1 | 2031 | 0.029973
ENS | Preferred Plan | C&I Curtailment | C&I Curtailment-Turnkey-Auto-DR HVAC Control | Small Industrial | Offices | Winter Evening | MW of Load | 1 | 2031 | 0.0003841
ENS | Preferred Plan | C&I Curtailment | C&I Curtailment-Turnkey-Auto-DR HVAC Control | Small Industrial | Retail Trade | Winter Evening | MW of Load | 1 | 2031 | 0.001266
ENS | Preferred Plan | C&I Curtailment | C&I Curtailment-Turnkey-Auto-DR HVAC Control | Small Industrial | Services | Winter Evening | MW of Load | 1 | 2031 | 0.00039996
ENS | Preferred Plan | C&I Curtailment | C&I Curtailment-Turnkey-Standard Lighting Control | Small Industrial | Miscellaneous | Winter Evening | MW of Load | 1 | 2031 | 0.093527
ENS | Preferred Plan | C&I Curtailment | C&I Curtailment-Turnkey-Standard Lighting Control | Small Industrial | Offices | Winter Evening | MW of Load | 1 | 2031 | 0.00050497
ENS | Preferred Plan | C&I Curtailment | C&I Curtailment-Turnkey-Standard Lighting Control | Small Industrial | Retail Trade | Winter Evening | MW of Load | 1 | 2031 | 0.0055253
ENS | Preferred Plan | C&I Curtailment | C&I Curtailment-Turnkey-Standard Lighting Control | Small Industrial | Services | Winter Evening | MW of Load | 1 | 2031 | 0.0017456
ENS | Preferred Plan | C&I Curtailment | C&I Curtailment-Turnkey-Water Heating Control | Small Industrial | Miscellaneous | Winter Evening | MW of Load | 1 | 2031 | 0.0078963
ENS | Preferred Plan | C&I Curtailment | C&I Curtailment-Turnkey-Water Heating Control | Small Industrial | Offices | Winter Evening | MW of Load | 1 | 2031 | 4.0024e-05
ENS | Preferred Plan | C&I Curtailment | C&I Curtailment-Turnkey-Water Heating Control | Small Industrial | Retail Trade | Winter Evening | MW of Load | 1 | 2031 | 0.00076269
ENS | Preferred Plan | C&I Curtailment | C&I Curtailment-Turnkey-Water Heating Control | Small Industrial | Services | Winter Evening | MW of Load | 1 | 2031 | 0.00024095
ENS | Preferred Plan | C&I Curtailment | C&I Curtailment-Turnkey-Other | Small Industrial | Miscellaneous | Winter Evening | MW of Load | 1 | 2031 | 0.12109
ENS | Preferred Plan | C&I Curtailment | C&I Curtailment-Turnkey-Other | Small Industrial | Offices | Winter Evening | MW of Load | 1 | 2031 | 0.00075563
ENS | Preferred Plan | C&I Curtailment | C&I Curtailment-Turnkey-Other | Small Industrial | Retail Trade | Winter Evening | MW of Load | 1 | 2031 | 0.0083778
ENS | Preferred Plan | C&I Curtailment | C&I Curtailment-Turnkey-Other | Small Industrial | Services | Winter Evening | MW of Load | 1 | 2031 | 0.0026468
ENS | Preferred Plan | C&I Curtailment | C&I Curtailment-Turnkey-Industrial | Small Industrial | Manufacturing | Winter Evening | MW of Load | 1 | 2031 | 0.028784
ENS | Preferred Plan | C&I Curtailment | C&I Curtailment-Turnkey-Manual HVAC Control | Medium Industrial | Miscellaneous | Winter Morning | MW of Load | 1 | 2031 | 4.2141
ENS | Preferred Plan | C&I Curtailment | C&I Curtailment-Turnkey-Manual HVAC Control | Medium Industrial | Offices | Winter Morning | MW of Load | 1 | 2031 | 0.067979
ENS | Preferred Plan | C&I Curtailment | C&I Curtailment-Turnkey-Manual HVAC Control | Medium Industrial | Retail Trade | Winter Morning | MW of Load | 1 | 2031 | 0.93119
ENS | Preferred Plan | C&I Curtailment | C&I Curtailment-Turnkey-Manual HVAC Control | Medium Industrial | Services | Winter Morning | MW of Load | 1 | 2031 | 0.042879
ENS | Preferred Plan | C&I Curtailment | C&I Curtailment-Turnkey-Auto-DR HVAC Control | Medium Industrial | Miscellaneous | Winter Morning | MW of Load | 1 | 2031 | 0.41787
ENS | Preferred Plan | C&I Curtailment | C&I Curtailment-Turnkey-Auto-DR HVAC Control | Medium Industrial | Offices | Winter Morning | MW of Load | 1 | 2031 | 0.0067408
ENS | Preferred Plan | C&I Curtailment | C&I Curtailment-Turnkey-Auto-DR HVAC Control | Medium Industrial | Retail Trade | Winter Morning | MW of Load | 1 | 2031 | 0.092337
ENS | Preferred Plan | C&I Curtailment | C&I Curtailment-Turnkey-Auto-DR HVAC Control | Medium Industrial | Services | Winter Morning | MW of Load | 1 | 2031 | 0.0042518
ENS | Preferred Plan | C&I Curtailment | C&I Curtailment-Turnkey-Standard Lighting Control | Medium Industrial | Miscellaneous | Winter Morning | MW of Load | 1 | 2031 | 1.3039
ENS | Preferred Plan | C&I Curtailment | C&I Curtailment-Turnkey-Standard Lighting Control | Medium Industrial | Offices | Winter Morning | MW of Load | 1 | 2031 | 0.008862
ENS | Preferred Plan | C&I Curtailment | C&I Curtailment-Turnkey-Standard Lighting Control | Medium Industrial | Retail Trade | Winter Morning | MW of Load | 1 | 2031 | 0.403
ENS | Preferred Plan | C&I Curtailment | C&I Curtailment-Turnkey-Standard Lighting Control | Medium Industrial | Services | Winter Morning | MW of Load | 1 | 2031 | 0.018557
ENS | Preferred Plan | C&I Curtailment | C&I Curtailment-Turnkey-Water Heating Control | Medium Industrial | Miscellaneous | Winter Morning | MW of Load | 1 | 2031 | 0.11009
ENS | Preferred Plan | C&I Curtailment | C&I Curtailment-Turnkey-Water Heating Control | Medium Industrial | Offices | Winter Morning | MW of Load | 1 | 2031 | 0.00070241
ENS | Preferred Plan | C&I Curtailment | C&I Curtailment-Turnkey-Water Heating Control | Medium Industrial | Retail Trade | Winter Morning | MW of Load | 1 | 2031 | 0.055628
ENS | Preferred Plan | C&I Curtailment | C&I Curtailment-Turnkey-Water Heating Control | Medium Industrial | Services | Winter Morning | MW of Load | 1 | 2031 | 0.0025615
ENS | Preferred Plan | C&I Curtailment | C&I Curtailment-Turnkey-Other | Medium Industrial | Miscellaneous | Winter Morning | MW of Load | 1 | 2031 | 1.6882
ENS | Preferred Plan | C&I Curtailment | C&I Curtailment-Turnkey-Other | Medium Industrial | Offices | Winter Morning | MW of Load | 1 | 2031 | 0.013261
ENS | Preferred Plan | C&I Curtailment | C&I Curtailment-Turnkey-Other | Medium Industrial | Retail Trade | Winter Morning | MW of Load | 1 | 2031 | 0.61105
ENS | Preferred Plan | C&I Curtailment | C&I Curtailment-Turnkey-Other | Medium Industrial | Services | Winter Morning | MW of Load | 1 | 2031 | 0.028137
ENS | Preferred Plan | C&I Curtailment | C&I Curtailment-Turnkey-Manual HVAC Control | Medium Industrial | Miscellaneous | Winter Evening | MW of Load | 1 | 2031 | 4.0721
ENS | Preferred Plan | C&I Curtailment | C&I Curtailment-Turnkey-Manual HVAC Control | Medium Industrial | Offices | Winter Evening | MW of Load | 1 | 2031 | 0.065688
ENS | Preferred Plan | C&I Curtailment | C&I Curtailment-Turnkey-Manual HVAC Control | Medium Industrial | Retail Trade | Winter Evening | MW of Load | 1 | 2031 | 0.89982
ENS | Preferred Plan | C&I Curtailment | C&I Curtailment-Turnkey-Manual HVAC Control | Medium Industrial | Services | Winter Evening | MW of Load | 1 | 2031 | 0.041434
ENS | Preferred Plan | C&I Curtailment | C&I Curtailment-Turnkey-Auto-DR HVAC Control | Medium Industrial | Miscellaneous | Winter Evening | MW of Load | 1 | 2031 | 0.40379
ENS | Preferred Plan | C&I Curtailment | C&I Curtailment-Turnkey-Auto-DR HVAC Control | Medium Industrial | Offices | Winter Evening | MW of Load | 1 | 2031 | 0.0065136
ENS | Preferred Plan | C&I Curtailment | C&I Curtailment-Turnkey-Auto-DR HVAC Control | Medium Industrial | Retail Trade | Winter Evening | MW of Load | 1 | 2031 | 0.089226
ENS | Preferred Plan | C&I Curtailment | C&I Curtailment-Turnkey-Auto-DR HVAC Control | Medium Industrial | Services | Winter Evening | MW of Load | 1 | 2031 | 0.0041086
ENS | Preferred Plan | C&I Curtailment | C&I Curtailment-Turnkey-Standard Lighting Control | Medium Industrial | Miscellaneous | Winter Evening | MW of Load | 1 | 2031 | 1.26
ENS | Preferred Plan | C&I Curtailment | C&I Curtailment-Turnkey-Standard Lighting Control | Medium Industrial | Offices | Winter Evening | MW of Load | 1 | 2031 | 0.0085634
ENS | Preferred Plan | C&I Curtailment | C&I Curtailment-Turnkey-Standard Lighting Control | Medium Industrial | Retail Trade | Winter Evening | MW of Load | 1 | 2031 | 0.38942
ENS | Preferred Plan | C&I Curtailment | C&I Curtailment-Turnkey-Standard Lighting Control | Medium Industrial | Services | Winter Evening | MW of Load | 1 | 2031 | 0.017931
ENS | Preferred Plan | C&I Curtailment | C&I Curtailment-Turnkey-Water Heating Control | Medium Industrial | Miscellaneous | Winter Evening | MW of Load | 1 | 2031 | 0.10638
ENS | Preferred Plan | C&I Curtailment | C&I Curtailment-Turnkey-Water Heating Control | Medium Industrial | Offices | Winter Evening | MW of Load | 1 | 2031 | 0.00067874
ENS | Preferred Plan | C&I Curtailment | C&I Curtailment-Turnkey-Water Heating Control | Medium Industrial | Retail Trade | Winter Evening | MW of Load | 1 | 2031 | 0.053754
ENS | Preferred Plan | C&I Curtailment | C&I Curtailment-Turnkey-Water Heating Control | Medium Industrial | Services | Winter Evening | MW of Load | 1 | 2031 | 0.0024752
ENS | Preferred Plan | C&I Curtailment | C&I Curtailment-Turnkey-Other | Medium Industrial | Miscellaneous | Winter Evening | MW of Load | 1 | 2031 | 1.6313
ENS | Preferred Plan | C&I Curtailment | C&I Curtailment-Turnkey-Other | Medium Industrial | Offices | Winter Evening | MW of Load | 1 | 2031 | 0.012814
ENS | Preferred Plan | C&I Curtailment | C&I Curtailment-Turnkey-Other | Medium Industrial | Retail Trade | Winter Evening | MW of Load | 1 | 2031 | 0.59046
ENS | Preferred Plan | C&I Curtailment | C&I Curtailment-Turnkey-Other | Medium Industrial | Services | Winter Evening | MW of Load | 1 | 2031 | 0.027189
ENS | Preferred Plan | C&I Curtailment | C&I Curtailment-Turnkey-Manual HVAC Control | Large Industrial | Miscellaneous | Winter Morning | MW of Load | 1 | 2031 | 0.087324
ENS | Preferred Plan | C&I Curtailment | C&I Curtailment-Turnkey-Auto-DR HVAC Control | Large Industrial | Miscellaneous | Winter Morning | MW of Load | 1 | 2031 | 0.0086591
ENS | Preferred Plan | C&I Curtailment | C&I Curtailment-Turnkey-Standard Lighting Control | Large Industrial | Miscellaneous | Winter Morning | MW of Load | 1 | 2031 | 0.037749
ENS | Preferred Plan | C&I Curtailment | C&I Curtailment-Turnkey-Water Heating Control | Large Industrial | Miscellaneous | Winter Morning | MW of Load | 1 | 2031 | 0.001917
ENS | Preferred Plan | C&I Curtailment | C&I Curtailment-Turnkey-Other | Large Industrial | Miscellaneous | Winter Morning | MW of Load | 1 | 2031 | 0.040974
ENS | Preferred Plan | C&I Curtailment | C&I Curtailment-Turnkey-Industrial | Large Industrial | Manufacturing | Winter Morning | MW of Load | 1 | 2031 | 0.0079968
ENS | Preferred Plan | C&I Curtailment | C&I Curtailment-Turnkey-Manual HVAC Control | Large Industrial | Miscellaneous | Winter Evening | MW of Load | 1 | 2031 | 0.08671
ENS | Preferred Plan | C&I Curtailment | C&I Curtailment-Turnkey-Auto-DR HVAC Control | Large Industrial | Miscellaneous | Winter Evening | MW of Load | 1 | 2031 | 0.0085982
ENS | Preferred Plan | C&I Curtailment | C&I Curtailment-Turnkey-Standard Lighting Control | Large Industrial | Miscellaneous | Winter Evening | MW of Load | 1 | 2031 | 0.037484
ENS | Preferred Plan | C&I Curtailment | C&I Curtailment-Turnkey-Water Heating Control | Large Industrial | Miscellaneous | Winter Evening | MW of Load | 1 | 2031 | 0.0019035
ENS | Preferred Plan | C&I Curtailment | C&I Curtailment-Turnkey-Other | Large Industrial | Miscellaneous | Winter Evening | MW of Load | 1 | 2031 | 0.040686
ENS | Preferred Plan | C&I Curtailment | C&I Curtailment-Turnkey-Industrial | Large Industrial | Manufacturing | Winter Evening | MW of Load | 1 | 2031 | 0.0079405
ENS | Preferred Plan | C&I Loadshift to BUGs | C&I Loadshift to BUGs | Large General | Miscellaneous | Winter Morning | MW of Load | 1 | 2031 | 2.9656
ENS | Preferred Plan | C&I Loadshift to BUGs | C&I Loadshift to BUGs | Large General | Miscellaneous | Winter Evening | MW of Load | 1 | 2031 | 2.5481
ENS | Preferred Plan | C&I Loadshift to BUGs | C&I Loadshift to BUGs | Small Industrial | Miscellaneous | Winter Morning | MW of Load | 1 | 2031 | 0.82458
ENS | Preferred Plan | C&I Loadshift to BUGs | C&I Loadshift to BUGs | Small Industrial | Miscellaneous | Winter Evening | MW of Load | 1 | 2031 | 1.1307
ENS | Preferred Plan | C&I Loadshift to BUGs | C&I Loadshift to BUGs | Medium Industrial | Manufacturing | Winter Morning | MW of Load | 1 | 2031 | 0.57172
ENS | Preferred Plan | C&I Loadshift to BUGs | C&I Loadshift to BUGs | Medium Industrial | Miscellaneous | Winter Morning | MW of Load | 1 | 2031 | 2.4813
ENS | Preferred Plan | C&I Loadshift to BUGs | C&I Loadshift to BUGs | Medium Industrial | Manufacturing | Winter Evening | MW of Load | 1 | 2031 | 0.55246
ENS | Preferred Plan | C&I Loadshift to BUGs | C&I Loadshift to BUGs | Medium Industrial | Miscellaneous | Winter Evening | MW of Load | 1 | 2031 | 2.3977
ENS | Preferred Plan | Dynamic Pricing | Dynamic Pricing with enabling tech. | Small General | Manufacturing | Winter Morning | MW of Load | 1 | 2031 | 0.008356
ENS | Preferred Plan | Dynamic Pricing | Dynamic Pricing with enabling tech. | Small General | Manufacturing | Winter Evening | MW of Load | 1 | 2031 | 0.0096887
ENS | Preferred Plan | Dynamic Pricing | Dynamic Pricing with enabling tech. | Residential Charitable | Residential LI | Winter Morning | MW of Load | 1 | 2031 | 3.7607
ENS | Preferred Plan | Dynamic Pricing | Dynamic Pricing with enabling tech. | Residential Charitable | Residential Market Rate | Winter Morning | MW of Load | 1 | 2031 | 21.3558
ENS | Preferred Plan | Dynamic Pricing | Dynamic Pricing w/o enabling tech. | Residential Charitable | Residential LI | Winter Morning | MW of Load | 1 | 2031 | 1.9793
ENS | Preferred Plan | Dynamic Pricing | Dynamic Pricing w/o enabling tech. | Residential Charitable | Residential Market Rate | Winter Morning | MW of Load | 1 | 2031 | 11.2399
ENS | Preferred Plan | Dynamic Pricing | Dynamic Pricing with enabling tech. | Residential Charitable | Residential LI | Winter Evening | MW of Load | 1 | 2031 | 4.2766
ENS | Preferred Plan | Dynamic Pricing | Dynamic Pricing with enabling tech. | Residential Charitable | Residential Market Rate | Winter Evening | MW of Load | 1 | 2031 | 24.2852
ENS | Preferred Plan | Dynamic Pricing | Dynamic Pricing w/o enabling tech. | Residential Charitable | Residential LI | Winter Evening | MW of Load | 1 | 2031 | 2.2508
ENS | Preferred Plan | Dynamic Pricing | Dynamic Pricing w/o enabling tech. | Residential Charitable | Residential Market Rate | Winter Evening | MW of Load | 1 | 2031 | 12.7817
ENS | Preferred Plan | Behavioral DR | Behavioral DR | Residential Charitable | Residential LI | Winter Morning | MW of Load | 1 | 2031 | 0.43934
ENS | Preferred Plan | Behavioral DR | Behavioral DR | Residential Charitable | Residential Market Rate | Winter Morning | MW of Load | 1 | 2031 | 2.5039
ENS | Preferred Plan | Behavioral DR | Behavioral DR | Residential Charitable | Residential LI | Winter Evening | MW of Load | 1 | 2031 | 0.4996
ENS | Preferred Plan | Behavioral DR | Behavioral DR | Residential Charitable | Residential Market Rate | Winter Evening | MW of Load | 1 | 2031 | 2.8474
ENS | Preferred Plan | Time-of-Use Rates (TOU) | Time-of-Use Rates (TOU) | Residential Charitable | Residential LI | Winter Morning | MW of Load | 0 | 2031 | 0.37001
ENS | Preferred Plan | Time-of-Use Rates (TOU) | Time-of-Use Rates (TOU) | Residential Charitable | Residential Market Rate | Winter Morning | MW of Load | 0 | 2031 | 2.1088
ENS | Preferred Plan | Time-of-Use Rates (TOU) | Time-of-Use Rates (TOU) | Residential Charitable | Residential LI | Winter Evening | MW of Load | 0 | 2031 | 0.42076
ENS | Preferred Plan | Time-of-Use Rates (TOU) | Time-of-Use Rates (TOU) | Residential Charitable | Residential Market Rate | Winter Evening | MW of Load | 0 | 2031 | 2.398
ENS | Preferred Plan | DLC-Thermostat | DLC-Thermostat-BYOT-Central Heat Pump | Residential Charitable | Residential LI | Winter Morning | MW of Load | 0 | 2032 | 0.028056
ENS | Preferred Plan | DLC-Thermostat | DLC-Thermostat-BYOT-Central Heat Pump | Residential Charitable | Residential Market Rate | Winter Morning | MW of Load | 0 | 2032 | 0.17169
ENS | Preferred Plan | DLC-Thermostat | DLC-Thermostat-DI-Baseboard Heating | Residential Charitable | Residential LI | Winter Morning | MW of Load | 0 | 2032 | 0.14275
ENS | Preferred Plan | DLC-Thermostat | DLC-Thermostat-DI-Baseboard Heating | Residential Charitable | Residential Market Rate | Winter Morning | MW of Load | 0 | 2032 | 1.3589
ENS | Preferred Plan | DLC-Thermostat | DLC-Thermostat-BYOT-Baseboard Heating | Residential Charitable | Residential LI | Winter Morning | MW of Load | 0 | 2032 | 0.016691
ENS | Preferred Plan | DLC-Thermostat | DLC-Thermostat-BYOT-Baseboard Heating | Residential Charitable | Residential Market Rate | Winter Morning | MW of Load | 0 | 2032 | 0.15888
ENS | Preferred Plan | DLC-Thermostat | DLC-Thermostat-DI-MSHP | Residential Charitable | Residential LI | Winter Morning | MW of Load | 0 | 2032 | 0.082722
ENS | Preferred Plan | DLC-Thermostat | DLC-Thermostat-DI-MSHP | Residential Charitable | Residential Market Rate | Winter Morning | MW of Load | 0 | 2032 | 0.78743
ENS | Preferred Plan | DLC-Thermostat | DLC-Thermostat-BYOT-MSHP | Residential Charitable | Residential LI | Winter Morning | MW of Load | 0 | 2032 | 0.0075153
ENS | Preferred Plan | DLC-Thermostat | DLC-Thermostat-BYOT-MSHP | Residential Charitable | Residential Market Rate | Winter Morning | MW of Load | 0 | 2032 | 0.071539
ENS | Preferred Plan | DLC-Thermostat | DLC-Thermostat-BYOT-Central Heat Pump | Residential Charitable | Residential LI | Winter Evening | MW of Load | 0 | 2032 | 0.028056
ENS | Preferred Plan | DLC-Thermostat | DLC-Thermostat-BYOT-Central Heat Pump | Residential Charitable | Residential Market Rate | Winter Evening | MW of Load | 0 | 2032 | 0.17169
ENS | Preferred Plan | DLC-Thermostat | DLC-Thermostat-DI-Baseboard Heating | Residential Charitable | Residential LI | Winter Evening | MW of Load | 0 | 2032 | 0.14275
ENS | Preferred Plan | DLC-Thermostat | DLC-Thermostat-DI-Baseboard Heating | Residential Charitable | Residential Market Rate | Winter Evening | MW of Load | 0 | 2032 | 1.3589
ENS | Preferred Plan | DLC-Thermostat | DLC-Thermostat-BYOT-Baseboard Heating | Residential Charitable | Residential LI | Winter Evening | MW of Load | 0 | 2032 | 0.016691
ENS | Preferred Plan | DLC-Thermostat | DLC-Thermostat-BYOT-Baseboard Heating | Residential Charitable | Residential Market Rate | Winter Evening | MW of Load | 0 | 2032 | 0.15888
ENS | Preferred Plan | DLC-Thermostat | DLC-Thermostat-DI-MSHP | Residential Charitable | Residential LI | Winter Evening | MW of Load | 0 | 2032 | 0.082722
ENS | Preferred Plan | DLC-Thermostat | DLC-Thermostat-DI-MSHP | Residential Charitable | Residential Market Rate | Winter Evening | MW of Load | 0 | 2032 | 0.78743
ENS | Preferred Plan | DLC-Thermostat | DLC-Thermostat-BYOT-MSHP | Residential Charitable | Residential LI | Winter Evening | MW of Load | 0 | 2032 | 0.0075153
ENS | Preferred Plan | DLC-Thermostat | DLC-Thermostat-BYOT-MSHP | Residential Charitable | Residential Market Rate | Winter Evening | MW of Load | 0 | 2032 | 0.071539
ENS | Preferred Plan | DLC-Water Heating | DLC-Switch-Water Heating | Residential Charitable | Residential LI | Winter Morning | MW of Load | 0 | 2032 | 0.088127
ENS | Preferred Plan | DLC-Water Heating | DLC-Switch-Water Heating | Residential Charitable | Residential Market Rate | Winter Morning | MW of Load | 0 | 2032 | 1.0067
ENS | Preferred Plan | DLC-Water Heating | DLC-Switch-Water Heating | Residential Charitable | Residential LI | Winter Evening | MW of Load | 0 | 2032 | 0.074486
ENS | Preferred Plan | DLC-Water Heating | DLC-Switch-Water Heating | Residential Charitable | Residential Market Rate | Winter Evening | MW of Load | 0 | 2032 | 0.85084
ENS | Preferred Plan | C&I Curtailment | C&I Curtailment-Turnkey-Manual HVAC Control | General | Miscellaneous | Winter Morning | MW of Load | 1 | 2032 | 1.6664
ENS | Preferred Plan | C&I Curtailment | C&I Curtailment-Turnkey-Manual HVAC Control | General | Offices | Winter Morning | MW of Load | 1 | 2032 | 0.11452
ENS | Preferred Plan | C&I Curtailment | C&I Curtailment-Turnkey-Manual HVAC Control | General | Retail Trade | Winter Morning | MW of Load | 1 | 2032 | 0.38273
ENS | Preferred Plan | C&I Curtailment | C&I Curtailment-Turnkey-Manual HVAC Control | General | Services | Winter Morning | MW of Load | 1 | 2032 | 0.24746
ENS | Preferred Plan | C&I Curtailment | C&I Curtailment-Turnkey-Auto-DR HVAC Control | General | Miscellaneous | Winter Morning | MW of Load | 1 | 2032 | 0.20655
ENS | Preferred Plan | C&I Curtailment | C&I Curtailment-Turnkey-Auto-DR HVAC Control | General | Offices | Winter Morning | MW of Load | 1 | 2032 | 0.014194
ENS | Preferred Plan | C&I Curtailment | C&I Curtailment-Turnkey-Auto-DR HVAC Control | General | Retail Trade | Winter Morning | MW of Load | 1 | 2032 | 0.04744
ENS | Preferred Plan | C&I Curtailment | C&I Curtailment-Turnkey-Auto-DR HVAC Control | General | Services | Winter Morning | MW of Load | 1 | 2032 | 0.030673
ENS | Preferred Plan | C&I Curtailment | C&I Curtailment-Turnkey-Standard Lighting Control | General | Miscellaneous | Winter Morning | MW of Load | 1 | 2032 | 0.69365
ENS | Preferred Plan | C&I Curtailment | C&I Curtailment-Turnkey-Standard Lighting Control | General | Offices | Winter Morning | MW of Load | 1 | 2032 | 0.013617
ENS | Preferred Plan | C&I Curtailment | C&I Curtailment-Turnkey-Standard Lighting Control | General | Retail Trade | Winter Morning | MW of Load | 1 | 2032 | 0.15248
ENS | Preferred Plan | C&I Curtailment | C&I Curtailment-Turnkey-Standard Lighting Control | General | Services | Winter Morning | MW of Load | 1 | 2032 | 0.098718
ENS | Preferred Plan | C&I Curtailment | C&I Curtailment-Turnkey-Water Heating Control | General | Miscellaneous | Winter Morning | MW of Load | 1 | 2032 | 0.046509
ENS | Preferred Plan | C&I Curtailment | C&I Curtailment-Turnkey-Water Heating Control | General | Offices | Winter Morning | MW of Load | 1 | 2032 | 0.0012349
ENS | Preferred Plan | C&I Curtailment | C&I Curtailment-Turnkey-Water Heating Control | General | Retail Trade | Winter Morning | MW of Load | 1 | 2032 | 0.025079
ENS | Preferred Plan | C&I Curtailment | C&I Curtailment-Turnkey-Water Heating Control | General | Services | Winter Morning | MW of Load | 1 | 2032 | 0.016194
ENS | Preferred Plan | C&I Curtailment | C&I Curtailment-Turnkey-Other | General | Miscellaneous | Winter Morning | MW of Load | 1 | 2032 | 0.81228
ENS | Preferred Plan | C&I Curtailment | C&I Curtailment-Turnkey-Other | General | Offices | Winter Morning | MW of Load | 1 | 2032 | 0.022092
ENS | Preferred Plan | C&I Curtailment | C&I Curtailment-Turnkey-Other | General | Retail Trade | Winter Morning | MW of Load | 1 | 2032 | 0.25765
ENS | Preferred Plan | C&I Curtailment | C&I Curtailment-Turnkey-Other | General | Services | Winter Morning | MW of Load | 1 | 2032 | 0.16652
ENS | Preferred Plan | C&I Curtailment | C&I Curtailment-Turnkey-Manual HVAC Control | General | Miscellaneous | Winter Evening | MW of Load | 1 | 2032 | 1.9511
ENS | Preferred Plan | C&I Curtailment | C&I Curtailment-Turnkey-Manual HVAC Control | General | Offices | Winter Evening | MW of Load | 1 | 2032 | 0.13408
ENS | Preferred Plan | C&I Curtailment | C&I Curtailment-Turnkey-Manual HVAC Control | General | Retail Trade | Winter Evening | MW of Load | 1 | 2032 | 0.44812
ENS | Preferred Plan | C&I Curtailment | C&I Curtailment-Turnkey-Manual HVAC Control | General | Services | Winter Evening | MW of Load | 1 | 2032 | 0.28974
ENS | Preferred Plan | C&I Curtailment | C&I Curtailment-Turnkey-Auto-DR HVAC Control | General | Miscellaneous | Winter Evening | MW of Load | 1 | 2032 | 0.24183
ENS | Preferred Plan | C&I Curtailment | C&I Curtailment-Turnkey-Auto-DR HVAC Control | General | Offices | Winter Evening | MW of Load | 1 | 2032 | 0.016619
ENS | Preferred Plan | C&I Curtailment | C&I Curtailment-Turnkey-Auto-DR HVAC Control | General | Retail Trade | Winter Evening | MW of Load | 1 | 2032 | 0.055545
ENS | Preferred Plan | C&I Curtailment | C&I Curtailment-Turnkey-Auto-DR HVAC Control | General | Services | Winter Evening | MW of Load | 1 | 2032 | 0.035913
ENS | Preferred Plan | C&I Curtailment | C&I Curtailment-Turnkey-Standard Lighting Control | General | Miscellaneous | Winter Evening | MW of Load | 1 | 2032 | 0.81215
ENS | Preferred Plan | C&I Curtailment | C&I Curtailment-Turnkey-Standard Lighting Control | General | Offices | Winter Evening | MW of Load | 1 | 2032 | 0.015943
ENS | Preferred Plan | C&I Curtailment | C&I Curtailment-Turnkey-Standard Lighting Control | General | Retail Trade | Winter Evening | MW of Load | 1 | 2032 | 0.17853
ENS | Preferred Plan | C&I Curtailment | C&I Curtailment-Turnkey-Standard Lighting Control | General | Services | Winter Evening | MW of Load | 1 | 2032 | 0.11558
ENS | Preferred Plan | C&I Curtailment | C&I Curtailment-Turnkey-Water Heating Control | General | Miscellaneous | Winter Evening | MW of Load | 1 | 2032 | 0.054454
ENS | Preferred Plan | C&I Curtailment | C&I Curtailment-Turnkey-Water Heating Control | General | Offices | Winter Evening | MW of Load | 1 | 2032 | 0.0014459
ENS | Preferred Plan | C&I Curtailment | C&I Curtailment-Turnkey-Water Heating Control | General | Retail Trade | Winter Evening | MW of Load | 1 | 2032 | 0.029364
ENS | Preferred Plan | C&I Curtailment | C&I Curtailment-Turnkey-Water Heating Control | General | Services | Winter Evening | MW of Load | 1 | 2032 | 0.01896
ENS | Preferred Plan | C&I Curtailment | C&I Curtailment-Turnkey-Other | General | Miscellaneous | Winter Evening | MW of Load | 1 | 2032 | 0.95105
ENS | Preferred Plan | C&I Curtailment | C&I Curtailment-Turnkey-Other | General | Offices | Winter Evening | MW of Load | 1 | 2032 | 0.025866
ENS | Preferred Plan | C&I Curtailment | C&I Curtailment-Turnkey-Other | General | Retail Trade | Winter Evening | MW of Load | 1 | 2032 | 0.30167
ENS | Preferred Plan | C&I Curtailment | C&I Curtailment-Turnkey-Other | General | Services | Winter Evening | MW of Load | 1 | 2032 | 0.19497
ENS | Preferred Plan | C&I Curtailment | C&I Curtailment-Turnkey-Manual HVAC Control | Large General | Miscellaneous | Winter Morning | MW of Load | 1 | 2032 | 1.3216
ENS | Preferred Plan | C&I Curtailment | C&I Curtailment-Turnkey-Manual HVAC Control | Large General | Retail Trade | Winter Morning | MW of Load | 1 | 2032 | 0.055104
ENS | Preferred Plan | C&I Curtailment | C&I Curtailment-Turnkey-Manual HVAC Control | Large General | Services | Winter Morning | MW of Load | 1 | 2032 | 0.088242
ENS | Preferred Plan | C&I Curtailment | C&I Curtailment-Turnkey-Auto-DR HVAC Control | Large General | Miscellaneous | Winter Morning | MW of Load | 1 | 2032 | 0.16382
ENS | Preferred Plan | C&I Curtailment | C&I Curtailment-Turnkey-Auto-DR HVAC Control | Large General | Retail Trade | Winter Morning | MW of Load | 1 | 2032 | 0.0068301
ENS | Preferred Plan | C&I Curtailment | C&I Curtailment-Turnkey-Auto-DR HVAC Control | Large General | Services | Winter Morning | MW of Load | 1 | 2032 | 0.010938
ENS | Preferred Plan | C&I Curtailment | C&I Curtailment-Turnkey-Standard Lighting Control | Large General | Miscellaneous | Winter Morning | MW of Load | 1 | 2032 | 0.57133
ENS | Preferred Plan | C&I Curtailment | C&I Curtailment-Turnkey-Standard Lighting Control | Large General | Retail Trade | Winter Morning | MW of Load | 1 | 2032 | 0.02181
ENS | Preferred Plan | C&I Curtailment | C&I Curtailment-Turnkey-Standard Lighting Control | Large General | Services | Winter Morning | MW of Load | 1 | 2032 | 0.034926
ENS | Preferred Plan | C&I Curtailment | C&I Curtailment-Turnkey-Water Heating Control | Large General | Miscellaneous | Winter Morning | MW of Load | 1 | 2032 | 0.029014
ENS | Preferred Plan | C&I Curtailment | C&I Curtailment-Turnkey-Water Heating Control | Large General | Retail Trade | Winter Morning | MW of Load | 1 | 2032 | 0.0036349
ENS | Preferred Plan | C&I Curtailment | C&I Curtailment-Turnkey-Water Heating Control | Large General | Services | Winter Morning | MW of Load | 1 | 2032 | 0.0058209
ENS | Preferred Plan | C&I Curtailment | C&I Curtailment-Turnkey-Other | Large General | Miscellaneous | Winter Morning | MW of Load | 1 | 2032 | 0.62013
ENS | Preferred Plan | C&I Curtailment | C&I Curtailment-Turnkey-Other | Large General | Retail Trade | Winter Morning | MW of Load | 1 | 2032 | 0.037165
ENS | Preferred Plan | C&I Curtailment | C&I Curtailment-Turnkey-Other | Large General | Services | Winter Morning | MW of Load | 1 | 2032 | 0.059516
ENS | Preferred Plan | C&I Curtailment | C&I Curtailment-Turnkey-Manual HVAC Control | Large General | Miscellaneous | Winter Evening | MW of Load | 1 | 2032 | 1.1368
ENS | Preferred Plan | C&I Curtailment | C&I Curtailment-Turnkey-Manual HVAC Control | Large General | Retail Trade | Winter Evening | MW of Load | 1 | 2032 | 0.047398
ENS | Preferred Plan | C&I Curtailment | C&I Curtailment-Turnkey-Manual HVAC Control | Large General | Services | Winter Evening | MW of Load | 1 | 2032 | 0.075902
ENS | Preferred Plan | C&I Curtailment | C&I Curtailment-Turnkey-Auto-DR HVAC Control | Large General | Miscellaneous | Winter Evening | MW of Load | 1 | 2032 | 0.14091
ENS | Preferred Plan | C&I Curtailment | C&I Curtailment-Turnkey-Auto-DR HVAC Control | Large General | Retail Trade | Winter Evening | MW of Load | 1 | 2032 | 0.005875
ENS | Preferred Plan | C&I Curtailment | C&I Curtailment-Turnkey-Auto-DR HVAC Control | Large General | Services | Winter Evening | MW of Load | 1 | 2032 | 0.0094081
ENS | Preferred Plan | C&I Curtailment | C&I Curtailment-Turnkey-Standard Lighting Control | Large General | Miscellaneous | Winter Evening | MW of Load | 1 | 2032 | 0.49143
ENS | Preferred Plan | C&I Curtailment | C&I Curtailment-Turnkey-Standard Lighting Control | Large General | Retail Trade | Winter Evening | MW of Load | 1 | 2032 | 0.01876
ENS | Preferred Plan | C&I Curtailment | C&I Curtailment-Turnkey-Standard Lighting Control | Large General | Services | Winter Evening | MW of Load | 1 | 2032 | 0.030042
ENS | Preferred Plan | C&I Curtailment | C&I Curtailment-Turnkey-Water Heating Control | Large General | Miscellaneous | Winter Evening | MW of Load | 1 | 2032 | 0.024956
ENS | Preferred Plan | C&I Curtailment | C&I Curtailment-Turnkey-Water Heating Control | Large General | Retail Trade | Winter Evening | MW of Load | 1 | 2032 | 0.0031266
ENS | Preferred Plan | C&I Curtailment | C&I Curtailment-Turnkey-Water Heating Control | Large General | Services | Winter Evening | MW of Load | 1 | 2032 | 0.0050069
ENS | Preferred Plan | C&I Curtailment | C&I Curtailment-Turnkey-Other | Large General | Miscellaneous | Winter Evening | MW of Load | 1 | 2032 | 0.53341
ENS | Preferred Plan | C&I Curtailment | C&I Curtailment-Turnkey-Other | Large General | Retail Trade | Winter Evening | MW of Load | 1 | 2032 | 0.031968
ENS | Preferred Plan | C&I Curtailment | C&I Curtailment-Turnkey-Other | Large General | Services | Winter Evening | MW of Load | 1 | 2032 | 0.051194
ENS | Preferred Plan | C&I Curtailment | C&I Curtailment-Turnkey-Manual HVAC Control | Small Industrial | Miscellaneous | Winter Morning | MW of Load | 1 | 2032 | 0.22169
ENS | Preferred Plan | C&I Curtailment | C&I Curtailment-Turnkey-Manual HVAC Control | Small Industrial | Offices | Winter Morning | MW of Load | 1 | 2032 | 0.0028408
ENS | Preferred Plan | C&I Curtailment | C&I Curtailment-Turnkey-Manual HVAC Control | Small Industrial | Retail Trade | Winter Morning | MW of Load | 1 | 2032 | 0.0093634
ENS | Preferred Plan | C&I Curtailment | C&I Curtailment-Turnkey-Manual HVAC Control | Small Industrial | Services | Winter Morning | MW of Load | 1 | 2032 | 0.0029582
ENS | Preferred Plan | C&I Curtailment | C&I Curtailment-Turnkey-Auto-DR HVAC Control | Small Industrial | Miscellaneous | Winter Morning | MW of Load | 1 | 2032 | 0.027478
ENS | Preferred Plan | C&I Curtailment | C&I Curtailment-Turnkey-Auto-DR HVAC Control | Small Industrial | Offices | Winter Morning | MW of Load | 1 | 2032 | 0.00035212
ENS | Preferred Plan | C&I Curtailment | C&I Curtailment-Turnkey-Auto-DR HVAC Control | Small Industrial | Retail Trade | Winter Morning | MW of Load | 1 | 2032 | 0.0011606
ENS | Preferred Plan | C&I Curtailment | C&I Curtailment-Turnkey-Auto-DR HVAC Control | Small Industrial | Services | Winter Morning | MW of Load | 1 | 2032 | 0.00036666
ENS | Preferred Plan | C&I Curtailment | C&I Curtailment-Turnkey-Standard Lighting Control | Small Industrial | Miscellaneous | Winter Morning | MW of Load | 1 | 2032 | 0.068593
ENS | Preferred Plan | C&I Curtailment | C&I Curtailment-Turnkey-Standard Lighting Control | Small Industrial | Offices | Winter Morning | MW of Load | 1 | 2032 | 0.00037035
ENS | Preferred Plan | C&I Curtailment | C&I Curtailment-Turnkey-Standard Lighting Control | Small Industrial | Retail Trade | Winter Morning | MW of Load | 1 | 2032 | 0.0040523
ENS | Preferred Plan | C&I Curtailment | C&I Curtailment-Turnkey-Standard Lighting Control | Small Industrial | Services | Winter Morning | MW of Load | 1 | 2032 | 0.0012802
ENS | Preferred Plan | C&I Curtailment | C&I Curtailment-Turnkey-Water Heating Control | Small Industrial | Miscellaneous | Winter Morning | MW of Load | 1 | 2032 | 0.0057912
ENS | Preferred Plan | C&I Curtailment | C&I Curtailment-Turnkey-Water Heating Control | Small Industrial | Offices | Winter Morning | MW of Load | 1 | 2032 | 2.9354e-05
ENS | Preferred Plan | C&I Curtailment | C&I Curtailment-Turnkey-Water Heating Control | Small Industrial | Retail Trade | Winter Morning | MW of Load | 1 | 2032 | 0.00055936
ENS | Preferred Plan | C&I Curtailment | C&I Curtailment-Turnkey-Water Heating Control | Small Industrial | Services | Winter Morning | MW of Load | 1 | 2032 | 0.00017672
ENS | Preferred Plan | C&I Curtailment | C&I Curtailment-Turnkey-Other | Small Industrial | Miscellaneous | Winter Morning | MW of Load | 1 | 2032 | 0.08881
ENS | Preferred Plan | C&I Curtailment | C&I Curtailment-Turnkey-Other | Small Industrial | Offices | Winter Morning | MW of Load | 1 | 2032 | 0.00055418
ENS | Preferred Plan | C&I Curtailment | C&I Curtailment-Turnkey-Other | Small Industrial | Retail Trade | Winter Morning | MW of Load | 1 | 2032 | 0.0061443
ENS | Preferred Plan | C&I Curtailment | C&I Curtailment-Turnkey-Other | Small Industrial | Services | Winter Morning | MW of Load | 1 | 2032 | 0.0019411
ENS | Preferred Plan | C&I Curtailment | C&I Curtailment-Turnkey-Industrial | Small Industrial | Manufacturing | Winter Morning | MW of Load | 1 | 2032 | 0.02111
ENS | Preferred Plan | C&I Curtailment | C&I Curtailment-Turnkey-Manual HVAC Control | Small Industrial | Miscellaneous | Winter Evening | MW of Load | 1 | 2032 | 0.30432
ENS | Preferred Plan | C&I Curtailment | C&I Curtailment-Turnkey-Manual HVAC Control | Small Industrial | Offices | Winter Evening | MW of Load | 1 | 2032 | 0.0038998
ENS | Preferred Plan | C&I Curtailment | C&I Curtailment-Turnkey-Manual HVAC Control | Small Industrial | Retail Trade | Winter Evening | MW of Load | 1 | 2032 | 0.012854
ENS | Preferred Plan | C&I Curtailment | C&I Curtailment-Turnkey-Manual HVAC Control | Small Industrial | Services | Winter Evening | MW of Load | 1 | 2032 | 0.0040608
ENS | Preferred Plan | C&I Curtailment | C&I Curtailment-Turnkey-Auto-DR HVAC Control | Small Industrial | Miscellaneous | Winter Evening | MW of Load | 1 | 2032 | 0.037721
ENS | Preferred Plan | C&I Curtailment | C&I Curtailment-Turnkey-Auto-DR HVAC Control | Small Industrial | Offices | Winter Evening | MW of Load | 1 | 2032 | 0.00048338
ENS | Preferred Plan | C&I Curtailment | C&I Curtailment-Turnkey-Auto-DR HVAC Control | Small Industrial | Retail Trade | Winter Evening | MW of Load | 1 | 2032 | 0.0015932
ENS | Preferred Plan | C&I Curtailment | C&I Curtailment-Turnkey-Auto-DR HVAC Control | Small Industrial | Services | Winter Evening | MW of Load | 1 | 2032 | 0.00050334
ENS | Preferred Plan | C&I Curtailment | C&I Curtailment-Turnkey-Standard Lighting Control | Small Industrial | Miscellaneous | Winter Evening | MW of Load | 1 | 2032 | 0.094161
ENS | Preferred Plan | C&I Curtailment | C&I Curtailment-Turnkey-Standard Lighting Control | Small Industrial | Offices | Winter Evening | MW of Load | 1 | 2032 | 0.0005084
ENS | Preferred Plan | C&I Curtailment | C&I Curtailment-Turnkey-Standard Lighting Control | Small Industrial | Retail Trade | Winter Evening | MW of Load | 1 | 2032 | 0.0055628
ENS | Preferred Plan | C&I Curtailment | C&I Curtailment-Turnkey-Standard Lighting Control | Small Industrial | Services | Winter Evening | MW of Load | 1 | 2032 | 0.0017574
ENS | Preferred Plan | C&I Curtailment | C&I Curtailment-Turnkey-Water Heating Control | Small Industrial | Miscellaneous | Winter Evening | MW of Load | 1 | 2032 | 0.0079499
ENS | Preferred Plan | C&I Curtailment | C&I Curtailment-Turnkey-Water Heating Control | Small Industrial | Offices | Winter Evening | MW of Load | 1 | 2032 | 4.0296e-05
ENS | Preferred Plan | C&I Curtailment | C&I Curtailment-Turnkey-Water Heating Control | Small Industrial | Retail Trade | Winter Evening | MW of Load | 1 | 2032 | 0.00076787
ENS | Preferred Plan | C&I Curtailment | C&I Curtailment-Turnkey-Water Heating Control | Small Industrial | Services | Winter Evening | MW of Load | 1 | 2032 | 0.00024259
ENS | Preferred Plan | C&I Curtailment | C&I Curtailment-Turnkey-Other | Small Industrial | Miscellaneous | Winter Evening | MW of Load | 1 | 2032 | 0.12192
ENS | Preferred Plan | C&I Curtailment | C&I Curtailment-Turnkey-Other | Small Industrial | Offices | Winter Evening | MW of Load | 1 | 2032 | 0.00076075
ENS | Preferred Plan | C&I Curtailment | C&I Curtailment-Turnkey-Other | Small Industrial | Retail Trade | Winter Evening | MW of Load | 1 | 2032 | 0.0084346
ENS | Preferred Plan | C&I Curtailment | C&I Curtailment-Turnkey-Other | Small Industrial | Services | Winter Evening | MW of Load | 1 | 2032 | 0.0026647
ENS | Preferred Plan | C&I Curtailment | C&I Curtailment-Turnkey-Industrial | Small Industrial | Manufacturing | Winter Evening | MW of Load | 1 | 2032 | 0.02898
ENS | Preferred Plan | C&I Curtailment | C&I Curtailment-Turnkey-Manual HVAC Control | Medium Industrial | Miscellaneous | Winter Morning | MW of Load | 1 | 2032 | 4.2251
ENS | Preferred Plan | C&I Curtailment | C&I Curtailment-Turnkey-Manual HVAC Control | Medium Industrial | Offices | Winter Morning | MW of Load | 1 | 2032 | 0.068155
ENS | Preferred Plan | C&I Curtailment | C&I Curtailment-Turnkey-Manual HVAC Control | Medium Industrial | Retail Trade | Winter Morning | MW of Load | 1 | 2032 | 0.93361
ENS | Preferred Plan | C&I Curtailment | C&I Curtailment-Turnkey-Manual HVAC Control | Medium Industrial | Services | Winter Morning | MW of Load | 1 | 2032 | 0.04299
ENS | Preferred Plan | C&I Curtailment | C&I Curtailment-Turnkey-Auto-DR HVAC Control | Medium Industrial | Miscellaneous | Winter Morning | MW of Load | 1 | 2032 | 0.5237
ENS | Preferred Plan | C&I Curtailment | C&I Curtailment-Turnkey-Auto-DR HVAC Control | Medium Industrial | Offices | Winter Morning | MW of Load | 1 | 2032 | 0.0084478
ENS | Preferred Plan | C&I Curtailment | C&I Curtailment-Turnkey-Auto-DR HVAC Control | Medium Industrial | Retail Trade | Winter Morning | MW of Load | 1 | 2032 | 0.11572
ENS | Preferred Plan | C&I Curtailment | C&I Curtailment-Turnkey-Auto-DR HVAC Control | Medium Industrial | Services | Winter Morning | MW of Load | 1 | 2032 | 0.0053286
ENS | Preferred Plan | C&I Curtailment | C&I Curtailment-Turnkey-Standard Lighting Control | Medium Industrial | Miscellaneous | Winter Morning | MW of Load | 1 | 2032 | 1.3073
ENS | Preferred Plan | C&I Curtailment | C&I Curtailment-Turnkey-Standard Lighting Control | Medium Industrial | Offices | Winter Morning | MW of Load | 1 | 2032 | 0.008885
ENS | Preferred Plan | C&I Curtailment | C&I Curtailment-Turnkey-Standard Lighting Control | Medium Industrial | Retail Trade | Winter Morning | MW of Load | 1 | 2032 | 0.40404
ENS | Preferred Plan | C&I Curtailment | C&I Curtailment-Turnkey-Standard Lighting Control | Medium Industrial | Services | Winter Morning | MW of Load | 1 | 2032 | 0.018605
ENS | Preferred Plan | C&I Curtailment | C&I Curtailment-Turnkey-Water Heating Control | Medium Industrial | Miscellaneous | Winter Morning | MW of Load | 1 | 2032 | 0.11037
ENS | Preferred Plan | C&I Curtailment | C&I Curtailment-Turnkey-Water Heating Control | Medium Industrial | Offices | Winter Morning | MW of Load | 1 | 2032 | 0.00070423
ENS | Preferred Plan | C&I Curtailment | C&I Curtailment-Turnkey-Water Heating Control | Medium Industrial | Retail Trade | Winter Morning | MW of Load | 1 | 2032 | 0.055773
ENS | Preferred Plan | C&I Curtailment | C&I Curtailment-Turnkey-Water Heating Control | Medium Industrial | Services | Winter Morning | MW of Load | 1 | 2032 | 0.0025682
ENS | Preferred Plan | C&I Curtailment | C&I Curtailment-Turnkey-Other | Medium Industrial | Miscellaneous | Winter Morning | MW of Load | 1 | 2032 | 1.6926
ENS | Preferred Plan | C&I Curtailment | C&I Curtailment-Turnkey-Other | Medium Industrial | Offices | Winter Morning | MW of Load | 1 | 2032 | 0.013295
ENS | Preferred Plan | C&I Curtailment | C&I Curtailment-Turnkey-Other | Medium Industrial | Retail Trade | Winter Morning | MW of Load | 1 | 2032 | 0.61264
ENS | Preferred Plan | C&I Curtailment | C&I Curtailment-Turnkey-Other | Medium Industrial | Services | Winter Morning | MW of Load | 1 | 2032 | 0.02821
ENS | Preferred Plan | C&I Curtailment | C&I Curtailment-Turnkey-Manual HVAC Control | Medium Industrial | Miscellaneous | Winter Evening | MW of Load | 1 | 2032 | 4.0871
ENS | Preferred Plan | C&I Curtailment | C&I Curtailment-Turnkey-Manual HVAC Control | Medium Industrial | Offices | Winter Evening | MW of Load | 1 | 2032 | 0.065929
ENS | Preferred Plan | C&I Curtailment | C&I Curtailment-Turnkey-Manual HVAC Control | Medium Industrial | Retail Trade | Winter Evening | MW of Load | 1 | 2032 | 0.90312
ENS | Preferred Plan | C&I Curtailment | C&I Curtailment-Turnkey-Manual HVAC Control | Medium Industrial | Services | Winter Evening | MW of Load | 1 | 2032 | 0.041586
ENS | Preferred Plan | C&I Curtailment | C&I Curtailment-Turnkey-Auto-DR HVAC Control | Medium Industrial | Miscellaneous | Winter Evening | MW of Load | 1 | 2032 | 0.50659
ENS | Preferred Plan | C&I Curtailment | C&I Curtailment-Turnkey-Auto-DR HVAC Control | Medium Industrial | Offices | Winter Evening | MW of Load | 1 | 2032 | 0.008172
ENS | Preferred Plan | C&I Curtailment | C&I Curtailment-Turnkey-Auto-DR HVAC Control | Medium Industrial | Retail Trade | Winter Evening | MW of Load | 1 | 2032 | 0.11194
ENS | Preferred Plan | C&I Curtailment | C&I Curtailment-Turnkey-Auto-DR HVAC Control | Medium Industrial | Services | Winter Evening | MW of Load | 1 | 2032 | 0.0051546
ENS | Preferred Plan | C&I Curtailment | C&I Curtailment-Turnkey-Standard Lighting Control | Medium Industrial | Miscellaneous | Winter Evening | MW of Load | 1 | 2032 | 1.2646
ENS | Preferred Plan | C&I Curtailment | C&I Curtailment-Turnkey-Standard Lighting Control | Medium Industrial | Offices | Winter Evening | MW of Load | 1 | 2032 | 0.0085949
ENS | Preferred Plan | C&I Curtailment | C&I Curtailment-Turnkey-Standard Lighting Control | Medium Industrial | Retail Trade | Winter Evening | MW of Load | 1 | 2032 | 0.39085
ENS | Preferred Plan | C&I Curtailment | C&I Curtailment-Turnkey-Standard Lighting Control | Medium Industrial | Services | Winter Evening | MW of Load | 1 | 2032 | 0.017997
ENS | Preferred Plan | C&I Curtailment | C&I Curtailment-Turnkey-Water Heating Control | Medium Industrial | Miscellaneous | Winter Evening | MW of Load | 1 | 2032 | 0.10677
ENS | Preferred Plan | C&I Curtailment | C&I Curtailment-Turnkey-Water Heating Control | Medium Industrial | Offices | Winter Evening | MW of Load | 1 | 2032 | 0.00068124
ENS | Preferred Plan | C&I Curtailment | C&I Curtailment-Turnkey-Water Heating Control | Medium Industrial | Retail Trade | Winter Evening | MW of Load | 1 | 2032 | 0.053952
ENS | Preferred Plan | C&I Curtailment | C&I Curtailment-Turnkey-Water Heating Control | Medium Industrial | Services | Winter Evening | MW of Load | 1 | 2032 | 0.0024843
ENS | Preferred Plan | C&I Curtailment | C&I Curtailment-Turnkey-Other | Medium Industrial | Miscellaneous | Winter Evening | MW of Load | 1 | 2032 | 1.6373
ENS | Preferred Plan | C&I Curtailment | C&I Curtailment-Turnkey-Other | Medium Industrial | Offices | Winter Evening | MW of Load | 1 | 2032 | 0.012861
ENS | Preferred Plan | C&I Curtailment | C&I Curtailment-Turnkey-Other | Medium Industrial | Retail Trade | Winter Evening | MW of Load | 1 | 2032 | 0.59263
ENS | Preferred Plan | C&I Curtailment | C&I Curtailment-Turnkey-Other | Medium Industrial | Services | Winter Evening | MW of Load | 1 | 2032 | 0.027289
ENS | Preferred Plan | C&I Curtailment | C&I Curtailment-Turnkey-Manual HVAC Control | Large Industrial | Miscellaneous | Winter Morning | MW of Load | 1 | 2032 | 0.08689
ENS | Preferred Plan | C&I Curtailment | C&I Curtailment-Turnkey-Auto-DR HVAC Control | Large Industrial | Miscellaneous | Winter Morning | MW of Load | 1 | 2032 | 0.01077
ENS | Preferred Plan | C&I Curtailment | C&I Curtailment-Turnkey-Standard Lighting Control | Large Industrial | Miscellaneous | Winter Morning | MW of Load | 1 | 2032 | 0.037562
ENS | Preferred Plan | C&I Curtailment | C&I Curtailment-Turnkey-Water Heating Control | Large Industrial | Miscellaneous | Winter Morning | MW of Load | 1 | 2032 | 0.0019075
ENS | Preferred Plan | C&I Curtailment | C&I Curtailment-Turnkey-Other | Large Industrial | Miscellaneous | Winter Morning | MW of Load | 1 | 2032 | 0.04077
ENS | Preferred Plan | C&I Curtailment | C&I Curtailment-Turnkey-Industrial | Large Industrial | Manufacturing | Winter Morning | MW of Load | 1 | 2032 | 0.007957
ENS | Preferred Plan | C&I Curtailment | C&I Curtailment-Turnkey-Manual HVAC Control | Large Industrial | Miscellaneous | Winter Evening | MW of Load | 1 | 2032 | 0.086372
ENS | Preferred Plan | C&I Curtailment | C&I Curtailment-Turnkey-Auto-DR HVAC Control | Large Industrial | Miscellaneous | Winter Evening | MW of Load | 1 | 2032 | 0.010706
ENS | Preferred Plan | C&I Curtailment | C&I Curtailment-Turnkey-Standard Lighting Control | Large Industrial | Miscellaneous | Winter Evening | MW of Load | 1 | 2032 | 0.037338
ENS | Preferred Plan | C&I Curtailment | C&I Curtailment-Turnkey-Water Heating Control | Large Industrial | Miscellaneous | Winter Evening | MW of Load | 1 | 2032 | 0.0018961
ENS | Preferred Plan | C&I Curtailment | C&I Curtailment-Turnkey-Other | Large Industrial | Miscellaneous | Winter Evening | MW of Load | 1 | 2032 | 0.040527
ENS | Preferred Plan | C&I Curtailment | C&I Curtailment-Turnkey-Industrial | Large Industrial | Manufacturing | Winter Evening | MW of Load | 1 | 2032 | 0.0079096
ENS | Preferred Plan | C&I Loadshift to BUGs | C&I Loadshift to BUGs | Large General | Miscellaneous | Winter Morning | MW of Load | 1 | 2032 | 2.9529
ENS | Preferred Plan | C&I Loadshift to BUGs | C&I Loadshift to BUGs | Large General | Miscellaneous | Winter Evening | MW of Load | 1 | 2032 | 2.5399
ENS | Preferred Plan | C&I Loadshift to BUGs | C&I Loadshift to BUGs | Small Industrial | Miscellaneous | Winter Morning | MW of Load | 1 | 2032 | 0.82929
ENS | Preferred Plan | C&I Loadshift to BUGs | C&I Loadshift to BUGs | Small Industrial | Miscellaneous | Winter Evening | MW of Load | 1 | 2032 | 1.1384
ENS | Preferred Plan | C&I Loadshift to BUGs | C&I Loadshift to BUGs | Medium Industrial | Manufacturing | Winter Morning | MW of Load | 1 | 2032 | 0.5732
ENS | Preferred Plan | C&I Loadshift to BUGs | C&I Loadshift to BUGs | Medium Industrial | Miscellaneous | Winter Morning | MW of Load | 1 | 2032 | 2.4877
ENS | Preferred Plan | C&I Loadshift to BUGs | C&I Loadshift to BUGs | Medium Industrial | Manufacturing | Winter Evening | MW of Load | 1 | 2032 | 0.55449
ENS | Preferred Plan | C&I Loadshift to BUGs | C&I Loadshift to BUGs | Medium Industrial | Miscellaneous | Winter Evening | MW of Load | 1 | 2032 | 2.4065
ENS | Preferred Plan | Dynamic Pricing | Dynamic Pricing with enabling tech. | Small General | Manufacturing | Winter Morning | MW of Load | 1 | 2032 | 0.0085778
ENS | Preferred Plan | Dynamic Pricing | Dynamic Pricing with enabling tech. | Small General | Manufacturing | Winter Evening | MW of Load | 1 | 2032 | 0.0099565
ENS | Preferred Plan | Dynamic Pricing | Dynamic Pricing with enabling tech. | Residential Charitable | Residential LI | Winter Morning | MW of Load | 1 | 2032 | 3.7679
ENS | Preferred Plan | Dynamic Pricing | Dynamic Pricing with enabling tech. | Residential Charitable | Residential Market Rate | Winter Morning | MW of Load | 1 | 2032 | 21.3974
ENS | Preferred Plan | Dynamic Pricing | Dynamic Pricing w/o enabling tech. | Residential Charitable | Residential LI | Winter Morning | MW of Load | 1 | 2032 | 1.9831
ENS | Preferred Plan | Dynamic Pricing | Dynamic Pricing w/o enabling tech. | Residential Charitable | Residential Market Rate | Winter Morning | MW of Load | 1 | 2032 | 11.2618
ENS | Preferred Plan | Dynamic Pricing | Dynamic Pricing with enabling tech. | Residential Charitable | Residential LI | Winter Evening | MW of Load | 1 | 2032 | 4.2894
ENS | Preferred Plan | Dynamic Pricing | Dynamic Pricing with enabling tech. | Residential Charitable | Residential Market Rate | Winter Evening | MW of Load | 1 | 2032 | 24.3586
ENS | Preferred Plan | Dynamic Pricing | Dynamic Pricing w/o enabling tech. | Residential Charitable | Residential LI | Winter Evening | MW of Load | 1 | 2032 | 2.2576
ENS | Preferred Plan | Dynamic Pricing | Dynamic Pricing w/o enabling tech. | Residential Charitable | Residential Market Rate | Winter Evening | MW of Load | 1 | 2032 | 12.8203
ENS | Preferred Plan | Behavioral DR | Behavioral DR | Residential Charitable | Residential LI | Winter Morning | MW of Load | 1 | 2032 | 0.44017
ENS | Preferred Plan | Behavioral DR | Behavioral DR | Residential Charitable | Residential Market Rate | Winter Morning | MW of Load | 1 | 2032 | 2.5087
ENS | Preferred Plan | Behavioral DR | Behavioral DR | Residential Charitable | Residential LI | Winter Evening | MW of Load | 1 | 2032 | 0.50108
ENS | Preferred Plan | Behavioral DR | Behavioral DR | Residential Charitable | Residential Market Rate | Winter Evening | MW of Load | 1 | 2032 | 2.8558
ENS | Preferred Plan | Time-of-Use Rates (TOU) | Time-of-Use Rates (TOU) | Residential Charitable | Residential LI | Winter Morning | MW of Load | 0 | 2032 | 0.3707
ENS | Preferred Plan | Time-of-Use Rates (TOU) | Time-of-Use Rates (TOU) | Residential Charitable | Residential Market Rate | Winter Morning | MW of Load | 0 | 2032 | 2.1128
ENS | Preferred Plan | Time-of-Use Rates (TOU) | Time-of-Use Rates (TOU) | Residential Charitable | Residential LI | Winter Evening | MW of Load | 0 | 2032 | 0.422
ENS | Preferred Plan | Time-of-Use Rates (TOU) | Time-of-Use Rates (TOU) | Residential Charitable | Residential Market Rate | Winter Evening | MW of Load | 0 | 2032 | 2.4052
ENS | Preferred Plan | DLC-Thermostat | DLC-Thermostat-BYOT-Central Heat Pump | Residential Charitable | Residential LI | Winter Morning | MW of Load | 0 | 2033 | 0.028042
ENS | Preferred Plan | DLC-Thermostat | DLC-Thermostat-BYOT-Central Heat Pump | Residential Charitable | Residential Market Rate | Winter Morning | MW of Load | 0 | 2033 | 0.1716
ENS | Preferred Plan | DLC-Thermostat | DLC-Thermostat-DI-Baseboard Heating | Residential Charitable | Residential LI | Winter Morning | MW of Load | 0 | 2033 | 0.14275
ENS | Preferred Plan | DLC-Thermostat | DLC-Thermostat-DI-Baseboard Heating | Residential Charitable | Residential Market Rate | Winter Morning | MW of Load | 0 | 2033 | 1.3589
ENS | Preferred Plan | DLC-Thermostat | DLC-Thermostat-BYOT-Baseboard Heating | Residential Charitable | Residential LI | Winter Morning | MW of Load | 0 | 2033 | 0.016691
ENS | Preferred Plan | DLC-Thermostat | DLC-Thermostat-BYOT-Baseboard Heating | Residential Charitable | Residential Market Rate | Winter Morning | MW of Load | 0 | 2033 | 0.15888
ENS | Preferred Plan | DLC-Thermostat | DLC-Thermostat-DI-MSHP | Residential Charitable | Residential LI | Winter Morning | MW of Load | 0 | 2033 | 0.08272
ENS | Preferred Plan | DLC-Thermostat | DLC-Thermostat-DI-MSHP | Residential Charitable | Residential Market Rate | Winter Morning | MW of Load | 0 | 2033 | 0.78741
ENS | Preferred Plan | DLC-Thermostat | DLC-Thermostat-BYOT-MSHP | Residential Charitable | Residential LI | Winter Morning | MW of Load | 0 | 2033 | 0.0075594
ENS | Preferred Plan | DLC-Thermostat | DLC-Thermostat-BYOT-MSHP | Residential Charitable | Residential Market Rate | Winter Morning | MW of Load | 0 | 2033 | 0.071958
ENS | Preferred Plan | DLC-Thermostat | DLC-Thermostat-BYOT-Central Heat Pump | Residential Charitable | Residential LI | Winter Evening | MW of Load | 0 | 2033 | 0.028042
ENS | Preferred Plan | DLC-Thermostat | DLC-Thermostat-BYOT-Central Heat Pump | Residential Charitable | Residential Market Rate | Winter Evening | MW of Load | 0 | 2033 | 0.1716
ENS | Preferred Plan | DLC-Thermostat | DLC-Thermostat-DI-Baseboard Heating | Residential Charitable | Residential LI | Winter Evening | MW of Load | 0 | 2033 | 0.14275
ENS | Preferred Plan | DLC-Thermostat | DLC-Thermostat-DI-Baseboard Heating | Residential Charitable | Residential Market Rate | Winter Evening | MW of Load | 0 | 2033 | 1.3589
ENS | Preferred Plan | DLC-Thermostat | DLC-Thermostat-BYOT-Baseboard Heating | Residential Charitable | Residential LI | Winter Evening | MW of Load | 0 | 2033 | 0.016691
ENS | Preferred Plan | DLC-Thermostat | DLC-Thermostat-BYOT-Baseboard Heating | Residential Charitable | Residential Market Rate | Winter Evening | MW of Load | 0 | 2033 | 0.15888
ENS | Preferred Plan | DLC-Thermostat | DLC-Thermostat-DI-MSHP | Residential Charitable | Residential LI | Winter Evening | MW of Load | 0 | 2033 | 0.08272
ENS | Preferred Plan | DLC-Thermostat | DLC-Thermostat-DI-MSHP | Residential Charitable | Residential Market Rate | Winter Evening | MW of Load | 0 | 2033 | 0.78741
ENS | Preferred Plan | DLC-Thermostat | DLC-Thermostat-BYOT-MSHP | Residential Charitable | Residential LI | Winter Evening | MW of Load | 0 | 2033 | 0.0075594
ENS | Preferred Plan | DLC-Thermostat | DLC-Thermostat-BYOT-MSHP | Residential Charitable | Residential Market Rate | Winter Evening | MW of Load | 0 | 2033 | 0.071958
ENS | Preferred Plan | DLC-Water Heating | DLC-Switch-Water Heating | Residential Charitable | Residential LI | Winter Morning | MW of Load | 0 | 2033 | 0.088122
ENS | Preferred Plan | DLC-Water Heating | DLC-Switch-Water Heating | Residential Charitable | Residential Market Rate | Winter Morning | MW of Load | 0 | 2033 | 1.0066
ENS | Preferred Plan | DLC-Water Heating | DLC-Switch-Water Heating | Residential Charitable | Residential LI | Winter Evening | MW of Load | 0 | 2033 | 0.074481
ENS | Preferred Plan | DLC-Water Heating | DLC-Switch-Water Heating | Residential Charitable | Residential Market Rate | Winter Evening | MW of Load | 0 | 2033 | 0.85079
ENS | Preferred Plan | C&I Curtailment | C&I Curtailment-Turnkey-Manual HVAC Control | General | Miscellaneous | Winter Morning | MW of Load | 1 | 2033 | 1.6664
ENS | Preferred Plan | C&I Curtailment | C&I Curtailment-Turnkey-Manual HVAC Control | General | Offices | Winter Morning | MW of Load | 1 | 2033 | 0.11452
ENS | Preferred Plan | C&I Curtailment | C&I Curtailment-Turnkey-Manual HVAC Control | General | Retail Trade | Winter Morning | MW of Load | 1 | 2033 | 0.38273
ENS | Preferred Plan | C&I Curtailment | C&I Curtailment-Turnkey-Manual HVAC Control | General | Services | Winter Morning | MW of Load | 1 | 2033 | 0.24746
ENS | Preferred Plan | C&I Curtailment | C&I Curtailment-Turnkey-Auto-DR HVAC Control | General | Miscellaneous | Winter Morning | MW of Load | 1 | 2033 | 0.25819
ENS | Preferred Plan | C&I Curtailment | C&I Curtailment-Turnkey-Auto-DR HVAC Control | General | Offices | Winter Morning | MW of Load | 1 | 2033 | 0.017743
ENS | Preferred Plan | C&I Curtailment | C&I Curtailment-Turnkey-Auto-DR HVAC Control | General | Retail Trade | Winter Morning | MW of Load | 1 | 2033 | 0.0593
ENS | Preferred Plan | C&I Curtailment | C&I Curtailment-Turnkey-Auto-DR HVAC Control | General | Services | Winter Morning | MW of Load | 1 | 2033 | 0.038341
ENS | Preferred Plan | C&I Curtailment | C&I Curtailment-Turnkey-Standard Lighting Control | General | Miscellaneous | Winter Morning | MW of Load | 1 | 2033 | 0.69365
ENS | Preferred Plan | C&I Curtailment | C&I Curtailment-Turnkey-Standard Lighting Control | General | Offices | Winter Morning | MW of Load | 1 | 2033 | 0.013617
ENS | Preferred Plan | C&I Curtailment | C&I Curtailment-Turnkey-Standard Lighting Control | General | Retail Trade | Winter Morning | MW of Load | 1 | 2033 | 0.15248
ENS | Preferred Plan | C&I Curtailment | C&I Curtailment-Turnkey-Standard Lighting Control | General | Services | Winter Morning | MW of Load | 1 | 2033 | 0.098718
ENS | Preferred Plan | C&I Curtailment | C&I Curtailment-Turnkey-Water Heating Control | General | Miscellaneous | Winter Morning | MW of Load | 1 | 2033 | 0.046509
ENS | Preferred Plan | C&I Curtailment | C&I Curtailment-Turnkey-Water Heating Control | General | Offices | Winter Morning | MW of Load | 1 | 2033 | 0.0012349
ENS | Preferred Plan | C&I Curtailment | C&I Curtailment-Turnkey-Water Heating Control | General | Retail Trade | Winter Morning | MW of Load | 1 | 2033 | 0.025079
ENS | Preferred Plan | C&I Curtailment | C&I Curtailment-Turnkey-Water Heating Control | General | Services | Winter Morning | MW of Load | 1 | 2033 | 0.016194
ENS | Preferred Plan | C&I Curtailment | C&I Curtailment-Turnkey-Other | General | Miscellaneous | Winter Morning | MW of Load | 1 | 2033 | 0.81228
ENS | Preferred Plan | C&I Curtailment | C&I Curtailment-Turnkey-Other | General | Offices | Winter Morning | MW of Load | 1 | 2033 | 0.022092
ENS | Preferred Plan | C&I Curtailment | C&I Curtailment-Turnkey-Other | General | Retail Trade | Winter Morning | MW of Load | 1 | 2033 | 0.25765
ENS | Preferred Plan | C&I Curtailment | C&I Curtailment-Turnkey-Other | General | Services | Winter Morning | MW of Load | 1 | 2033 | 0.16652
ENS | Preferred Plan | C&I Curtailment | C&I Curtailment-Turnkey-Manual HVAC Control | General | Miscellaneous | Winter Evening | MW of Load | 1 | 2033 | 1.9511
ENS | Preferred Plan | C&I Curtailment | C&I Curtailment-Turnkey-Manual HVAC Control | General | Offices | Winter Evening | MW of Load | 1 | 2033 | 0.13408
ENS | Preferred Plan | C&I Curtailment | C&I Curtailment-Turnkey-Manual HVAC Control | General | Retail Trade | Winter Evening | MW of Load | 1 | 2033 | 0.44812
ENS | Preferred Plan | C&I Curtailment | C&I Curtailment-Turnkey-Manual HVAC Control | General | Services | Winter Evening | MW of Load | 1 | 2033 | 0.28974
ENS | Preferred Plan | C&I Curtailment | C&I Curtailment-Turnkey-Auto-DR HVAC Control | General | Miscellaneous | Winter Evening | MW of Load | 1 | 2033 | 0.30229
ENS | Preferred Plan | C&I Curtailment | C&I Curtailment-Turnkey-Auto-DR HVAC Control | General | Offices | Winter Evening | MW of Load | 1 | 2033 | 0.020774
ENS | Preferred Plan | C&I Curtailment | C&I Curtailment-Turnkey-Auto-DR HVAC Control | General | Retail Trade | Winter Evening | MW of Load | 1 | 2033 | 0.069431
ENS | Preferred Plan | C&I Curtailment | C&I Curtailment-Turnkey-Auto-DR HVAC Control | General | Services | Winter Evening | MW of Load | 1 | 2033 | 0.044891
ENS | Preferred Plan | C&I Curtailment | C&I Curtailment-Turnkey-Standard Lighting Control | General | Miscellaneous | Winter Evening | MW of Load | 1 | 2033 | 0.81215
ENS | Preferred Plan | C&I Curtailment | C&I Curtailment-Turnkey-Standard Lighting Control | General | Offices | Winter Evening | MW of Load | 1 | 2033 | 0.015943
ENS | Preferred Plan | C&I Curtailment | C&I Curtailment-Turnkey-Standard Lighting Control | General | Retail Trade | Winter Evening | MW of Load | 1 | 2033 | 0.17853
ENS | Preferred Plan | C&I Curtailment | C&I Curtailment-Turnkey-Standard Lighting Control | General | Services | Winter Evening | MW of Load | 1 | 2033 | 0.11558
ENS | Preferred Plan | C&I Curtailment | C&I Curtailment-Turnkey-Water Heating Control | General | Miscellaneous | Winter Evening | MW of Load | 1 | 2033 | 0.054454
ENS | Preferred Plan | C&I Curtailment | C&I Curtailment-Turnkey-Water Heating Control | General | Offices | Winter Evening | MW of Load | 1 | 2033 | 0.0014459
ENS | Preferred Plan | C&I Curtailment | C&I Curtailment-Turnkey-Water Heating Control | General | Retail Trade | Winter Evening | MW of Load | 1 | 2033 | 0.029364
ENS | Preferred Plan | C&I Curtailment | C&I Curtailment-Turnkey-Water Heating Control | General | Services | Winter Evening | MW of Load | 1 | 2033 | 0.01896
ENS | Preferred Plan | C&I Curtailment | C&I Curtailment-Turnkey-Other | General | Miscellaneous | Winter Evening | MW of Load | 1 | 2033 | 0.95105
ENS | Preferred Plan | C&I Curtailment | C&I Curtailment-Turnkey-Other | General | Offices | Winter Evening | MW of Load | 1 | 2033 | 0.025866
ENS | Preferred Plan | C&I Curtailment | C&I Curtailment-Turnkey-Other | General | Retail Trade | Winter Evening | MW of Load | 1 | 2033 | 0.30167
ENS | Preferred Plan | C&I Curtailment | C&I Curtailment-Turnkey-Other | General | Services | Winter Evening | MW of Load | 1 | 2033 | 0.19497
ENS | Preferred Plan | C&I Curtailment | C&I Curtailment-Turnkey-Manual HVAC Control | Large General | Miscellaneous | Winter Morning | MW of Load | 1 | 2033 | 1.3216
ENS | Preferred Plan | C&I Curtailment | C&I Curtailment-Turnkey-Manual HVAC Control | Large General | Retail Trade | Winter Morning | MW of Load | 1 | 2033 | 0.055104
ENS | Preferred Plan | C&I Curtailment | C&I Curtailment-Turnkey-Manual HVAC Control | Large General | Services | Winter Morning | MW of Load | 1 | 2033 | 0.088242
ENS | Preferred Plan | C&I Curtailment | C&I Curtailment-Turnkey-Auto-DR HVAC Control | Large General | Miscellaneous | Winter Morning | MW of Load | 1 | 2033 | 0.20477
ENS | Preferred Plan | C&I Curtailment | C&I Curtailment-Turnkey-Auto-DR HVAC Control | Large General | Retail Trade | Winter Morning | MW of Load | 1 | 2033 | 0.0085376
ENS | Preferred Plan | C&I Curtailment | C&I Curtailment-Turnkey-Auto-DR HVAC Control | Large General | Services | Winter Morning | MW of Load | 1 | 2033 | 0.013672
ENS | Preferred Plan | C&I Curtailment | C&I Curtailment-Turnkey-Standard Lighting Control | Large General | Miscellaneous | Winter Morning | MW of Load | 1 | 2033 | 0.57133
ENS | Preferred Plan | C&I Curtailment | C&I Curtailment-Turnkey-Standard Lighting Control | Large General | Retail Trade | Winter Morning | MW of Load | 1 | 2033 | 0.02181
ENS | Preferred Plan | C&I Curtailment | C&I Curtailment-Turnkey-Standard Lighting Control | Large General | Services | Winter Morning | MW of Load | 1 | 2033 | 0.034926
ENS | Preferred Plan | C&I Curtailment | C&I Curtailment-Turnkey-Water Heating Control | Large General | Miscellaneous | Winter Morning | MW of Load | 1 | 2033 | 0.029014
ENS | Preferred Plan | C&I Curtailment | C&I Curtailment-Turnkey-Water Heating Control | Large General | Retail Trade | Winter Morning | MW of Load | 1 | 2033 | 0.0036349
ENS | Preferred Plan | C&I Curtailment | C&I Curtailment-Turnkey-Water Heating Control | Large General | Services | Winter Morning | MW of Load | 1 | 2033 | 0.0058209
ENS | Preferred Plan | C&I Curtailment | C&I Curtailment-Turnkey-Other | Large General | Miscellaneous | Winter Morning | MW of Load | 1 | 2033 | 0.62013
ENS | Preferred Plan | C&I Curtailment | C&I Curtailment-Turnkey-Other | Large General | Retail Trade | Winter Morning | MW of Load | 1 | 2033 | 0.037165
ENS | Preferred Plan | C&I Curtailment | C&I Curtailment-Turnkey-Other | Large General | Services | Winter Morning | MW of Load | 1 | 2033 | 0.059516
ENS | Preferred Plan | C&I Curtailment | C&I Curtailment-Turnkey-Manual HVAC Control | Large General | Miscellaneous | Winter Evening | MW of Load | 1 | 2033 | 1.1368
ENS | Preferred Plan | C&I Curtailment | C&I Curtailment-Turnkey-Manual HVAC Control | Large General | Retail Trade | Winter Evening | MW of Load | 1 | 2033 | 0.047398
ENS | Preferred Plan | C&I Curtailment | C&I Curtailment-Turnkey-Manual HVAC Control | Large General | Services | Winter Evening | MW of Load | 1 | 2033 | 0.075902
ENS | Preferred Plan | C&I Curtailment | C&I Curtailment-Turnkey-Auto-DR HVAC Control | Large General | Miscellaneous | Winter Evening | MW of Load | 1 | 2033 | 0.17614
ENS | Preferred Plan | C&I Curtailment | C&I Curtailment-Turnkey-Auto-DR HVAC Control | Large General | Retail Trade | Winter Evening | MW of Load | 1 | 2033 | 0.0073437
ENS | Preferred Plan | C&I Curtailment | C&I Curtailment-Turnkey-Auto-DR HVAC Control | Large General | Services | Winter Evening | MW of Load | 1 | 2033 | 0.01176
ENS | Preferred Plan | C&I Curtailment | C&I Curtailment-Turnkey-Standard Lighting Control | Large General | Miscellaneous | Winter Evening | MW of Load | 1 | 2033 | 0.49143
ENS | Preferred Plan | C&I Curtailment | C&I Curtailment-Turnkey-Standard Lighting Control | Large General | Retail Trade | Winter Evening | MW of Load | 1 | 2033 | 0.01876
ENS | Preferred Plan | C&I Curtailment | C&I Curtailment-Turnkey-Standard Lighting Control | Large General | Services | Winter Evening | MW of Load | 1 | 2033 | 0.030042
ENS | Preferred Plan | C&I Curtailment | C&I Curtailment-Turnkey-Water Heating Control | Large General | Miscellaneous | Winter Evening | MW of Load | 1 | 2033 | 0.024956
ENS | Preferred Plan | C&I Curtailment | C&I Curtailment-Turnkey-Water Heating Control | Large General | Retail Trade | Winter Evening | MW of Load | 1 | 2033 | 0.0031266
ENS | Preferred Plan | C&I Curtailment | C&I Curtailment-Turnkey-Water Heating Control | Large General | Services | Winter Evening | MW of Load | 1 | 2033 | 0.0050069
ENS | Preferred Plan | C&I Curtailment | C&I Curtailment-Turnkey-Other | Large General | Miscellaneous | Winter Evening | MW of Load | 1 | 2033 | 0.53341
ENS | Preferred Plan | C&I Curtailment | C&I Curtailment-Turnkey-Other | Large General | Retail Trade | Winter Evening | MW of Load | 1 | 2033 | 0.031968
ENS | Preferred Plan | C&I Curtailment | C&I Curtailment-Turnkey-Other | Large General | Services | Winter Evening | MW of Load | 1 | 2033 | 0.051194
ENS | Preferred Plan | C&I Curtailment | C&I Curtailment-Turnkey-Manual HVAC Control | Small Industrial | Miscellaneous | Winter Morning | MW of Load | 1 | 2033 | 0.22169
ENS | Preferred Plan | C&I Curtailment | C&I Curtailment-Turnkey-Manual HVAC Control | Small Industrial | Offices | Winter Morning | MW of Load | 1 | 2033 | 0.0028408
ENS | Preferred Plan | C&I Curtailment | C&I Curtailment-Turnkey-Manual HVAC Control | Small Industrial | Retail Trade | Winter Morning | MW of Load | 1 | 2033 | 0.0093634
ENS | Preferred Plan | C&I Curtailment | C&I Curtailment-Turnkey-Manual HVAC Control | Small Industrial | Services | Winter Morning | MW of Load | 1 | 2033 | 0.0029582
ENS | Preferred Plan | C&I Curtailment | C&I Curtailment-Turnkey-Auto-DR HVAC Control | Small Industrial | Miscellaneous | Winter Morning | MW of Load | 1 | 2033 | 0.034348
ENS | Preferred Plan | C&I Curtailment | C&I Curtailment-Turnkey-Auto-DR HVAC Control | Small Industrial | Offices | Winter Morning | MW of Load | 1 | 2033 | 0.00044015
ENS | Preferred Plan | C&I Curtailment | C&I Curtailment-Turnkey-Auto-DR HVAC Control | Small Industrial | Retail Trade | Winter Morning | MW of Load | 1 | 2033 | 0.0014508
ENS | Preferred Plan | C&I Curtailment | C&I Curtailment-Turnkey-Auto-DR HVAC Control | Small Industrial | Services | Winter Morning | MW of Load | 1 | 2033 | 0.00045833
ENS | Preferred Plan | C&I Curtailment | C&I Curtailment-Turnkey-Standard Lighting Control | Small Industrial | Miscellaneous | Winter Morning | MW of Load | 1 | 2033 | 0.068593
ENS | Preferred Plan | C&I Curtailment | C&I Curtailment-Turnkey-Standard Lighting Control | Small Industrial | Offices | Winter Morning | MW of Load | 1 | 2033 | 0.00037035
ENS | Preferred Plan | C&I Curtailment | C&I Curtailment-Turnkey-Standard Lighting Control | Small Industrial | Retail Trade | Winter Morning | MW of Load | 1 | 2033 | 0.0040523
ENS | Preferred Plan | C&I Curtailment | C&I Curtailment-Turnkey-Standard Lighting Control | Small Industrial | Services | Winter Morning | MW of Load | 1 | 2033 | 0.0012802
ENS | Preferred Plan | C&I Curtailment | C&I Curtailment-Turnkey-Water Heating Control | Small Industrial | Miscellaneous | Winter Morning | MW of Load | 1 | 2033 | 0.0057912
ENS | Preferred Plan | C&I Curtailment | C&I Curtailment-Turnkey-Water Heating Control | Small Industrial | Offices | Winter Morning | MW of Load | 1 | 2033 | 2.9354e-05
ENS | Preferred Plan | C&I Curtailment | C&I Curtailment-Turnkey-Water Heating Control | Small Industrial | Retail Trade | Winter Morning | MW of Load | 1 | 2033 | 0.00055936
ENS | Preferred Plan | C&I Curtailment | C&I Curtailment-Turnkey-Water Heating Control | Small Industrial | Services | Winter Morning | MW of Load | 1 | 2033 | 0.00017672
ENS | Preferred Plan | C&I Curtailment | C&I Curtailment-Turnkey-Other | Small Industrial | Miscellaneous | Winter Morning | MW of Load | 1 | 2033 | 0.08881
ENS | Preferred Plan | C&I Curtailment | C&I Curtailment-Turnkey-Other | Small Industrial | Offices | Winter Morning | MW of Load | 1 | 2033 | 0.00055418
ENS | Preferred Plan | C&I Curtailment | C&I Curtailment-Turnkey-Other | Small Industrial | Retail Trade | Winter Morning | MW of Load | 1 | 2033 | 0.0061443
ENS | Preferred Plan | C&I Curtailment | C&I Curtailment-Turnkey-Other | Small Industrial | Services | Winter Morning | MW of Load | 1 | 2033 | 0.0019411
ENS | Preferred Plan | C&I Curtailment | C&I Curtailment-Turnkey-Industrial | Small Industrial | Manufacturing | Winter Morning | MW of Load | 1 | 2033 | 0.02111
ENS | Preferred Plan | C&I Curtailment | C&I Curtailment-Turnkey-Manual HVAC Control | Small Industrial | Miscellaneous | Winter Evening | MW of Load | 1 | 2033 | 0.30432
ENS | Preferred Plan | C&I Curtailment | C&I Curtailment-Turnkey-Manual HVAC Control | Small Industrial | Offices | Winter Evening | MW of Load | 1 | 2033 | 0.0038998
ENS | Preferred Plan | C&I Curtailment | C&I Curtailment-Turnkey-Manual HVAC Control | Small Industrial | Retail Trade | Winter Evening | MW of Load | 1 | 2033 | 0.012854
ENS | Preferred Plan | C&I Curtailment | C&I Curtailment-Turnkey-Manual HVAC Control | Small Industrial | Services | Winter Evening | MW of Load | 1 | 2033 | 0.0040608
ENS | Preferred Plan | C&I Curtailment | C&I Curtailment-Turnkey-Auto-DR HVAC Control | Small Industrial | Miscellaneous | Winter Evening | MW of Load | 1 | 2033 | 0.047151
ENS | Preferred Plan | C&I Curtailment | C&I Curtailment-Turnkey-Auto-DR HVAC Control | Small Industrial | Offices | Winter Evening | MW of Load | 1 | 2033 | 0.00060423
ENS | Preferred Plan | C&I Curtailment | C&I Curtailment-Turnkey-Auto-DR HVAC Control | Small Industrial | Retail Trade | Winter Evening | MW of Load | 1 | 2033 | 0.0019915
ENS | Preferred Plan | C&I Curtailment | C&I Curtailment-Turnkey-Auto-DR HVAC Control | Small Industrial | Services | Winter Evening | MW of Load | 1 | 2033 | 0.00062918
ENS | Preferred Plan | C&I Curtailment | C&I Curtailment-Turnkey-Standard Lighting Control | Small Industrial | Miscellaneous | Winter Evening | MW of Load | 1 | 2033 | 0.094161
ENS | Preferred Plan | C&I Curtailment | C&I Curtailment-Turnkey-Standard Lighting Control | Small Industrial | Offices | Winter Evening | MW of Load | 1 | 2033 | 0.0005084
ENS | Preferred Plan | C&I Curtailment | C&I Curtailment-Turnkey-Standard Lighting Control | Small Industrial | Retail Trade | Winter Evening | MW of Load | 1 | 2033 | 0.0055628
ENS | Preferred Plan | C&I Curtailment | C&I Curtailment-Turnkey-Standard Lighting Control | Small Industrial | Services | Winter Evening | MW of Load | 1 | 2033 | 0.0017574
ENS | Preferred Plan | C&I Curtailment | C&I Curtailment-Turnkey-Water Heating Control | Small Industrial | Miscellaneous | Winter Evening | MW of Load | 1 | 2033 | 0.0079499
ENS | Preferred Plan | C&I Curtailment | C&I Curtailment-Turnkey-Water Heating Control | Small Industrial | Offices | Winter Evening | MW of Load | 1 | 2033 | 4.0296e-05
ENS | Preferred Plan | C&I Curtailment | C&I Curtailment-Turnkey-Water Heating Control | Small Industrial | Retail Trade | Winter Evening | MW of Load | 1 | 2033 | 0.00076787
ENS | Preferred Plan | C&I Curtailment | C&I Curtailment-Turnkey-Water Heating Control | Small Industrial | Services | Winter Evening | MW of Load | 1 | 2033 | 0.00024259
ENS | Preferred Plan | C&I Curtailment | C&I Curtailment-Turnkey-Other | Small Industrial | Miscellaneous | Winter Evening | MW of Load | 1 | 2033 | 0.12192
ENS | Preferred Plan | C&I Curtailment | C&I Curtailment-Turnkey-Other | Small Industrial | Offices | Winter Evening | MW of Load | 1 | 2033 | 0.00076075
ENS | Preferred Plan | C&I Curtailment | C&I Curtailment-Turnkey-Other | Small Industrial | Retail Trade | Winter Evening | MW of Load | 1 | 2033 | 0.0084346
ENS | Preferred Plan | C&I Curtailment | C&I Curtailment-Turnkey-Other | Small Industrial | Services | Winter Evening | MW of Load | 1 | 2033 | 0.0026647
ENS | Preferred Plan | C&I Curtailment | C&I Curtailment-Turnkey-Industrial | Small Industrial | Manufacturing | Winter Evening | MW of Load | 1 | 2033 | 0.02898
ENS | Preferred Plan | C&I Curtailment | C&I Curtailment-Turnkey-Manual HVAC Control | Medium Industrial | Miscellaneous | Winter Morning | MW of Load | 1 | 2033 | 4.2251
ENS | Preferred Plan | C&I Curtailment | C&I Curtailment-Turnkey-Manual HVAC Control | Medium Industrial | Offices | Winter Morning | MW of Load | 1 | 2033 | 0.068155
ENS | Preferred Plan | C&I Curtailment | C&I Curtailment-Turnkey-Manual HVAC Control | Medium Industrial | Retail Trade | Winter Morning | MW of Load | 1 | 2033 | 0.93361
ENS | Preferred Plan | C&I Curtailment | C&I Curtailment-Turnkey-Manual HVAC Control | Medium Industrial | Services | Winter Morning | MW of Load | 1 | 2033 | 0.04299
ENS | Preferred Plan | C&I Curtailment | C&I Curtailment-Turnkey-Auto-DR HVAC Control | Medium Industrial | Miscellaneous | Winter Morning | MW of Load | 1 | 2033 | 0.65462
ENS | Preferred Plan | C&I Curtailment | C&I Curtailment-Turnkey-Auto-DR HVAC Control | Medium Industrial | Offices | Winter Morning | MW of Load | 1 | 2033 | 0.01056
ENS | Preferred Plan | C&I Curtailment | C&I Curtailment-Turnkey-Auto-DR HVAC Control | Medium Industrial | Retail Trade | Winter Morning | MW of Load | 1 | 2033 | 0.14465
ENS | Preferred Plan | C&I Curtailment | C&I Curtailment-Turnkey-Auto-DR HVAC Control | Medium Industrial | Services | Winter Morning | MW of Load | 1 | 2033 | 0.0066608
ENS | Preferred Plan | C&I Curtailment | C&I Curtailment-Turnkey-Standard Lighting Control | Medium Industrial | Miscellaneous | Winter Morning | MW of Load | 1 | 2033 | 1.3073
ENS | Preferred Plan | C&I Curtailment | C&I Curtailment-Turnkey-Standard Lighting Control | Medium Industrial | Offices | Winter Morning | MW of Load | 1 | 2033 | 0.008885
ENS | Preferred Plan | C&I Curtailment | C&I Curtailment-Turnkey-Standard Lighting Control | Medium Industrial | Retail Trade | Winter Morning | MW of Load | 1 | 2033 | 0.40404
ENS | Preferred Plan | C&I Curtailment | C&I Curtailment-Turnkey-Standard Lighting Control | Medium Industrial | Services | Winter Morning | MW of Load | 1 | 2033 | 0.018605
ENS | Preferred Plan | C&I Curtailment | C&I Curtailment-Turnkey-Water Heating Control | Medium Industrial | Miscellaneous | Winter Morning | MW of Load | 1 | 2033 | 0.11037
ENS | Preferred Plan | C&I Curtailment | C&I Curtailment-Turnkey-Water Heating Control | Medium Industrial | Offices | Winter Morning | MW of Load | 1 | 2033 | 0.00070423
ENS | Preferred Plan | C&I Curtailment | C&I Curtailment-Turnkey-Water Heating Control | Medium Industrial | Retail Trade | Winter Morning | MW of Load | 1 | 2033 | 0.055773
ENS | Preferred Plan | C&I Curtailment | C&I Curtailment-Turnkey-Water Heating Control | Medium Industrial | Services | Winter Morning | MW of Load | 1 | 2033 | 0.0025682
ENS | Preferred Plan | C&I Curtailment | C&I Curtailment-Turnkey-Other | Medium Industrial | Miscellaneous | Winter Morning | MW of Load | 1 | 2033 | 1.6926
ENS | Preferred Plan | C&I Curtailment | C&I Curtailment-Turnkey-Other | Medium Industrial | Offices | Winter Morning | MW of Load | 1 | 2033 | 0.013295
ENS | Preferred Plan | C&I Curtailment | C&I Curtailment-Turnkey-Other | Medium Industrial | Retail Trade | Winter Morning | MW of Load | 1 | 2033 | 0.61264
ENS | Preferred Plan | C&I Curtailment | C&I Curtailment-Turnkey-Other | Medium Industrial | Services | Winter Morning | MW of Load | 1 | 2033 | 0.02821
ENS | Preferred Plan | C&I Curtailment | C&I Curtailment-Turnkey-Manual HVAC Control | Medium Industrial | Miscellaneous | Winter Evening | MW of Load | 1 | 2033 | 4.0871
ENS | Preferred Plan | C&I Curtailment | C&I Curtailment-Turnkey-Manual HVAC Control | Medium Industrial | Offices | Winter Evening | MW of Load | 1 | 2033 | 0.065929
ENS | Preferred Plan | C&I Curtailment | C&I Curtailment-Turnkey-Manual HVAC Control | Medium Industrial | Retail Trade | Winter Evening | MW of Load | 1 | 2033 | 0.90312
ENS | Preferred Plan | C&I Curtailment | C&I Curtailment-Turnkey-Manual HVAC Control | Medium Industrial | Services | Winter Evening | MW of Load | 1 | 2033 | 0.041586
ENS | Preferred Plan | C&I Curtailment | C&I Curtailment-Turnkey-Auto-DR HVAC Control | Medium Industrial | Miscellaneous | Winter Evening | MW of Load | 1 | 2033 | 0.63324
ENS | Preferred Plan | C&I Curtailment | C&I Curtailment-Turnkey-Auto-DR HVAC Control | Medium Industrial | Offices | Winter Evening | MW of Load | 1 | 2033 | 0.010215
ENS | Preferred Plan | C&I Curtailment | C&I Curtailment-Turnkey-Auto-DR HVAC Control | Medium Industrial | Retail Trade | Winter Evening | MW of Load | 1 | 2033 | 0.13993
ENS | Preferred Plan | C&I Curtailment | C&I Curtailment-Turnkey-Auto-DR HVAC Control | Medium Industrial | Services | Winter Evening | MW of Load | 1 | 2033 | 0.0064433
ENS | Preferred Plan | C&I Curtailment | C&I Curtailment-Turnkey-Standard Lighting Control | Medium Industrial | Miscellaneous | Winter Evening | MW of Load | 1 | 2033 | 1.2646
ENS | Preferred Plan | C&I Curtailment | C&I Curtailment-Turnkey-Standard Lighting Control | Medium Industrial | Offices | Winter Evening | MW of Load | 1 | 2033 | 0.0085949
ENS | Preferred Plan | C&I Curtailment | C&I Curtailment-Turnkey-Standard Lighting Control | Medium Industrial | Retail Trade | Winter Evening | MW of Load | 1 | 2033 | 0.39085
ENS | Preferred Plan | C&I Curtailment | C&I Curtailment-Turnkey-Standard Lighting Control | Medium Industrial | Services | Winter Evening | MW of Load | 1 | 2033 | 0.017997
ENS | Preferred Plan | C&I Curtailment | C&I Curtailment-Turnkey-Water Heating Control | Medium Industrial | Miscellaneous | Winter Evening | MW of Load | 1 | 2033 | 0.10677
ENS | Preferred Plan | C&I Curtailment | C&I Curtailment-Turnkey-Water Heating Control | Medium Industrial | Offices | Winter Evening | MW of Load | 1 | 2033 | 0.00068124
ENS | Preferred Plan | C&I Curtailment | C&I Curtailment-Turnkey-Water Heating Control | Medium Industrial | Retail Trade | Winter Evening | MW of Load | 1 | 2033 | 0.053952
ENS | Preferred Plan | C&I Curtailment | C&I Curtailment-Turnkey-Water Heating Control | Medium Industrial | Services | Winter Evening | MW of Load | 1 | 2033 | 0.0024843
ENS | Preferred Plan | C&I Curtailment | C&I Curtailment-Turnkey-Other | Medium Industrial | Miscellaneous | Winter Evening | MW of Load | 1 | 2033 | 1.6373
ENS | Preferred Plan | C&I Curtailment | C&I Curtailment-Turnkey-Other | Medium Industrial | Offices | Winter Evening | MW of Load | 1 | 2033 | 0.012861
ENS | Preferred Plan | C&I Curtailment | C&I Curtailment-Turnkey-Other | Medium Industrial | Retail Trade | Winter Evening | MW of Load | 1 | 2033 | 0.59263
ENS | Preferred Plan | C&I Curtailment | C&I Curtailment-Turnkey-Other | Medium Industrial | Services | Winter Evening | MW of Load | 1 | 2033 | 0.027289
ENS | Preferred Plan | C&I Curtailment | C&I Curtailment-Turnkey-Manual HVAC Control | Large Industrial | Miscellaneous | Winter Morning | MW of Load | 1 | 2033 | 0.08689
ENS | Preferred Plan | C&I Curtailment | C&I Curtailment-Turnkey-Auto-DR HVAC Control | Large Industrial | Miscellaneous | Winter Morning | MW of Load | 1 | 2033 | 0.013463
ENS | Preferred Plan | C&I Curtailment | C&I Curtailment-Turnkey-Standard Lighting Control | Large Industrial | Miscellaneous | Winter Morning | MW of Load | 1 | 2033 | 0.037562
ENS | Preferred Plan | C&I Curtailment | C&I Curtailment-Turnkey-Water Heating Control | Large Industrial | Miscellaneous | Winter Morning | MW of Load | 1 | 2033 | 0.0019075
ENS | Preferred Plan | C&I Curtailment | C&I Curtailment-Turnkey-Other | Large Industrial | Miscellaneous | Winter Morning | MW of Load | 1 | 2033 | 0.04077
ENS | Preferred Plan | C&I Curtailment | C&I Curtailment-Turnkey-Industrial | Large Industrial | Manufacturing | Winter Morning | MW of Load | 1 | 2033 | 0.007957
ENS | Preferred Plan | C&I Curtailment | C&I Curtailment-Turnkey-Manual HVAC Control | Large Industrial | Miscellaneous | Winter Evening | MW of Load | 1 | 2033 | 0.086372
ENS | Preferred Plan | C&I Curtailment | C&I Curtailment-Turnkey-Auto-DR HVAC Control | Large Industrial | Miscellaneous | Winter Evening | MW of Load | 1 | 2033 | 0.013382
ENS | Preferred Plan | C&I Curtailment | C&I Curtailment-Turnkey-Standard Lighting Control | Large Industrial | Miscellaneous | Winter Evening | MW of Load | 1 | 2033 | 0.037338
ENS | Preferred Plan | C&I Curtailment | C&I Curtailment-Turnkey-Water Heating Control | Large Industrial | Miscellaneous | Winter Evening | MW of Load | 1 | 2033 | 0.0018961
ENS | Preferred Plan | C&I Curtailment | C&I Curtailment-Turnkey-Other | Large Industrial | Miscellaneous | Winter Evening | MW of Load | 1 | 2033 | 0.040527
ENS | Preferred Plan | C&I Curtailment | C&I Curtailment-Turnkey-Industrial | Large Industrial | Manufacturing | Winter Evening | MW of Load | 1 | 2033 | 0.0079096
ENS | Preferred Plan | C&I Loadshift to BUGs | C&I Loadshift to BUGs | Large General | Miscellaneous | Winter Morning | MW of Load | 1 | 2033 | 2.9529
ENS | Preferred Plan | C&I Loadshift to BUGs | C&I Loadshift to BUGs | Large General | Miscellaneous | Winter Evening | MW of Load | 1 | 2033 | 2.5399
ENS | Preferred Plan | C&I Loadshift to BUGs | C&I Loadshift to BUGs | Small Industrial | Miscellaneous | Winter Morning | MW of Load | 1 | 2033 | 0.82929
ENS | Preferred Plan | C&I Loadshift to BUGs | C&I Loadshift to BUGs | Small Industrial | Miscellaneous | Winter Evening | MW of Load | 1 | 2033 | 1.1384
ENS | Preferred Plan | C&I Loadshift to BUGs | C&I Loadshift to BUGs | Medium Industrial | Manufacturing | Winter Morning | MW of Load | 1 | 2033 | 0.5732
ENS | Preferred Plan | C&I Loadshift to BUGs | C&I Loadshift to BUGs | Medium Industrial | Miscellaneous | Winter Morning | MW of Load | 1 | 2033 | 2.4877
ENS | Preferred Plan | C&I Loadshift to BUGs | C&I Loadshift to BUGs | Medium Industrial | Manufacturing | Winter Evening | MW of Load | 1 | 2033 | 0.55449
ENS | Preferred Plan | C&I Loadshift to BUGs | C&I Loadshift to BUGs | Medium Industrial | Miscellaneous | Winter Evening | MW of Load | 1 | 2033 | 2.4065
ENS | Preferred Plan | Dynamic Pricing | Dynamic Pricing with enabling tech. | Small General | Manufacturing | Winter Morning | MW of Load | 1 | 2033 | 0.0085778
ENS | Preferred Plan | Dynamic Pricing | Dynamic Pricing with enabling tech. | Small General | Manufacturing | Winter Evening | MW of Load | 1 | 2033 | 0.0099565
ENS | Preferred Plan | Dynamic Pricing | Dynamic Pricing with enabling tech. | Residential Charitable | Residential LI | Winter Morning | MW of Load | 1 | 2033 | 3.7681
ENS | Preferred Plan | Dynamic Pricing | Dynamic Pricing with enabling tech. | Residential Charitable | Residential Market Rate | Winter Morning | MW of Load | 1 | 2033 | 21.3992
ENS | Preferred Plan | Dynamic Pricing | Dynamic Pricing w/o enabling tech. | Residential Charitable | Residential LI | Winter Morning | MW of Load | 1 | 2033 | 1.9832
ENS | Preferred Plan | Dynamic Pricing | Dynamic Pricing w/o enabling tech. | Residential Charitable | Residential Market Rate | Winter Morning | MW of Load | 1 | 2033 | 11.2627
ENS | Preferred Plan | Dynamic Pricing | Dynamic Pricing with enabling tech. | Residential Charitable | Residential LI | Winter Evening | MW of Load | 1 | 2033 | 4.2896
ENS | Preferred Plan | Dynamic Pricing | Dynamic Pricing with enabling tech. | Residential Charitable | Residential Market Rate | Winter Evening | MW of Load | 1 | 2033 | 24.3607
ENS | Preferred Plan | Dynamic Pricing | Dynamic Pricing w/o enabling tech. | Residential Charitable | Residential LI | Winter Evening | MW of Load | 1 | 2033 | 2.2577
ENS | Preferred Plan | Dynamic Pricing | Dynamic Pricing w/o enabling tech. | Residential Charitable | Residential Market Rate | Winter Evening | MW of Load | 1 | 2033 | 12.8214
ENS | Preferred Plan | Behavioral DR | Behavioral DR | Residential Charitable | Residential LI | Winter Morning | MW of Load | 1 | 2033 | 0.44017
ENS | Preferred Plan | Behavioral DR | Behavioral DR | Residential Charitable | Residential Market Rate | Winter Morning | MW of Load | 1 | 2033 | 2.5087
ENS | Preferred Plan | Behavioral DR | Behavioral DR | Residential Charitable | Residential LI | Winter Evening | MW of Load | 1 | 2033 | 0.50109
ENS | Preferred Plan | Behavioral DR | Behavioral DR | Residential Charitable | Residential Market Rate | Winter Evening | MW of Load | 1 | 2033 | 2.8559
ENS | Preferred Plan | Time-of-Use Rates (TOU) | Time-of-Use Rates (TOU) | Residential Charitable | Residential LI | Winter Morning | MW of Load | 0 | 2033 | 0.37071
ENS | Preferred Plan | Time-of-Use Rates (TOU) | Time-of-Use Rates (TOU) | Residential Charitable | Residential Market Rate | Winter Morning | MW of Load | 0 | 2033 | 2.1128
ENS | Preferred Plan | Time-of-Use Rates (TOU) | Time-of-Use Rates (TOU) | Residential Charitable | Residential LI | Winter Evening | MW of Load | 0 | 2033 | 0.42201
ENS | Preferred Plan | Time-of-Use Rates (TOU) | Time-of-Use Rates (TOU) | Residential Charitable | Residential Market Rate | Winter Evening | MW of Load | 0 | 2033 | 2.4052
ENS | Alternate Scenario | DLC-Thermostat | DLC-Thermostat-BYOT-Central Heat Pump | Residential Charitable | Residential LI | Winter Morning | % of Load | 0 | 2025 | 1.0542e-05
ENS | Alternate Scenario | DLC-Thermostat | DLC-Thermostat-BYOT-Central Heat Pump | Residential Charitable | Residential Market Rate | Winter Morning | % of Load | 0 | 2025 | 8.3566e-05
ENS | Alternate Scenario | DLC-Thermostat | DLC-Thermostat-DI-Baseboard Heating | Residential Charitable | Residential LI | Winter Morning | % of Load | 0 | 2025 | 6.2429e-05
ENS | Alternate Scenario | DLC-Thermostat | DLC-Thermostat-DI-Baseboard Heating | Residential Charitable | Residential Market Rate | Winter Morning | % of Load | 0 | 2025 | 0.00065463
ENS | Alternate Scenario | DLC-Thermostat | DLC-Thermostat-BYOT-Baseboard Heating | Residential Charitable | Residential LI | Winter Morning | % of Load | 0 | 2025 | 4.3142e-06
ENS | Alternate Scenario | DLC-Thermostat | DLC-Thermostat-BYOT-Baseboard Heating | Residential Charitable | Residential Market Rate | Winter Morning | % of Load | 0 | 2025 | 4.5239e-05
ENS | Alternate Scenario | DLC-Thermostat | DLC-Thermostat-DI-MSHP | Residential Charitable | Residential LI | Winter Morning | % of Load | 0 | 2025 | 2.1232e-05
ENS | Alternate Scenario | DLC-Thermostat | DLC-Thermostat-DI-MSHP | Residential Charitable | Residential Market Rate | Winter Morning | % of Load | 0 | 2025 | 0.00026181
ENS | Alternate Scenario | DLC-Thermostat | DLC-Thermostat-BYOT-MSHP | Residential Charitable | Residential LI | Winter Morning | % of Load | 0 | 2025 | 3.7489e-06
ENS | Alternate Scenario | DLC-Thermostat | DLC-Thermostat-BYOT-MSHP | Residential Charitable | Residential Market Rate | Winter Morning | % of Load | 0 | 2025 | 4.6228e-05
ENS | Alternate Scenario | DLC-Thermostat | DLC-Thermostat-BYOT-Central Heat Pump | Residential Charitable | Residential LI | Winter Evening | % of Load | 0 | 2025 | 9.3582e-06
ENS | Alternate Scenario | DLC-Thermostat | DLC-Thermostat-BYOT-Central Heat Pump | Residential Charitable | Residential Market Rate | Winter Evening | % of Load | 0 | 2025 | 7.4183e-05
ENS | Alternate Scenario | DLC-Thermostat | DLC-Thermostat-DI-Baseboard Heating | Residential Charitable | Residential LI | Winter Evening | % of Load | 0 | 2025 | 5.5419e-05
ENS | Alternate Scenario | DLC-Thermostat | DLC-Thermostat-DI-Baseboard Heating | Residential Charitable | Residential Market Rate | Winter Evening | % of Load | 0 | 2025 | 0.00058112
ENS | Alternate Scenario | DLC-Thermostat | DLC-Thermostat-BYOT-Baseboard Heating | Residential Charitable | Residential LI | Winter Evening | % of Load | 0 | 2025 | 3.8298e-06
ENS | Alternate Scenario | DLC-Thermostat | DLC-Thermostat-BYOT-Baseboard Heating | Residential Charitable | Residential Market Rate | Winter Evening | % of Load | 0 | 2025 | 4.0159e-05
ENS | Alternate Scenario | DLC-Thermostat | DLC-Thermostat-DI-MSHP | Residential Charitable | Residential LI | Winter Evening | % of Load | 0 | 2025 | 1.8848e-05
ENS | Alternate Scenario | DLC-Thermostat | DLC-Thermostat-DI-MSHP | Residential Charitable | Residential Market Rate | Winter Evening | % of Load | 0 | 2025 | 0.00023241
ENS | Alternate Scenario | DLC-Thermostat | DLC-Thermostat-BYOT-MSHP | Residential Charitable | Residential LI | Winter Evening | % of Load | 0 | 2025 | 3.328e-06
ENS | Alternate Scenario | DLC-Thermostat | DLC-Thermostat-BYOT-MSHP | Residential Charitable | Residential Market Rate | Winter Evening | % of Load | 0 | 2025 | 4.1037e-05
ENS | Alternate Scenario | DLC-Water Heating | DLC-Switch-Water Heating | Residential Charitable | Residential LI | Winter Morning | % of Load | 0 | 2025 | 1.8516e-05
ENS | Alternate Scenario | DLC-Water Heating | DLC-Switch-Water Heating | Residential Charitable | Residential Market Rate | Winter Morning | % of Load | 0 | 2025 | 0.00021418
ENS | Alternate Scenario | DLC-Water Heating | DLC-Switch-Water Heating | Residential Charitable | Residential LI | Winter Evening | % of Load | 0 | 2025 | 1.3893e-05
ENS | Alternate Scenario | DLC-Water Heating | DLC-Switch-Water Heating | Residential Charitable | Residential Market Rate | Winter Evening | % of Load | 0 | 2025 | 0.0001607
ENS | Alternate Scenario | C&I Curtailment | C&I Curtailment-Turnkey-Manual HVAC Control | General | Miscellaneous | Winter Morning | % of Load | 1 | 2025 | 0.00053608
ENS | Alternate Scenario | C&I Curtailment | C&I Curtailment-Turnkey-Manual HVAC Control | General | Offices | Winter Morning | % of Load | 1 | 2025 | 3.5194e-05
ENS | Alternate Scenario | C&I Curtailment | C&I Curtailment-Turnkey-Manual HVAC Control | General | Retail Trade | Winter Morning | % of Load | 1 | 2025 | 0.00012638
ENS | Alternate Scenario | C&I Curtailment | C&I Curtailment-Turnkey-Manual HVAC Control | General | Services | Winter Morning | % of Load | 1 | 2025 | 8.1695e-05
ENS | Alternate Scenario | C&I Curtailment | C&I Curtailment-Turnkey-Auto-DR HVAC Control | General | Miscellaneous | Winter Morning | % of Load | 1 | 2025 | 1.3503e-05
ENS | Alternate Scenario | C&I Curtailment | C&I Curtailment-Turnkey-Auto-DR HVAC Control | General | Offices | Winter Morning | % of Load | 1 | 2025 | 8.8647e-07
ENS | Alternate Scenario | C&I Curtailment | C&I Curtailment-Turnkey-Auto-DR HVAC Control | General | Retail Trade | Winter Morning | % of Load | 1 | 2025 | 3.1832e-06
ENS | Alternate Scenario | C&I Curtailment | C&I Curtailment-Turnkey-Auto-DR HVAC Control | General | Services | Winter Morning | % of Load | 1 | 2025 | 2.0578e-06
ENS | Alternate Scenario | C&I Curtailment | C&I Curtailment-Turnkey-Standard Lighting Control | General | Miscellaneous | Winter Morning | % of Load | 1 | 2025 | 0.00022729
ENS | Alternate Scenario | C&I Curtailment | C&I Curtailment-Turnkey-Standard Lighting Control | General | Offices | Winter Morning | % of Load | 1 | 2025 | 4.8374e-06
ENS | Alternate Scenario | C&I Curtailment | C&I Curtailment-Turnkey-Standard Lighting Control | General | Retail Trade | Winter Morning | % of Load | 1 | 2025 | 5.2901e-05
ENS | Alternate Scenario | C&I Curtailment | C&I Curtailment-Turnkey-Standard Lighting Control | General | Services | Winter Morning | % of Load | 1 | 2025 | 3.4219e-05
ENS | Alternate Scenario | C&I Curtailment | C&I Curtailment-Turnkey-Water Heating Control | General | Miscellaneous | Winter Morning | % of Load | 1 | 2025 | 1.3114e-05
ENS | Alternate Scenario | C&I Curtailment | C&I Curtailment-Turnkey-Water Heating Control | General | Offices | Winter Morning | % of Load | 1 | 2025 | 3.5367e-07
ENS | Alternate Scenario | C&I Curtailment | C&I Curtailment-Turnkey-Water Heating Control | General | Retail Trade | Winter Morning | % of Load | 1 | 2025 | 6.9308e-06
ENS | Alternate Scenario | C&I Curtailment | C&I Curtailment-Turnkey-Water Heating Control | General | Services | Winter Morning | % of Load | 1 | 2025 | 4.4781e-06
ENS | Alternate Scenario | C&I Curtailment | C&I Curtailment-Turnkey-Other | General | Miscellaneous | Winter Morning | % of Load | 1 | 2025 | 0.0002365
ENS | Alternate Scenario | C&I Curtailment | C&I Curtailment-Turnkey-Other | General | Offices | Winter Morning | % of Load | 1 | 2025 | 6.5192e-06
ENS | Alternate Scenario | C&I Curtailment | C&I Curtailment-Turnkey-Other | General | Retail Trade | Winter Morning | % of Load | 1 | 2025 | 7.4576e-05
ENS | Alternate Scenario | C&I Curtailment | C&I Curtailment-Turnkey-Other | General | Services | Winter Morning | % of Load | 1 | 2025 | 4.8206e-05
ENS | Alternate Scenario | C&I Curtailment | C&I Curtailment-Turnkey-Manual HVAC Control | General | Miscellaneous | Winter Evening | % of Load | 1 | 2025 | 0.00055578
ENS | Alternate Scenario | C&I Curtailment | C&I Curtailment-Turnkey-Manual HVAC Control | General | Offices | Winter Evening | % of Load | 1 | 2025 | 3.6487e-05
ENS | Alternate Scenario | C&I Curtailment | C&I Curtailment-Turnkey-Manual HVAC Control | General | Retail Trade | Winter Evening | % of Load | 1 | 2025 | 0.00013102
ENS | Alternate Scenario | C&I Curtailment | C&I Curtailment-Turnkey-Manual HVAC Control | General | Services | Winter Evening | % of Load | 1 | 2025 | 8.4696e-05
ENS | Alternate Scenario | C&I Curtailment | C&I Curtailment-Turnkey-Auto-DR HVAC Control | General | Miscellaneous | Winter Evening | % of Load | 1 | 2025 | 1.3999e-05
ENS | Alternate Scenario | C&I Curtailment | C&I Curtailment-Turnkey-Auto-DR HVAC Control | General | Offices | Winter Evening | % of Load | 1 | 2025 | 9.1904e-07
ENS | Alternate Scenario | C&I Curtailment | C&I Curtailment-Turnkey-Auto-DR HVAC Control | General | Retail Trade | Winter Evening | % of Load | 1 | 2025 | 3.3001e-06
ENS | Alternate Scenario | C&I Curtailment | C&I Curtailment-Turnkey-Auto-DR HVAC Control | General | Services | Winter Evening | % of Load | 1 | 2025 | 2.1334e-06
ENS | Alternate Scenario | C&I Curtailment | C&I Curtailment-Turnkey-Standard Lighting Control | General | Miscellaneous | Winter Evening | % of Load | 1 | 2025 | 0.00023564
ENS | Alternate Scenario | C&I Curtailment | C&I Curtailment-Turnkey-Standard Lighting Control | General | Offices | Winter Evening | % of Load | 1 | 2025 | 5.0151e-06
ENS | Alternate Scenario | C&I Curtailment | C&I Curtailment-Turnkey-Standard Lighting Control | General | Retail Trade | Winter Evening | % of Load | 1 | 2025 | 5.4844e-05
ENS | Alternate Scenario | C&I Curtailment | C&I Curtailment-Turnkey-Standard Lighting Control | General | Services | Winter Evening | % of Load | 1 | 2025 | 3.5477e-05
ENS | Alternate Scenario | C&I Curtailment | C&I Curtailment-Turnkey-Water Heating Control | General | Miscellaneous | Winter Evening | % of Load | 1 | 2025 | 1.3596e-05
ENS | Alternate Scenario | C&I Curtailment | C&I Curtailment-Turnkey-Water Heating Control | General | Offices | Winter Evening | % of Load | 1 | 2025 | 3.6666e-07
ENS | Alternate Scenario | C&I Curtailment | C&I Curtailment-Turnkey-Water Heating Control | General | Retail Trade | Winter Evening | % of Load | 1 | 2025 | 7.1854e-06
ENS | Alternate Scenario | C&I Curtailment | C&I Curtailment-Turnkey-Water Heating Control | General | Services | Winter Evening | % of Load | 1 | 2025 | 4.6426e-06
ENS | Alternate Scenario | C&I Curtailment | C&I Curtailment-Turnkey-Other | General | Miscellaneous | Winter Evening | % of Load | 1 | 2025 | 0.00024519
ENS | Alternate Scenario | C&I Curtailment | C&I Curtailment-Turnkey-Other | General | Offices | Winter Evening | % of Load | 1 | 2025 | 6.7587e-06
ENS | Alternate Scenario | C&I Curtailment | C&I Curtailment-Turnkey-Other | General | Retail Trade | Winter Evening | % of Load | 1 | 2025 | 7.7315e-05
ENS | Alternate Scenario | C&I Curtailment | C&I Curtailment-Turnkey-Other | General | Services | Winter Evening | % of Load | 1 | 2025 | 4.9976e-05
ENS | Alternate Scenario | C&I Curtailment | C&I Curtailment-Turnkey-Manual HVAC Control | Large General | Miscellaneous | Winter Morning | % of Load | 1 | 2025 | 0.0004284
ENS | Alternate Scenario | C&I Curtailment | C&I Curtailment-Turnkey-Manual HVAC Control | Large General | Retail Trade | Winter Morning | % of Load | 1 | 2025 | 1.8515e-05
ENS | Alternate Scenario | C&I Curtailment | C&I Curtailment-Turnkey-Manual HVAC Control | Large General | Services | Winter Morning | % of Load | 1 | 2025 | 2.9649e-05
ENS | Alternate Scenario | C&I Curtailment | C&I Curtailment-Turnkey-Auto-DR HVAC Control | Large General | Miscellaneous | Winter Morning | % of Load | 1 | 2025 | 1.0791e-05
ENS | Alternate Scenario | C&I Curtailment | C&I Curtailment-Turnkey-Auto-DR HVAC Control | Large General | Retail Trade | Winter Morning | % of Load | 1 | 2025 | 4.6635e-07
ENS | Alternate Scenario | C&I Curtailment | C&I Curtailment-Turnkey-Auto-DR HVAC Control | Large General | Services | Winter Morning | % of Load | 1 | 2025 | 7.4681e-07
ENS | Alternate Scenario | C&I Curtailment | C&I Curtailment-Turnkey-Standard Lighting Control | Large General | Miscellaneous | Winter Morning | % of Load | 1 | 2025 | 0.00018871
ENS | Alternate Scenario | C&I Curtailment | C&I Curtailment-Turnkey-Standard Lighting Control | Large General | Retail Trade | Winter Morning | % of Load | 1 | 2025 | 7.7253e-06
ENS | Alternate Scenario | C&I Curtailment | C&I Curtailment-Turnkey-Standard Lighting Control | Large General | Services | Winter Morning | % of Load | 1 | 2025 | 1.2371e-05
ENS | Alternate Scenario | C&I Curtailment | C&I Curtailment-Turnkey-Water Heating Control | Large General | Miscellaneous | Winter Morning | % of Load | 1 | 2025 | 8.5143e-06
ENS | Alternate Scenario | C&I Curtailment | C&I Curtailment-Turnkey-Water Heating Control | Large General | Retail Trade | Winter Morning | % of Load | 1 | 2025 | 1.018e-06
ENS | Alternate Scenario | C&I Curtailment | C&I Curtailment-Turnkey-Water Heating Control | Large General | Services | Winter Morning | % of Load | 1 | 2025 | 1.6303e-06
ENS | Alternate Scenario | C&I Curtailment | C&I Curtailment-Turnkey-Other | Large General | Miscellaneous | Winter Morning | % of Load | 1 | 2025 | 0.00018416
ENS | Alternate Scenario | C&I Curtailment | C&I Curtailment-Turnkey-Other | Large General | Retail Trade | Winter Morning | % of Load | 1 | 2025 | 1.093e-05
ENS | Alternate Scenario | C&I Curtailment | C&I Curtailment-Turnkey-Other | Large General | Services | Winter Morning | % of Load | 1 | 2025 | 1.7503e-05
ENS | Alternate Scenario | C&I Curtailment | C&I Curtailment-Turnkey-Manual HVAC Control | Large General | Miscellaneous | Winter Evening | % of Load | 1 | 2025 | 0.00032629
ENS | Alternate Scenario | C&I Curtailment | C&I Curtailment-Turnkey-Manual HVAC Control | Large General | Retail Trade | Winter Evening | % of Load | 1 | 2025 | 1.4102e-05
ENS | Alternate Scenario | C&I Curtailment | C&I Curtailment-Turnkey-Manual HVAC Control | Large General | Services | Winter Evening | % of Load | 1 | 2025 | 2.2582e-05
ENS | Alternate Scenario | C&I Curtailment | C&I Curtailment-Turnkey-Auto-DR HVAC Control | Large General | Miscellaneous | Winter Evening | % of Load | 1 | 2025 | 8.2186e-06
ENS | Alternate Scenario | C&I Curtailment | C&I Curtailment-Turnkey-Auto-DR HVAC Control | Large General | Retail Trade | Winter Evening | % of Load | 1 | 2025 | 3.552e-07
ENS | Alternate Scenario | C&I Curtailment | C&I Curtailment-Turnkey-Auto-DR HVAC Control | Large General | Services | Winter Evening | % of Load | 1 | 2025 | 5.6881e-07
ENS | Alternate Scenario | C&I Curtailment | C&I Curtailment-Turnkey-Standard Lighting Control | Large General | Miscellaneous | Winter Evening | % of Load | 1 | 2025 | 0.00014373
ENS | Alternate Scenario | C&I Curtailment | C&I Curtailment-Turnkey-Standard Lighting Control | Large General | Retail Trade | Winter Evening | % of Load | 1 | 2025 | 5.8839e-06
ENS | Alternate Scenario | C&I Curtailment | C&I Curtailment-Turnkey-Standard Lighting Control | Large General | Services | Winter Evening | % of Load | 1 | 2025 | 9.4224e-06
ENS | Alternate Scenario | C&I Curtailment | C&I Curtailment-Turnkey-Water Heating Control | Large General | Miscellaneous | Winter Evening | % of Load | 1 | 2025 | 6.4849e-06
ENS | Alternate Scenario | C&I Curtailment | C&I Curtailment-Turnkey-Water Heating Control | Large General | Retail Trade | Winter Evening | % of Load | 1 | 2025 | 7.7539e-07
ENS | Alternate Scenario | C&I Curtailment | C&I Curtailment-Turnkey-Water Heating Control | Large General | Services | Winter Evening | % of Load | 1 | 2025 | 1.2417e-06
ENS | Alternate Scenario | C&I Curtailment | C&I Curtailment-Turnkey-Other | Large General | Miscellaneous | Winter Evening | % of Load | 1 | 2025 | 0.00014027
ENS | Alternate Scenario | C&I Curtailment | C&I Curtailment-Turnkey-Other | Large General | Retail Trade | Winter Evening | % of Load | 1 | 2025 | 8.3247e-06
ENS | Alternate Scenario | C&I Curtailment | C&I Curtailment-Turnkey-Other | Large General | Services | Winter Evening | % of Load | 1 | 2025 | 1.3331e-05
ENS | Alternate Scenario | C&I Curtailment | C&I Curtailment-Turnkey-Manual HVAC Control | Small Industrial | Miscellaneous | Winter Morning | % of Load | 1 | 2025 | 7.1262e-05
ENS | Alternate Scenario | C&I Curtailment | C&I Curtailment-Turnkey-Manual HVAC Control | Small Industrial | Offices | Winter Morning | % of Load | 1 | 2025 | 8.8865e-07
ENS | Alternate Scenario | C&I Curtailment | C&I Curtailment-Turnkey-Manual HVAC Control | Small Industrial | Retail Trade | Winter Morning | % of Load | 1 | 2025 | 3.0903e-06
ENS | Alternate Scenario | C&I Curtailment | C&I Curtailment-Turnkey-Manual HVAC Control | Small Industrial | Services | Winter Morning | % of Load | 1 | 2025 | 9.7631e-07
ENS | Alternate Scenario | C&I Curtailment | C&I Curtailment-Turnkey-Auto-DR HVAC Control | Small Industrial | Miscellaneous | Winter Morning | % of Load | 1 | 2025 | 1.795e-06
ENS | Alternate Scenario | C&I Curtailment | C&I Curtailment-Turnkey-Auto-DR HVAC Control | Small Industrial | Offices | Winter Morning | % of Load | 1 | 2025 | 2.2384e-08
ENS | Alternate Scenario | C&I Curtailment | C&I Curtailment-Turnkey-Auto-DR HVAC Control | Small Industrial | Retail Trade | Winter Morning | % of Load | 1 | 2025 | 7.784e-08
ENS | Alternate Scenario | C&I Curtailment | C&I Curtailment-Turnkey-Auto-DR HVAC Control | Small Industrial | Services | Winter Morning | % of Load | 1 | 2025 | 2.4592e-08
ENS | Alternate Scenario | C&I Curtailment | C&I Curtailment-Turnkey-Standard Lighting Control | Small Industrial | Miscellaneous | Winter Morning | % of Load | 1 | 2025 | 2.298e-05
ENS | Alternate Scenario | C&I Curtailment | C&I Curtailment-Turnkey-Standard Lighting Control | Small Industrial | Offices | Winter Morning | % of Load | 1 | 2025 | 1.2722e-07
ENS | Alternate Scenario | C&I Curtailment | C&I Curtailment-Turnkey-Standard Lighting Control | Small Industrial | Retail Trade | Winter Morning | % of Load | 1 | 2025 | 1.3474e-06
ENS | Alternate Scenario | C&I Curtailment | C&I Curtailment-Turnkey-Standard Lighting Control | Small Industrial | Services | Winter Morning | % of Load | 1 | 2025 | 4.2567e-07
ENS | Alternate Scenario | C&I Curtailment | C&I Curtailment-Turnkey-Water Heating Control | Small Industrial | Miscellaneous | Winter Morning | % of Load | 1 | 2025 | 1.6739e-06
ENS | Alternate Scenario | C&I Curtailment | C&I Curtailment-Turnkey-Water Heating Control | Small Industrial | Offices | Winter Morning | % of Load | 1 | 2025 | 8.769e-09
ENS | Alternate Scenario | C&I Curtailment | C&I Curtailment-Turnkey-Water Heating Control | Small Industrial | Retail Trade | Winter Morning | % of Load | 1 | 2025 | 1.6378e-07
ENS | Alternate Scenario | C&I Curtailment | C&I Curtailment-Turnkey-Water Heating Control | Small Industrial | Services | Winter Morning | % of Load | 1 | 2025 | 5.1743e-08
ENS | Alternate Scenario | C&I Curtailment | C&I Curtailment-Turnkey-Other | Small Industrial | Miscellaneous | Winter Morning | % of Load | 1 | 2025 | 2.6204e-05
ENS | Alternate Scenario | C&I Curtailment | C&I Curtailment-Turnkey-Other | Small Industrial | Offices | Winter Morning | % of Load | 1 | 2025 | 1.6531e-07
ENS | Alternate Scenario | C&I Curtailment | C&I Curtailment-Turnkey-Other | Small Industrial | Retail Trade | Winter Morning | % of Load | 1 | 2025 | 1.8147e-06
ENS | Alternate Scenario | C&I Curtailment | C&I Curtailment-Turnkey-Other | Small Industrial | Services | Winter Morning | % of Load | 1 | 2025 | 5.7331e-07
ENS | Alternate Scenario | C&I Curtailment | C&I Curtailment-Turnkey-Industrial | Small Industrial | Manufacturing | Winter Morning | % of Load | 1 | 2025 | 6.412e-06
ENS | Alternate Scenario | C&I Curtailment | C&I Curtailment-Turnkey-Manual HVAC Control | Small Industrial | Miscellaneous | Winter Evening | % of Load | 1 | 2025 | 8.6621e-05
ENS | Alternate Scenario | C&I Curtailment | C&I Curtailment-Turnkey-Manual HVAC Control | Small Industrial | Offices | Winter Evening | % of Load | 1 | 2025 | 1.0802e-06
ENS | Alternate Scenario | C&I Curtailment | C&I Curtailment-Turnkey-Manual HVAC Control | Small Industrial | Retail Trade | Winter Evening | % of Load | 1 | 2025 | 3.7564e-06
ENS | Alternate Scenario | C&I Curtailment | C&I Curtailment-Turnkey-Manual HVAC Control | Small Industrial | Services | Winter Evening | % of Load | 1 | 2025 | 1.1867e-06
ENS | Alternate Scenario | C&I Curtailment | C&I Curtailment-Turnkey-Auto-DR HVAC Control | Small Industrial | Miscellaneous | Winter Evening | % of Load | 1 | 2025 | 2.1818e-06
ENS | Alternate Scenario | C&I Curtailment | C&I Curtailment-Turnkey-Auto-DR HVAC Control | Small Industrial | Offices | Winter Evening | % of Load | 1 | 2025 | 2.7208e-08
ENS | Alternate Scenario | C&I Curtailment | C&I Curtailment-Turnkey-Auto-DR HVAC Control | Small Industrial | Retail Trade | Winter Evening | % of Load | 1 | 2025 | 9.4617e-08
ENS | Alternate Scenario | C&I Curtailment | C&I Curtailment-Turnkey-Auto-DR HVAC Control | Small Industrial | Services | Winter Evening | % of Load | 1 | 2025 | 2.9892e-08
ENS | Alternate Scenario | C&I Curtailment | C&I Curtailment-Turnkey-Standard Lighting Control | Small Industrial | Miscellaneous | Winter Evening | % of Load | 1 | 2025 | 2.7932e-05
ENS | Alternate Scenario | C&I Curtailment | C&I Curtailment-Turnkey-Standard Lighting Control | Small Industrial | Offices | Winter Evening | % of Load | 1 | 2025 | 1.5464e-07
ENS | Alternate Scenario | C&I Curtailment | C&I Curtailment-Turnkey-Standard Lighting Control | Small Industrial | Retail Trade | Winter Evening | % of Load | 1 | 2025 | 1.6378e-06
ENS | Alternate Scenario | C&I Curtailment | C&I Curtailment-Turnkey-Standard Lighting Control | Small Industrial | Services | Winter Evening | % of Load | 1 | 2025 | 5.1741e-07
ENS | Alternate Scenario | C&I Curtailment | C&I Curtailment-Turnkey-Water Heating Control | Small Industrial | Miscellaneous | Winter Evening | % of Load | 1 | 2025 | 2.0347e-06
ENS | Alternate Scenario | C&I Curtailment | C&I Curtailment-Turnkey-Water Heating Control | Small Industrial | Offices | Winter Evening | % of Load | 1 | 2025 | 1.0659e-08
ENS | Alternate Scenario | C&I Curtailment | C&I Curtailment-Turnkey-Water Heating Control | Small Industrial | Retail Trade | Winter Evening | % of Load | 1 | 2025 | 1.9908e-07
ENS | Alternate Scenario | C&I Curtailment | C&I Curtailment-Turnkey-Water Heating Control | Small Industrial | Services | Winter Evening | % of Load | 1 | 2025 | 6.2895e-08
ENS | Alternate Scenario | C&I Curtailment | C&I Curtailment-Turnkey-Other | Small Industrial | Miscellaneous | Winter Evening | % of Load | 1 | 2025 | 3.1852e-05
ENS | Alternate Scenario | C&I Curtailment | C&I Curtailment-Turnkey-Other | Small Industrial | Offices | Winter Evening | % of Load | 1 | 2025 | 2.0094e-07
ENS | Alternate Scenario | C&I Curtailment | C&I Curtailment-Turnkey-Other | Small Industrial | Retail Trade | Winter Evening | % of Load | 1 | 2025 | 2.2058e-06
ENS | Alternate Scenario | C&I Curtailment | C&I Curtailment-Turnkey-Other | Small Industrial | Services | Winter Evening | % of Load | 1 | 2025 | 6.9688e-07
ENS | Alternate Scenario | C&I Curtailment | C&I Curtailment-Turnkey-Industrial | Small Industrial | Manufacturing | Winter Evening | % of Load | 1 | 2025 | 7.794e-06
ENS | Alternate Scenario | C&I Curtailment | C&I Curtailment-Turnkey-Manual HVAC Control | Medium Industrial | Miscellaneous | Winter Morning | % of Load | 1 | 2025 | 0.0013593
ENS | Alternate Scenario | C&I Curtailment | C&I Curtailment-Turnkey-Manual HVAC Control | Medium Industrial | Offices | Winter Morning | % of Load | 1 | 2025 | 2.1337e-05
ENS | Alternate Scenario | C&I Curtailment | C&I Curtailment-Turnkey-Manual HVAC Control | Medium Industrial | Retail Trade | Winter Morning | % of Load | 1 | 2025 | 0.00030838
ENS | Alternate Scenario | C&I Curtailment | C&I Curtailment-Turnkey-Manual HVAC Control | Medium Industrial | Services | Winter Morning | % of Load | 1 | 2025 | 1.42e-05
ENS | Alternate Scenario | C&I Curtailment | C&I Curtailment-Turnkey-Auto-DR HVAC Control | Medium Industrial | Miscellaneous | Winter Morning | % of Load | 1 | 2025 | 3.4237e-05
ENS | Alternate Scenario | C&I Curtailment | C&I Curtailment-Turnkey-Auto-DR HVAC Control | Medium Industrial | Offices | Winter Morning | % of Load | 1 | 2025 | 5.3744e-07
ENS | Alternate Scenario | C&I Curtailment | C&I Curtailment-Turnkey-Auto-DR HVAC Control | Medium Industrial | Retail Trade | Winter Morning | % of Load | 1 | 2025 | 7.7675e-06
ENS | Alternate Scenario | C&I Curtailment | C&I Curtailment-Turnkey-Auto-DR HVAC Control | Medium Industrial | Services | Winter Morning | % of Load | 1 | 2025 | 3.5767e-07
ENS | Alternate Scenario | C&I Curtailment | C&I Curtailment-Turnkey-Standard Lighting Control | Medium Industrial | Miscellaneous | Winter Morning | % of Load | 1 | 2025 | 0.00043831
ENS | Alternate Scenario | C&I Curtailment | C&I Curtailment-Turnkey-Standard Lighting Control | Medium Industrial | Offices | Winter Morning | % of Load | 1 | 2025 | 3.0547e-06
ENS | Alternate Scenario | C&I Curtailment | C&I Curtailment-Turnkey-Standard Lighting Control | Medium Industrial | Retail Trade | Winter Morning | % of Load | 1 | 2025 | 0.00013445
ENS | Alternate Scenario | C&I Curtailment | C&I Curtailment-Turnkey-Standard Lighting Control | Medium Industrial | Services | Winter Morning | % of Load | 1 | 2025 | 6.1911e-06
ENS | Alternate Scenario | C&I Curtailment | C&I Curtailment-Turnkey-Water Heating Control | Medium Industrial | Miscellaneous | Winter Morning | % of Load | 1 | 2025 | 3.1928e-05
ENS | Alternate Scenario | C&I Curtailment | C&I Curtailment-Turnkey-Water Heating Control | Medium Industrial | Offices | Winter Morning | % of Load | 1 | 2025 | 2.1055e-07
ENS | Alternate Scenario | C&I Curtailment | C&I Curtailment-Turnkey-Water Heating Control | Medium Industrial | Retail Trade | Winter Morning | % of Load | 1 | 2025 | 1.6343e-05
ENS | Alternate Scenario | C&I Curtailment | C&I Curtailment-Turnkey-Water Heating Control | Medium Industrial | Services | Winter Morning | % of Load | 1 | 2025 | 7.5257e-07
ENS | Alternate Scenario | C&I Curtailment | C&I Curtailment-Turnkey-Other | Medium Industrial | Miscellaneous | Winter Morning | % of Load | 1 | 2025 | 0.00049983
ENS | Alternate Scenario | C&I Curtailment | C&I Curtailment-Turnkey-Other | Medium Industrial | Offices | Winter Morning | % of Load | 1 | 2025 | 3.9693e-06
ENS | Alternate Scenario | C&I Curtailment | C&I Curtailment-Turnkey-Other | Medium Industrial | Retail Trade | Winter Morning | % of Load | 1 | 2025 | 0.00018109
ENS | Alternate Scenario | C&I Curtailment | C&I Curtailment-Turnkey-Other | Medium Industrial | Services | Winter Morning | % of Load | 1 | 2025 | 8.3385e-06
ENS | Alternate Scenario | C&I Curtailment | C&I Curtailment-Turnkey-Manual HVAC Control | Medium Industrial | Miscellaneous | Winter Evening | % of Load | 1 | 2025 | 0.0011643
ENS | Alternate Scenario | C&I Curtailment | C&I Curtailment-Turnkey-Manual HVAC Control | Medium Industrial | Offices | Winter Evening | % of Load | 1 | 2025 | 1.8276e-05
ENS | Alternate Scenario | C&I Curtailment | C&I Curtailment-Turnkey-Manual HVAC Control | Medium Industrial | Retail Trade | Winter Evening | % of Load | 1 | 2025 | 0.00026414
ENS | Alternate Scenario | C&I Curtailment | C&I Curtailment-Turnkey-Manual HVAC Control | Medium Industrial | Services | Winter Evening | % of Load | 1 | 2025 | 1.2163e-05
ENS | Alternate Scenario | C&I Curtailment | C&I Curtailment-Turnkey-Auto-DR HVAC Control | Medium Industrial | Miscellaneous | Winter Evening | % of Load | 1 | 2025 | 2.9326e-05
ENS | Alternate Scenario | C&I Curtailment | C&I Curtailment-Turnkey-Auto-DR HVAC Control | Medium Industrial | Offices | Winter Evening | % of Load | 1 | 2025 | 4.6034e-07
ENS | Alternate Scenario | C&I Curtailment | C&I Curtailment-Turnkey-Auto-DR HVAC Control | Medium Industrial | Retail Trade | Winter Evening | % of Load | 1 | 2025 | 6.6532e-06
ENS | Alternate Scenario | C&I Curtailment | C&I Curtailment-Turnkey-Auto-DR HVAC Control | Medium Industrial | Services | Winter Evening | % of Load | 1 | 2025 | 3.0636e-07
ENS | Alternate Scenario | C&I Curtailment | C&I Curtailment-Turnkey-Standard Lighting Control | Medium Industrial | Miscellaneous | Winter Evening | % of Load | 1 | 2025 | 0.00037544
ENS | Alternate Scenario | C&I Curtailment | C&I Curtailment-Turnkey-Standard Lighting Control | Medium Industrial | Offices | Winter Evening | % of Load | 1 | 2025 | 2.6165e-06
ENS | Alternate Scenario | C&I Curtailment | C&I Curtailment-Turnkey-Standard Lighting Control | Medium Industrial | Retail Trade | Winter Evening | % of Load | 1 | 2025 | 0.00011516
ENS | Alternate Scenario | C&I Curtailment | C&I Curtailment-Turnkey-Standard Lighting Control | Medium Industrial | Services | Winter Evening | % of Load | 1 | 2025 | 5.303e-06
ENS | Alternate Scenario | C&I Curtailment | C&I Curtailment-Turnkey-Water Heating Control | Medium Industrial | Miscellaneous | Winter Evening | % of Load | 1 | 2025 | 2.7348e-05
ENS | Alternate Scenario | C&I Curtailment | C&I Curtailment-Turnkey-Water Heating Control | Medium Industrial | Offices | Winter Evening | % of Load | 1 | 2025 | 1.8034e-07
ENS | Alternate Scenario | C&I Curtailment | C&I Curtailment-Turnkey-Water Heating Control | Medium Industrial | Retail Trade | Winter Evening | % of Load | 1 | 2025 | 1.3999e-05
ENS | Alternate Scenario | C&I Curtailment | C&I Curtailment-Turnkey-Water Heating Control | Medium Industrial | Services | Winter Evening | % of Load | 1 | 2025 | 6.4461e-07
ENS | Alternate Scenario | C&I Curtailment | C&I Curtailment-Turnkey-Other | Medium Industrial | Miscellaneous | Winter Evening | % of Load | 1 | 2025 | 0.00042813
ENS | Alternate Scenario | C&I Curtailment | C&I Curtailment-Turnkey-Other | Medium Industrial | Offices | Winter Evening | % of Load | 1 | 2025 | 3.3999e-06
ENS | Alternate Scenario | C&I Curtailment | C&I Curtailment-Turnkey-Other | Medium Industrial | Retail Trade | Winter Evening | % of Load | 1 | 2025 | 0.00015511
ENS | Alternate Scenario | C&I Curtailment | C&I Curtailment-Turnkey-Other | Medium Industrial | Services | Winter Evening | % of Load | 1 | 2025 | 7.1423e-06
ENS | Alternate Scenario | C&I Curtailment | C&I Curtailment-Turnkey-Manual HVAC Control | Large Industrial | Miscellaneous | Winter Morning | % of Load | 1 | 2025 | 2.826e-05
ENS | Alternate Scenario | C&I Curtailment | C&I Curtailment-Turnkey-Auto-DR HVAC Control | Large Industrial | Miscellaneous | Winter Morning | % of Load | 1 | 2025 | 7.1181e-07
ENS | Alternate Scenario | C&I Curtailment | C&I Curtailment-Turnkey-Standard Lighting Control | Large Industrial | Miscellaneous | Winter Morning | % of Load | 1 | 2025 | 1.2449e-05
ENS | Alternate Scenario | C&I Curtailment | C&I Curtailment-Turnkey-Water Heating Control | Large Industrial | Miscellaneous | Winter Morning | % of Load | 1 | 2025 | 5.6165e-07
ENS | Alternate Scenario | C&I Curtailment | C&I Curtailment-Turnkey-Other | Large Industrial | Miscellaneous | Winter Morning | % of Load | 1 | 2025 | 1.2148e-05
ENS | Alternate Scenario | C&I Curtailment | C&I Curtailment-Turnkey-Industrial | Large Industrial | Manufacturing | Winter Morning | % of Load | 1 | 2025 | 2.4378e-06
ENS | Alternate Scenario | C&I Curtailment | C&I Curtailment-Turnkey-Manual HVAC Control | Large Industrial | Miscellaneous | Winter Evening | % of Load | 1 | 2025 | 2.4874e-05
ENS | Alternate Scenario | C&I Curtailment | C&I Curtailment-Turnkey-Auto-DR HVAC Control | Large Industrial | Miscellaneous | Winter Evening | % of Load | 1 | 2025 | 6.2652e-07
ENS | Alternate Scenario | C&I Curtailment | C&I Curtailment-Turnkey-Standard Lighting Control | Large Industrial | Miscellaneous | Winter Evening | % of Load | 1 | 2025 | 1.0957e-05
ENS | Alternate Scenario | C&I Curtailment | C&I Curtailment-Turnkey-Water Heating Control | Large Industrial | Miscellaneous | Winter Evening | % of Load | 1 | 2025 | 4.9436e-07
ENS | Alternate Scenario | C&I Curtailment | C&I Curtailment-Turnkey-Other | Large Industrial | Miscellaneous | Winter Evening | % of Load | 1 | 2025 | 1.0693e-05
ENS | Alternate Scenario | C&I Curtailment | C&I Curtailment-Turnkey-Industrial | Large Industrial | Manufacturing | Winter Evening | % of Load | 1 | 2025 | 2.1457e-06
ENS | Alternate Scenario | Dynamic Pricing | Dynamic Pricing with enabling tech. | Small General | Manufacturing | Winter Morning | % of Load | 1 | 2025 | 8.462e-07
ENS | Alternate Scenario | Dynamic Pricing | Dynamic Pricing with enabling tech. | Small General | Manufacturing | Winter Evening | % of Load | 1 | 2025 | 8.6972e-07
ENS | Alternate Scenario | Dynamic Pricing | Dynamic Pricing with enabling tech. | Residential Charitable | Residential LI | Winter Morning | % of Load | 1 | 2025 | 1.3925e-05
ENS | Alternate Scenario | Dynamic Pricing | Dynamic Pricing with enabling tech. | Residential Charitable | Residential Market Rate | Winter Morning | % of Load | 1 | 2025 | 7.9233e-05
ENS | Alternate Scenario | Dynamic Pricing | Dynamic Pricing w/o enabling tech. | Residential Charitable | Residential LI | Winter Morning | % of Load | 1 | 2025 | 0.00066348
ENS | Alternate Scenario | Dynamic Pricing | Dynamic Pricing w/o enabling tech. | Residential Charitable | Residential Market Rate | Winter Morning | % of Load | 1 | 2025 | 0.0037752
ENS | Alternate Scenario | Dynamic Pricing | Dynamic Pricing with enabling tech. | Residential Charitable | Residential LI | Winter Evening | % of Load | 1 | 2025 | 1.4036e-05
ENS | Alternate Scenario | Dynamic Pricing | Dynamic Pricing with enabling tech. | Residential Charitable | Residential Market Rate | Winter Evening | % of Load | 1 | 2025 | 7.9867e-05
ENS | Alternate Scenario | Dynamic Pricing | Dynamic Pricing w/o enabling tech. | Residential Charitable | Residential LI | Winter Evening | % of Load | 1 | 2025 | 0.00066879
ENS | Alternate Scenario | Dynamic Pricing | Dynamic Pricing w/o enabling tech. | Residential Charitable | Residential Market Rate | Winter Evening | % of Load | 1 | 2025 | 0.0038055
ENS | Alternate Scenario | BTM Battery Control | BTM Battery Control-BYOB | Residential Charitable | Residential Market Rate | Winter Morning | % of Load | 0 | 2025 | 1.5979e-05
ENS | Alternate Scenario | BTM Battery Control | BTM Battery Control-BYOB | Residential Charitable | Residential Market Rate | Winter Evening | % of Load | 0 | 2025 | 1.83e-05
ENS | Alternate Scenario | EV Charging Control | EV Charging Control | EV Res LDV | EV | Winter Morning | % of Load | 0 | 2025 | 1.3792e-06
ENS | Alternate Scenario | EV Charging Control | EV Charging Control | EV Res LDV | EV | Winter Evening | % of Load | 0 | 2025 | 1.4692e-05
ENS | Alternate Scenario | EV Charging Control | EV Charging Control | EV Com LDV | EV | Winter Morning | % of Load | 0 | 2025 | 4.6631e-07
ENS | Alternate Scenario | EV Charging Control | EV Charging Control | EV Com LDV | EV | Winter Evening | % of Load | 0 | 2025 | 4.9674e-06
ENS | Alternate Scenario | Time-of-Use Rates (TOU) | Time-of-Use Rates (TOU) | Residential Charitable | Residential LI | Winter Morning | % of Load | 0 | 2025 | 0.00021374
ENS | Alternate Scenario | Time-of-Use Rates (TOU) | Time-of-Use Rates (TOU) | Residential Charitable | Residential Market Rate | Winter Morning | % of Load | 0 | 2025 | 0.0012185
ENS | Alternate Scenario | Time-of-Use Rates (TOU) | Time-of-Use Rates (TOU) | Residential Charitable | Residential LI | Winter Evening | % of Load | 0 | 2025 | 0.00021545
ENS | Alternate Scenario | Time-of-Use Rates (TOU) | Time-of-Use Rates (TOU) | Residential Charitable | Residential Market Rate | Winter Evening | % of Load | 0 | 2025 | 0.0012283
ENS | Alternate Scenario | DLC-Thermostat | DLC-Thermostat-BYOT-Central Heat Pump | Residential Charitable | Residential LI | Winter Morning | % of Load | 0 | 2026 | 2.0265e-05
ENS | Alternate Scenario | DLC-Thermostat | DLC-Thermostat-BYOT-Central Heat Pump | Residential Charitable | Residential Market Rate | Winter Morning | % of Load | 0 | 2026 | 0.00016064
ENS | Alternate Scenario | DLC-Thermostat | DLC-Thermostat-DI-Baseboard Heating | Residential Charitable | Residential LI | Winter Morning | % of Load | 0 | 2026 | 0.00011871
ENS | Alternate Scenario | DLC-Thermostat | DLC-Thermostat-DI-Baseboard Heating | Residential Charitable | Residential Market Rate | Winter Morning | % of Load | 0 | 2026 | 0.0012448
ENS | Alternate Scenario | DLC-Thermostat | DLC-Thermostat-BYOT-Baseboard Heating | Residential Charitable | Residential LI | Winter Morning | % of Load | 0 | 2026 | 1.3887e-05
ENS | Alternate Scenario | DLC-Thermostat | DLC-Thermostat-BYOT-Baseboard Heating | Residential Charitable | Residential Market Rate | Winter Morning | % of Load | 0 | 2026 | 0.00014561
ENS | Alternate Scenario | DLC-Thermostat | DLC-Thermostat-DI-MSHP | Residential Charitable | Residential LI | Winter Morning | % of Load | 0 | 2026 | 5.9262e-05
ENS | Alternate Scenario | DLC-Thermostat | DLC-Thermostat-DI-MSHP | Residential Charitable | Residential Market Rate | Winter Morning | % of Load | 0 | 2026 | 0.00073076
ENS | Alternate Scenario | DLC-Thermostat | DLC-Thermostat-BYOT-MSHP | Residential Charitable | Residential LI | Winter Morning | % of Load | 0 | 2026 | 5.3413e-06
ENS | Alternate Scenario | DLC-Thermostat | DLC-Thermostat-BYOT-MSHP | Residential Charitable | Residential Market Rate | Winter Morning | % of Load | 0 | 2026 | 6.5864e-05
ENS | Alternate Scenario | DLC-Thermostat | DLC-Thermostat-BYOT-Central Heat Pump | Residential Charitable | Residential LI | Winter Evening | % of Load | 0 | 2026 | 1.7922e-05
ENS | Alternate Scenario | DLC-Thermostat | DLC-Thermostat-BYOT-Central Heat Pump | Residential Charitable | Residential Market Rate | Winter Evening | % of Load | 0 | 2026 | 0.00014207
ENS | Alternate Scenario | DLC-Thermostat | DLC-Thermostat-DI-Baseboard Heating | Residential Charitable | Residential LI | Winter Evening | % of Load | 0 | 2026 | 0.00010499
ENS | Alternate Scenario | DLC-Thermostat | DLC-Thermostat-DI-Baseboard Heating | Residential Charitable | Residential Market Rate | Winter Evening | % of Load | 0 | 2026 | 0.001101
ENS | Alternate Scenario | DLC-Thermostat | DLC-Thermostat-BYOT-Baseboard Heating | Residential Charitable | Residential LI | Winter Evening | % of Load | 0 | 2026 | 1.2281e-05
ENS | Alternate Scenario | DLC-Thermostat | DLC-Thermostat-BYOT-Baseboard Heating | Residential Charitable | Residential Market Rate | Winter Evening | % of Load | 0 | 2026 | 0.00012878
ENS | Alternate Scenario | DLC-Thermostat | DLC-Thermostat-DI-MSHP | Residential Charitable | Residential LI | Winter Evening | % of Load | 0 | 2026 | 5.2412e-05
ENS | Alternate Scenario | DLC-Thermostat | DLC-Thermostat-DI-MSHP | Residential Charitable | Residential Market Rate | Winter Evening | % of Load | 0 | 2026 | 0.00064629
ENS | Alternate Scenario | DLC-Thermostat | DLC-Thermostat-BYOT-MSHP | Residential Charitable | Residential LI | Winter Evening | % of Load | 0 | 2026 | 4.7239e-06
ENS | Alternate Scenario | DLC-Thermostat | DLC-Thermostat-BYOT-MSHP | Residential Charitable | Residential Market Rate | Winter Evening | % of Load | 0 | 2026 | 5.825e-05
ENS | Alternate Scenario | DLC-Water Heating | DLC-Switch-Water Heating | Residential Charitable | Residential LI | Winter Morning | % of Load | 0 | 2026 | 6.4303e-05
ENS | Alternate Scenario | DLC-Water Heating | DLC-Switch-Water Heating | Residential Charitable | Residential Market Rate | Winter Morning | % of Load | 0 | 2026 | 0.0007438
ENS | Alternate Scenario | DLC-Water Heating | DLC-Switch-Water Heating | Residential Charitable | Residential LI | Winter Evening | % of Load | 0 | 2026 | 4.8067e-05
ENS | Alternate Scenario | DLC-Water Heating | DLC-Switch-Water Heating | Residential Charitable | Residential Market Rate | Winter Evening | % of Load | 0 | 2026 | 0.000556
ENS | Alternate Scenario | C&I Curtailment | C&I Curtailment-Turnkey-Manual HVAC Control | General | Miscellaneous | Winter Morning | % of Load | 1 | 2026 | 0.00043558
ENS | Alternate Scenario | C&I Curtailment | C&I Curtailment-Turnkey-Manual HVAC Control | General | Offices | Winter Morning | % of Load | 1 | 2026 | 2.8813e-05
ENS | Alternate Scenario | C&I Curtailment | C&I Curtailment-Turnkey-Manual HVAC Control | General | Retail Trade | Winter Morning | % of Load | 1 | 2026 | 0.00010227
ENS | Alternate Scenario | C&I Curtailment | C&I Curtailment-Turnkey-Manual HVAC Control | General | Services | Winter Morning | % of Load | 1 | 2026 | 6.6112e-05
ENS | Alternate Scenario | C&I Curtailment | C&I Curtailment-Turnkey-Auto-DR HVAC Control | General | Miscellaneous | Winter Morning | % of Load | 1 | 2026 | 1.3766e-05
ENS | Alternate Scenario | C&I Curtailment | C&I Curtailment-Turnkey-Auto-DR HVAC Control | General | Offices | Winter Morning | % of Load | 1 | 2026 | 9.1061e-07
ENS | Alternate Scenario | C&I Curtailment | C&I Curtailment-Turnkey-Auto-DR HVAC Control | General | Retail Trade | Winter Morning | % of Load | 1 | 2026 | 3.2321e-06
ENS | Alternate Scenario | C&I Curtailment | C&I Curtailment-Turnkey-Auto-DR HVAC Control | General | Services | Winter Morning | % of Load | 1 | 2026 | 2.0894e-06
ENS | Alternate Scenario | C&I Curtailment | C&I Curtailment-Turnkey-Standard Lighting Control | General | Miscellaneous | Winter Morning | % of Load | 1 | 2026 | 0.00018296
ENS | Alternate Scenario | C&I Curtailment | C&I Curtailment-Turnkey-Standard Lighting Control | General | Offices | Winter Morning | % of Load | 1 | 2026 | 3.8347e-06
ENS | Alternate Scenario | C&I Curtailment | C&I Curtailment-Turnkey-Standard Lighting Control | General | Retail Trade | Winter Morning | % of Load | 1 | 2026 | 4.2123e-05
ENS | Alternate Scenario | C&I Curtailment | C&I Curtailment-Turnkey-Standard Lighting Control | General | Services | Winter Morning | % of Load | 1 | 2026 | 2.7253e-05
ENS | Alternate Scenario | C&I Curtailment | C&I Curtailment-Turnkey-Water Heating Control | General | Miscellaneous | Winter Morning | % of Load | 1 | 2026 | 1.0877e-05
ENS | Alternate Scenario | C&I Curtailment | C&I Curtailment-Turnkey-Water Heating Control | General | Offices | Winter Morning | % of Load | 1 | 2026 | 2.9249e-07
ENS | Alternate Scenario | C&I Curtailment | C&I Curtailment-Turnkey-Water Heating Control | General | Retail Trade | Winter Morning | % of Load | 1 | 2026 | 5.7729e-06
ENS | Alternate Scenario | C&I Curtailment | C&I Curtailment-Turnkey-Water Heating Control | General | Services | Winter Morning | % of Load | 1 | 2026 | 3.7295e-06
ENS | Alternate Scenario | C&I Curtailment | C&I Curtailment-Turnkey-Other | General | Miscellaneous | Winter Morning | % of Load | 1 | 2026 | 0.00019512
ENS | Alternate Scenario | C&I Curtailment | C&I Curtailment-Turnkey-Other | General | Offices | Winter Morning | % of Load | 1 | 2026 | 5.3659e-06
ENS | Alternate Scenario | C&I Curtailment | C&I Curtailment-Turnkey-Other | General | Retail Trade | Winter Morning | % of Load | 1 | 2026 | 6.1595e-05
ENS | Alternate Scenario | C&I Curtailment | C&I Curtailment-Turnkey-Other | General | Services | Winter Morning | % of Load | 1 | 2026 | 3.9814e-05
ENS | Alternate Scenario | C&I Curtailment | C&I Curtailment-Turnkey-Manual HVAC Control | General | Miscellaneous | Winter Evening | % of Load | 1 | 2026 | 0.00045149
ENS | Alternate Scenario | C&I Curtailment | C&I Curtailment-Turnkey-Manual HVAC Control | General | Offices | Winter Evening | % of Load | 1 | 2026 | 2.9865e-05
ENS | Alternate Scenario | C&I Curtailment | C&I Curtailment-Turnkey-Manual HVAC Control | General | Retail Trade | Winter Evening | % of Load | 1 | 2026 | 0.000106
ENS | Alternate Scenario | C&I Curtailment | C&I Curtailment-Turnkey-Manual HVAC Control | General | Services | Winter Evening | % of Load | 1 | 2026 | 6.8527e-05
ENS | Alternate Scenario | C&I Curtailment | C&I Curtailment-Turnkey-Auto-DR HVAC Control | General | Miscellaneous | Winter Evening | % of Load | 1 | 2026 | 1.4269e-05
ENS | Alternate Scenario | C&I Curtailment | C&I Curtailment-Turnkey-Auto-DR HVAC Control | General | Offices | Winter Evening | % of Load | 1 | 2026 | 9.4387e-07
ENS | Alternate Scenario | C&I Curtailment | C&I Curtailment-Turnkey-Auto-DR HVAC Control | General | Retail Trade | Winter Evening | % of Load | 1 | 2026 | 3.3502e-06
ENS | Alternate Scenario | C&I Curtailment | C&I Curtailment-Turnkey-Auto-DR HVAC Control | General | Services | Winter Evening | % of Load | 1 | 2026 | 2.1658e-06
ENS | Alternate Scenario | C&I Curtailment | C&I Curtailment-Turnkey-Standard Lighting Control | General | Miscellaneous | Winter Evening | % of Load | 1 | 2026 | 0.00018964
ENS | Alternate Scenario | C&I Curtailment | C&I Curtailment-Turnkey-Standard Lighting Control | General | Offices | Winter Evening | % of Load | 1 | 2026 | 3.9748e-06
ENS | Alternate Scenario | C&I Curtailment | C&I Curtailment-Turnkey-Standard Lighting Control | General | Retail Trade | Winter Evening | % of Load | 1 | 2026 | 4.3662e-05
ENS | Alternate Scenario | C&I Curtailment | C&I Curtailment-Turnkey-Standard Lighting Control | General | Services | Winter Evening | % of Load | 1 | 2026 | 2.8248e-05
ENS | Alternate Scenario | C&I Curtailment | C&I Curtailment-Turnkey-Water Heating Control | General | Miscellaneous | Winter Evening | % of Load | 1 | 2026 | 1.1274e-05
ENS | Alternate Scenario | C&I Curtailment | C&I Curtailment-Turnkey-Water Heating Control | General | Offices | Winter Evening | % of Load | 1 | 2026 | 3.0317e-07
ENS | Alternate Scenario | C&I Curtailment | C&I Curtailment-Turnkey-Water Heating Control | General | Retail Trade | Winter Evening | % of Load | 1 | 2026 | 5.9838e-06
ENS | Alternate Scenario | C&I Curtailment | C&I Curtailment-Turnkey-Water Heating Control | General | Services | Winter Evening | % of Load | 1 | 2026 | 3.8657e-06
ENS | Alternate Scenario | C&I Curtailment | C&I Curtailment-Turnkey-Other | General | Miscellaneous | Winter Evening | % of Load | 1 | 2026 | 0.00020225
ENS | Alternate Scenario | C&I Curtailment | C&I Curtailment-Turnkey-Other | General | Offices | Winter Evening | % of Load | 1 | 2026 | 5.5619e-06
ENS | Alternate Scenario | C&I Curtailment | C&I Curtailment-Turnkey-Other | General | Retail Trade | Winter Evening | % of Load | 1 | 2026 | 6.3845e-05
ENS | Alternate Scenario | C&I Curtailment | C&I Curtailment-Turnkey-Other | General | Services | Winter Evening | % of Load | 1 | 2026 | 4.1268e-05
ENS | Alternate Scenario | C&I Curtailment | C&I Curtailment-Turnkey-Manual HVAC Control | Large General | Miscellaneous | Winter Morning | % of Load | 1 | 2026 | 0.00034845
ENS | Alternate Scenario | C&I Curtailment | C&I Curtailment-Turnkey-Manual HVAC Control | Large General | Retail Trade | Winter Morning | % of Load | 1 | 2026 | 1.4968e-05
ENS | Alternate Scenario | C&I Curtailment | C&I Curtailment-Turnkey-Manual HVAC Control | Large General | Services | Winter Morning | % of Load | 1 | 2026 | 2.3969e-05
ENS | Alternate Scenario | C&I Curtailment | C&I Curtailment-Turnkey-Auto-DR HVAC Control | Large General | Miscellaneous | Winter Morning | % of Load | 1 | 2026 | 1.1013e-05
ENS | Alternate Scenario | C&I Curtailment | C&I Curtailment-Turnkey-Auto-DR HVAC Control | Large General | Retail Trade | Winter Morning | % of Load | 1 | 2026 | 4.7305e-07
ENS | Alternate Scenario | C&I Curtailment | C&I Curtailment-Turnkey-Auto-DR HVAC Control | Large General | Services | Winter Morning | % of Load | 1 | 2026 | 7.5753e-07
ENS | Alternate Scenario | C&I Curtailment | C&I Curtailment-Turnkey-Standard Lighting Control | Large General | Miscellaneous | Winter Morning | % of Load | 1 | 2026 | 0.000152
ENS | Alternate Scenario | C&I Curtailment | C&I Curtailment-Turnkey-Standard Lighting Control | Large General | Retail Trade | Winter Morning | % of Load | 1 | 2026 | 6.1407e-06
ENS | Alternate Scenario | C&I Curtailment | C&I Curtailment-Turnkey-Standard Lighting Control | Large General | Services | Winter Morning | % of Load | 1 | 2026 | 9.8336e-06
ENS | Alternate Scenario | C&I Curtailment | C&I Curtailment-Turnkey-Water Heating Control | Large General | Miscellaneous | Winter Morning | % of Load | 1 | 2026 | 7.0187e-06
ENS | Alternate Scenario | C&I Curtailment | C&I Curtailment-Turnkey-Water Heating Control | Large General | Retail Trade | Winter Morning | % of Load | 1 | 2026 | 8.4776e-07
ENS | Alternate Scenario | C&I Curtailment | C&I Curtailment-Turnkey-Water Heating Control | Large General | Services | Winter Morning | % of Load | 1 | 2026 | 1.3576e-06
ENS | Alternate Scenario | C&I Curtailment | C&I Curtailment-Turnkey-Other | Large General | Miscellaneous | Winter Morning | % of Load | 1 | 2026 | 0.00015171
ENS | Alternate Scenario | C&I Curtailment | C&I Curtailment-Turnkey-Other | Large General | Retail Trade | Winter Morning | % of Load | 1 | 2026 | 9.021e-06
ENS | Alternate Scenario | C&I Curtailment | C&I Curtailment-Turnkey-Other | Large General | Services | Winter Morning | % of Load | 1 | 2026 | 1.4446e-05
ENS | Alternate Scenario | C&I Curtailment | C&I Curtailment-Turnkey-Manual HVAC Control | Large General | Miscellaneous | Winter Evening | % of Load | 1 | 2026 | 0.00026534
ENS | Alternate Scenario | C&I Curtailment | C&I Curtailment-Turnkey-Manual HVAC Control | Large General | Retail Trade | Winter Evening | % of Load | 1 | 2026 | 1.1398e-05
ENS | Alternate Scenario | C&I Curtailment | C&I Curtailment-Turnkey-Manual HVAC Control | Large General | Services | Winter Evening | % of Load | 1 | 2026 | 1.8252e-05
ENS | Alternate Scenario | C&I Curtailment | C&I Curtailment-Turnkey-Auto-DR HVAC Control | Large General | Miscellaneous | Winter Evening | % of Load | 1 | 2026 | 8.386e-06
ENS | Alternate Scenario | C&I Curtailment | C&I Curtailment-Turnkey-Auto-DR HVAC Control | Large General | Retail Trade | Winter Evening | % of Load | 1 | 2026 | 3.6022e-07
ENS | Alternate Scenario | C&I Curtailment | C&I Curtailment-Turnkey-Auto-DR HVAC Control | Large General | Services | Winter Evening | % of Load | 1 | 2026 | 5.7685e-07
ENS | Alternate Scenario | C&I Curtailment | C&I Curtailment-Turnkey-Standard Lighting Control | Large General | Miscellaneous | Winter Evening | % of Load | 1 | 2026 | 0.00011575
ENS | Alternate Scenario | C&I Curtailment | C&I Curtailment-Turnkey-Standard Lighting Control | Large General | Retail Trade | Winter Evening | % of Load | 1 | 2026 | 4.6761e-06
ENS | Alternate Scenario | C&I Curtailment | C&I Curtailment-Turnkey-Standard Lighting Control | Large General | Services | Winter Evening | % of Load | 1 | 2026 | 7.4882e-06
ENS | Alternate Scenario | C&I Curtailment | C&I Curtailment-Turnkey-Water Heating Control | Large General | Miscellaneous | Winter Evening | % of Load | 1 | 2026 | 5.3447e-06
ENS | Alternate Scenario | C&I Curtailment | C&I Curtailment-Turnkey-Water Heating Control | Large General | Retail Trade | Winter Evening | % of Load | 1 | 2026 | 6.4556e-07
ENS | Alternate Scenario | C&I Curtailment | C&I Curtailment-Turnkey-Water Heating Control | Large General | Services | Winter Evening | % of Load | 1 | 2026 | 1.0338e-06
ENS | Alternate Scenario | C&I Curtailment | C&I Curtailment-Turnkey-Other | Large General | Miscellaneous | Winter Evening | % of Load | 1 | 2026 | 0.00011552
ENS | Alternate Scenario | C&I Curtailment | C&I Curtailment-Turnkey-Other | Large General | Retail Trade | Winter Evening | % of Load | 1 | 2026 | 6.8694e-06
ENS | Alternate Scenario | C&I Curtailment | C&I Curtailment-Turnkey-Other | Large General | Services | Winter Evening | % of Load | 1 | 2026 | 1.1001e-05
ENS | Alternate Scenario | C&I Curtailment | C&I Curtailment-Turnkey-Manual HVAC Control | Small Industrial | Miscellaneous | Winter Morning | % of Load | 1 | 2026 | 5.791e-05
ENS | Alternate Scenario | C&I Curtailment | C&I Curtailment-Turnkey-Manual HVAC Control | Small Industrial | Offices | Winter Morning | % of Load | 1 | 2026 | 7.2532e-07
ENS | Alternate Scenario | C&I Curtailment | C&I Curtailment-Turnkey-Manual HVAC Control | Small Industrial | Retail Trade | Winter Morning | % of Load | 1 | 2026 | 2.5003e-06
ENS | Alternate Scenario | C&I Curtailment | C&I Curtailment-Turnkey-Manual HVAC Control | Small Industrial | Services | Winter Morning | % of Load | 1 | 2026 | 7.8991e-07
ENS | Alternate Scenario | C&I Curtailment | C&I Curtailment-Turnkey-Auto-DR HVAC Control | Small Industrial | Miscellaneous | Winter Morning | % of Load | 1 | 2026 | 1.8302e-06
ENS | Alternate Scenario | C&I Curtailment | C&I Curtailment-Turnkey-Auto-DR HVAC Control | Small Industrial | Offices | Winter Morning | % of Load | 1 | 2026 | 2.2924e-08
ENS | Alternate Scenario | C&I Curtailment | C&I Curtailment-Turnkey-Auto-DR HVAC Control | Small Industrial | Retail Trade | Winter Morning | % of Load | 1 | 2026 | 7.9021e-08
ENS | Alternate Scenario | C&I Curtailment | C&I Curtailment-Turnkey-Auto-DR HVAC Control | Small Industrial | Services | Winter Morning | % of Load | 1 | 2026 | 2.4965e-08
ENS | Alternate Scenario | C&I Curtailment | C&I Curtailment-Turnkey-Standard Lighting Control | Small Industrial | Miscellaneous | Winter Morning | % of Load | 1 | 2026 | 1.8431e-05
ENS | Alternate Scenario | C&I Curtailment | C&I Curtailment-Turnkey-Standard Lighting Control | Small Industrial | Offices | Winter Morning | % of Load | 1 | 2026 | 1.0159e-07
ENS | Alternate Scenario | C&I Curtailment | C&I Curtailment-Turnkey-Standard Lighting Control | Small Industrial | Retail Trade | Winter Morning | % of Load | 1 | 2026 | 1.0826e-06
ENS | Alternate Scenario | C&I Curtailment | C&I Curtailment-Turnkey-Standard Lighting Control | Small Industrial | Services | Winter Morning | % of Load | 1 | 2026 | 3.4203e-07
ENS | Alternate Scenario | C&I Curtailment | C&I Curtailment-Turnkey-Water Heating Control | Small Industrial | Miscellaneous | Winter Morning | % of Load | 1 | 2026 | 1.3827e-06
ENS | Alternate Scenario | C&I Curtailment | C&I Curtailment-Turnkey-Water Heating Control | Small Industrial | Offices | Winter Morning | % of Load | 1 | 2026 | 7.197e-09
ENS | Alternate Scenario | C&I Curtailment | C&I Curtailment-Turnkey-Water Heating Control | Small Industrial | Retail Trade | Winter Morning | % of Load | 1 | 2026 | 1.3497e-07
ENS | Alternate Scenario | C&I Curtailment | C&I Curtailment-Turnkey-Water Heating Control | Small Industrial | Services | Winter Morning | % of Load | 1 | 2026 | 4.264e-08
ENS | Alternate Scenario | C&I Curtailment | C&I Curtailment-Turnkey-Other | Small Industrial | Miscellaneous | Winter Morning | % of Load | 1 | 2026 | 2.1561e-05
ENS | Alternate Scenario | C&I Curtailment | C&I Curtailment-Turnkey-Other | Small Industrial | Offices | Winter Morning | % of Load | 1 | 2026 | 1.3573e-07
ENS | Alternate Scenario | C&I Curtailment | C&I Curtailment-Turnkey-Other | Small Industrial | Retail Trade | Winter Morning | % of Load | 1 | 2026 | 1.4928e-06
ENS | Alternate Scenario | C&I Curtailment | C&I Curtailment-Turnkey-Other | Small Industrial | Services | Winter Morning | % of Load | 1 | 2026 | 4.7161e-07
ENS | Alternate Scenario | C&I Curtailment | C&I Curtailment-Turnkey-Industrial | Small Industrial | Manufacturing | Winter Morning | % of Load | 1 | 2026 | 5.2476e-06
ENS | Alternate Scenario | C&I Curtailment | C&I Curtailment-Turnkey-Manual HVAC Control | Small Industrial | Miscellaneous | Winter Evening | % of Load | 1 | 2026 | 7.0378e-05
ENS | Alternate Scenario | C&I Curtailment | C&I Curtailment-Turnkey-Manual HVAC Control | Small Industrial | Offices | Winter Evening | % of Load | 1 | 2026 | 8.8147e-07
ENS | Alternate Scenario | C&I Curtailment | C&I Curtailment-Turnkey-Manual HVAC Control | Small Industrial | Retail Trade | Winter Evening | % of Load | 1 | 2026 | 3.0386e-06
ENS | Alternate Scenario | C&I Curtailment | C&I Curtailment-Turnkey-Manual HVAC Control | Small Industrial | Services | Winter Evening | % of Load | 1 | 2026 | 9.5996e-07
ENS | Alternate Scenario | C&I Curtailment | C&I Curtailment-Turnkey-Auto-DR HVAC Control | Small Industrial | Miscellaneous | Winter Evening | % of Load | 1 | 2026 | 2.2243e-06
ENS | Alternate Scenario | C&I Curtailment | C&I Curtailment-Turnkey-Auto-DR HVAC Control | Small Industrial | Offices | Winter Evening | % of Load | 1 | 2026 | 2.7859e-08
ENS | Alternate Scenario | C&I Curtailment | C&I Curtailment-Turnkey-Auto-DR HVAC Control | Small Industrial | Retail Trade | Winter Evening | % of Load | 1 | 2026 | 9.6033e-08
ENS | Alternate Scenario | C&I Curtailment | C&I Curtailment-Turnkey-Auto-DR HVAC Control | Small Industrial | Services | Winter Evening | % of Load | 1 | 2026 | 3.0339e-08
ENS | Alternate Scenario | C&I Curtailment | C&I Curtailment-Turnkey-Standard Lighting Control | Small Industrial | Miscellaneous | Winter Evening | % of Load | 1 | 2026 | 2.2399e-05
ENS | Alternate Scenario | C&I Curtailment | C&I Curtailment-Turnkey-Standard Lighting Control | Small Industrial | Offices | Winter Evening | % of Load | 1 | 2026 | 1.2346e-07
ENS | Alternate Scenario | C&I Curtailment | C&I Curtailment-Turnkey-Standard Lighting Control | Small Industrial | Retail Trade | Winter Evening | % of Load | 1 | 2026 | 1.3157e-06
ENS | Alternate Scenario | C&I Curtailment | C&I Curtailment-Turnkey-Standard Lighting Control | Small Industrial | Services | Winter Evening | % of Load | 1 | 2026 | 4.1566e-07
ENS | Alternate Scenario | C&I Curtailment | C&I Curtailment-Turnkey-Water Heating Control | Small Industrial | Miscellaneous | Winter Evening | % of Load | 1 | 2026 | 1.6804e-06
ENS | Alternate Scenario | C&I Curtailment | C&I Curtailment-Turnkey-Water Heating Control | Small Industrial | Offices | Winter Evening | % of Load | 1 | 2026 | 8.7464e-09
ENS | Alternate Scenario | C&I Curtailment | C&I Curtailment-Turnkey-Water Heating Control | Small Industrial | Retail Trade | Winter Evening | % of Load | 1 | 2026 | 1.6403e-07
ENS | Alternate Scenario | C&I Curtailment | C&I Curtailment-Turnkey-Water Heating Control | Small Industrial | Services | Winter Evening | % of Load | 1 | 2026 | 5.182e-08
ENS | Alternate Scenario | C&I Curtailment | C&I Curtailment-Turnkey-Other | Small Industrial | Miscellaneous | Winter Evening | % of Load | 1 | 2026 | 2.6202e-05
ENS | Alternate Scenario | C&I Curtailment | C&I Curtailment-Turnkey-Other | Small Industrial | Offices | Winter Evening | % of Load | 1 | 2026 | 1.6495e-07
ENS | Alternate Scenario | C&I Curtailment | C&I Curtailment-Turnkey-Other | Small Industrial | Retail Trade | Winter Evening | % of Load | 1 | 2026 | 1.8142e-06
ENS | Alternate Scenario | C&I Curtailment | C&I Curtailment-Turnkey-Other | Small Industrial | Services | Winter Evening | % of Load | 1 | 2026 | 5.7314e-07
ENS | Alternate Scenario | C&I Curtailment | C&I Curtailment-Turnkey-Industrial | Small Industrial | Manufacturing | Winter Evening | % of Load | 1 | 2026 | 6.3773e-06
ENS | Alternate Scenario | C&I Curtailment | C&I Curtailment-Turnkey-Manual HVAC Control | Medium Industrial | Miscellaneous | Winter Morning | % of Load | 1 | 2026 | 0.0011054
ENS | Alternate Scenario | C&I Curtailment | C&I Curtailment-Turnkey-Manual HVAC Control | Medium Industrial | Offices | Winter Morning | % of Load | 1 | 2026 | 1.7428e-05
ENS | Alternate Scenario | C&I Curtailment | C&I Curtailment-Turnkey-Manual HVAC Control | Medium Industrial | Retail Trade | Winter Morning | % of Load | 1 | 2026 | 0.00024968
ENS | Alternate Scenario | C&I Curtailment | C&I Curtailment-Turnkey-Manual HVAC Control | Medium Industrial | Services | Winter Morning | % of Load | 1 | 2026 | 1.1497e-05
ENS | Alternate Scenario | C&I Curtailment | C&I Curtailment-Turnkey-Auto-DR HVAC Control | Medium Industrial | Miscellaneous | Winter Morning | % of Load | 1 | 2026 | 3.4935e-05
ENS | Alternate Scenario | C&I Curtailment | C&I Curtailment-Turnkey-Auto-DR HVAC Control | Medium Industrial | Offices | Winter Morning | % of Load | 1 | 2026 | 5.508e-07
ENS | Alternate Scenario | C&I Curtailment | C&I Curtailment-Turnkey-Auto-DR HVAC Control | Medium Industrial | Retail Trade | Winter Morning | % of Load | 1 | 2026 | 7.8911e-06
ENS | Alternate Scenario | C&I Curtailment | C&I Curtailment-Turnkey-Auto-DR HVAC Control | Medium Industrial | Services | Winter Morning | % of Load | 1 | 2026 | 3.6336e-07
ENS | Alternate Scenario | C&I Curtailment | C&I Curtailment-Turnkey-Standard Lighting Control | Medium Industrial | Miscellaneous | Winter Morning | % of Load | 1 | 2026 | 0.00035181
ENS | Alternate Scenario | C&I Curtailment | C&I Curtailment-Turnkey-Standard Lighting Control | Medium Industrial | Offices | Winter Morning | % of Load | 1 | 2026 | 2.4409e-06
ENS | Alternate Scenario | C&I Curtailment | C&I Curtailment-Turnkey-Standard Lighting Control | Medium Industrial | Retail Trade | Winter Morning | % of Load | 1 | 2026 | 0.00010811
ENS | Alternate Scenario | C&I Curtailment | C&I Curtailment-Turnkey-Standard Lighting Control | Medium Industrial | Services | Winter Morning | % of Load | 1 | 2026 | 4.9782e-06
ENS | Alternate Scenario | C&I Curtailment | C&I Curtailment-Turnkey-Water Heating Control | Medium Industrial | Miscellaneous | Winter Morning | % of Load | 1 | 2026 | 2.6393e-05
ENS | Alternate Scenario | C&I Curtailment | C&I Curtailment-Turnkey-Water Heating Control | Medium Industrial | Offices | Winter Morning | % of Load | 1 | 2026 | 1.7293e-07
ENS | Alternate Scenario | C&I Curtailment | C&I Curtailment-Turnkey-Water Heating Control | Medium Industrial | Retail Trade | Winter Morning | % of Load | 1 | 2026 | 1.3478e-05
ENS | Alternate Scenario | C&I Curtailment | C&I Curtailment-Turnkey-Water Heating Control | Medium Industrial | Services | Winter Morning | % of Load | 1 | 2026 | 6.2062e-07
ENS | Alternate Scenario | C&I Curtailment | C&I Curtailment-Turnkey-Other | Medium Industrial | Miscellaneous | Winter Morning | % of Load | 1 | 2026 | 0.00041154
ENS | Alternate Scenario | C&I Curtailment | C&I Curtailment-Turnkey-Other | Medium Industrial | Offices | Winter Morning | % of Load | 1 | 2026 | 3.2612e-06
ENS | Alternate Scenario | C&I Curtailment | C&I Curtailment-Turnkey-Other | Medium Industrial | Retail Trade | Winter Morning | % of Load | 1 | 2026 | 0.00014907
ENS | Alternate Scenario | C&I Curtailment | C&I Curtailment-Turnkey-Other | Medium Industrial | Services | Winter Morning | % of Load | 1 | 2026 | 6.8642e-06
ENS | Alternate Scenario | C&I Curtailment | C&I Curtailment-Turnkey-Manual HVAC Control | Medium Industrial | Miscellaneous | Winter Evening | % of Load | 1 | 2026 | 0.00094663
ENS | Alternate Scenario | C&I Curtailment | C&I Curtailment-Turnkey-Manual HVAC Control | Medium Industrial | Offices | Winter Evening | % of Load | 1 | 2026 | 1.4925e-05
ENS | Alternate Scenario | C&I Curtailment | C&I Curtailment-Turnkey-Manual HVAC Control | Medium Industrial | Retail Trade | Winter Evening | % of Load | 1 | 2026 | 0.00021382
ENS | Alternate Scenario | C&I Curtailment | C&I Curtailment-Turnkey-Manual HVAC Control | Medium Industrial | Services | Winter Evening | % of Load | 1 | 2026 | 9.8458e-06
ENS | Alternate Scenario | C&I Curtailment | C&I Curtailment-Turnkey-Auto-DR HVAC Control | Medium Industrial | Miscellaneous | Winter Evening | % of Load | 1 | 2026 | 2.9918e-05
ENS | Alternate Scenario | C&I Curtailment | C&I Curtailment-Turnkey-Auto-DR HVAC Control | Medium Industrial | Offices | Winter Evening | % of Load | 1 | 2026 | 4.7169e-07
ENS | Alternate Scenario | C&I Curtailment | C&I Curtailment-Turnkey-Auto-DR HVAC Control | Medium Industrial | Retail Trade | Winter Evening | % of Load | 1 | 2026 | 6.7577e-06
ENS | Alternate Scenario | C&I Curtailment | C&I Curtailment-Turnkey-Auto-DR HVAC Control | Medium Industrial | Services | Winter Evening | % of Load | 1 | 2026 | 3.1117e-07
ENS | Alternate Scenario | C&I Curtailment | C&I Curtailment-Turnkey-Standard Lighting Control | Medium Industrial | Miscellaneous | Winter Evening | % of Load | 1 | 2026 | 0.00030128
ENS | Alternate Scenario | C&I Curtailment | C&I Curtailment-Turnkey-Standard Lighting Control | Medium Industrial | Offices | Winter Evening | % of Load | 1 | 2026 | 2.0903e-06
ENS | Alternate Scenario | C&I Curtailment | C&I Curtailment-Turnkey-Standard Lighting Control | Medium Industrial | Retail Trade | Winter Evening | % of Load | 1 | 2026 | 9.2584e-05
ENS | Alternate Scenario | C&I Curtailment | C&I Curtailment-Turnkey-Standard Lighting Control | Medium Industrial | Services | Winter Evening | % of Load | 1 | 2026 | 4.2632e-06
ENS | Alternate Scenario | C&I Curtailment | C&I Curtailment-Turnkey-Water Heating Control | Medium Industrial | Miscellaneous | Winter Evening | % of Load | 1 | 2026 | 2.2602e-05
ENS | Alternate Scenario | C&I Curtailment | C&I Curtailment-Turnkey-Water Heating Control | Medium Industrial | Offices | Winter Evening | % of Load | 1 | 2026 | 1.4809e-07
ENS | Alternate Scenario | C&I Curtailment | C&I Curtailment-Turnkey-Water Heating Control | Medium Industrial | Retail Trade | Winter Evening | % of Load | 1 | 2026 | 1.1542e-05
ENS | Alternate Scenario | C&I Curtailment | C&I Curtailment-Turnkey-Water Heating Control | Medium Industrial | Services | Winter Evening | % of Load | 1 | 2026 | 5.3148e-07
ENS | Alternate Scenario | C&I Curtailment | C&I Curtailment-Turnkey-Other | Medium Industrial | Miscellaneous | Winter Evening | % of Load | 1 | 2026 | 0.00035244
ENS | Alternate Scenario | C&I Curtailment | C&I Curtailment-Turnkey-Other | Medium Industrial | Offices | Winter Evening | % of Load | 1 | 2026 | 2.7928e-06
ENS | Alternate Scenario | C&I Curtailment | C&I Curtailment-Turnkey-Other | Medium Industrial | Retail Trade | Winter Evening | % of Load | 1 | 2026 | 0.00012766
ENS | Alternate Scenario | C&I Curtailment | C&I Curtailment-Turnkey-Other | Medium Industrial | Services | Winter Evening | % of Load | 1 | 2026 | 5.8784e-06
ENS | Alternate Scenario | C&I Curtailment | C&I Curtailment-Turnkey-Manual HVAC Control | Large Industrial | Miscellaneous | Winter Morning | % of Load | 1 | 2026 | 2.297e-05
ENS | Alternate Scenario | C&I Curtailment | C&I Curtailment-Turnkey-Auto-DR HVAC Control | Large Industrial | Miscellaneous | Winter Morning | % of Load | 1 | 2026 | 7.2596e-07
ENS | Alternate Scenario | C&I Curtailment | C&I Curtailment-Turnkey-Standard Lighting Control | Large Industrial | Miscellaneous | Winter Morning | % of Load | 1 | 2026 | 1.002e-05
ENS | Alternate Scenario | C&I Curtailment | C&I Curtailment-Turnkey-Water Heating Control | Large Industrial | Miscellaneous | Winter Morning | % of Load | 1 | 2026 | 4.6268e-07
ENS | Alternate Scenario | C&I Curtailment | C&I Curtailment-Turnkey-Other | Large Industrial | Miscellaneous | Winter Morning | % of Load | 1 | 2026 | 1e-05
ENS | Alternate Scenario | C&I Curtailment | C&I Curtailment-Turnkey-Industrial | Large Industrial | Manufacturing | Winter Morning | % of Load | 1 | 2026 | 1.9962e-06
ENS | Alternate Scenario | C&I Curtailment | C&I Curtailment-Turnkey-Manual HVAC Control | Large Industrial | Miscellaneous | Winter Evening | % of Load | 1 | 2026 | 2.0214e-05
ENS | Alternate Scenario | C&I Curtailment | C&I Curtailment-Turnkey-Auto-DR HVAC Control | Large Industrial | Miscellaneous | Winter Evening | % of Load | 1 | 2026 | 6.3885e-07
ENS | Alternate Scenario | C&I Curtailment | C&I Curtailment-Turnkey-Standard Lighting Control | Large Industrial | Miscellaneous | Winter Evening | % of Load | 1 | 2026 | 8.8176e-06
ENS | Alternate Scenario | C&I Curtailment | C&I Curtailment-Turnkey-Water Heating Control | Large Industrial | Miscellaneous | Winter Evening | % of Load | 1 | 2026 | 4.0716e-07
ENS | Alternate Scenario | C&I Curtailment | C&I Curtailment-Turnkey-Other | Large Industrial | Miscellaneous | Winter Evening | % of Load | 1 | 2026 | 8.8005e-06
ENS | Alternate Scenario | C&I Curtailment | C&I Curtailment-Turnkey-Industrial | Large Industrial | Manufacturing | Winter Evening | % of Load | 1 | 2026 | 1.7567e-06
ENS | Alternate Scenario | C&I Loadshift to BUGs | C&I Loadshift to BUGs | Large General | Miscellaneous | Winter Morning | % of Load | 1 | 2026 | 0.0023452
ENS | Alternate Scenario | C&I Loadshift to BUGs | C&I Loadshift to BUGs | Large General | Miscellaneous | Winter Evening | % of Load | 1 | 2026 | 0.0017859
ENS | Alternate Scenario | C&I Loadshift to BUGs | C&I Loadshift to BUGs | Small Industrial | Miscellaneous | Winter Morning | % of Load | 1 | 2026 | 0.00062279
ENS | Alternate Scenario | C&I Loadshift to BUGs | C&I Loadshift to BUGs | Small Industrial | Miscellaneous | Winter Evening | % of Load | 1 | 2026 | 0.00075687
ENS | Alternate Scenario | C&I Loadshift to BUGs | C&I Loadshift to BUGs | Medium Industrial | Manufacturing | Winter Morning | % of Load | 1 | 2026 | 0.00044035
ENS | Alternate Scenario | C&I Loadshift to BUGs | C&I Loadshift to BUGs | Medium Industrial | Miscellaneous | Winter Morning | % of Load | 1 | 2026 | 0.0019111
ENS | Alternate Scenario | C&I Loadshift to BUGs | C&I Loadshift to BUGs | Medium Industrial | Manufacturing | Winter Evening | % of Load | 1 | 2026 | 0.0003771
ENS | Alternate Scenario | C&I Loadshift to BUGs | C&I Loadshift to BUGs | Medium Industrial | Miscellaneous | Winter Evening | % of Load | 1 | 2026 | 0.0016366
ENS | Alternate Scenario | Dynamic Pricing | Dynamic Pricing with enabling tech. | Small General | Manufacturing | Winter Morning | % of Load | 1 | 2026 | 2.0201e-06
ENS | Alternate Scenario | Dynamic Pricing | Dynamic Pricing with enabling tech. | Small General | Manufacturing | Winter Evening | % of Load | 1 | 2026 | 2.0758e-06
ENS | Alternate Scenario | Dynamic Pricing | Dynamic Pricing with enabling tech. | Residential Charitable | Residential LI | Winter Morning | % of Load | 1 | 2026 | 5.8759e-05
ENS | Alternate Scenario | Dynamic Pricing | Dynamic Pricing with enabling tech. | Residential Charitable | Residential Market Rate | Winter Morning | % of Load | 1 | 2026 | 0.0003328
ENS | Alternate Scenario | Dynamic Pricing | Dynamic Pricing w/o enabling tech. | Residential Charitable | Residential LI | Winter Morning | % of Load | 1 | 2026 | 0.00099797
ENS | Alternate Scenario | Dynamic Pricing | Dynamic Pricing w/o enabling tech. | Residential Charitable | Residential Market Rate | Winter Morning | % of Load | 1 | 2026 | 0.0056523
ENS | Alternate Scenario | Dynamic Pricing | Dynamic Pricing with enabling tech. | Residential Charitable | Residential LI | Winter Evening | % of Load | 1 | 2026 | 5.9217e-05
ENS | Alternate Scenario | Dynamic Pricing | Dynamic Pricing with enabling tech. | Residential Charitable | Residential Market Rate | Winter Evening | % of Load | 1 | 2026 | 0.00033539
ENS | Alternate Scenario | Dynamic Pricing | Dynamic Pricing w/o enabling tech. | Residential Charitable | Residential LI | Winter Evening | % of Load | 1 | 2026 | 0.0010058
ENS | Alternate Scenario | Dynamic Pricing | Dynamic Pricing w/o enabling tech. | Residential Charitable | Residential Market Rate | Winter Evening | % of Load | 1 | 2026 | 0.0056964
ENS | Alternate Scenario | BTM Battery Control | BTM Battery Control-BYOB | Residential Charitable | Residential Market Rate | Winter Morning | % of Load | 0 | 2026 | 8.8779e-05
ENS | Alternate Scenario | BTM Battery Control | BTM Battery Control-BYOB | Residential Charitable | Residential Market Rate | Winter Evening | % of Load | 0 | 2026 | 0.00010129
ENS | Alternate Scenario | EV Charging Control | EV Charging Control | EV Res LDV | EV | Winter Morning | % of Load | 0 | 2026 | 2.4478e-06
ENS | Alternate Scenario | EV Charging Control | EV Charging Control | EV Res LDV | EV | Winter Evening | % of Load | 0 | 2026 | 2.5978e-05
ENS | Alternate Scenario | EV Charging Control | EV Charging Control | EV Com LDV | EV | Winter Morning | % of Load | 0 | 2026 | 8.5697e-07
ENS | Alternate Scenario | EV Charging Control | EV Charging Control | EV Com LDV | EV | Winter Evening | % of Load | 0 | 2026 | 9.095e-06
ENS | Alternate Scenario | Behavioral DR | Behavioral DR | Residential Charitable | Residential LI | Winter Morning | % of Load | 1 | 2026 | 3.2061e-05
ENS | Alternate Scenario | Behavioral DR | Behavioral DR | Residential Charitable | Residential Market Rate | Winter Morning | % of Load | 1 | 2026 | 0.00018252
ENS | Alternate Scenario | Behavioral DR | Behavioral DR | Residential Charitable | Residential LI | Winter Evening | % of Load | 1 | 2026 | 3.2311e-05
ENS | Alternate Scenario | Behavioral DR | Behavioral DR | Residential Charitable | Residential Market Rate | Winter Evening | % of Load | 1 | 2026 | 0.00018394
ENS | Alternate Scenario | Time-of-Use Rates (TOU) | Time-of-Use Rates (TOU) | Residential Charitable | Residential LI | Winter Morning | % of Load | 0 | 2026 | 0.00027972
ENS | Alternate Scenario | Time-of-Use Rates (TOU) | Time-of-Use Rates (TOU) | Residential Charitable | Residential Market Rate | Winter Morning | % of Load | 0 | 2026 | 0.0015924
ENS | Alternate Scenario | Time-of-Use Rates (TOU) | Time-of-Use Rates (TOU) | Residential Charitable | Residential LI | Winter Evening | % of Load | 0 | 2026 | 0.00028191
ENS | Alternate Scenario | Time-of-Use Rates (TOU) | Time-of-Use Rates (TOU) | Residential Charitable | Residential Market Rate | Winter Evening | % of Load | 0 | 2026 | 0.0016048
ENS | Alternate Scenario | C&I Curtailment | C&I Curtailment-Turnkey-Manual HVAC Control | General | Miscellaneous | Winter Morning | % of Load | 1 | 2027 | 0.00075716
ENS | Alternate Scenario | C&I Curtailment | C&I Curtailment-Turnkey-Manual HVAC Control | General | Offices | Winter Morning | % of Load | 1 | 2027 | 5.0502e-05
ENS | Alternate Scenario | C&I Curtailment | C&I Curtailment-Turnkey-Manual HVAC Control | General | Retail Trade | Winter Morning | % of Load | 1 | 2027 | 0.00017701
ENS | Alternate Scenario | C&I Curtailment | C&I Curtailment-Turnkey-Manual HVAC Control | General | Services | Winter Morning | % of Load | 1 | 2027 | 0.00011444
ENS | Alternate Scenario | C&I Curtailment | C&I Curtailment-Turnkey-Auto-DR HVAC Control | General | Miscellaneous | Winter Morning | % of Load | 1 | 2027 | 3.0055e-05
ENS | Alternate Scenario | C&I Curtailment | C&I Curtailment-Turnkey-Auto-DR HVAC Control | General | Offices | Winter Morning | % of Load | 1 | 2027 | 2.0046e-06
ENS | Alternate Scenario | C&I Curtailment | C&I Curtailment-Turnkey-Auto-DR HVAC Control | General | Retail Trade | Winter Morning | % of Load | 1 | 2027 | 7.0264e-06
ENS | Alternate Scenario | C&I Curtailment | C&I Curtailment-Turnkey-Auto-DR HVAC Control | General | Services | Winter Morning | % of Load | 1 | 2027 | 4.5424e-06
ENS | Alternate Scenario | C&I Curtailment | C&I Curtailment-Turnkey-Standard Lighting Control | General | Miscellaneous | Winter Morning | % of Load | 1 | 2027 | 0.00031576
ENS | Alternate Scenario | C&I Curtailment | C&I Curtailment-Turnkey-Standard Lighting Control | General | Offices | Winter Morning | % of Load | 1 | 2027 | 6.5152e-06
ENS | Alternate Scenario | C&I Curtailment | C&I Curtailment-Turnkey-Standard Lighting Control | General | Retail Trade | Winter Morning | % of Load | 1 | 2027 | 7.1962e-05
ENS | Alternate Scenario | C&I Curtailment | C&I Curtailment-Turnkey-Standard Lighting Control | General | Services | Winter Morning | % of Load | 1 | 2027 | 4.6565e-05
ENS | Alternate Scenario | C&I Curtailment | C&I Curtailment-Turnkey-Water Heating Control | General | Miscellaneous | Winter Morning | % of Load | 1 | 2027 | 1.9352e-05
ENS | Alternate Scenario | C&I Curtailment | C&I Curtailment-Turnkey-Water Heating Control | General | Offices | Winter Morning | % of Load | 1 | 2027 | 5.1868e-07
ENS | Alternate Scenario | C&I Curtailment | C&I Curtailment-Turnkey-Water Heating Control | General | Retail Trade | Winter Morning | % of Load | 1 | 2027 | 1.0307e-05
ENS | Alternate Scenario | C&I Curtailment | C&I Curtailment-Turnkey-Water Heating Control | General | Services | Winter Morning | % of Load | 1 | 2027 | 6.6582e-06
ENS | Alternate Scenario | C&I Curtailment | C&I Curtailment-Turnkey-Other | General | Miscellaneous | Winter Morning | % of Load | 1 | 2027 | 0.00034517
ENS | Alternate Scenario | C&I Curtailment | C&I Curtailment-Turnkey-Other | General | Offices | Winter Morning | % of Load | 1 | 2027 | 9.4689e-06
ENS | Alternate Scenario | C&I Curtailment | C&I Curtailment-Turnkey-Other | General | Retail Trade | Winter Morning | % of Load | 1 | 2027 | 0.00010906
ENS | Alternate Scenario | C&I Curtailment | C&I Curtailment-Turnkey-Other | General | Services | Winter Morning | % of Load | 1 | 2027 | 7.0491e-05
ENS | Alternate Scenario | C&I Curtailment | C&I Curtailment-Turnkey-Manual HVAC Control | General | Miscellaneous | Winter Evening | % of Load | 1 | 2027 | 0.00078477
ENS | Alternate Scenario | C&I Curtailment | C&I Curtailment-Turnkey-Manual HVAC Control | General | Offices | Winter Evening | % of Load | 1 | 2027 | 5.2343e-05
ENS | Alternate Scenario | C&I Curtailment | C&I Curtailment-Turnkey-Manual HVAC Control | General | Retail Trade | Winter Evening | % of Load | 1 | 2027 | 0.00018347
ENS | Alternate Scenario | C&I Curtailment | C&I Curtailment-Turnkey-Manual HVAC Control | General | Services | Winter Evening | % of Load | 1 | 2027 | 0.00011861
ENS | Alternate Scenario | C&I Curtailment | C&I Curtailment-Turnkey-Auto-DR HVAC Control | General | Miscellaneous | Winter Evening | % of Load | 1 | 2027 | 3.1151e-05
ENS | Alternate Scenario | C&I Curtailment | C&I Curtailment-Turnkey-Auto-DR HVAC Control | General | Offices | Winter Evening | % of Load | 1 | 2027 | 2.0777e-06
ENS | Alternate Scenario | C&I Curtailment | C&I Curtailment-Turnkey-Auto-DR HVAC Control | General | Retail Trade | Winter Evening | % of Load | 1 | 2027 | 7.2826e-06
ENS | Alternate Scenario | C&I Curtailment | C&I Curtailment-Turnkey-Auto-DR HVAC Control | General | Services | Winter Evening | % of Load | 1 | 2027 | 4.7081e-06
ENS | Alternate Scenario | C&I Curtailment | C&I Curtailment-Turnkey-Standard Lighting Control | General | Miscellaneous | Winter Evening | % of Load | 1 | 2027 | 0.00032727
ENS | Alternate Scenario | C&I Curtailment | C&I Curtailment-Turnkey-Standard Lighting Control | General | Offices | Winter Evening | % of Load | 1 | 2027 | 6.7528e-06
ENS | Alternate Scenario | C&I Curtailment | C&I Curtailment-Turnkey-Standard Lighting Control | General | Retail Trade | Winter Evening | % of Load | 1 | 2027 | 7.4586e-05
ENS | Alternate Scenario | C&I Curtailment | C&I Curtailment-Turnkey-Standard Lighting Control | General | Services | Winter Evening | % of Load | 1 | 2027 | 4.8263e-05
ENS | Alternate Scenario | C&I Curtailment | C&I Curtailment-Turnkey-Water Heating Control | General | Miscellaneous | Winter Evening | % of Load | 1 | 2027 | 2.0058e-05
ENS | Alternate Scenario | C&I Curtailment | C&I Curtailment-Turnkey-Water Heating Control | General | Offices | Winter Evening | % of Load | 1 | 2027 | 5.3759e-07
ENS | Alternate Scenario | C&I Curtailment | C&I Curtailment-Turnkey-Water Heating Control | General | Retail Trade | Winter Evening | % of Load | 1 | 2027 | 1.0683e-05
ENS | Alternate Scenario | C&I Curtailment | C&I Curtailment-Turnkey-Water Heating Control | General | Services | Winter Evening | % of Load | 1 | 2027 | 6.9009e-06
ENS | Alternate Scenario | C&I Curtailment | C&I Curtailment-Turnkey-Other | General | Miscellaneous | Winter Evening | % of Load | 1 | 2027 | 0.00035776
ENS | Alternate Scenario | C&I Curtailment | C&I Curtailment-Turnkey-Other | General | Offices | Winter Evening | % of Load | 1 | 2027 | 9.8142e-06
ENS | Alternate Scenario | C&I Curtailment | C&I Curtailment-Turnkey-Other | General | Retail Trade | Winter Evening | % of Load | 1 | 2027 | 0.00011303
ENS | Alternate Scenario | C&I Curtailment | C&I Curtailment-Turnkey-Other | General | Services | Winter Evening | % of Load | 1 | 2027 | 7.3061e-05
ENS | Alternate Scenario | C&I Curtailment | C&I Curtailment-Turnkey-Manual HVAC Control | Large General | Miscellaneous | Winter Morning | % of Load | 1 | 2027 | 0.00060577
ENS | Alternate Scenario | C&I Curtailment | C&I Curtailment-Turnkey-Manual HVAC Control | Large General | Retail Trade | Winter Morning | % of Load | 1 | 2027 | 2.5863e-05
ENS | Alternate Scenario | C&I Curtailment | C&I Curtailment-Turnkey-Manual HVAC Control | Large General | Services | Winter Morning | % of Load | 1 | 2027 | 4.1417e-05
ENS | Alternate Scenario | C&I Curtailment | C&I Curtailment-Turnkey-Auto-DR HVAC Control | Large General | Miscellaneous | Winter Morning | % of Load | 1 | 2027 | 2.4045e-05
ENS | Alternate Scenario | C&I Curtailment | C&I Curtailment-Turnkey-Auto-DR HVAC Control | Large General | Retail Trade | Winter Morning | % of Load | 1 | 2027 | 1.0266e-06
ENS | Alternate Scenario | C&I Curtailment | C&I Curtailment-Turnkey-Auto-DR HVAC Control | Large General | Services | Winter Morning | % of Load | 1 | 2027 | 1.644e-06
ENS | Alternate Scenario | C&I Curtailment | C&I Curtailment-Turnkey-Standard Lighting Control | Large General | Miscellaneous | Winter Morning | % of Load | 1 | 2027 | 0.00026231
ENS | Alternate Scenario | C&I Curtailment | C&I Curtailment-Turnkey-Standard Lighting Control | Large General | Retail Trade | Winter Morning | % of Load | 1 | 2027 | 1.0466e-05
ENS | Alternate Scenario | C&I Curtailment | C&I Curtailment-Turnkey-Standard Lighting Control | Large General | Services | Winter Morning | % of Load | 1 | 2027 | 1.6761e-05
ENS | Alternate Scenario | C&I Curtailment | C&I Curtailment-Turnkey-Water Heating Control | Large General | Miscellaneous | Winter Morning | % of Load | 1 | 2027 | 1.2411e-05
ENS | Alternate Scenario | C&I Curtailment | C&I Curtailment-Turnkey-Water Heating Control | Large General | Retail Trade | Winter Morning | % of Load | 1 | 2027 | 1.5121e-06
ENS | Alternate Scenario | C&I Curtailment | C&I Curtailment-Turnkey-Water Heating Control | Large General | Services | Winter Morning | % of Load | 1 | 2027 | 2.4215e-06
ENS | Alternate Scenario | C&I Curtailment | C&I Curtailment-Turnkey-Other | Large General | Miscellaneous | Winter Morning | % of Load | 1 | 2027 | 0.00026778
ENS | Alternate Scenario | C&I Curtailment | C&I Curtailment-Turnkey-Other | Large General | Retail Trade | Winter Morning | % of Load | 1 | 2027 | 1.5948e-05
ENS | Alternate Scenario | C&I Curtailment | C&I Curtailment-Turnkey-Other | Large General | Services | Winter Morning | % of Load | 1 | 2027 | 2.5539e-05
ENS | Alternate Scenario | C&I Curtailment | C&I Curtailment-Turnkey-Manual HVAC Control | Large General | Miscellaneous | Winter Evening | % of Load | 1 | 2027 | 0.00046126
ENS | Alternate Scenario | C&I Curtailment | C&I Curtailment-Turnkey-Manual HVAC Control | Large General | Retail Trade | Winter Evening | % of Load | 1 | 2027 | 1.9693e-05
ENS | Alternate Scenario | C&I Curtailment | C&I Curtailment-Turnkey-Manual HVAC Control | Large General | Services | Winter Evening | % of Load | 1 | 2027 | 3.1537e-05
ENS | Alternate Scenario | C&I Curtailment | C&I Curtailment-Turnkey-Auto-DR HVAC Control | Large General | Miscellaneous | Winter Evening | % of Load | 1 | 2027 | 1.8309e-05
ENS | Alternate Scenario | C&I Curtailment | C&I Curtailment-Turnkey-Auto-DR HVAC Control | Large General | Retail Trade | Winter Evening | % of Load | 1 | 2027 | 7.8171e-07
ENS | Alternate Scenario | C&I Curtailment | C&I Curtailment-Turnkey-Auto-DR HVAC Control | Large General | Services | Winter Evening | % of Load | 1 | 2027 | 1.2518e-06
ENS | Alternate Scenario | C&I Curtailment | C&I Curtailment-Turnkey-Standard Lighting Control | Large General | Miscellaneous | Winter Evening | % of Load | 1 | 2027 | 0.00019974
ENS | Alternate Scenario | C&I Curtailment | C&I Curtailment-Turnkey-Standard Lighting Control | Large General | Retail Trade | Winter Evening | % of Load | 1 | 2027 | 7.9695e-06
ENS | Alternate Scenario | C&I Curtailment | C&I Curtailment-Turnkey-Standard Lighting Control | Large General | Services | Winter Evening | % of Load | 1 | 2027 | 1.2762e-05
ENS | Alternate Scenario | C&I Curtailment | C&I Curtailment-Turnkey-Water Heating Control | Large General | Miscellaneous | Winter Evening | % of Load | 1 | 2027 | 9.45e-06
ENS | Alternate Scenario | C&I Curtailment | C&I Curtailment-Turnkey-Water Heating Control | Large General | Retail Trade | Winter Evening | % of Load | 1 | 2027 | 1.1514e-06
ENS | Alternate Scenario | C&I Curtailment | C&I Curtailment-Turnkey-Water Heating Control | Large General | Services | Winter Evening | % of Load | 1 | 2027 | 1.8438e-06
ENS | Alternate Scenario | C&I Curtailment | C&I Curtailment-Turnkey-Other | Large General | Miscellaneous | Winter Evening | % of Load | 1 | 2027 | 0.0002039
ENS | Alternate Scenario | C&I Curtailment | C&I Curtailment-Turnkey-Other | Large General | Retail Trade | Winter Evening | % of Load | 1 | 2027 | 1.2144e-05
ENS | Alternate Scenario | C&I Curtailment | C&I Curtailment-Turnkey-Other | Large General | Services | Winter Evening | % of Load | 1 | 2027 | 1.9447e-05
ENS | Alternate Scenario | C&I Curtailment | C&I Curtailment-Turnkey-Manual HVAC Control | Small Industrial | Miscellaneous | Winter Morning | % of Load | 1 | 2027 | 0.00010074
ENS | Alternate Scenario | C&I Curtailment | C&I Curtailment-Turnkey-Manual HVAC Control | Small Industrial | Offices | Winter Morning | % of Load | 1 | 2027 | 1.2682e-06
ENS | Alternate Scenario | C&I Curtailment | C&I Curtailment-Turnkey-Manual HVAC Control | Small Industrial | Retail Trade | Winter Morning | % of Load | 1 | 2027 | 4.3274e-06
ENS | Alternate Scenario | C&I Curtailment | C&I Curtailment-Turnkey-Manual HVAC Control | Small Industrial | Services | Winter Morning | % of Load | 1 | 2027 | 1.3671e-06
ENS | Alternate Scenario | C&I Curtailment | C&I Curtailment-Turnkey-Auto-DR HVAC Control | Small Industrial | Miscellaneous | Winter Morning | % of Load | 1 | 2027 | 3.9989e-06
ENS | Alternate Scenario | C&I Curtailment | C&I Curtailment-Turnkey-Auto-DR HVAC Control | Small Industrial | Offices | Winter Morning | % of Load | 1 | 2027 | 5.034e-08
ENS | Alternate Scenario | C&I Curtailment | C&I Curtailment-Turnkey-Auto-DR HVAC Control | Small Industrial | Retail Trade | Winter Morning | % of Load | 1 | 2027 | 1.7177e-07
ENS | Alternate Scenario | C&I Curtailment | C&I Curtailment-Turnkey-Auto-DR HVAC Control | Small Industrial | Services | Winter Morning | % of Load | 1 | 2027 | 5.4267e-08
ENS | Alternate Scenario | C&I Curtailment | C&I Curtailment-Turnkey-Standard Lighting Control | Small Industrial | Miscellaneous | Winter Morning | % of Load | 1 | 2027 | 3.1679e-05
ENS | Alternate Scenario | C&I Curtailment | C&I Curtailment-Turnkey-Standard Lighting Control | Small Industrial | Offices | Winter Morning | % of Load | 1 | 2027 | 1.7373e-07
ENS | Alternate Scenario | C&I Curtailment | C&I Curtailment-Turnkey-Standard Lighting Control | Small Industrial | Retail Trade | Winter Morning | % of Load | 1 | 2027 | 1.864e-06
ENS | Alternate Scenario | C&I Curtailment | C&I Curtailment-Turnkey-Standard Lighting Control | Small Industrial | Services | Winter Morning | % of Load | 1 | 2027 | 5.8888e-07
ENS | Alternate Scenario | C&I Curtailment | C&I Curtailment-Turnkey-Water Heating Control | Small Industrial | Miscellaneous | Winter Morning | % of Load | 1 | 2027 | 2.4513e-06
ENS | Alternate Scenario | C&I Curtailment | C&I Curtailment-Turnkey-Water Heating Control | Small Industrial | Offices | Winter Morning | % of Load | 1 | 2027 | 1.2672e-08
ENS | Alternate Scenario | C&I Curtailment | C&I Curtailment-Turnkey-Water Heating Control | Small Industrial | Retail Trade | Winter Morning | % of Load | 1 | 2027 | 2.3867e-07
ENS | Alternate Scenario | C&I Curtailment | C&I Curtailment-Turnkey-Water Heating Control | Small Industrial | Services | Winter Morning | % of Load | 1 | 2027 | 7.5404e-08
ENS | Alternate Scenario | C&I Curtailment | C&I Curtailment-Turnkey-Other | Small Industrial | Miscellaneous | Winter Morning | % of Load | 1 | 2027 | 3.8073e-05
ENS | Alternate Scenario | C&I Curtailment | C&I Curtailment-Turnkey-Other | Small Industrial | Offices | Winter Morning | % of Load | 1 | 2027 | 2.3915e-07
ENS | Alternate Scenario | C&I Curtailment | C&I Curtailment-Turnkey-Other | Small Industrial | Retail Trade | Winter Morning | % of Load | 1 | 2027 | 2.6356e-06
ENS | Alternate Scenario | C&I Curtailment | C&I Curtailment-Turnkey-Other | Small Industrial | Services | Winter Morning | % of Load | 1 | 2027 | 8.3265e-07
ENS | Alternate Scenario | C&I Curtailment | C&I Curtailment-Turnkey-Industrial | Small Industrial | Manufacturing | Winter Morning | % of Load | 1 | 2027 | 9.2121e-06
ENS | Alternate Scenario | C&I Curtailment | C&I Curtailment-Turnkey-Manual HVAC Control | Small Industrial | Miscellaneous | Winter Evening | % of Load | 1 | 2027 | 0.00012242
ENS | Alternate Scenario | C&I Curtailment | C&I Curtailment-Turnkey-Manual HVAC Control | Small Industrial | Offices | Winter Evening | % of Load | 1 | 2027 | 1.5411e-06
ENS | Alternate Scenario | C&I Curtailment | C&I Curtailment-Turnkey-Manual HVAC Control | Small Industrial | Retail Trade | Winter Evening | % of Load | 1 | 2027 | 5.2587e-06
ENS | Alternate Scenario | C&I Curtailment | C&I Curtailment-Turnkey-Manual HVAC Control | Small Industrial | Services | Winter Evening | % of Load | 1 | 2027 | 1.6614e-06
ENS | Alternate Scenario | C&I Curtailment | C&I Curtailment-Turnkey-Auto-DR HVAC Control | Small Industrial | Miscellaneous | Winter Evening | % of Load | 1 | 2027 | 4.8595e-06
ENS | Alternate Scenario | C&I Curtailment | C&I Curtailment-Turnkey-Auto-DR HVAC Control | Small Industrial | Offices | Winter Evening | % of Load | 1 | 2027 | 6.1174e-08
ENS | Alternate Scenario | C&I Curtailment | C&I Curtailment-Turnkey-Auto-DR HVAC Control | Small Industrial | Retail Trade | Winter Evening | % of Load | 1 | 2027 | 2.0874e-07
ENS | Alternate Scenario | C&I Curtailment | C&I Curtailment-Turnkey-Auto-DR HVAC Control | Small Industrial | Services | Winter Evening | % of Load | 1 | 2027 | 6.5946e-08
ENS | Alternate Scenario | C&I Curtailment | C&I Curtailment-Turnkey-Standard Lighting Control | Small Industrial | Miscellaneous | Winter Evening | % of Load | 1 | 2027 | 3.8496e-05
ENS | Alternate Scenario | C&I Curtailment | C&I Curtailment-Turnkey-Standard Lighting Control | Small Industrial | Offices | Winter Evening | % of Load | 1 | 2027 | 2.1112e-07
ENS | Alternate Scenario | C&I Curtailment | C&I Curtailment-Turnkey-Standard Lighting Control | Small Industrial | Retail Trade | Winter Evening | % of Load | 1 | 2027 | 2.2651e-06
ENS | Alternate Scenario | C&I Curtailment | C&I Curtailment-Turnkey-Standard Lighting Control | Small Industrial | Services | Winter Evening | % of Load | 1 | 2027 | 7.1561e-07
ENS | Alternate Scenario | C&I Curtailment | C&I Curtailment-Turnkey-Water Heating Control | Small Industrial | Miscellaneous | Winter Evening | % of Load | 1 | 2027 | 2.9789e-06
ENS | Alternate Scenario | C&I Curtailment | C&I Curtailment-Turnkey-Water Heating Control | Small Industrial | Offices | Winter Evening | % of Load | 1 | 2027 | 1.5399e-08
ENS | Alternate Scenario | C&I Curtailment | C&I Curtailment-Turnkey-Water Heating Control | Small Industrial | Retail Trade | Winter Evening | % of Load | 1 | 2027 | 2.9004e-07
ENS | Alternate Scenario | C&I Curtailment | C&I Curtailment-Turnkey-Water Heating Control | Small Industrial | Services | Winter Evening | % of Load | 1 | 2027 | 9.1631e-08
ENS | Alternate Scenario | C&I Curtailment | C&I Curtailment-Turnkey-Other | Small Industrial | Miscellaneous | Winter Evening | % of Load | 1 | 2027 | 4.6267e-05
ENS | Alternate Scenario | C&I Curtailment | C&I Curtailment-Turnkey-Other | Small Industrial | Offices | Winter Evening | % of Load | 1 | 2027 | 2.9062e-07
ENS | Alternate Scenario | C&I Curtailment | C&I Curtailment-Turnkey-Other | Small Industrial | Retail Trade | Winter Evening | % of Load | 1 | 2027 | 3.2028e-06
ENS | Alternate Scenario | C&I Curtailment | C&I Curtailment-Turnkey-Other | Small Industrial | Services | Winter Evening | % of Load | 1 | 2027 | 1.0118e-06
ENS | Alternate Scenario | C&I Curtailment | C&I Curtailment-Turnkey-Industrial | Small Industrial | Manufacturing | Winter Evening | % of Load | 1 | 2027 | 1.1195e-05
ENS | Alternate Scenario | C&I Curtailment | C&I Curtailment-Turnkey-Manual HVAC Control | Medium Industrial | Miscellaneous | Winter Morning | % of Load | 1 | 2027 | 0.0019227
ENS | Alternate Scenario | C&I Curtailment | C&I Curtailment-Turnkey-Manual HVAC Control | Medium Industrial | Offices | Winter Morning | % of Load | 1 | 2027 | 3.0467e-05
ENS | Alternate Scenario | C&I Curtailment | C&I Curtailment-Turnkey-Manual HVAC Control | Medium Industrial | Retail Trade | Winter Morning | % of Load | 1 | 2027 | 0.00043207
ENS | Alternate Scenario | C&I Curtailment | C&I Curtailment-Turnkey-Manual HVAC Control | Medium Industrial | Services | Winter Morning | % of Load | 1 | 2027 | 1.9895e-05
ENS | Alternate Scenario | C&I Curtailment | C&I Curtailment-Turnkey-Auto-DR HVAC Control | Medium Industrial | Miscellaneous | Winter Morning | % of Load | 1 | 2027 | 7.6319e-05
ENS | Alternate Scenario | C&I Curtailment | C&I Curtailment-Turnkey-Auto-DR HVAC Control | Medium Industrial | Offices | Winter Morning | % of Load | 1 | 2027 | 1.2094e-06
ENS | Alternate Scenario | C&I Curtailment | C&I Curtailment-Turnkey-Auto-DR HVAC Control | Medium Industrial | Retail Trade | Winter Morning | % of Load | 1 | 2027 | 1.715e-05
ENS | Alternate Scenario | C&I Curtailment | C&I Curtailment-Turnkey-Auto-DR HVAC Control | Medium Industrial | Services | Winter Morning | % of Load | 1 | 2027 | 7.8973e-07
ENS | Alternate Scenario | C&I Curtailment | C&I Curtailment-Turnkey-Standard Lighting Control | Medium Industrial | Miscellaneous | Winter Morning | % of Load | 1 | 2027 | 0.00060458
ENS | Alternate Scenario | C&I Curtailment | C&I Curtailment-Turnkey-Standard Lighting Control | Medium Industrial | Offices | Winter Morning | % of Load | 1 | 2027 | 4.1736e-06
ENS | Alternate Scenario | C&I Curtailment | C&I Curtailment-Turnkey-Standard Lighting Control | Medium Industrial | Retail Trade | Winter Morning | % of Load | 1 | 2027 | 0.00018611
ENS | Alternate Scenario | C&I Curtailment | C&I Curtailment-Turnkey-Standard Lighting Control | Medium Industrial | Services | Winter Morning | % of Load | 1 | 2027 | 8.5696e-06
ENS | Alternate Scenario | C&I Curtailment | C&I Curtailment-Turnkey-Water Heating Control | Medium Industrial | Miscellaneous | Winter Morning | % of Load | 1 | 2027 | 4.6783e-05
ENS | Alternate Scenario | C&I Curtailment | C&I Curtailment-Turnkey-Water Heating Control | Medium Industrial | Offices | Winter Morning | % of Load | 1 | 2027 | 3.0442e-07
ENS | Alternate Scenario | C&I Curtailment | C&I Curtailment-Turnkey-Water Heating Control | Medium Industrial | Retail Trade | Winter Morning | % of Load | 1 | 2027 | 2.383e-05
ENS | Alternate Scenario | C&I Curtailment | C&I Curtailment-Turnkey-Water Heating Control | Medium Industrial | Services | Winter Morning | % of Load | 1 | 2027 | 1.0973e-06
ENS | Alternate Scenario | C&I Curtailment | C&I Curtailment-Turnkey-Other | Medium Industrial | Miscellaneous | Winter Morning | % of Load | 1 | 2027 | 0.00072662
ENS | Alternate Scenario | C&I Curtailment | C&I Curtailment-Turnkey-Other | Medium Industrial | Offices | Winter Morning | % of Load | 1 | 2027 | 5.7453e-06
ENS | Alternate Scenario | C&I Curtailment | C&I Curtailment-Turnkey-Other | Medium Industrial | Retail Trade | Winter Morning | % of Load | 1 | 2027 | 0.00026315
ENS | Alternate Scenario | C&I Curtailment | C&I Curtailment-Turnkey-Other | Medium Industrial | Services | Winter Morning | % of Load | 1 | 2027 | 1.2117e-05
ENS | Alternate Scenario | C&I Curtailment | C&I Curtailment-Turnkey-Manual HVAC Control | Medium Industrial | Miscellaneous | Winter Evening | % of Load | 1 | 2027 | 0.0016464
ENS | Alternate Scenario | C&I Curtailment | C&I Curtailment-Turnkey-Manual HVAC Control | Medium Industrial | Offices | Winter Evening | % of Load | 1 | 2027 | 2.609e-05
ENS | Alternate Scenario | C&I Curtailment | C&I Curtailment-Turnkey-Manual HVAC Control | Medium Industrial | Retail Trade | Winter Evening | % of Load | 1 | 2027 | 0.00036999
ENS | Alternate Scenario | C&I Curtailment | C&I Curtailment-Turnkey-Manual HVAC Control | Medium Industrial | Services | Winter Evening | % of Load | 1 | 2027 | 1.7037e-05
ENS | Alternate Scenario | C&I Curtailment | C&I Curtailment-Turnkey-Auto-DR HVAC Control | Medium Industrial | Miscellaneous | Winter Evening | % of Load | 1 | 2027 | 6.5353e-05
ENS | Alternate Scenario | C&I Curtailment | C&I Curtailment-Turnkey-Auto-DR HVAC Control | Medium Industrial | Offices | Winter Evening | % of Load | 1 | 2027 | 1.0356e-06
ENS | Alternate Scenario | C&I Curtailment | C&I Curtailment-Turnkey-Auto-DR HVAC Control | Medium Industrial | Retail Trade | Winter Evening | % of Load | 1 | 2027 | 1.4686e-05
ENS | Alternate Scenario | C&I Curtailment | C&I Curtailment-Turnkey-Auto-DR HVAC Control | Medium Industrial | Services | Winter Evening | % of Load | 1 | 2027 | 6.7626e-07
ENS | Alternate Scenario | C&I Curtailment | C&I Curtailment-Turnkey-Standard Lighting Control | Medium Industrial | Miscellaneous | Winter Evening | % of Load | 1 | 2027 | 0.00051772
ENS | Alternate Scenario | C&I Curtailment | C&I Curtailment-Turnkey-Standard Lighting Control | Medium Industrial | Offices | Winter Evening | % of Load | 1 | 2027 | 3.574e-06
ENS | Alternate Scenario | C&I Curtailment | C&I Curtailment-Turnkey-Standard Lighting Control | Medium Industrial | Retail Trade | Winter Evening | % of Load | 1 | 2027 | 0.00015937
ENS | Alternate Scenario | C&I Curtailment | C&I Curtailment-Turnkey-Standard Lighting Control | Medium Industrial | Services | Winter Evening | % of Load | 1 | 2027 | 7.3384e-06
ENS | Alternate Scenario | C&I Curtailment | C&I Curtailment-Turnkey-Water Heating Control | Medium Industrial | Miscellaneous | Winter Evening | % of Load | 1 | 2027 | 4.0061e-05
ENS | Alternate Scenario | C&I Curtailment | C&I Curtailment-Turnkey-Water Heating Control | Medium Industrial | Offices | Winter Evening | % of Load | 1 | 2027 | 2.6069e-07
ENS | Alternate Scenario | C&I Curtailment | C&I Curtailment-Turnkey-Water Heating Control | Medium Industrial | Retail Trade | Winter Evening | % of Load | 1 | 2027 | 2.0406e-05
ENS | Alternate Scenario | C&I Curtailment | C&I Curtailment-Turnkey-Water Heating Control | Medium Industrial | Services | Winter Evening | % of Load | 1 | 2027 | 9.3965e-07
ENS | Alternate Scenario | C&I Curtailment | C&I Curtailment-Turnkey-Other | Medium Industrial | Miscellaneous | Winter Evening | % of Load | 1 | 2027 | 0.00062222
ENS | Alternate Scenario | C&I Curtailment | C&I Curtailment-Turnkey-Other | Medium Industrial | Offices | Winter Evening | % of Load | 1 | 2027 | 4.9198e-06
ENS | Alternate Scenario | C&I Curtailment | C&I Curtailment-Turnkey-Other | Medium Industrial | Retail Trade | Winter Evening | % of Load | 1 | 2027 | 0.00022534
ENS | Alternate Scenario | C&I Curtailment | C&I Curtailment-Turnkey-Other | Medium Industrial | Services | Winter Evening | % of Load | 1 | 2027 | 1.0376e-05
ENS | Alternate Scenario | C&I Curtailment | C&I Curtailment-Turnkey-Manual HVAC Control | Large Industrial | Miscellaneous | Winter Morning | % of Load | 1 | 2027 | 3.9922e-05
ENS | Alternate Scenario | C&I Curtailment | C&I Curtailment-Turnkey-Auto-DR HVAC Control | Large Industrial | Miscellaneous | Winter Morning | % of Load | 1 | 2027 | 1.5847e-06
ENS | Alternate Scenario | C&I Curtailment | C&I Curtailment-Turnkey-Standard Lighting Control | Large Industrial | Miscellaneous | Winter Morning | % of Load | 1 | 2027 | 1.7287e-05
ENS | Alternate Scenario | C&I Curtailment | C&I Curtailment-Turnkey-Water Heating Control | Large Industrial | Miscellaneous | Winter Morning | % of Load | 1 | 2027 | 8.1789e-07
ENS | Alternate Scenario | C&I Curtailment | C&I Curtailment-Turnkey-Other | Large Industrial | Miscellaneous | Winter Morning | % of Load | 1 | 2027 | 1.7647e-05
ENS | Alternate Scenario | C&I Curtailment | C&I Curtailment-Turnkey-Industrial | Large Industrial | Manufacturing | Winter Morning | % of Load | 1 | 2027 | 3.5028e-06
ENS | Alternate Scenario | C&I Curtailment | C&I Curtailment-Turnkey-Manual HVAC Control | Large Industrial | Miscellaneous | Winter Evening | % of Load | 1 | 2027 | 3.5129e-05
ENS | Alternate Scenario | C&I Curtailment | C&I Curtailment-Turnkey-Auto-DR HVAC Control | Large Industrial | Miscellaneous | Winter Evening | % of Load | 1 | 2027 | 1.3944e-06
ENS | Alternate Scenario | C&I Curtailment | C&I Curtailment-Turnkey-Standard Lighting Control | Large Industrial | Miscellaneous | Winter Evening | % of Load | 1 | 2027 | 1.5212e-05
ENS | Alternate Scenario | C&I Curtailment | C&I Curtailment-Turnkey-Water Heating Control | Large Industrial | Miscellaneous | Winter Evening | % of Load | 1 | 2027 | 7.1971e-07
ENS | Alternate Scenario | C&I Curtailment | C&I Curtailment-Turnkey-Other | Large Industrial | Miscellaneous | Winter Evening | % of Load | 1 | 2027 | 1.5529e-05
ENS | Alternate Scenario | C&I Curtailment | C&I Curtailment-Turnkey-Industrial | Large Industrial | Manufacturing | Winter Evening | % of Load | 1 | 2027 | 3.0823e-06
ENS | Alternate Scenario | C&I Loadshift to BUGs | C&I Loadshift to BUGs | Large General | Miscellaneous | Winter Morning | % of Load | 1 | 2027 | 0.0023479
ENS | Alternate Scenario | C&I Loadshift to BUGs | C&I Loadshift to BUGs | Large General | Miscellaneous | Winter Evening | % of Load | 1 | 2027 | 0.0017878
ENS | Alternate Scenario | C&I Loadshift to BUGs | C&I Loadshift to BUGs | Small Industrial | Miscellaneous | Winter Morning | % of Load | 1 | 2027 | 0.00062701
ENS | Alternate Scenario | C&I Loadshift to BUGs | C&I Loadshift to BUGs | Small Industrial | Miscellaneous | Winter Evening | % of Load | 1 | 2027 | 0.00076195
ENS | Alternate Scenario | C&I Loadshift to BUGs | C&I Loadshift to BUGs | Medium Industrial | Manufacturing | Winter Morning | % of Load | 1 | 2027 | 0.00044129
ENS | Alternate Scenario | C&I Loadshift to BUGs | C&I Loadshift to BUGs | Medium Industrial | Miscellaneous | Winter Morning | % of Load | 1 | 2027 | 0.0019152
ENS | Alternate Scenario | C&I Loadshift to BUGs | C&I Loadshift to BUGs | Medium Industrial | Manufacturing | Winter Evening | % of Load | 1 | 2027 | 0.00037788
ENS | Alternate Scenario | C&I Loadshift to BUGs | C&I Loadshift to BUGs | Medium Industrial | Miscellaneous | Winter Evening | % of Load | 1 | 2027 | 0.00164
ENS | Alternate Scenario | Dynamic Pricing | Dynamic Pricing with enabling tech. | Small General | Manufacturing | Winter Morning | % of Load | 1 | 2027 | 3.3675e-06
ENS | Alternate Scenario | Dynamic Pricing | Dynamic Pricing with enabling tech. | Small General | Manufacturing | Winter Evening | % of Load | 1 | 2027 | 3.4601e-06
ENS | Alternate Scenario | Dynamic Pricing | Dynamic Pricing with enabling tech. | Residential Charitable | Residential LI | Winter Morning | % of Load | 1 | 2027 | 0.00017402
ENS | Alternate Scenario | Dynamic Pricing | Dynamic Pricing with enabling tech. | Residential Charitable | Residential Market Rate | Winter Morning | % of Load | 1 | 2027 | 0.00099387
ENS | Alternate Scenario | Dynamic Pricing | Dynamic Pricing w/o enabling tech. | Residential Charitable | Residential LI | Winter Morning | % of Load | 1 | 2027 | 0.0011131
ENS | Alternate Scenario | Dynamic Pricing | Dynamic Pricing w/o enabling tech. | Residential Charitable | Residential Market Rate | Winter Morning | % of Load | 1 | 2027 | 0.0063573
ENS | Alternate Scenario | Dynamic Pricing | Dynamic Pricing with enabling tech. | Residential Charitable | Residential LI | Winter Evening | % of Load | 1 | 2027 | 0.00017536
ENS | Alternate Scenario | Dynamic Pricing | Dynamic Pricing with enabling tech. | Residential Charitable | Residential Market Rate | Winter Evening | % of Load | 1 | 2027 | 0.0010016
ENS | Alternate Scenario | Dynamic Pricing | Dynamic Pricing w/o enabling tech. | Residential Charitable | Residential LI | Winter Evening | % of Load | 1 | 2027 | 0.0011217
ENS | Alternate Scenario | Dynamic Pricing | Dynamic Pricing w/o enabling tech. | Residential Charitable | Residential Market Rate | Winter Evening | % of Load | 1 | 2027 | 0.0064065
ENS | Alternate Scenario | Behavioral DR | Behavioral DR | Residential Charitable | Residential LI | Winter Morning | % of Load | 1 | 2027 | 7.1197e-05
ENS | Alternate Scenario | Behavioral DR | Behavioral DR | Residential Charitable | Residential Market Rate | Winter Morning | % of Load | 1 | 2027 | 0.00040664
ENS | Alternate Scenario | Behavioral DR | Behavioral DR | Residential Charitable | Residential LI | Winter Evening | % of Load | 1 | 2027 | 7.1748e-05
ENS | Alternate Scenario | Behavioral DR | Behavioral DR | Residential Charitable | Residential Market Rate | Winter Evening | % of Load | 1 | 2027 | 0.00040978
ENS | Alternate Scenario | Time-of-Use Rates (TOU) | Time-of-Use Rates (TOU) | Residential Charitable | Residential LI | Winter Morning | % of Load | 0 | 2027 | 0.00030319
ENS | Alternate Scenario | Time-of-Use Rates (TOU) | Time-of-Use Rates (TOU) | Residential Charitable | Residential Market Rate | Winter Morning | % of Load | 0 | 2027 | 0.0017317
ENS | Alternate Scenario | Time-of-Use Rates (TOU) | Time-of-Use Rates (TOU) | Residential Charitable | Residential LI | Winter Evening | % of Load | 0 | 2027 | 0.00030554
ENS | Alternate Scenario | Time-of-Use Rates (TOU) | Time-of-Use Rates (TOU) | Residential Charitable | Residential Market Rate | Winter Evening | % of Load | 0 | 2027 | 0.0017451
ENS | Alternate Scenario | C&I Curtailment | C&I Curtailment-Turnkey-Manual HVAC Control | General | Miscellaneous | Winter Morning | % of Load | 1 | 2028 | 0.00089519
ENS | Alternate Scenario | C&I Curtailment | C&I Curtailment-Turnkey-Manual HVAC Control | General | Offices | Winter Morning | % of Load | 1 | 2028 | 6.0334e-05
ENS | Alternate Scenario | C&I Curtailment | C&I Curtailment-Turnkey-Manual HVAC Control | General | Retail Trade | Winter Morning | % of Load | 1 | 2028 | 0.00020809
ENS | Alternate Scenario | C&I Curtailment | C&I Curtailment-Turnkey-Manual HVAC Control | General | Services | Winter Morning | % of Load | 1 | 2028 | 0.00013453
ENS | Alternate Scenario | C&I Curtailment | C&I Curtailment-Turnkey-Auto-DR HVAC Control | General | Miscellaneous | Winter Morning | % of Load | 1 | 2028 | 4.4683e-05
ENS | Alternate Scenario | C&I Curtailment | C&I Curtailment-Turnkey-Auto-DR HVAC Control | General | Offices | Winter Morning | % of Load | 1 | 2028 | 3.0116e-06
ENS | Alternate Scenario | C&I Curtailment | C&I Curtailment-Turnkey-Auto-DR HVAC Control | General | Retail Trade | Winter Morning | % of Load | 1 | 2028 | 1.0387e-05
ENS | Alternate Scenario | C&I Curtailment | C&I Curtailment-Turnkey-Auto-DR HVAC Control | General | Services | Winter Morning | % of Load | 1 | 2028 | 6.7149e-06
ENS | Alternate Scenario | C&I Curtailment | C&I Curtailment-Turnkey-Standard Lighting Control | General | Miscellaneous | Winter Morning | % of Load | 1 | 2028 | 0.00037131
ENS | Alternate Scenario | C&I Curtailment | C&I Curtailment-Turnkey-Standard Lighting Control | General | Offices | Winter Morning | % of Load | 1 | 2028 | 7.5195e-06
ENS | Alternate Scenario | C&I Curtailment | C&I Curtailment-Turnkey-Standard Lighting Control | General | Retail Trade | Winter Morning | % of Load | 1 | 2028 | 8.3583e-05
ENS | Alternate Scenario | C&I Curtailment | C&I Curtailment-Turnkey-Standard Lighting Control | General | Services | Winter Morning | % of Load | 1 | 2028 | 5.4094e-05
ENS | Alternate Scenario | C&I Curtailment | C&I Curtailment-Turnkey-Water Heating Control | General | Miscellaneous | Winter Morning | % of Load | 1 | 2028 | 2.354e-05
ENS | Alternate Scenario | C&I Curtailment | C&I Curtailment-Turnkey-Water Heating Control | General | Offices | Winter Morning | % of Load | 1 | 2028 | 6.2871e-07
ENS | Alternate Scenario | C&I Curtailment | C&I Curtailment-Turnkey-Water Heating Control | General | Retail Trade | Winter Morning | % of Load | 1 | 2028 | 1.2596e-05
ENS | Alternate Scenario | C&I Curtailment | C&I Curtailment-Turnkey-Water Heating Control | General | Services | Winter Morning | % of Load | 1 | 2028 | 8.1355e-06
ENS | Alternate Scenario | C&I Curtailment | C&I Curtailment-Turnkey-Other | General | Miscellaneous | Winter Morning | % of Load | 1 | 2028 | 0.00041706
ENS | Alternate Scenario | C&I Curtailment | C&I Curtailment-Turnkey-Other | General | Offices | Winter Morning | % of Load | 1 | 2028 | 1.1407e-05
ENS | Alternate Scenario | C&I Curtailment | C&I Curtailment-Turnkey-Other | General | Retail Trade | Winter Morning | % of Load | 1 | 2028 | 0.00013193
ENS | Alternate Scenario | C&I Curtailment | C&I Curtailment-Turnkey-Other | General | Services | Winter Morning | % of Load | 1 | 2028 | 8.5271e-05
ENS | Alternate Scenario | C&I Curtailment | C&I Curtailment-Turnkey-Manual HVAC Control | General | Miscellaneous | Winter Evening | % of Load | 1 | 2028 | 0.00092762
ENS | Alternate Scenario | C&I Curtailment | C&I Curtailment-Turnkey-Manual HVAC Control | General | Offices | Winter Evening | % of Load | 1 | 2028 | 6.252e-05
ENS | Alternate Scenario | C&I Curtailment | C&I Curtailment-Turnkey-Manual HVAC Control | General | Retail Trade | Winter Evening | % of Load | 1 | 2028 | 0.00021562
ENS | Alternate Scenario | C&I Curtailment | C&I Curtailment-Turnkey-Manual HVAC Control | General | Services | Winter Evening | % of Load | 1 | 2028 | 0.0001394
ENS | Alternate Scenario | C&I Curtailment | C&I Curtailment-Turnkey-Auto-DR HVAC Control | General | Miscellaneous | Winter Evening | % of Load | 1 | 2028 | 4.6302e-05
ENS | Alternate Scenario | C&I Curtailment | C&I Curtailment-Turnkey-Auto-DR HVAC Control | General | Offices | Winter Evening | % of Load | 1 | 2028 | 3.1207e-06
ENS | Alternate Scenario | C&I Curtailment | C&I Curtailment-Turnkey-Auto-DR HVAC Control | General | Retail Trade | Winter Evening | % of Load | 1 | 2028 | 1.0763e-05
ENS | Alternate Scenario | C&I Curtailment | C&I Curtailment-Turnkey-Auto-DR HVAC Control | General | Services | Winter Evening | % of Load | 1 | 2028 | 6.9582e-06
ENS | Alternate Scenario | C&I Curtailment | C&I Curtailment-Turnkey-Standard Lighting Control | General | Miscellaneous | Winter Evening | % of Load | 1 | 2028 | 0.00038476
ENS | Alternate Scenario | C&I Curtailment | C&I Curtailment-Turnkey-Standard Lighting Control | General | Offices | Winter Evening | % of Load | 1 | 2028 | 7.7919e-06
ENS | Alternate Scenario | C&I Curtailment | C&I Curtailment-Turnkey-Standard Lighting Control | General | Retail Trade | Winter Evening | % of Load | 1 | 2028 | 8.6612e-05
ENS | Alternate Scenario | C&I Curtailment | C&I Curtailment-Turnkey-Standard Lighting Control | General | Services | Winter Evening | % of Load | 1 | 2028 | 5.6054e-05
ENS | Alternate Scenario | C&I Curtailment | C&I Curtailment-Turnkey-Water Heating Control | General | Miscellaneous | Winter Evening | % of Load | 1 | 2028 | 2.4393e-05
ENS | Alternate Scenario | C&I Curtailment | C&I Curtailment-Turnkey-Water Heating Control | General | Offices | Winter Evening | % of Load | 1 | 2028 | 6.5148e-07
ENS | Alternate Scenario | C&I Curtailment | C&I Curtailment-Turnkey-Water Heating Control | General | Retail Trade | Winter Evening | % of Load | 1 | 2028 | 1.3053e-05
ENS | Alternate Scenario | C&I Curtailment | C&I Curtailment-Turnkey-Water Heating Control | General | Services | Winter Evening | % of Load | 1 | 2028 | 8.4303e-06
ENS | Alternate Scenario | C&I Curtailment | C&I Curtailment-Turnkey-Other | General | Miscellaneous | Winter Evening | % of Load | 1 | 2028 | 0.00043217
ENS | Alternate Scenario | C&I Curtailment | C&I Curtailment-Turnkey-Other | General | Offices | Winter Evening | % of Load | 1 | 2028 | 1.182e-05
ENS | Alternate Scenario | C&I Curtailment | C&I Curtailment-Turnkey-Other | General | Retail Trade | Winter Evening | % of Load | 1 | 2028 | 0.00013671
ENS | Alternate Scenario | C&I Curtailment | C&I Curtailment-Turnkey-Other | General | Services | Winter Evening | % of Load | 1 | 2028 | 8.8361e-05
ENS | Alternate Scenario | C&I Curtailment | C&I Curtailment-Turnkey-Manual HVAC Control | Large General | Miscellaneous | Winter Morning | % of Load | 1 | 2028 | 0.00071643
ENS | Alternate Scenario | C&I Curtailment | C&I Curtailment-Turnkey-Manual HVAC Control | Large General | Retail Trade | Winter Morning | % of Load | 1 | 2028 | 3.0354e-05
ENS | Alternate Scenario | C&I Curtailment | C&I Curtailment-Turnkey-Manual HVAC Control | Large General | Services | Winter Morning | % of Load | 1 | 2028 | 4.8609e-05
ENS | Alternate Scenario | C&I Curtailment | C&I Curtailment-Turnkey-Auto-DR HVAC Control | Large General | Miscellaneous | Winter Morning | % of Load | 1 | 2028 | 3.576e-05
ENS | Alternate Scenario | C&I Curtailment | C&I Curtailment-Turnkey-Auto-DR HVAC Control | Large General | Retail Trade | Winter Morning | % of Load | 1 | 2028 | 1.5151e-06
ENS | Alternate Scenario | C&I Curtailment | C&I Curtailment-Turnkey-Auto-DR HVAC Control | Large General | Services | Winter Morning | % of Load | 1 | 2028 | 2.4263e-06
ENS | Alternate Scenario | C&I Curtailment | C&I Curtailment-Turnkey-Standard Lighting Control | Large General | Miscellaneous | Winter Morning | % of Load | 1 | 2028 | 0.00030856
ENS | Alternate Scenario | C&I Curtailment | C&I Curtailment-Turnkey-Standard Lighting Control | Large General | Retail Trade | Winter Morning | % of Load | 1 | 2028 | 1.2128e-05
ENS | Alternate Scenario | C&I Curtailment | C&I Curtailment-Turnkey-Standard Lighting Control | Large General | Services | Winter Morning | % of Load | 1 | 2028 | 1.9422e-05
ENS | Alternate Scenario | C&I Curtailment | C&I Curtailment-Turnkey-Water Heating Control | Large General | Miscellaneous | Winter Morning | % of Load | 1 | 2028 | 1.5006e-05
ENS | Alternate Scenario | C&I Curtailment | C&I Curtailment-Turnkey-Water Heating Control | Large General | Retail Trade | Winter Morning | % of Load | 1 | 2028 | 1.8466e-06
ENS | Alternate Scenario | C&I Curtailment | C&I Curtailment-Turnkey-Water Heating Control | Large General | Services | Winter Morning | % of Load | 1 | 2028 | 2.9571e-06
ENS | Alternate Scenario | C&I Curtailment | C&I Curtailment-Turnkey-Other | Large General | Miscellaneous | Winter Morning | % of Load | 1 | 2028 | 0.00032289
ENS | Alternate Scenario | C&I Curtailment | C&I Curtailment-Turnkey-Other | Large General | Retail Trade | Winter Morning | % of Load | 1 | 2028 | 1.9268e-05
ENS | Alternate Scenario | C&I Curtailment | C&I Curtailment-Turnkey-Other | Large General | Services | Winter Morning | % of Load | 1 | 2028 | 3.0855e-05
ENS | Alternate Scenario | C&I Curtailment | C&I Curtailment-Turnkey-Manual HVAC Control | Large General | Miscellaneous | Winter Evening | % of Load | 1 | 2028 | 0.0005454
ENS | Alternate Scenario | C&I Curtailment | C&I Curtailment-Turnkey-Manual HVAC Control | Large General | Retail Trade | Winter Evening | % of Load | 1 | 2028 | 2.3108e-05
ENS | Alternate Scenario | C&I Curtailment | C&I Curtailment-Turnkey-Manual HVAC Control | Large General | Services | Winter Evening | % of Load | 1 | 2028 | 3.7004e-05
ENS | Alternate Scenario | C&I Curtailment | C&I Curtailment-Turnkey-Auto-DR HVAC Control | Large General | Miscellaneous | Winter Evening | % of Load | 1 | 2028 | 2.7223e-05
ENS | Alternate Scenario | C&I Curtailment | C&I Curtailment-Turnkey-Auto-DR HVAC Control | Large General | Retail Trade | Winter Evening | % of Load | 1 | 2028 | 1.1534e-06
ENS | Alternate Scenario | C&I Curtailment | C&I Curtailment-Turnkey-Auto-DR HVAC Control | Large General | Services | Winter Evening | % of Load | 1 | 2028 | 1.8471e-06
ENS | Alternate Scenario | C&I Curtailment | C&I Curtailment-Turnkey-Standard Lighting Control | Large General | Miscellaneous | Winter Evening | % of Load | 1 | 2028 | 0.0002349
ENS | Alternate Scenario | C&I Curtailment | C&I Curtailment-Turnkey-Standard Lighting Control | Large General | Retail Trade | Winter Evening | % of Load | 1 | 2028 | 9.2326e-06
ENS | Alternate Scenario | C&I Curtailment | C&I Curtailment-Turnkey-Standard Lighting Control | Large General | Services | Winter Evening | % of Load | 1 | 2028 | 1.4785e-05
ENS | Alternate Scenario | C&I Curtailment | C&I Curtailment-Turnkey-Water Heating Control | Large General | Miscellaneous | Winter Evening | % of Load | 1 | 2028 | 1.1424e-05
ENS | Alternate Scenario | C&I Curtailment | C&I Curtailment-Turnkey-Water Heating Control | Large General | Retail Trade | Winter Evening | % of Load | 1 | 2028 | 1.4057e-06
ENS | Alternate Scenario | C&I Curtailment | C&I Curtailment-Turnkey-Water Heating Control | Large General | Services | Winter Evening | % of Load | 1 | 2028 | 2.2511e-06
ENS | Alternate Scenario | C&I Curtailment | C&I Curtailment-Turnkey-Other | Large General | Miscellaneous | Winter Evening | % of Load | 1 | 2028 | 0.0002458
ENS | Alternate Scenario | C&I Curtailment | C&I Curtailment-Turnkey-Other | Large General | Retail Trade | Winter Evening | % of Load | 1 | 2028 | 1.4668e-05
ENS | Alternate Scenario | C&I Curtailment | C&I Curtailment-Turnkey-Other | Large General | Services | Winter Evening | % of Load | 1 | 2028 | 2.3489e-05
ENS | Alternate Scenario | C&I Curtailment | C&I Curtailment-Turnkey-Manual HVAC Control | Small Industrial | Miscellaneous | Winter Morning | % of Load | 1 | 2028 | 0.00011919
ENS | Alternate Scenario | C&I Curtailment | C&I Curtailment-Turnkey-Manual HVAC Control | Small Industrial | Offices | Winter Morning | % of Load | 1 | 2028 | 1.5097e-06
ENS | Alternate Scenario | C&I Curtailment | C&I Curtailment-Turnkey-Manual HVAC Control | Small Industrial | Retail Trade | Winter Morning | % of Load | 1 | 2028 | 5.0886e-06
ENS | Alternate Scenario | C&I Curtailment | C&I Curtailment-Turnkey-Manual HVAC Control | Small Industrial | Services | Winter Morning | % of Load | 1 | 2028 | 1.6076e-06
ENS | Alternate Scenario | C&I Curtailment | C&I Curtailment-Turnkey-Auto-DR HVAC Control | Small Industrial | Miscellaneous | Winter Morning | % of Load | 1 | 2028 | 5.9492e-06
ENS | Alternate Scenario | C&I Curtailment | C&I Curtailment-Turnkey-Auto-DR HVAC Control | Small Industrial | Offices | Winter Morning | % of Load | 1 | 2028 | 7.5356e-08
ENS | Alternate Scenario | C&I Curtailment | C&I Curtailment-Turnkey-Auto-DR HVAC Control | Small Industrial | Retail Trade | Winter Morning | % of Load | 1 | 2028 | 2.54e-07
ENS | Alternate Scenario | C&I Curtailment | C&I Curtailment-Turnkey-Auto-DR HVAC Control | Small Industrial | Services | Winter Morning | % of Load | 1 | 2028 | 8.0244e-08
ENS | Alternate Scenario | C&I Curtailment | C&I Curtailment-Turnkey-Standard Lighting Control | Small Industrial | Miscellaneous | Winter Morning | % of Load | 1 | 2028 | 3.7083e-05
ENS | Alternate Scenario | C&I Curtailment | C&I Curtailment-Turnkey-Standard Lighting Control | Small Industrial | Offices | Winter Morning | % of Load | 1 | 2028 | 2.0223e-07
ENS | Alternate Scenario | C&I Curtailment | C&I Curtailment-Turnkey-Standard Lighting Control | Small Industrial | Retail Trade | Winter Morning | % of Load | 1 | 2028 | 2.1862e-06
ENS | Alternate Scenario | C&I Curtailment | C&I Curtailment-Turnkey-Standard Lighting Control | Small Industrial | Services | Winter Morning | % of Load | 1 | 2028 | 6.9068e-07
ENS | Alternate Scenario | C&I Curtailment | C&I Curtailment-Turnkey-Water Heating Control | Small Industrial | Miscellaneous | Winter Morning | % of Load | 1 | 2028 | 2.9666e-06
ENS | Alternate Scenario | C&I Curtailment | C&I Curtailment-Turnkey-Water Heating Control | Small Industrial | Offices | Winter Morning | % of Load | 1 | 2028 | 1.5219e-08
ENS | Alternate Scenario | C&I Curtailment | C&I Curtailment-Turnkey-Water Heating Control | Small Industrial | Retail Trade | Winter Morning | % of Load | 1 | 2028 | 2.8802e-07
ENS | Alternate Scenario | C&I Curtailment | C&I Curtailment-Turnkey-Water Heating Control | Small Industrial | Services | Winter Morning | % of Load | 1 | 2028 | 9.0994e-08
ENS | Alternate Scenario | C&I Curtailment | C&I Curtailment-Turnkey-Other | Small Industrial | Miscellaneous | Winter Morning | % of Load | 1 | 2028 | 4.5894e-05
ENS | Alternate Scenario | C&I Curtailment | C&I Curtailment-Turnkey-Other | Small Industrial | Offices | Winter Morning | % of Load | 1 | 2028 | 2.8758e-07
ENS | Alternate Scenario | C&I Curtailment | C&I Curtailment-Turnkey-Other | Small Industrial | Retail Trade | Winter Morning | % of Load | 1 | 2028 | 3.1761e-06
ENS | Alternate Scenario | C&I Curtailment | C&I Curtailment-Turnkey-Other | Small Industrial | Services | Winter Morning | % of Load | 1 | 2028 | 1.0034e-06
ENS | Alternate Scenario | C&I Curtailment | C&I Curtailment-Turnkey-Industrial | Small Industrial | Manufacturing | Winter Morning | % of Load | 1 | 2028 | 1.103e-05
ENS | Alternate Scenario | C&I Curtailment | C&I Curtailment-Turnkey-Manual HVAC Control | Small Industrial | Miscellaneous | Winter Evening | % of Load | 1 | 2028 | 0.0001448
ENS | Alternate Scenario | C&I Curtailment | C&I Curtailment-Turnkey-Manual HVAC Control | Small Industrial | Offices | Winter Evening | % of Load | 1 | 2028 | 1.8342e-06
ENS | Alternate Scenario | C&I Curtailment | C&I Curtailment-Turnkey-Manual HVAC Control | Small Industrial | Retail Trade | Winter Evening | % of Load | 1 | 2028 | 6.1824e-06
ENS | Alternate Scenario | C&I Curtailment | C&I Curtailment-Turnkey-Manual HVAC Control | Small Industrial | Services | Winter Evening | % of Load | 1 | 2028 | 1.9532e-06
ENS | Alternate Scenario | C&I Curtailment | C&I Curtailment-Turnkey-Auto-DR HVAC Control | Small Industrial | Miscellaneous | Winter Evening | % of Load | 1 | 2028 | 7.2279e-06
ENS | Alternate Scenario | C&I Curtailment | C&I Curtailment-Turnkey-Auto-DR HVAC Control | Small Industrial | Offices | Winter Evening | % of Load | 1 | 2028 | 9.1553e-08
ENS | Alternate Scenario | C&I Curtailment | C&I Curtailment-Turnkey-Auto-DR HVAC Control | Small Industrial | Retail Trade | Winter Evening | % of Load | 1 | 2028 | 3.0859e-07
ENS | Alternate Scenario | C&I Curtailment | C&I Curtailment-Turnkey-Auto-DR HVAC Control | Small Industrial | Services | Winter Evening | % of Load | 1 | 2028 | 9.7492e-08
ENS | Alternate Scenario | C&I Curtailment | C&I Curtailment-Turnkey-Standard Lighting Control | Small Industrial | Miscellaneous | Winter Evening | % of Load | 1 | 2028 | 4.5053e-05
ENS | Alternate Scenario | C&I Curtailment | C&I Curtailment-Turnkey-Standard Lighting Control | Small Industrial | Offices | Winter Evening | % of Load | 1 | 2028 | 2.4569e-07
ENS | Alternate Scenario | C&I Curtailment | C&I Curtailment-Turnkey-Standard Lighting Control | Small Industrial | Retail Trade | Winter Evening | % of Load | 1 | 2028 | 2.6561e-06
ENS | Alternate Scenario | C&I Curtailment | C&I Curtailment-Turnkey-Standard Lighting Control | Small Industrial | Services | Winter Evening | % of Load | 1 | 2028 | 8.3913e-07
ENS | Alternate Scenario | C&I Curtailment | C&I Curtailment-Turnkey-Water Heating Control | Small Industrial | Miscellaneous | Winter Evening | % of Load | 1 | 2028 | 3.6043e-06
ENS | Alternate Scenario | C&I Curtailment | C&I Curtailment-Turnkey-Water Heating Control | Small Industrial | Offices | Winter Evening | % of Load | 1 | 2028 | 1.849e-08
ENS | Alternate Scenario | C&I Curtailment | C&I Curtailment-Turnkey-Water Heating Control | Small Industrial | Retail Trade | Winter Evening | % of Load | 1 | 2028 | 3.4993e-07
ENS | Alternate Scenario | C&I Curtailment | C&I Curtailment-Turnkey-Water Heating Control | Small Industrial | Services | Winter Evening | % of Load | 1 | 2028 | 1.1055e-07
ENS | Alternate Scenario | C&I Curtailment | C&I Curtailment-Turnkey-Other | Small Industrial | Miscellaneous | Winter Evening | % of Load | 1 | 2028 | 5.5758e-05
ENS | Alternate Scenario | C&I Curtailment | C&I Curtailment-Turnkey-Other | Small Industrial | Offices | Winter Evening | % of Load | 1 | 2028 | 3.4939e-07
ENS | Alternate Scenario | C&I Curtailment | C&I Curtailment-Turnkey-Other | Small Industrial | Retail Trade | Winter Evening | % of Load | 1 | 2028 | 3.8587e-06
ENS | Alternate Scenario | C&I Curtailment | C&I Curtailment-Turnkey-Other | Small Industrial | Services | Winter Evening | % of Load | 1 | 2028 | 1.2191e-06
ENS | Alternate Scenario | C&I Curtailment | C&I Curtailment-Turnkey-Industrial | Small Industrial | Manufacturing | Winter Evening | % of Load | 1 | 2028 | 1.34e-05
ENS | Alternate Scenario | C&I Curtailment | C&I Curtailment-Turnkey-Manual HVAC Control | Medium Industrial | Miscellaneous | Winter Morning | % of Load | 1 | 2028 | 0.0022752
ENS | Alternate Scenario | C&I Curtailment | C&I Curtailment-Turnkey-Manual HVAC Control | Medium Industrial | Offices | Winter Morning | % of Load | 1 | 2028 | 3.6278e-05
ENS | Alternate Scenario | C&I Curtailment | C&I Curtailment-Turnkey-Manual HVAC Control | Medium Industrial | Retail Trade | Winter Morning | % of Load | 1 | 2028 | 0.00050819
ENS | Alternate Scenario | C&I Curtailment | C&I Curtailment-Turnkey-Manual HVAC Control | Medium Industrial | Services | Winter Morning | % of Load | 1 | 2028 | 2.3401e-05
ENS | Alternate Scenario | C&I Curtailment | C&I Curtailment-Turnkey-Auto-DR HVAC Control | Medium Industrial | Miscellaneous | Winter Morning | % of Load | 1 | 2028 | 0.00011357
ENS | Alternate Scenario | C&I Curtailment | C&I Curtailment-Turnkey-Auto-DR HVAC Control | Medium Industrial | Offices | Winter Morning | % of Load | 1 | 2028 | 1.8108e-06
ENS | Alternate Scenario | C&I Curtailment | C&I Curtailment-Turnkey-Auto-DR HVAC Control | Medium Industrial | Retail Trade | Winter Morning | % of Load | 1 | 2028 | 2.5366e-05
ENS | Alternate Scenario | C&I Curtailment | C&I Curtailment-Turnkey-Auto-DR HVAC Control | Medium Industrial | Services | Winter Morning | % of Load | 1 | 2028 | 1.168e-06
ENS | Alternate Scenario | C&I Curtailment | C&I Curtailment-Turnkey-Standard Lighting Control | Medium Industrial | Miscellaneous | Winter Morning | % of Load | 1 | 2028 | 0.00070789
ENS | Alternate Scenario | C&I Curtailment | C&I Curtailment-Turnkey-Standard Lighting Control | Medium Industrial | Offices | Winter Morning | % of Load | 1 | 2028 | 4.8595e-06
ENS | Alternate Scenario | C&I Curtailment | C&I Curtailment-Turnkey-Standard Lighting Control | Medium Industrial | Retail Trade | Winter Morning | % of Load | 1 | 2028 | 0.00021833
ENS | Alternate Scenario | C&I Curtailment | C&I Curtailment-Turnkey-Standard Lighting Control | Medium Industrial | Services | Winter Morning | % of Load | 1 | 2028 | 1.0054e-05
ENS | Alternate Scenario | C&I Curtailment | C&I Curtailment-Turnkey-Water Heating Control | Medium Industrial | Miscellaneous | Winter Morning | % of Load | 1 | 2028 | 5.6631e-05
ENS | Alternate Scenario | C&I Curtailment | C&I Curtailment-Turnkey-Water Heating Control | Medium Industrial | Offices | Winter Morning | % of Load | 1 | 2028 | 3.657e-07
ENS | Alternate Scenario | C&I Curtailment | C&I Curtailment-Turnkey-Water Heating Control | Medium Industrial | Retail Trade | Winter Morning | % of Load | 1 | 2028 | 2.8765e-05
ENS | Alternate Scenario | C&I Curtailment | C&I Curtailment-Turnkey-Water Heating Control | Medium Industrial | Services | Winter Morning | % of Load | 1 | 2028 | 1.3245e-06
ENS | Alternate Scenario | C&I Curtailment | C&I Curtailment-Turnkey-Other | Medium Industrial | Miscellaneous | Winter Morning | % of Load | 1 | 2028 | 0.00087608
ENS | Alternate Scenario | C&I Curtailment | C&I Curtailment-Turnkey-Other | Medium Industrial | Offices | Winter Morning | % of Load | 1 | 2028 | 6.9105e-06
ENS | Alternate Scenario | C&I Curtailment | C&I Curtailment-Turnkey-Other | Medium Industrial | Retail Trade | Winter Morning | % of Load | 1 | 2028 | 0.00031719
ENS | Alternate Scenario | C&I Curtailment | C&I Curtailment-Turnkey-Other | Medium Industrial | Services | Winter Morning | % of Load | 1 | 2028 | 1.4606e-05
ENS | Alternate Scenario | C&I Curtailment | C&I Curtailment-Turnkey-Manual HVAC Control | Medium Industrial | Miscellaneous | Winter Evening | % of Load | 1 | 2028 | 0.0019479
ENS | Alternate Scenario | C&I Curtailment | C&I Curtailment-Turnkey-Manual HVAC Control | Medium Industrial | Offices | Winter Evening | % of Load | 1 | 2028 | 3.1059e-05
ENS | Alternate Scenario | C&I Curtailment | C&I Curtailment-Turnkey-Manual HVAC Control | Medium Industrial | Retail Trade | Winter Evening | % of Load | 1 | 2028 | 0.00043508
ENS | Alternate Scenario | C&I Curtailment | C&I Curtailment-Turnkey-Manual HVAC Control | Medium Industrial | Services | Winter Evening | % of Load | 1 | 2028 | 2.0034e-05
ENS | Alternate Scenario | C&I Curtailment | C&I Curtailment-Turnkey-Auto-DR HVAC Control | Medium Industrial | Miscellaneous | Winter Evening | % of Load | 1 | 2028 | 9.7228e-05
ENS | Alternate Scenario | C&I Curtailment | C&I Curtailment-Turnkey-Auto-DR HVAC Control | Medium Industrial | Offices | Winter Evening | % of Load | 1 | 2028 | 1.5503e-06
ENS | Alternate Scenario | C&I Curtailment | C&I Curtailment-Turnkey-Auto-DR HVAC Control | Medium Industrial | Retail Trade | Winter Evening | % of Load | 1 | 2028 | 2.1717e-05
ENS | Alternate Scenario | C&I Curtailment | C&I Curtailment-Turnkey-Auto-DR HVAC Control | Medium Industrial | Services | Winter Evening | % of Load | 1 | 2028 | 1e-06
ENS | Alternate Scenario | C&I Curtailment | C&I Curtailment-Turnkey-Standard Lighting Control | Medium Industrial | Miscellaneous | Winter Evening | % of Load | 1 | 2028 | 0.00060605
ENS | Alternate Scenario | C&I Curtailment | C&I Curtailment-Turnkey-Standard Lighting Control | Medium Industrial | Offices | Winter Evening | % of Load | 1 | 2028 | 4.1603e-06
ENS | Alternate Scenario | C&I Curtailment | C&I Curtailment-Turnkey-Standard Lighting Control | Medium Industrial | Retail Trade | Winter Evening | % of Load | 1 | 2028 | 0.00018692
ENS | Alternate Scenario | C&I Curtailment | C&I Curtailment-Turnkey-Standard Lighting Control | Medium Industrial | Services | Winter Evening | % of Load | 1 | 2028 | 8.6072e-06
ENS | Alternate Scenario | C&I Curtailment | C&I Curtailment-Turnkey-Water Heating Control | Medium Industrial | Miscellaneous | Winter Evening | % of Load | 1 | 2028 | 4.8484e-05
ENS | Alternate Scenario | C&I Curtailment | C&I Curtailment-Turnkey-Water Heating Control | Medium Industrial | Offices | Winter Evening | % of Load | 1 | 2028 | 3.1309e-07
ENS | Alternate Scenario | C&I Curtailment | C&I Curtailment-Turnkey-Water Heating Control | Medium Industrial | Retail Trade | Winter Evening | % of Load | 1 | 2028 | 2.4626e-05
ENS | Alternate Scenario | C&I Curtailment | C&I Curtailment-Turnkey-Water Heating Control | Medium Industrial | Services | Winter Evening | % of Load | 1 | 2028 | 1.134e-06
ENS | Alternate Scenario | C&I Curtailment | C&I Curtailment-Turnkey-Other | Medium Industrial | Miscellaneous | Winter Evening | % of Load | 1 | 2028 | 0.00075004
ENS | Alternate Scenario | C&I Curtailment | C&I Curtailment-Turnkey-Other | Medium Industrial | Offices | Winter Evening | % of Load | 1 | 2028 | 5.9163e-06
ENS | Alternate Scenario | C&I Curtailment | C&I Curtailment-Turnkey-Other | Medium Industrial | Retail Trade | Winter Evening | % of Load | 1 | 2028 | 0.00027156
ENS | Alternate Scenario | C&I Curtailment | C&I Curtailment-Turnkey-Other | Medium Industrial | Services | Winter Evening | % of Load | 1 | 2028 | 1.2504e-05
ENS | Alternate Scenario | C&I Curtailment | C&I Curtailment-Turnkey-Manual HVAC Control | Large Industrial | Miscellaneous | Winter Morning | % of Load | 1 | 2028 | 4.719e-05
ENS | Alternate Scenario | C&I Curtailment | C&I Curtailment-Turnkey-Auto-DR HVAC Control | Large Industrial | Miscellaneous | Winter Morning | % of Load | 1 | 2028 | 2.3555e-06
ENS | Alternate Scenario | C&I Curtailment | C&I Curtailment-Turnkey-Standard Lighting Control | Large Industrial | Miscellaneous | Winter Morning | % of Load | 1 | 2028 | 2.0324e-05
ENS | Alternate Scenario | C&I Curtailment | C&I Curtailment-Turnkey-Water Heating Control | Large Industrial | Miscellaneous | Winter Morning | % of Load | 1 | 2028 | 9.884e-07
ENS | Alternate Scenario | C&I Curtailment | C&I Curtailment-Turnkey-Other | Large Industrial | Miscellaneous | Winter Morning | % of Load | 1 | 2028 | 2.1268e-05
ENS | Alternate Scenario | C&I Curtailment | C&I Curtailment-Turnkey-Industrial | Large Industrial | Manufacturing | Winter Morning | % of Load | 1 | 2028 | 4.1939e-06
ENS | Alternate Scenario | C&I Curtailment | C&I Curtailment-Turnkey-Manual HVAC Control | Large Industrial | Miscellaneous | Winter Evening | % of Load | 1 | 2028 | 4.1515e-05
ENS | Alternate Scenario | C&I Curtailment | C&I Curtailment-Turnkey-Auto-DR HVAC Control | Large Industrial | Miscellaneous | Winter Evening | % of Load | 1 | 2028 | 2.0722e-06
ENS | Alternate Scenario | C&I Curtailment | C&I Curtailment-Turnkey-Standard Lighting Control | Large Industrial | Miscellaneous | Winter Evening | % of Load | 1 | 2028 | 1.788e-05
ENS | Alternate Scenario | C&I Curtailment | C&I Curtailment-Turnkey-Water Heating Control | Large Industrial | Miscellaneous | Winter Evening | % of Load | 1 | 2028 | 8.6956e-07
ENS | Alternate Scenario | C&I Curtailment | C&I Curtailment-Turnkey-Other | Large Industrial | Miscellaneous | Winter Evening | % of Load | 1 | 2028 | 1.871e-05
ENS | Alternate Scenario | C&I Curtailment | C&I Curtailment-Turnkey-Industrial | Large Industrial | Manufacturing | Winter Evening | % of Load | 1 | 2028 | 3.6896e-06
ENS | Alternate Scenario | C&I Loadshift to BUGs | C&I Loadshift to BUGs | Large General | Miscellaneous | Winter Morning | % of Load | 1 | 2028 | 0.0023235
ENS | Alternate Scenario | C&I Loadshift to BUGs | C&I Loadshift to BUGs | Large General | Miscellaneous | Winter Evening | % of Load | 1 | 2028 | 0.0017688
ENS | Alternate Scenario | C&I Loadshift to BUGs | C&I Loadshift to BUGs | Small Industrial | Miscellaneous | Winter Morning | % of Load | 1 | 2028 | 0.00062644
ENS | Alternate Scenario | C&I Loadshift to BUGs | C&I Loadshift to BUGs | Small Industrial | Miscellaneous | Winter Evening | % of Load | 1 | 2028 | 0.00076108
ENS | Alternate Scenario | C&I Loadshift to BUGs | C&I Loadshift to BUGs | Medium Industrial | Manufacturing | Winter Morning | % of Load | 1 | 2028 | 0.00043899
ENS | Alternate Scenario | C&I Loadshift to BUGs | C&I Loadshift to BUGs | Medium Industrial | Miscellaneous | Winter Morning | % of Load | 1 | 2028 | 0.0019052
ENS | Alternate Scenario | C&I Loadshift to BUGs | C&I Loadshift to BUGs | Medium Industrial | Manufacturing | Winter Evening | % of Load | 1 | 2028 | 0.00037583
ENS | Alternate Scenario | C&I Loadshift to BUGs | C&I Loadshift to BUGs | Medium Industrial | Miscellaneous | Winter Evening | % of Load | 1 | 2028 | 0.0016311
ENS | Alternate Scenario | Dynamic Pricing | Dynamic Pricing with enabling tech. | Small General | Manufacturing | Winter Morning | % of Load | 1 | 2028 | 4.2163e-06
ENS | Alternate Scenario | Dynamic Pricing | Dynamic Pricing with enabling tech. | Small General | Manufacturing | Winter Evening | % of Load | 1 | 2028 | 4.3313e-06
ENS | Alternate Scenario | Dynamic Pricing | Dynamic Pricing with enabling tech. | Residential Charitable | Residential LI | Winter Morning | % of Load | 1 | 2028 | 0.000383
ENS | Alternate Scenario | Dynamic Pricing | Dynamic Pricing with enabling tech. | Residential Charitable | Residential Market Rate | Winter Morning | % of Load | 1 | 2028 | 0.0021875
ENS | Alternate Scenario | Dynamic Pricing | Dynamic Pricing w/o enabling tech. | Residential Charitable | Residential LI | Winter Morning | % of Load | 1 | 2028 | 0.0011264
ENS | Alternate Scenario | Dynamic Pricing | Dynamic Pricing w/o enabling tech. | Residential Charitable | Residential Market Rate | Winter Morning | % of Load | 1 | 2028 | 0.0064335
ENS | Alternate Scenario | Dynamic Pricing | Dynamic Pricing with enabling tech. | Residential Charitable | Residential LI | Winter Evening | % of Load | 1 | 2028 | 0.00038588
ENS | Alternate Scenario | Dynamic Pricing | Dynamic Pricing with enabling tech. | Residential Charitable | Residential Market Rate | Winter Evening | % of Load | 1 | 2028 | 0.0022039
ENS | Alternate Scenario | Dynamic Pricing | Dynamic Pricing w/o enabling tech. | Residential Charitable | Residential LI | Winter Evening | % of Load | 1 | 2028 | 0.0011349
ENS | Alternate Scenario | Dynamic Pricing | Dynamic Pricing w/o enabling tech. | Residential Charitable | Residential Market Rate | Winter Evening | % of Load | 1 | 2028 | 0.0064819
ENS | Alternate Scenario | Behavioral DR | Behavioral DR | Residential Charitable | Residential LI | Winter Morning | % of Load | 1 | 2028 | 0.00015753
ENS | Alternate Scenario | Behavioral DR | Behavioral DR | Residential Charitable | Residential Market Rate | Winter Morning | % of Load | 1 | 2028 | 0.0008997
ENS | Alternate Scenario | Behavioral DR | Behavioral DR | Residential Charitable | Residential LI | Winter Evening | % of Load | 1 | 2028 | 0.00015871
ENS | Alternate Scenario | Behavioral DR | Behavioral DR | Residential Charitable | Residential Market Rate | Winter Evening | % of Load | 1 | 2028 | 0.00090646
ENS | Alternate Scenario | Time-of-Use Rates (TOU) | Time-of-Use Rates (TOU) | Residential Charitable | Residential LI | Winter Morning | % of Load | 0 | 2028 | 0.00031013
ENS | Alternate Scenario | Time-of-Use Rates (TOU) | Time-of-Use Rates (TOU) | Residential Charitable | Residential Market Rate | Winter Morning | % of Load | 0 | 2028 | 0.0017713
ENS | Alternate Scenario | Time-of-Use Rates (TOU) | Time-of-Use Rates (TOU) | Residential Charitable | Residential LI | Winter Evening | % of Load | 0 | 2028 | 0.00031246
ENS | Alternate Scenario | Time-of-Use Rates (TOU) | Time-of-Use Rates (TOU) | Residential Charitable | Residential Market Rate | Winter Evening | % of Load | 0 | 2028 | 0.0017846
ENS | Alternate Scenario | C&I Curtailment | C&I Curtailment-Turnkey-Manual HVAC Control | General | Miscellaneous | Winter Morning | % of Load | 1 | 2029 | 0.0010305
ENS | Alternate Scenario | C&I Curtailment | C&I Curtailment-Turnkey-Manual HVAC Control | General | Offices | Winter Morning | % of Load | 1 | 2029 | 7.0124e-05
ENS | Alternate Scenario | C&I Curtailment | C&I Curtailment-Turnkey-Manual HVAC Control | General | Retail Trade | Winter Morning | % of Load | 1 | 2029 | 0.00023813
ENS | Alternate Scenario | C&I Curtailment | C&I Curtailment-Turnkey-Manual HVAC Control | General | Services | Winter Morning | % of Load | 1 | 2029 | 0.00015396
ENS | Alternate Scenario | C&I Curtailment | C&I Curtailment-Turnkey-Auto-DR HVAC Control | General | Miscellaneous | Winter Morning | % of Load | 1 | 2029 | 6.478e-05
ENS | Alternate Scenario | C&I Curtailment | C&I Curtailment-Turnkey-Auto-DR HVAC Control | General | Offices | Winter Morning | % of Load | 1 | 2029 | 4.4083e-06
ENS | Alternate Scenario | C&I Curtailment | C&I Curtailment-Turnkey-Auto-DR HVAC Control | General | Retail Trade | Winter Morning | % of Load | 1 | 2029 | 1.497e-05
ENS | Alternate Scenario | C&I Curtailment | C&I Curtailment-Turnkey-Auto-DR HVAC Control | General | Services | Winter Morning | % of Load | 1 | 2029 | 9.6786e-06
ENS | Alternate Scenario | C&I Curtailment | C&I Curtailment-Turnkey-Standard Lighting Control | General | Miscellaneous | Winter Morning | % of Load | 1 | 2029 | 0.00042778
ENS | Alternate Scenario | C&I Curtailment | C&I Curtailment-Turnkey-Standard Lighting Control | General | Offices | Winter Morning | % of Load | 1 | 2029 | 8.5321e-06
ENS | Alternate Scenario | C&I Curtailment | C&I Curtailment-Turnkey-Standard Lighting Control | General | Retail Trade | Winter Morning | % of Load | 1 | 2029 | 9.5193e-05
ENS | Alternate Scenario | C&I Curtailment | C&I Curtailment-Turnkey-Standard Lighting Control | General | Services | Winter Morning | % of Load | 1 | 2029 | 6.1618e-05
ENS | Alternate Scenario | C&I Curtailment | C&I Curtailment-Turnkey-Water Heating Control | General | Miscellaneous | Winter Morning | % of Load | 1 | 2029 | 2.7885e-05
ENS | Alternate Scenario | C&I Curtailment | C&I Curtailment-Turnkey-Water Heating Control | General | Offices | Winter Morning | % of Load | 1 | 2029 | 7.4267e-07
ENS | Alternate Scenario | C&I Curtailment | C&I Curtailment-Turnkey-Water Heating Control | General | Retail Trade | Winter Morning | % of Load | 1 | 2029 | 1.4979e-05
ENS | Alternate Scenario | C&I Curtailment | C&I Curtailment-Turnkey-Water Heating Control | General | Services | Winter Morning | % of Load | 1 | 2029 | 9.6733e-06
ENS | Alternate Scenario | C&I Curtailment | C&I Curtailment-Turnkey-Other | General | Miscellaneous | Winter Morning | % of Load | 1 | 2029 | 0.00049056
ENS | Alternate Scenario | C&I Curtailment | C&I Curtailment-Turnkey-Other | General | Offices | Winter Morning | % of Load | 1 | 2029 | 1.338e-05
ENS | Alternate Scenario | C&I Curtailment | C&I Curtailment-Turnkey-Other | General | Retail Trade | Winter Morning | % of Load | 1 | 2029 | 0.00015539
ENS | Alternate Scenario | C&I Curtailment | C&I Curtailment-Turnkey-Other | General | Services | Winter Morning | % of Load | 1 | 2029 | 0.00010043
ENS | Alternate Scenario | C&I Curtailment | C&I Curtailment-Turnkey-Manual HVAC Control | General | Miscellaneous | Winter Evening | % of Load | 1 | 2029 | 0.0010677
ENS | Alternate Scenario | C&I Curtailment | C&I Curtailment-Turnkey-Manual HVAC Control | General | Offices | Winter Evening | % of Load | 1 | 2029 | 7.2653e-05
ENS | Alternate Scenario | C&I Curtailment | C&I Curtailment-Turnkey-Manual HVAC Control | General | Retail Trade | Winter Evening | % of Load | 1 | 2029 | 0.00024672
ENS | Alternate Scenario | C&I Curtailment | C&I Curtailment-Turnkey-Manual HVAC Control | General | Services | Winter Evening | % of Load | 1 | 2029 | 0.00015952
ENS | Alternate Scenario | C&I Curtailment | C&I Curtailment-Turnkey-Auto-DR HVAC Control | General | Miscellaneous | Winter Evening | % of Load | 1 | 2029 | 6.7117e-05
ENS | Alternate Scenario | C&I Curtailment | C&I Curtailment-Turnkey-Auto-DR HVAC Control | General | Offices | Winter Evening | % of Load | 1 | 2029 | 4.5673e-06
ENS | Alternate Scenario | C&I Curtailment | C&I Curtailment-Turnkey-Auto-DR HVAC Control | General | Retail Trade | Winter Evening | % of Load | 1 | 2029 | 1.551e-05
ENS | Alternate Scenario | C&I Curtailment | C&I Curtailment-Turnkey-Auto-DR HVAC Control | General | Services | Winter Evening | % of Load | 1 | 2029 | 1.0028e-05
ENS | Alternate Scenario | C&I Curtailment | C&I Curtailment-Turnkey-Standard Lighting Control | General | Miscellaneous | Winter Evening | % of Load | 1 | 2029 | 0.00044321
ENS | Alternate Scenario | C&I Curtailment | C&I Curtailment-Turnkey-Standard Lighting Control | General | Offices | Winter Evening | % of Load | 1 | 2029 | 8.8399e-06
ENS | Alternate Scenario | C&I Curtailment | C&I Curtailment-Turnkey-Standard Lighting Control | General | Retail Trade | Winter Evening | % of Load | 1 | 2029 | 9.8627e-05
ENS | Alternate Scenario | C&I Curtailment | C&I Curtailment-Turnkey-Standard Lighting Control | General | Services | Winter Evening | % of Load | 1 | 2029 | 6.3841e-05
ENS | Alternate Scenario | C&I Curtailment | C&I Curtailment-Turnkey-Water Heating Control | General | Miscellaneous | Winter Evening | % of Load | 1 | 2029 | 2.8891e-05
ENS | Alternate Scenario | C&I Curtailment | C&I Curtailment-Turnkey-Water Heating Control | General | Offices | Winter Evening | % of Load | 1 | 2029 | 7.6946e-07
ENS | Alternate Scenario | C&I Curtailment | C&I Curtailment-Turnkey-Water Heating Control | General | Retail Trade | Winter Evening | % of Load | 1 | 2029 | 1.552e-05
ENS | Alternate Scenario | C&I Curtailment | C&I Curtailment-Turnkey-Water Heating Control | General | Services | Winter Evening | % of Load | 1 | 2029 | 1.0022e-05
ENS | Alternate Scenario | C&I Curtailment | C&I Curtailment-Turnkey-Other | General | Miscellaneous | Winter Evening | % of Load | 1 | 2029 | 0.00050826
ENS | Alternate Scenario | C&I Curtailment | C&I Curtailment-Turnkey-Other | General | Offices | Winter Evening | % of Load | 1 | 2029 | 1.3863e-05
ENS | Alternate Scenario | C&I Curtailment | C&I Curtailment-Turnkey-Other | General | Retail Trade | Winter Evening | % of Load | 1 | 2029 | 0.00016099
ENS | Alternate Scenario | C&I Curtailment | C&I Curtailment-Turnkey-Other | General | Services | Winter Evening | % of Load | 1 | 2029 | 0.00010406
ENS | Alternate Scenario | C&I Curtailment | C&I Curtailment-Turnkey-Manual HVAC Control | Large General | Miscellaneous | Winter Morning | % of Load | 1 | 2029 | 0.00082588
ENS | Alternate Scenario | C&I Curtailment | C&I Curtailment-Turnkey-Manual HVAC Control | Large General | Retail Trade | Winter Morning | % of Load | 1 | 2029 | 3.4719e-05
ENS | Alternate Scenario | C&I Curtailment | C&I Curtailment-Turnkey-Manual HVAC Control | Large General | Services | Winter Morning | % of Load | 1 | 2029 | 5.5598e-05
ENS | Alternate Scenario | C&I Curtailment | C&I Curtailment-Turnkey-Auto-DR HVAC Control | Large General | Miscellaneous | Winter Morning | % of Load | 1 | 2029 | 5.1918e-05
ENS | Alternate Scenario | C&I Curtailment | C&I Curtailment-Turnkey-Auto-DR HVAC Control | Large General | Retail Trade | Winter Morning | % of Load | 1 | 2029 | 2.1826e-06
ENS | Alternate Scenario | C&I Curtailment | C&I Curtailment-Turnkey-Auto-DR HVAC Control | Large General | Services | Winter Morning | % of Load | 1 | 2029 | 3.4951e-06
ENS | Alternate Scenario | C&I Curtailment | C&I Curtailment-Turnkey-Standard Lighting Control | Large General | Miscellaneous | Winter Morning | % of Load | 1 | 2029 | 0.00035602
ENS | Alternate Scenario | C&I Curtailment | C&I Curtailment-Turnkey-Standard Lighting Control | Large General | Retail Trade | Winter Morning | % of Load | 1 | 2029 | 1.3797e-05
ENS | Alternate Scenario | C&I Curtailment | C&I Curtailment-Turnkey-Standard Lighting Control | Large General | Services | Winter Morning | % of Load | 1 | 2029 | 2.2094e-05
ENS | Alternate Scenario | C&I Curtailment | C&I Curtailment-Turnkey-Water Heating Control | Large General | Miscellaneous | Winter Morning | % of Load | 1 | 2029 | 1.7694e-05
ENS | Alternate Scenario | C&I Curtailment | C&I Curtailment-Turnkey-Water Heating Control | Large General | Retail Trade | Winter Morning | % of Load | 1 | 2029 | 2.1966e-06
ENS | Alternate Scenario | C&I Curtailment | C&I Curtailment-Turnkey-Water Heating Control | Large General | Services | Winter Morning | % of Load | 1 | 2029 | 3.5176e-06
ENS | Alternate Scenario | C&I Curtailment | C&I Curtailment-Turnkey-Other | Large General | Miscellaneous | Winter Morning | % of Load | 1 | 2029 | 0.00037943
ENS | Alternate Scenario | C&I Curtailment | C&I Curtailment-Turnkey-Other | Large General | Retail Trade | Winter Morning | % of Load | 1 | 2029 | 2.269e-05
ENS | Alternate Scenario | C&I Curtailment | C&I Curtailment-Turnkey-Other | Large General | Services | Winter Morning | % of Load | 1 | 2029 | 3.6335e-05
ENS | Alternate Scenario | C&I Curtailment | C&I Curtailment-Turnkey-Manual HVAC Control | Large General | Miscellaneous | Winter Evening | % of Load | 1 | 2029 | 0.00062862
ENS | Alternate Scenario | C&I Curtailment | C&I Curtailment-Turnkey-Manual HVAC Control | Large General | Retail Trade | Winter Evening | % of Load | 1 | 2029 | 2.6426e-05
ENS | Alternate Scenario | C&I Curtailment | C&I Curtailment-Turnkey-Manual HVAC Control | Large General | Services | Winter Evening | % of Load | 1 | 2029 | 4.2319e-05
ENS | Alternate Scenario | C&I Curtailment | C&I Curtailment-Turnkey-Auto-DR HVAC Control | Large General | Miscellaneous | Winter Evening | % of Load | 1 | 2029 | 3.9518e-05
ENS | Alternate Scenario | C&I Curtailment | C&I Curtailment-Turnkey-Auto-DR HVAC Control | Large General | Retail Trade | Winter Evening | % of Load | 1 | 2029 | 1.6613e-06
ENS | Alternate Scenario | C&I Curtailment | C&I Curtailment-Turnkey-Auto-DR HVAC Control | Large General | Services | Winter Evening | % of Load | 1 | 2029 | 2.6603e-06
ENS | Alternate Scenario | C&I Curtailment | C&I Curtailment-Turnkey-Standard Lighting Control | Large General | Miscellaneous | Winter Evening | % of Load | 1 | 2029 | 0.00027098
ENS | Alternate Scenario | C&I Curtailment | C&I Curtailment-Turnkey-Standard Lighting Control | Large General | Retail Trade | Winter Evening | % of Load | 1 | 2029 | 1.0501e-05
ENS | Alternate Scenario | C&I Curtailment | C&I Curtailment-Turnkey-Standard Lighting Control | Large General | Services | Winter Evening | % of Load | 1 | 2029 | 1.6817e-05
ENS | Alternate Scenario | C&I Curtailment | C&I Curtailment-Turnkey-Water Heating Control | Large General | Miscellaneous | Winter Evening | % of Load | 1 | 2029 | 1.3468e-05
ENS | Alternate Scenario | C&I Curtailment | C&I Curtailment-Turnkey-Water Heating Control | Large General | Retail Trade | Winter Evening | % of Load | 1 | 2029 | 1.672e-06
ENS | Alternate Scenario | C&I Curtailment | C&I Curtailment-Turnkey-Water Heating Control | Large General | Services | Winter Evening | % of Load | 1 | 2029 | 2.6775e-06
ENS | Alternate Scenario | C&I Curtailment | C&I Curtailment-Turnkey-Other | Large General | Miscellaneous | Winter Evening | % of Load | 1 | 2029 | 0.0002888
ENS | Alternate Scenario | C&I Curtailment | C&I Curtailment-Turnkey-Other | Large General | Retail Trade | Winter Evening | % of Load | 1 | 2029 | 1.727e-05
ENS | Alternate Scenario | C&I Curtailment | C&I Curtailment-Turnkey-Other | Large General | Services | Winter Evening | % of Load | 1 | 2029 | 2.7656e-05
ENS | Alternate Scenario | C&I Curtailment | C&I Curtailment-Turnkey-Manual HVAC Control | Small Industrial | Miscellaneous | Winter Morning | % of Load | 1 | 2029 | 0.0001372
ENS | Alternate Scenario | C&I Curtailment | C&I Curtailment-Turnkey-Manual HVAC Control | Small Industrial | Offices | Winter Morning | % of Load | 1 | 2029 | 1.7479e-06
ENS | Alternate Scenario | C&I Curtailment | C&I Curtailment-Turnkey-Manual HVAC Control | Small Industrial | Retail Trade | Winter Morning | % of Load | 1 | 2029 | 5.8263e-06
ENS | Alternate Scenario | C&I Curtailment | C&I Curtailment-Turnkey-Manual HVAC Control | Small Industrial | Services | Winter Morning | % of Load | 1 | 2029 | 1.8407e-06
ENS | Alternate Scenario | C&I Curtailment | C&I Curtailment-Turnkey-Auto-DR HVAC Control | Small Industrial | Miscellaneous | Winter Morning | % of Load | 1 | 2029 | 8.625e-06
ENS | Alternate Scenario | C&I Curtailment | C&I Curtailment-Turnkey-Auto-DR HVAC Control | Small Industrial | Offices | Winter Morning | % of Load | 1 | 2029 | 1.0988e-07
ENS | Alternate Scenario | C&I Curtailment | C&I Curtailment-Turnkey-Auto-DR HVAC Control | Small Industrial | Retail Trade | Winter Morning | % of Load | 1 | 2029 | 3.6626e-07
ENS | Alternate Scenario | C&I Curtailment | C&I Curtailment-Turnkey-Auto-DR HVAC Control | Small Industrial | Services | Winter Morning | % of Load | 1 | 2029 | 1.1571e-07
ENS | Alternate Scenario | C&I Curtailment | C&I Curtailment-Turnkey-Standard Lighting Control | Small Industrial | Miscellaneous | Winter Morning | % of Load | 1 | 2029 | 4.253e-05
ENS | Alternate Scenario | C&I Curtailment | C&I Curtailment-Turnkey-Standard Lighting Control | Small Industrial | Offices | Winter Morning | % of Load | 1 | 2029 | 2.3079e-07
ENS | Alternate Scenario | C&I Curtailment | C&I Curtailment-Turnkey-Standard Lighting Control | Small Industrial | Retail Trade | Winter Morning | % of Load | 1 | 2029 | 2.5099e-06
ENS | Alternate Scenario | C&I Curtailment | C&I Curtailment-Turnkey-Standard Lighting Control | Small Industrial | Services | Winter Morning | % of Load | 1 | 2029 | 7.9294e-07
ENS | Alternate Scenario | C&I Curtailment | C&I Curtailment-Turnkey-Water Heating Control | Small Industrial | Miscellaneous | Winter Morning | % of Load | 1 | 2029 | 3.4951e-06
ENS | Alternate Scenario | C&I Curtailment | C&I Curtailment-Turnkey-Water Heating Control | Small Industrial | Offices | Winter Morning | % of Load | 1 | 2029 | 1.7824e-08
ENS | Alternate Scenario | C&I Curtailment | C&I Curtailment-Turnkey-Water Heating Control | Small Industrial | Retail Trade | Winter Morning | % of Load | 1 | 2029 | 3.3847e-07
ENS | Alternate Scenario | C&I Curtailment | C&I Curtailment-Turnkey-Water Heating Control | Small Industrial | Services | Winter Morning | % of Load | 1 | 2029 | 1.0693e-07
ENS | Alternate Scenario | C&I Curtailment | C&I Curtailment-Turnkey-Other | Small Industrial | Miscellaneous | Winter Morning | % of Load | 1 | 2029 | 5.3833e-05
ENS | Alternate Scenario | C&I Curtailment | C&I Curtailment-Turnkey-Other | Small Industrial | Offices | Winter Morning | % of Load | 1 | 2029 | 3.3663e-07
ENS | Alternate Scenario | C&I Curtailment | C&I Curtailment-Turnkey-Other | Small Industrial | Retail Trade | Winter Morning | % of Load | 1 | 2029 | 3.725e-06
ENS | Alternate Scenario | C&I Curtailment | C&I Curtailment-Turnkey-Other | Small Industrial | Services | Winter Morning | % of Load | 1 | 2029 | 1.1768e-06
ENS | Alternate Scenario | C&I Curtailment | C&I Curtailment-Turnkey-Industrial | Small Industrial | Manufacturing | Winter Morning | % of Load | 1 | 2029 | 1.2867e-05
ENS | Alternate Scenario | C&I Curtailment | C&I Curtailment-Turnkey-Manual HVAC Control | Small Industrial | Miscellaneous | Winter Evening | % of Load | 1 | 2029 | 0.00016667
ENS | Alternate Scenario | C&I Curtailment | C&I Curtailment-Turnkey-Manual HVAC Control | Small Industrial | Offices | Winter Evening | % of Load | 1 | 2029 | 2.1233e-06
ENS | Alternate Scenario | C&I Curtailment | C&I Curtailment-Turnkey-Manual HVAC Control | Small Industrial | Retail Trade | Winter Evening | % of Load | 1 | 2029 | 7.0775e-06
ENS | Alternate Scenario | C&I Curtailment | C&I Curtailment-Turnkey-Manual HVAC Control | Small Industrial | Services | Winter Evening | % of Load | 1 | 2029 | 2.236e-06
ENS | Alternate Scenario | C&I Curtailment | C&I Curtailment-Turnkey-Auto-DR HVAC Control | Small Industrial | Miscellaneous | Winter Evening | % of Load | 1 | 2029 | 1.0477e-05
ENS | Alternate Scenario | C&I Curtailment | C&I Curtailment-Turnkey-Auto-DR HVAC Control | Small Industrial | Offices | Winter Evening | % of Load | 1 | 2029 | 1.3348e-07
ENS | Alternate Scenario | C&I Curtailment | C&I Curtailment-Turnkey-Auto-DR HVAC Control | Small Industrial | Retail Trade | Winter Evening | % of Load | 1 | 2029 | 4.4492e-07
ENS | Alternate Scenario | C&I Curtailment | C&I Curtailment-Turnkey-Auto-DR HVAC Control | Small Industrial | Services | Winter Evening | % of Load | 1 | 2029 | 1.4056e-07
ENS | Alternate Scenario | C&I Curtailment | C&I Curtailment-Turnkey-Standard Lighting Control | Small Industrial | Miscellaneous | Winter Evening | % of Load | 1 | 2029 | 5.1663e-05
ENS | Alternate Scenario | C&I Curtailment | C&I Curtailment-Turnkey-Standard Lighting Control | Small Industrial | Offices | Winter Evening | % of Load | 1 | 2029 | 2.8036e-07
ENS | Alternate Scenario | C&I Curtailment | C&I Curtailment-Turnkey-Standard Lighting Control | Small Industrial | Retail Trade | Winter Evening | % of Load | 1 | 2029 | 3.0489e-06
ENS | Alternate Scenario | C&I Curtailment | C&I Curtailment-Turnkey-Standard Lighting Control | Small Industrial | Services | Winter Evening | % of Load | 1 | 2029 | 9.6323e-07
ENS | Alternate Scenario | C&I Curtailment | C&I Curtailment-Turnkey-Water Heating Control | Small Industrial | Miscellaneous | Winter Evening | % of Load | 1 | 2029 | 4.2457e-06
ENS | Alternate Scenario | C&I Curtailment | C&I Curtailment-Turnkey-Water Heating Control | Small Industrial | Offices | Winter Evening | % of Load | 1 | 2029 | 2.1652e-08
ENS | Alternate Scenario | C&I Curtailment | C&I Curtailment-Turnkey-Water Heating Control | Small Industrial | Retail Trade | Winter Evening | % of Load | 1 | 2029 | 4.1116e-07
ENS | Alternate Scenario | C&I Curtailment | C&I Curtailment-Turnkey-Water Heating Control | Small Industrial | Services | Winter Evening | % of Load | 1 | 2029 | 1.299e-07
ENS | Alternate Scenario | C&I Curtailment | C&I Curtailment-Turnkey-Other | Small Industrial | Miscellaneous | Winter Evening | % of Load | 1 | 2029 | 6.5394e-05
ENS | Alternate Scenario | C&I Curtailment | C&I Curtailment-Turnkey-Other | Small Industrial | Offices | Winter Evening | % of Load | 1 | 2029 | 4.0892e-07
ENS | Alternate Scenario | C&I Curtailment | C&I Curtailment-Turnkey-Other | Small Industrial | Retail Trade | Winter Evening | % of Load | 1 | 2029 | 4.5249e-06
ENS | Alternate Scenario | C&I Curtailment | C&I Curtailment-Turnkey-Other | Small Industrial | Services | Winter Evening | % of Load | 1 | 2029 | 1.4295e-06
ENS | Alternate Scenario | C&I Curtailment | C&I Curtailment-Turnkey-Industrial | Small Industrial | Manufacturing | Winter Evening | % of Load | 1 | 2029 | 1.563e-05
ENS | Alternate Scenario | C&I Curtailment | C&I Curtailment-Turnkey-Manual HVAC Control | Medium Industrial | Miscellaneous | Winter Morning | % of Load | 1 | 2029 | 0.0026229
ENS | Alternate Scenario | C&I Curtailment | C&I Curtailment-Turnkey-Manual HVAC Control | Medium Industrial | Offices | Winter Morning | % of Load | 1 | 2029 | 4.2064e-05
ENS | Alternate Scenario | C&I Curtailment | C&I Curtailment-Turnkey-Manual HVAC Control | Medium Industrial | Retail Trade | Winter Morning | % of Load | 1 | 2029 | 0.00058272
ENS | Alternate Scenario | C&I Curtailment | C&I Curtailment-Turnkey-Manual HVAC Control | Medium Industrial | Services | Winter Morning | % of Load | 1 | 2029 | 2.6833e-05
ENS | Alternate Scenario | C&I Curtailment | C&I Curtailment-Turnkey-Auto-DR HVAC Control | Medium Industrial | Miscellaneous | Winter Morning | % of Load | 1 | 2029 | 0.00016489
ENS | Alternate Scenario | C&I Curtailment | C&I Curtailment-Turnkey-Auto-DR HVAC Control | Medium Industrial | Offices | Winter Morning | % of Load | 1 | 2029 | 2.6443e-06
ENS | Alternate Scenario | C&I Curtailment | C&I Curtailment-Turnkey-Auto-DR HVAC Control | Medium Industrial | Retail Trade | Winter Morning | % of Load | 1 | 2029 | 3.6632e-05
ENS | Alternate Scenario | C&I Curtailment | C&I Curtailment-Turnkey-Auto-DR HVAC Control | Medium Industrial | Services | Winter Morning | % of Load | 1 | 2029 | 1.6868e-06
ENS | Alternate Scenario | C&I Curtailment | C&I Curtailment-Turnkey-Standard Lighting Control | Medium Industrial | Miscellaneous | Winter Morning | % of Load | 1 | 2029 | 0.00081307
ENS | Alternate Scenario | C&I Curtailment | C&I Curtailment-Turnkey-Standard Lighting Control | Medium Industrial | Offices | Winter Morning | % of Load | 1 | 2029 | 5.554e-06
ENS | Alternate Scenario | C&I Curtailment | C&I Curtailment-Turnkey-Standard Lighting Control | Medium Industrial | Retail Trade | Winter Morning | % of Load | 1 | 2029 | 0.00025103
ENS | Alternate Scenario | C&I Curtailment | C&I Curtailment-Turnkey-Standard Lighting Control | Medium Industrial | Services | Winter Morning | % of Load | 1 | 2029 | 1.1559e-05
ENS | Alternate Scenario | C&I Curtailment | C&I Curtailment-Turnkey-Water Heating Control | Medium Industrial | Miscellaneous | Winter Morning | % of Load | 1 | 2029 | 6.6818e-05
ENS | Alternate Scenario | C&I Curtailment | C&I Curtailment-Turnkey-Water Heating Control | Medium Industrial | Offices | Winter Morning | % of Load | 1 | 2029 | 4.2894e-07
ENS | Alternate Scenario | C&I Curtailment | C&I Curtailment-Turnkey-Water Heating Control | Medium Industrial | Retail Trade | Winter Morning | % of Load | 1 | 2029 | 3.3853e-05
ENS | Alternate Scenario | C&I Curtailment | C&I Curtailment-Turnkey-Water Heating Control | Medium Industrial | Services | Winter Morning | % of Load | 1 | 2029 | 1.5588e-06
ENS | Alternate Scenario | C&I Curtailment | C&I Curtailment-Turnkey-Other | Medium Industrial | Miscellaneous | Winter Morning | % of Load | 1 | 2029 | 0.0010292
ENS | Alternate Scenario | C&I Curtailment | C&I Curtailment-Turnkey-Other | Medium Industrial | Offices | Winter Morning | % of Load | 1 | 2029 | 8.101e-06
ENS | Alternate Scenario | C&I Curtailment | C&I Curtailment-Turnkey-Other | Medium Industrial | Retail Trade | Winter Morning | % of Load | 1 | 2029 | 0.00037256
ENS | Alternate Scenario | C&I Curtailment | C&I Curtailment-Turnkey-Other | Medium Industrial | Services | Winter Morning | % of Load | 1 | 2029 | 1.7155e-05
ENS | Alternate Scenario | C&I Curtailment | C&I Curtailment-Turnkey-Manual HVAC Control | Medium Industrial | Miscellaneous | Winter Evening | % of Load | 1 | 2029 | 0.0022452
ENS | Alternate Scenario | C&I Curtailment | C&I Curtailment-Turnkey-Manual HVAC Control | Medium Industrial | Offices | Winter Evening | % of Load | 1 | 2029 | 3.6007e-05
ENS | Alternate Scenario | C&I Curtailment | C&I Curtailment-Turnkey-Manual HVAC Control | Medium Industrial | Retail Trade | Winter Evening | % of Load | 1 | 2029 | 0.00049881
ENS | Alternate Scenario | C&I Curtailment | C&I Curtailment-Turnkey-Manual HVAC Control | Medium Industrial | Services | Winter Evening | % of Load | 1 | 2029 | 2.2969e-05
ENS | Alternate Scenario | C&I Curtailment | C&I Curtailment-Turnkey-Auto-DR HVAC Control | Medium Industrial | Miscellaneous | Winter Evening | % of Load | 1 | 2029 | 0.00014115
ENS | Alternate Scenario | C&I Curtailment | C&I Curtailment-Turnkey-Auto-DR HVAC Control | Medium Industrial | Offices | Winter Evening | % of Load | 1 | 2029 | 2.2635e-06
ENS | Alternate Scenario | C&I Curtailment | C&I Curtailment-Turnkey-Auto-DR HVAC Control | Medium Industrial | Retail Trade | Winter Evening | % of Load | 1 | 2029 | 3.1357e-05
ENS | Alternate Scenario | C&I Curtailment | C&I Curtailment-Turnkey-Auto-DR HVAC Control | Medium Industrial | Services | Winter Evening | % of Load | 1 | 2029 | 1.4439e-06
ENS | Alternate Scenario | C&I Curtailment | C&I Curtailment-Turnkey-Standard Lighting Control | Medium Industrial | Miscellaneous | Winter Evening | % of Load | 1 | 2029 | 0.00069599
ENS | Alternate Scenario | C&I Curtailment | C&I Curtailment-Turnkey-Standard Lighting Control | Medium Industrial | Offices | Winter Evening | % of Load | 1 | 2029 | 4.7543e-06
ENS | Alternate Scenario | C&I Curtailment | C&I Curtailment-Turnkey-Standard Lighting Control | Medium Industrial | Retail Trade | Winter Evening | % of Load | 1 | 2029 | 0.00021488
ENS | Alternate Scenario | C&I Curtailment | C&I Curtailment-Turnkey-Standard Lighting Control | Medium Industrial | Services | Winter Evening | % of Load | 1 | 2029 | 9.8946e-06
ENS | Alternate Scenario | C&I Curtailment | C&I Curtailment-Turnkey-Water Heating Control | Medium Industrial | Miscellaneous | Winter Evening | % of Load | 1 | 2029 | 5.7196e-05
ENS | Alternate Scenario | C&I Curtailment | C&I Curtailment-Turnkey-Water Heating Control | Medium Industrial | Offices | Winter Evening | % of Load | 1 | 2029 | 3.6717e-07
ENS | Alternate Scenario | C&I Curtailment | C&I Curtailment-Turnkey-Water Heating Control | Medium Industrial | Retail Trade | Winter Evening | % of Load | 1 | 2029 | 2.8978e-05
ENS | Alternate Scenario | C&I Curtailment | C&I Curtailment-Turnkey-Water Heating Control | Medium Industrial | Services | Winter Evening | % of Load | 1 | 2029 | 1.3343e-06
ENS | Alternate Scenario | C&I Curtailment | C&I Curtailment-Turnkey-Other | Medium Industrial | Miscellaneous | Winter Evening | % of Load | 1 | 2029 | 0.00088096
ENS | Alternate Scenario | C&I Curtailment | C&I Curtailment-Turnkey-Other | Medium Industrial | Offices | Winter Evening | % of Load | 1 | 2029 | 6.9345e-06
ENS | Alternate Scenario | C&I Curtailment | C&I Curtailment-Turnkey-Other | Medium Industrial | Retail Trade | Winter Evening | % of Load | 1 | 2029 | 0.00031891
ENS | Alternate Scenario | C&I Curtailment | C&I Curtailment-Turnkey-Other | Medium Industrial | Services | Winter Evening | % of Load | 1 | 2029 | 1.4685e-05
ENS | Alternate Scenario | C&I Curtailment | C&I Curtailment-Turnkey-Manual HVAC Control | Large Industrial | Miscellaneous | Winter Morning | % of Load | 1 | 2029 | 5.4344e-05
ENS | Alternate Scenario | C&I Curtailment | C&I Curtailment-Turnkey-Auto-DR HVAC Control | Large Industrial | Miscellaneous | Winter Morning | % of Load | 1 | 2029 | 3.4163e-06
ENS | Alternate Scenario | C&I Curtailment | C&I Curtailment-Turnkey-Standard Lighting Control | Large Industrial | Miscellaneous | Winter Morning | % of Load | 1 | 2029 | 2.3426e-05
ENS | Alternate Scenario | C&I Curtailment | C&I Curtailment-Turnkey-Water Heating Control | Large Industrial | Miscellaneous | Winter Morning | % of Load | 1 | 2029 | 1.1643e-06
ENS | Alternate Scenario | C&I Curtailment | C&I Curtailment-Turnkey-Other | Large Industrial | Miscellaneous | Winter Morning | % of Load | 1 | 2029 | 2.4967e-05
ENS | Alternate Scenario | C&I Curtailment | C&I Curtailment-Turnkey-Industrial | Large Industrial | Manufacturing | Winter Morning | % of Load | 1 | 2029 | 4.8978e-06
ENS | Alternate Scenario | C&I Curtailment | C&I Curtailment-Turnkey-Manual HVAC Control | Large Industrial | Miscellaneous | Winter Evening | % of Load | 1 | 2029 | 4.7802e-05
ENS | Alternate Scenario | C&I Curtailment | C&I Curtailment-Turnkey-Auto-DR HVAC Control | Large Industrial | Miscellaneous | Winter Evening | % of Load | 1 | 2029 | 3.005e-06
ENS | Alternate Scenario | C&I Curtailment | C&I Curtailment-Turnkey-Standard Lighting Control | Large Industrial | Miscellaneous | Winter Evening | % of Load | 1 | 2029 | 2.0606e-05
ENS | Alternate Scenario | C&I Curtailment | C&I Curtailment-Turnkey-Water Heating Control | Large Industrial | Miscellaneous | Winter Evening | % of Load | 1 | 2029 | 1.0241e-06
ENS | Alternate Scenario | C&I Curtailment | C&I Curtailment-Turnkey-Other | Large Industrial | Miscellaneous | Winter Evening | % of Load | 1 | 2029 | 2.1961e-05
ENS | Alternate Scenario | C&I Curtailment | C&I Curtailment-Turnkey-Industrial | Large Industrial | Manufacturing | Winter Evening | % of Load | 1 | 2029 | 4.3082e-06
ENS | Alternate Scenario | C&I Loadshift to BUGs | C&I Loadshift to BUGs | Large General | Miscellaneous | Winter Morning | % of Load | 1 | 2029 | 0.002311
ENS | Alternate Scenario | C&I Loadshift to BUGs | C&I Loadshift to BUGs | Large General | Miscellaneous | Winter Evening | % of Load | 1 | 2029 | 0.001759
ENS | Alternate Scenario | C&I Loadshift to BUGs | C&I Loadshift to BUGs | Small Industrial | Miscellaneous | Winter Morning | % of Load | 1 | 2029 | 0.00062934
ENS | Alternate Scenario | C&I Loadshift to BUGs | C&I Loadshift to BUGs | Small Industrial | Miscellaneous | Winter Evening | % of Load | 1 | 2029 | 0.00076449
ENS | Alternate Scenario | C&I Loadshift to BUGs | C&I Loadshift to BUGs | Medium Industrial | Manufacturing | Winter Morning | % of Load | 1 | 2029 | 0.00043927
ENS | Alternate Scenario | C&I Loadshift to BUGs | C&I Loadshift to BUGs | Medium Industrial | Miscellaneous | Winter Morning | % of Load | 1 | 2029 | 0.0019064
ENS | Alternate Scenario | C&I Loadshift to BUGs | C&I Loadshift to BUGs | Medium Industrial | Manufacturing | Winter Evening | % of Load | 1 | 2029 | 0.00037602
ENS | Alternate Scenario | C&I Loadshift to BUGs | C&I Loadshift to BUGs | Medium Industrial | Miscellaneous | Winter Evening | % of Load | 1 | 2029 | 0.0016319
ENS | Alternate Scenario | Dynamic Pricing | Dynamic Pricing with enabling tech. | Small General | Manufacturing | Winter Morning | % of Load | 1 | 2029 | 5.0598e-06
ENS | Alternate Scenario | Dynamic Pricing | Dynamic Pricing with enabling tech. | Small General | Manufacturing | Winter Evening | % of Load | 1 | 2029 | 5.197e-06
ENS | Alternate Scenario | Dynamic Pricing | Dynamic Pricing with enabling tech. | Residential Charitable | Residential LI | Winter Morning | % of Load | 1 | 2029 | 0.00080518
ENS | Alternate Scenario | Dynamic Pricing | Dynamic Pricing with enabling tech. | Residential Charitable | Residential Market Rate | Winter Morning | % of Load | 1 | 2029 | 0.0045987
ENS | Alternate Scenario | Dynamic Pricing | Dynamic Pricing w/o enabling tech. | Residential Charitable | Residential LI | Winter Morning | % of Load | 1 | 2029 | 0.00092117
ENS | Alternate Scenario | Dynamic Pricing | Dynamic Pricing w/o enabling tech. | Residential Charitable | Residential Market Rate | Winter Morning | % of Load | 1 | 2029 | 0.0052612
ENS | Alternate Scenario | Dynamic Pricing | Dynamic Pricing with enabling tech. | Residential Charitable | Residential LI | Winter Evening | % of Load | 1 | 2029 | 0.00081111
ENS | Alternate Scenario | Dynamic Pricing | Dynamic Pricing with enabling tech. | Residential Charitable | Residential Market Rate | Winter Evening | % of Load | 1 | 2029 | 0.0046326
ENS | Alternate Scenario | Dynamic Pricing | Dynamic Pricing w/o enabling tech. | Residential Charitable | Residential LI | Winter Evening | % of Load | 1 | 2029 | 0.00092796
ENS | Alternate Scenario | Dynamic Pricing | Dynamic Pricing w/o enabling tech. | Residential Charitable | Residential Market Rate | Winter Evening | % of Load | 1 | 2029 | 0.0052999
ENS | Alternate Scenario | Behavioral DR | Behavioral DR | Residential Charitable | Residential LI | Winter Morning | % of Load | 1 | 2029 | 0.0002494
ENS | Alternate Scenario | Behavioral DR | Behavioral DR | Residential Charitable | Residential Market Rate | Winter Morning | % of Load | 1 | 2029 | 0.0014244
ENS | Alternate Scenario | Behavioral DR | Behavioral DR | Residential Charitable | Residential LI | Winter Evening | % of Load | 1 | 2029 | 0.00025124
ENS | Alternate Scenario | Behavioral DR | Behavioral DR | Residential Charitable | Residential Market Rate | Winter Evening | % of Load | 1 | 2029 | 0.0014349
ENS | Alternate Scenario | Time-of-Use Rates (TOU) | Time-of-Use Rates (TOU) | Residential Charitable | Residential LI | Winter Morning | % of Load | 0 | 2029 | 0.00029742
ENS | Alternate Scenario | Time-of-Use Rates (TOU) | Time-of-Use Rates (TOU) | Residential Charitable | Residential Market Rate | Winter Morning | % of Load | 0 | 2029 | 0.0016987
ENS | Alternate Scenario | Time-of-Use Rates (TOU) | Time-of-Use Rates (TOU) | Residential Charitable | Residential LI | Winter Evening | % of Load | 0 | 2029 | 0.00029961
ENS | Alternate Scenario | Time-of-Use Rates (TOU) | Time-of-Use Rates (TOU) | Residential Charitable | Residential Market Rate | Winter Evening | % of Load | 0 | 2029 | 0.0017112
ENS | Alternate Scenario | C&I Curtailment | C&I Curtailment-Turnkey-Manual HVAC Control | General | Miscellaneous | Winter Morning | % of Load | 1 | 2030 | 0.0011476
ENS | Alternate Scenario | C&I Curtailment | C&I Curtailment-Turnkey-Manual HVAC Control | General | Offices | Winter Morning | % of Load | 1 | 2030 | 7.8863e-05
ENS | Alternate Scenario | C&I Curtailment | C&I Curtailment-Turnkey-Manual HVAC Control | General | Retail Trade | Winter Morning | % of Load | 1 | 2030 | 0.00026358
ENS | Alternate Scenario | C&I Curtailment | C&I Curtailment-Turnkey-Manual HVAC Control | General | Services | Winter Morning | % of Load | 1 | 2030 | 0.00017042
ENS | Alternate Scenario | C&I Curtailment | C&I Curtailment-Turnkey-Auto-DR HVAC Control | General | Miscellaneous | Winter Morning | % of Load | 1 | 2030 | 9.1035e-05
ENS | Alternate Scenario | C&I Curtailment | C&I Curtailment-Turnkey-Auto-DR HVAC Control | General | Offices | Winter Morning | % of Load | 1 | 2030 | 6.2561e-06
ENS | Alternate Scenario | C&I Curtailment | C&I Curtailment-Turnkey-Auto-DR HVAC Control | General | Retail Trade | Winter Morning | % of Load | 1 | 2030 | 2.0909e-05
ENS | Alternate Scenario | C&I Curtailment | C&I Curtailment-Turnkey-Auto-DR HVAC Control | General | Services | Winter Morning | % of Load | 1 | 2030 | 1.3519e-05
ENS | Alternate Scenario | C&I Curtailment | C&I Curtailment-Turnkey-Standard Lighting Control | General | Miscellaneous | Winter Morning | % of Load | 1 | 2030 | 0.00047769
ENS | Alternate Scenario | C&I Curtailment | C&I Curtailment-Turnkey-Standard Lighting Control | General | Offices | Winter Morning | % of Load | 1 | 2030 | 9.3775e-06
ENS | Alternate Scenario | C&I Curtailment | C&I Curtailment-Turnkey-Standard Lighting Control | General | Retail Trade | Winter Morning | % of Load | 1 | 2030 | 0.00010501
ENS | Alternate Scenario | C&I Curtailment | C&I Curtailment-Turnkey-Standard Lighting Control | General | Services | Winter Morning | % of Load | 1 | 2030 | 6.7983e-05
ENS | Alternate Scenario | C&I Curtailment | C&I Curtailment-Turnkey-Water Heating Control | General | Miscellaneous | Winter Morning | % of Load | 1 | 2030 | 3.2029e-05
ENS | Alternate Scenario | C&I Curtailment | C&I Curtailment-Turnkey-Water Heating Control | General | Offices | Winter Morning | % of Load | 1 | 2030 | 8.5045e-07
ENS | Alternate Scenario | C&I Curtailment | C&I Curtailment-Turnkey-Water Heating Control | General | Retail Trade | Winter Morning | % of Load | 1 | 2030 | 1.7271e-05
ENS | Alternate Scenario | C&I Curtailment | C&I Curtailment-Turnkey-Water Heating Control | General | Services | Winter Morning | % of Load | 1 | 2030 | 1.1152e-05
ENS | Alternate Scenario | C&I Curtailment | C&I Curtailment-Turnkey-Other | General | Miscellaneous | Winter Morning | % of Load | 1 | 2030 | 0.00055939
ENS | Alternate Scenario | C&I Curtailment | C&I Curtailment-Turnkey-Other | General | Offices | Winter Morning | % of Load | 1 | 2030 | 1.5214e-05
ENS | Alternate Scenario | C&I Curtailment | C&I Curtailment-Turnkey-Other | General | Retail Trade | Winter Morning | % of Load | 1 | 2030 | 0.00017743
ENS | Alternate Scenario | C&I Curtailment | C&I Curtailment-Turnkey-Other | General | Services | Winter Morning | % of Load | 1 | 2030 | 0.00011468
ENS | Alternate Scenario | C&I Curtailment | C&I Curtailment-Turnkey-Manual HVAC Control | General | Miscellaneous | Winter Evening | % of Load | 1 | 2030 | 0.0011887
ENS | Alternate Scenario | C&I Curtailment | C&I Curtailment-Turnkey-Manual HVAC Control | General | Offices | Winter Evening | % of Load | 1 | 2030 | 8.1691e-05
ENS | Alternate Scenario | C&I Curtailment | C&I Curtailment-Turnkey-Manual HVAC Control | General | Retail Trade | Winter Evening | % of Load | 1 | 2030 | 0.00027303
ENS | Alternate Scenario | C&I Curtailment | C&I Curtailment-Turnkey-Manual HVAC Control | General | Services | Winter Evening | % of Load | 1 | 2030 | 0.00017653
ENS | Alternate Scenario | C&I Curtailment | C&I Curtailment-Turnkey-Auto-DR HVAC Control | General | Miscellaneous | Winter Evening | % of Load | 1 | 2030 | 9.4299e-05
ENS | Alternate Scenario | C&I Curtailment | C&I Curtailment-Turnkey-Auto-DR HVAC Control | General | Offices | Winter Evening | % of Load | 1 | 2030 | 6.4804e-06
ENS | Alternate Scenario | C&I Curtailment | C&I Curtailment-Turnkey-Auto-DR HVAC Control | General | Retail Trade | Winter Evening | % of Load | 1 | 2030 | 2.1659e-05
ENS | Alternate Scenario | C&I Curtailment | C&I Curtailment-Turnkey-Auto-DR HVAC Control | General | Services | Winter Evening | % of Load | 1 | 2030 | 1.4004e-05
ENS | Alternate Scenario | C&I Curtailment | C&I Curtailment-Turnkey-Standard Lighting Control | General | Miscellaneous | Winter Evening | % of Load | 1 | 2030 | 0.00049482
ENS | Alternate Scenario | C&I Curtailment | C&I Curtailment-Turnkey-Standard Lighting Control | General | Offices | Winter Evening | % of Load | 1 | 2030 | 9.7138e-06
ENS | Alternate Scenario | C&I Curtailment | C&I Curtailment-Turnkey-Standard Lighting Control | General | Retail Trade | Winter Evening | % of Load | 1 | 2030 | 0.00010877
ENS | Alternate Scenario | C&I Curtailment | C&I Curtailment-Turnkey-Standard Lighting Control | General | Services | Winter Evening | % of Load | 1 | 2030 | 7.0421e-05
ENS | Alternate Scenario | C&I Curtailment | C&I Curtailment-Turnkey-Water Heating Control | General | Miscellaneous | Winter Evening | % of Load | 1 | 2030 | 3.3177e-05
ENS | Alternate Scenario | C&I Curtailment | C&I Curtailment-Turnkey-Water Heating Control | General | Offices | Winter Evening | % of Load | 1 | 2030 | 8.8094e-07
ENS | Alternate Scenario | C&I Curtailment | C&I Curtailment-Turnkey-Water Heating Control | General | Retail Trade | Winter Evening | % of Load | 1 | 2030 | 1.7891e-05
ENS | Alternate Scenario | C&I Curtailment | C&I Curtailment-Turnkey-Water Heating Control | General | Services | Winter Evening | % of Load | 1 | 2030 | 1.1552e-05
ENS | Alternate Scenario | C&I Curtailment | C&I Curtailment-Turnkey-Other | General | Miscellaneous | Winter Evening | % of Load | 1 | 2030 | 0.00057945
ENS | Alternate Scenario | C&I Curtailment | C&I Curtailment-Turnkey-Other | General | Offices | Winter Evening | % of Load | 1 | 2030 | 1.5759e-05
ENS | Alternate Scenario | C&I Curtailment | C&I Curtailment-Turnkey-Other | General | Retail Trade | Winter Evening | % of Load | 1 | 2030 | 0.0001838
ENS | Alternate Scenario | C&I Curtailment | C&I Curtailment-Turnkey-Other | General | Services | Winter Evening | % of Load | 1 | 2030 | 0.00011879
ENS | Alternate Scenario | C&I Curtailment | C&I Curtailment-Turnkey-Manual HVAC Control | Large General | Miscellaneous | Winter Morning | % of Load | 1 | 2030 | 0.00092009
ENS | Alternate Scenario | C&I Curtailment | C&I Curtailment-Turnkey-Manual HVAC Control | Large General | Retail Trade | Winter Morning | % of Load | 1 | 2030 | 3.8362e-05
ENS | Alternate Scenario | C&I Curtailment | C&I Curtailment-Turnkey-Manual HVAC Control | Large General | Services | Winter Morning | % of Load | 1 | 2030 | 6.1432e-05
ENS | Alternate Scenario | C&I Curtailment | C&I Curtailment-Turnkey-Auto-DR HVAC Control | Large General | Miscellaneous | Winter Morning | % of Load | 1 | 2030 | 7.2989e-05
ENS | Alternate Scenario | C&I Curtailment | C&I Curtailment-Turnkey-Auto-DR HVAC Control | Large General | Retail Trade | Winter Morning | % of Load | 1 | 2030 | 3.0432e-06
ENS | Alternate Scenario | C&I Curtailment | C&I Curtailment-Turnkey-Auto-DR HVAC Control | Large General | Services | Winter Morning | % of Load | 1 | 2030 | 4.8733e-06
ENS | Alternate Scenario | C&I Curtailment | C&I Curtailment-Turnkey-Standard Lighting Control | Large General | Miscellaneous | Winter Morning | % of Load | 1 | 2030 | 0.00039774
ENS | Alternate Scenario | C&I Curtailment | C&I Curtailment-Turnkey-Standard Lighting Control | Large General | Retail Trade | Winter Morning | % of Load | 1 | 2030 | 1.5183e-05
ENS | Alternate Scenario | C&I Curtailment | C&I Curtailment-Turnkey-Standard Lighting Control | Large General | Services | Winter Morning | % of Load | 1 | 2030 | 2.4315e-05
ENS | Alternate Scenario | C&I Curtailment | C&I Curtailment-Turnkey-Water Heating Control | Large General | Miscellaneous | Winter Morning | % of Load | 1 | 2030 | 2.0199e-05
ENS | Alternate Scenario | C&I Curtailment | C&I Curtailment-Turnkey-Water Heating Control | Large General | Retail Trade | Winter Morning | % of Load | 1 | 2030 | 2.5305e-06
ENS | Alternate Scenario | C&I Curtailment | C&I Curtailment-Turnkey-Water Heating Control | Large General | Services | Winter Morning | % of Load | 1 | 2030 | 4.0524e-06
ENS | Alternate Scenario | C&I Curtailment | C&I Curtailment-Turnkey-Other | Large General | Miscellaneous | Winter Morning | % of Load | 1 | 2030 | 0.00043172
ENS | Alternate Scenario | C&I Curtailment | C&I Curtailment-Turnkey-Other | Large General | Retail Trade | Winter Morning | % of Load | 1 | 2030 | 2.5874e-05
ENS | Alternate Scenario | C&I Curtailment | C&I Curtailment-Turnkey-Other | Large General | Services | Winter Morning | % of Load | 1 | 2030 | 4.1434e-05
ENS | Alternate Scenario | C&I Curtailment | C&I Curtailment-Turnkey-Manual HVAC Control | Large General | Miscellaneous | Winter Evening | % of Load | 1 | 2030 | 0.00070018
ENS | Alternate Scenario | C&I Curtailment | C&I Curtailment-Turnkey-Manual HVAC Control | Large General | Retail Trade | Winter Evening | % of Load | 1 | 2030 | 2.9193e-05
ENS | Alternate Scenario | C&I Curtailment | C&I Curtailment-Turnkey-Manual HVAC Control | Large General | Services | Winter Evening | % of Load | 1 | 2030 | 4.6749e-05
ENS | Alternate Scenario | C&I Curtailment | C&I Curtailment-Turnkey-Auto-DR HVAC Control | Large General | Miscellaneous | Winter Evening | % of Load | 1 | 2030 | 5.5544e-05
ENS | Alternate Scenario | C&I Curtailment | C&I Curtailment-Turnkey-Auto-DR HVAC Control | Large General | Retail Trade | Winter Evening | % of Load | 1 | 2030 | 2.3158e-06
ENS | Alternate Scenario | C&I Curtailment | C&I Curtailment-Turnkey-Auto-DR HVAC Control | Large General | Services | Winter Evening | % of Load | 1 | 2030 | 3.7085e-06
ENS | Alternate Scenario | C&I Curtailment | C&I Curtailment-Turnkey-Standard Lighting Control | Large General | Miscellaneous | Winter Evening | % of Load | 1 | 2030 | 0.00030268
ENS | Alternate Scenario | C&I Curtailment | C&I Curtailment-Turnkey-Standard Lighting Control | Large General | Retail Trade | Winter Evening | % of Load | 1 | 2030 | 1.1555e-05
ENS | Alternate Scenario | C&I Curtailment | C&I Curtailment-Turnkey-Standard Lighting Control | Large General | Services | Winter Evening | % of Load | 1 | 2030 | 1.8503e-05
ENS | Alternate Scenario | C&I Curtailment | C&I Curtailment-Turnkey-Water Heating Control | Large General | Miscellaneous | Winter Evening | % of Load | 1 | 2030 | 1.5371e-05
ENS | Alternate Scenario | C&I Curtailment | C&I Curtailment-Turnkey-Water Heating Control | Large General | Retail Trade | Winter Evening | % of Load | 1 | 2030 | 1.9257e-06
ENS | Alternate Scenario | C&I Curtailment | C&I Curtailment-Turnkey-Water Heating Control | Large General | Services | Winter Evening | % of Load | 1 | 2030 | 3.0838e-06
ENS | Alternate Scenario | C&I Curtailment | C&I Curtailment-Turnkey-Other | Large General | Miscellaneous | Winter Evening | % of Load | 1 | 2030 | 0.00032853
ENS | Alternate Scenario | C&I Curtailment | C&I Curtailment-Turnkey-Other | Large General | Retail Trade | Winter Evening | % of Load | 1 | 2030 | 1.969e-05
ENS | Alternate Scenario | C&I Curtailment | C&I Curtailment-Turnkey-Other | Large General | Services | Winter Evening | % of Load | 1 | 2030 | 3.1531e-05
ENS | Alternate Scenario | C&I Curtailment | C&I Curtailment-Turnkey-Manual HVAC Control | Small Industrial | Miscellaneous | Winter Morning | % of Load | 1 | 2030 | 0.00015287
ENS | Alternate Scenario | C&I Curtailment | C&I Curtailment-Turnkey-Manual HVAC Control | Small Industrial | Offices | Winter Morning | % of Load | 1 | 2030 | 1.959e-06
ENS | Alternate Scenario | C&I Curtailment | C&I Curtailment-Turnkey-Manual HVAC Control | Small Industrial | Retail Trade | Winter Morning | % of Load | 1 | 2030 | 6.4569e-06
ENS | Alternate Scenario | C&I Curtailment | C&I Curtailment-Turnkey-Manual HVAC Control | Small Industrial | Services | Winter Morning | % of Load | 1 | 2030 | 2.0399e-06
ENS | Alternate Scenario | C&I Curtailment | C&I Curtailment-Turnkey-Auto-DR HVAC Control | Small Industrial | Miscellaneous | Winter Morning | % of Load | 1 | 2030 | 1.2127e-05
ENS | Alternate Scenario | C&I Curtailment | C&I Curtailment-Turnkey-Auto-DR HVAC Control | Small Industrial | Offices | Winter Morning | % of Load | 1 | 2030 | 1.554e-07
ENS | Alternate Scenario | C&I Curtailment | C&I Curtailment-Turnkey-Auto-DR HVAC Control | Small Industrial | Retail Trade | Winter Morning | % of Load | 1 | 2030 | 5.1221e-07
ENS | Alternate Scenario | C&I Curtailment | C&I Curtailment-Turnkey-Auto-DR HVAC Control | Small Industrial | Services | Winter Morning | % of Load | 1 | 2030 | 1.6182e-07
ENS | Alternate Scenario | C&I Curtailment | C&I Curtailment-Turnkey-Standard Lighting Control | Small Industrial | Miscellaneous | Winter Morning | % of Load | 1 | 2030 | 4.73e-05
ENS | Alternate Scenario | C&I Curtailment | C&I Curtailment-Turnkey-Standard Lighting Control | Small Industrial | Offices | Winter Morning | % of Load | 1 | 2030 | 2.5538e-07
ENS | Alternate Scenario | C&I Curtailment | C&I Curtailment-Turnkey-Standard Lighting Control | Small Industrial | Retail Trade | Winter Morning | % of Load | 1 | 2030 | 2.7944e-06
ENS | Alternate Scenario | C&I Curtailment | C&I Curtailment-Turnkey-Standard Lighting Control | Small Industrial | Services | Winter Morning | % of Load | 1 | 2030 | 8.8281e-07
ENS | Alternate Scenario | C&I Curtailment | C&I Curtailment-Turnkey-Water Heating Control | Small Industrial | Miscellaneous | Winter Morning | % of Load | 1 | 2030 | 3.9935e-06
ENS | Alternate Scenario | C&I Curtailment | C&I Curtailment-Turnkey-Water Heating Control | Small Industrial | Offices | Winter Morning | % of Load | 1 | 2030 | 2.0242e-08
ENS | Alternate Scenario | C&I Curtailment | C&I Curtailment-Turnkey-Water Heating Control | Small Industrial | Retail Trade | Winter Morning | % of Load | 1 | 2030 | 3.8573e-07
ENS | Alternate Scenario | C&I Curtailment | C&I Curtailment-Turnkey-Water Heating Control | Small Industrial | Services | Winter Morning | % of Load | 1 | 2030 | 1.2186e-07
ENS | Alternate Scenario | C&I Curtailment | C&I Curtailment-Turnkey-Other | Small Industrial | Miscellaneous | Winter Morning | % of Load | 1 | 2030 | 6.1242e-05
ENS | Alternate Scenario | C&I Curtailment | C&I Curtailment-Turnkey-Other | Small Industrial | Offices | Winter Morning | % of Load | 1 | 2030 | 3.8215e-07
ENS | Alternate Scenario | C&I Curtailment | C&I Curtailment-Turnkey-Other | Small Industrial | Retail Trade | Winter Morning | % of Load | 1 | 2030 | 4.237e-06
ENS | Alternate Scenario | C&I Curtailment | C&I Curtailment-Turnkey-Other | Small Industrial | Services | Winter Morning | % of Load | 1 | 2030 | 1.3386e-06
ENS | Alternate Scenario | C&I Curtailment | C&I Curtailment-Turnkey-Industrial | Small Industrial | Manufacturing | Winter Morning | % of Load | 1 | 2030 | 1.4557e-05
ENS | Alternate Scenario | C&I Curtailment | C&I Curtailment-Turnkey-Manual HVAC Control | Small Industrial | Miscellaneous | Winter Evening | % of Load | 1 | 2030 | 0.00018566
ENS | Alternate Scenario | C&I Curtailment | C&I Curtailment-Turnkey-Manual HVAC Control | Small Industrial | Offices | Winter Evening | % of Load | 1 | 2030 | 2.3792e-06
ENS | Alternate Scenario | C&I Curtailment | C&I Curtailment-Turnkey-Manual HVAC Control | Small Industrial | Retail Trade | Winter Evening | % of Load | 1 | 2030 | 7.8418e-06
ENS | Alternate Scenario | C&I Curtailment | C&I Curtailment-Turnkey-Manual HVAC Control | Small Industrial | Services | Winter Evening | % of Load | 1 | 2030 | 2.4774e-06
ENS | Alternate Scenario | C&I Curtailment | C&I Curtailment-Turnkey-Auto-DR HVAC Control | Small Industrial | Miscellaneous | Winter Evening | % of Load | 1 | 2030 | 1.4728e-05
ENS | Alternate Scenario | C&I Curtailment | C&I Curtailment-Turnkey-Auto-DR HVAC Control | Small Industrial | Offices | Winter Evening | % of Load | 1 | 2030 | 1.8874e-07
ENS | Alternate Scenario | C&I Curtailment | C&I Curtailment-Turnkey-Auto-DR HVAC Control | Small Industrial | Retail Trade | Winter Evening | % of Load | 1 | 2030 | 6.2208e-07
ENS | Alternate Scenario | C&I Curtailment | C&I Curtailment-Turnkey-Auto-DR HVAC Control | Small Industrial | Services | Winter Evening | % of Load | 1 | 2030 | 1.9653e-07
ENS | Alternate Scenario | C&I Curtailment | C&I Curtailment-Turnkey-Standard Lighting Control | Small Industrial | Miscellaneous | Winter Evening | % of Load | 1 | 2030 | 5.7446e-05
ENS | Alternate Scenario | C&I Curtailment | C&I Curtailment-Turnkey-Standard Lighting Control | Small Industrial | Offices | Winter Evening | % of Load | 1 | 2030 | 3.1016e-07
ENS | Alternate Scenario | C&I Curtailment | C&I Curtailment-Turnkey-Standard Lighting Control | Small Industrial | Retail Trade | Winter Evening | % of Load | 1 | 2030 | 3.3938e-06
ENS | Alternate Scenario | C&I Curtailment | C&I Curtailment-Turnkey-Standard Lighting Control | Small Industrial | Services | Winter Evening | % of Load | 1 | 2030 | 1.0722e-06
ENS | Alternate Scenario | C&I Curtailment | C&I Curtailment-Turnkey-Water Heating Control | Small Industrial | Miscellaneous | Winter Evening | % of Load | 1 | 2030 | 4.8501e-06
ENS | Alternate Scenario | C&I Curtailment | C&I Curtailment-Turnkey-Water Heating Control | Small Industrial | Offices | Winter Evening | % of Load | 1 | 2030 | 2.4584e-08
ENS | Alternate Scenario | C&I Curtailment | C&I Curtailment-Turnkey-Water Heating Control | Small Industrial | Retail Trade | Winter Evening | % of Load | 1 | 2030 | 4.6846e-07
ENS | Alternate Scenario | C&I Curtailment | C&I Curtailment-Turnkey-Water Heating Control | Small Industrial | Services | Winter Evening | % of Load | 1 | 2030 | 1.48e-07
ENS | Alternate Scenario | C&I Curtailment | C&I Curtailment-Turnkey-Other | Small Industrial | Miscellaneous | Winter Evening | % of Load | 1 | 2030 | 7.4378e-05
ENS | Alternate Scenario | C&I Curtailment | C&I Curtailment-Turnkey-Other | Small Industrial | Offices | Winter Evening | % of Load | 1 | 2030 | 4.6412e-07
ENS | Alternate Scenario | C&I Curtailment | C&I Curtailment-Turnkey-Other | Small Industrial | Retail Trade | Winter Evening | % of Load | 1 | 2030 | 5.1458e-06
ENS | Alternate Scenario | C&I Curtailment | C&I Curtailment-Turnkey-Other | Small Industrial | Services | Winter Evening | % of Load | 1 | 2030 | 1.6257e-06
ENS | Alternate Scenario | C&I Curtailment | C&I Curtailment-Turnkey-Industrial | Small Industrial | Manufacturing | Winter Evening | % of Load | 1 | 2030 | 1.768e-05
ENS | Alternate Scenario | C&I Curtailment | C&I Curtailment-Turnkey-Manual HVAC Control | Medium Industrial | Miscellaneous | Winter Morning | % of Load | 1 | 2030 | 0.0029232
ENS | Alternate Scenario | C&I Curtailment | C&I Curtailment-Turnkey-Manual HVAC Control | Medium Industrial | Offices | Winter Morning | % of Load | 1 | 2030 | 4.7155e-05
ENS | Alternate Scenario | C&I Curtailment | C&I Curtailment-Turnkey-Manual HVAC Control | Medium Industrial | Retail Trade | Winter Morning | % of Load | 1 | 2030 | 0.00064594
ENS | Alternate Scenario | C&I Curtailment | C&I Curtailment-Turnkey-Manual HVAC Control | Medium Industrial | Services | Winter Morning | % of Load | 1 | 2030 | 2.9744e-05
ENS | Alternate Scenario | C&I Curtailment | C&I Curtailment-Turnkey-Auto-DR HVAC Control | Medium Industrial | Miscellaneous | Winter Morning | % of Load | 1 | 2030 | 0.00023189
ENS | Alternate Scenario | C&I Curtailment | C&I Curtailment-Turnkey-Auto-DR HVAC Control | Medium Industrial | Offices | Winter Morning | % of Load | 1 | 2030 | 3.7407e-06
ENS | Alternate Scenario | C&I Curtailment | C&I Curtailment-Turnkey-Auto-DR HVAC Control | Medium Industrial | Retail Trade | Winter Morning | % of Load | 1 | 2030 | 5.1242e-05
ENS | Alternate Scenario | C&I Curtailment | C&I Curtailment-Turnkey-Auto-DR HVAC Control | Medium Industrial | Services | Winter Morning | % of Load | 1 | 2030 | 2.3595e-06
ENS | Alternate Scenario | C&I Curtailment | C&I Curtailment-Turnkey-Standard Lighting Control | Medium Industrial | Miscellaneous | Winter Morning | % of Load | 1 | 2030 | 0.00090448
ENS | Alternate Scenario | C&I Curtailment | C&I Curtailment-Turnkey-Standard Lighting Control | Medium Industrial | Offices | Winter Morning | % of Load | 1 | 2030 | 6.1473e-06
ENS | Alternate Scenario | C&I Curtailment | C&I Curtailment-Turnkey-Standard Lighting Control | Medium Industrial | Retail Trade | Winter Morning | % of Load | 1 | 2030 | 0.00027955
ENS | Alternate Scenario | C&I Curtailment | C&I Curtailment-Turnkey-Standard Lighting Control | Medium Industrial | Services | Winter Morning | % of Load | 1 | 2030 | 1.2872e-05
ENS | Alternate Scenario | C&I Curtailment | C&I Curtailment-Turnkey-Water Heating Control | Medium Industrial | Miscellaneous | Winter Morning | % of Load | 1 | 2030 | 7.6364e-05
ENS | Alternate Scenario | C&I Curtailment | C&I Curtailment-Turnkey-Water Heating Control | Medium Industrial | Offices | Winter Morning | % of Load | 1 | 2030 | 4.8724e-07
ENS | Alternate Scenario | C&I Curtailment | C&I Curtailment-Turnkey-Water Heating Control | Medium Industrial | Retail Trade | Winter Morning | % of Load | 1 | 2030 | 3.8588e-05
ENS | Alternate Scenario | C&I Curtailment | C&I Curtailment-Turnkey-Water Heating Control | Medium Industrial | Services | Winter Morning | % of Load | 1 | 2030 | 1.7769e-06
ENS | Alternate Scenario | C&I Curtailment | C&I Curtailment-Turnkey-Other | Medium Industrial | Miscellaneous | Winter Morning | % of Load | 1 | 2030 | 0.0011711
ENS | Alternate Scenario | C&I Curtailment | C&I Curtailment-Turnkey-Other | Medium Industrial | Offices | Winter Morning | % of Load | 1 | 2030 | 9.1987e-06
ENS | Alternate Scenario | C&I Curtailment | C&I Curtailment-Turnkey-Other | Medium Industrial | Retail Trade | Winter Morning | % of Load | 1 | 2030 | 0.00042387
ENS | Alternate Scenario | C&I Curtailment | C&I Curtailment-Turnkey-Other | Medium Industrial | Services | Winter Morning | % of Load | 1 | 2030 | 1.9518e-05
ENS | Alternate Scenario | C&I Curtailment | C&I Curtailment-Turnkey-Manual HVAC Control | Medium Industrial | Miscellaneous | Winter Evening | % of Load | 1 | 2030 | 0.0025018
ENS | Alternate Scenario | C&I Curtailment | C&I Curtailment-Turnkey-Manual HVAC Control | Medium Industrial | Offices | Winter Evening | % of Load | 1 | 2030 | 4.0356e-05
ENS | Alternate Scenario | C&I Curtailment | C&I Curtailment-Turnkey-Manual HVAC Control | Medium Industrial | Retail Trade | Winter Evening | % of Load | 1 | 2030 | 0.00055281
ENS | Alternate Scenario | C&I Curtailment | C&I Curtailment-Turnkey-Manual HVAC Control | Medium Industrial | Services | Winter Evening | % of Load | 1 | 2030 | 2.5455e-05
ENS | Alternate Scenario | C&I Curtailment | C&I Curtailment-Turnkey-Auto-DR HVAC Control | Medium Industrial | Miscellaneous | Winter Evening | % of Load | 1 | 2030 | 0.00019846
ENS | Alternate Scenario | C&I Curtailment | C&I Curtailment-Turnkey-Auto-DR HVAC Control | Medium Industrial | Offices | Winter Evening | % of Load | 1 | 2030 | 3.2014e-06
ENS | Alternate Scenario | C&I Curtailment | C&I Curtailment-Turnkey-Auto-DR HVAC Control | Medium Industrial | Retail Trade | Winter Evening | % of Load | 1 | 2030 | 4.3854e-05
ENS | Alternate Scenario | C&I Curtailment | C&I Curtailment-Turnkey-Auto-DR HVAC Control | Medium Industrial | Services | Winter Evening | % of Load | 1 | 2030 | 2.0193e-06
ENS | Alternate Scenario | C&I Curtailment | C&I Curtailment-Turnkey-Standard Lighting Control | Medium Industrial | Miscellaneous | Winter Evening | % of Load | 1 | 2030 | 0.00077408
ENS | Alternate Scenario | C&I Curtailment | C&I Curtailment-Turnkey-Standard Lighting Control | Medium Industrial | Offices | Winter Evening | % of Load | 1 | 2030 | 5.261e-06
ENS | Alternate Scenario | C&I Curtailment | C&I Curtailment-Turnkey-Standard Lighting Control | Medium Industrial | Retail Trade | Winter Evening | % of Load | 1 | 2030 | 0.00023924
ENS | Alternate Scenario | C&I Curtailment | C&I Curtailment-Turnkey-Standard Lighting Control | Medium Industrial | Services | Winter Evening | % of Load | 1 | 2030 | 1.1016e-05
ENS | Alternate Scenario | C&I Curtailment | C&I Curtailment-Turnkey-Water Heating Control | Medium Industrial | Miscellaneous | Winter Evening | % of Load | 1 | 2030 | 6.5354e-05
ENS | Alternate Scenario | C&I Curtailment | C&I Curtailment-Turnkey-Water Heating Control | Medium Industrial | Offices | Winter Evening | % of Load | 1 | 2030 | 4.1699e-07
ENS | Alternate Scenario | C&I Curtailment | C&I Curtailment-Turnkey-Water Heating Control | Medium Industrial | Retail Trade | Winter Evening | % of Load | 1 | 2030 | 3.3024e-05
ENS | Alternate Scenario | C&I Curtailment | C&I Curtailment-Turnkey-Water Heating Control | Medium Industrial | Services | Winter Evening | % of Load | 1 | 2030 | 1.5207e-06
ENS | Alternate Scenario | C&I Curtailment | C&I Curtailment-Turnkey-Other | Medium Industrial | Miscellaneous | Winter Evening | % of Load | 1 | 2030 | 0.0010022
ENS | Alternate Scenario | C&I Curtailment | C&I Curtailment-Turnkey-Other | Medium Industrial | Offices | Winter Evening | % of Load | 1 | 2030 | 7.8725e-06
ENS | Alternate Scenario | C&I Curtailment | C&I Curtailment-Turnkey-Other | Medium Industrial | Retail Trade | Winter Evening | % of Load | 1 | 2030 | 0.00036276
ENS | Alternate Scenario | C&I Curtailment | C&I Curtailment-Turnkey-Other | Medium Industrial | Services | Winter Evening | % of Load | 1 | 2030 | 1.6704e-05
ENS | Alternate Scenario | C&I Curtailment | C&I Curtailment-Turnkey-Manual HVAC Control | Large Industrial | Miscellaneous | Winter Morning | % of Load | 1 | 2030 | 6.0512e-05
ENS | Alternate Scenario | C&I Curtailment | C&I Curtailment-Turnkey-Auto-DR HVAC Control | Large Industrial | Miscellaneous | Winter Morning | % of Load | 1 | 2030 | 4.8003e-06
ENS | Alternate Scenario | C&I Curtailment | C&I Curtailment-Turnkey-Standard Lighting Control | Large Industrial | Miscellaneous | Winter Morning | % of Load | 1 | 2030 | 2.6159e-05
ENS | Alternate Scenario | C&I Curtailment | C&I Curtailment-Turnkey-Water Heating Control | Large Industrial | Miscellaneous | Winter Morning | % of Load | 1 | 2030 | 1.3284e-06
ENS | Alternate Scenario | C&I Curtailment | C&I Curtailment-Turnkey-Other | Large Industrial | Miscellaneous | Winter Morning | % of Load | 1 | 2030 | 2.8393e-05
ENS | Alternate Scenario | C&I Curtailment | C&I Curtailment-Turnkey-Industrial | Large Industrial | Manufacturing | Winter Morning | % of Load | 1 | 2030 | 5.5414e-06
ENS | Alternate Scenario | C&I Curtailment | C&I Curtailment-Turnkey-Manual HVAC Control | Large Industrial | Miscellaneous | Winter Evening | % of Load | 1 | 2030 | 5.3216e-05
ENS | Alternate Scenario | C&I Curtailment | C&I Curtailment-Turnkey-Auto-DR HVAC Control | Large Industrial | Miscellaneous | Winter Evening | % of Load | 1 | 2030 | 4.2216e-06
ENS | Alternate Scenario | C&I Curtailment | C&I Curtailment-Turnkey-Standard Lighting Control | Large Industrial | Miscellaneous | Winter Evening | % of Load | 1 | 2030 | 2.3005e-05
ENS | Alternate Scenario | C&I Curtailment | C&I Curtailment-Turnkey-Water Heating Control | Large Industrial | Miscellaneous | Winter Evening | % of Load | 1 | 2030 | 1.1683e-06
ENS | Alternate Scenario | C&I Curtailment | C&I Curtailment-Turnkey-Other | Large Industrial | Miscellaneous | Winter Evening | % of Load | 1 | 2030 | 2.497e-05
ENS | Alternate Scenario | C&I Curtailment | C&I Curtailment-Turnkey-Industrial | Large Industrial | Manufacturing | Winter Evening | % of Load | 1 | 2030 | 4.8733e-06
ENS | Alternate Scenario | C&I Loadshift to BUGs | C&I Loadshift to BUGs | Large General | Miscellaneous | Winter Morning | % of Load | 1 | 2030 | 0.0022884
ENS | Alternate Scenario | C&I Loadshift to BUGs | C&I Loadshift to BUGs | Large General | Miscellaneous | Winter Evening | % of Load | 1 | 2030 | 0.0017414
ENS | Alternate Scenario | C&I Loadshift to BUGs | C&I Loadshift to BUGs | Small Industrial | Miscellaneous | Winter Morning | % of Load | 1 | 2030 | 0.0006298
ENS | Alternate Scenario | C&I Loadshift to BUGs | C&I Loadshift to BUGs | Small Industrial | Miscellaneous | Winter Evening | % of Load | 1 | 2030 | 0.00076489
ENS | Alternate Scenario | C&I Loadshift to BUGs | C&I Loadshift to BUGs | Medium Industrial | Manufacturing | Winter Morning | % of Load | 1 | 2030 | 0.00043817
ENS | Alternate Scenario | C&I Loadshift to BUGs | C&I Loadshift to BUGs | Medium Industrial | Miscellaneous | Winter Morning | % of Load | 1 | 2030 | 0.0019017
ENS | Alternate Scenario | C&I Loadshift to BUGs | C&I Loadshift to BUGs | Medium Industrial | Manufacturing | Winter Evening | % of Load | 1 | 2030 | 0.000375
ENS | Alternate Scenario | C&I Loadshift to BUGs | C&I Loadshift to BUGs | Medium Industrial | Miscellaneous | Winter Evening | % of Load | 1 | 2030 | 0.0016275
ENS | Alternate Scenario | Dynamic Pricing | Dynamic Pricing with enabling tech. | Small General | Manufacturing | Winter Morning | % of Load | 1 | 2030 | 5.4726e-06
ENS | Alternate Scenario | Dynamic Pricing | Dynamic Pricing with enabling tech. | Small General | Manufacturing | Winter Evening | % of Load | 1 | 2030 | 5.6199e-06
ENS | Alternate Scenario | Dynamic Pricing | Dynamic Pricing with enabling tech. | Residential Charitable | Residential LI | Winter Morning | % of Load | 1 | 2030 | 0.001524
ENS | Alternate Scenario | Dynamic Pricing | Dynamic Pricing with enabling tech. | Residential Charitable | Residential Market Rate | Winter Morning | % of Load | 1 | 2030 | 0.0087045
ENS | Alternate Scenario | Dynamic Pricing | Dynamic Pricing w/o enabling tech. | Residential Charitable | Residential LI | Winter Morning | % of Load | 1 | 2030 | 0.00053792
ENS | Alternate Scenario | Dynamic Pricing | Dynamic Pricing w/o enabling tech. | Residential Charitable | Residential Market Rate | Winter Morning | % of Load | 1 | 2030 | 0.0030723
ENS | Alternate Scenario | Dynamic Pricing | Dynamic Pricing with enabling tech. | Residential Charitable | Residential LI | Winter Evening | % of Load | 1 | 2030 | 0.0015349
ENS | Alternate Scenario | Dynamic Pricing | Dynamic Pricing with enabling tech. | Residential Charitable | Residential Market Rate | Winter Evening | % of Load | 1 | 2030 | 0.0087667
ENS | Alternate Scenario | Dynamic Pricing | Dynamic Pricing w/o enabling tech. | Residential Charitable | Residential LI | Winter Evening | % of Load | 1 | 2030 | 0.00054177
ENS | Alternate Scenario | Dynamic Pricing | Dynamic Pricing w/o enabling tech. | Residential Charitable | Residential Market Rate | Winter Evening | % of Load | 1 | 2030 | 0.0030942
ENS | Alternate Scenario | Behavioral DR | Behavioral DR | Residential Charitable | Residential LI | Winter Morning | % of Load | 1 | 2030 | 0.00029274
ENS | Alternate Scenario | Behavioral DR | Behavioral DR | Residential Charitable | Residential Market Rate | Winter Morning | % of Load | 1 | 2030 | 0.0016719
ENS | Alternate Scenario | Behavioral DR | Behavioral DR | Residential Charitable | Residential LI | Winter Evening | % of Load | 1 | 2030 | 0.00029483
ENS | Alternate Scenario | Behavioral DR | Behavioral DR | Residential Charitable | Residential Market Rate | Winter Evening | % of Load | 1 | 2030 | 0.0016839
ENS | Alternate Scenario | Time-of-Use Rates (TOU) | Time-of-Use Rates (TOU) | Residential Charitable | Residential LI | Winter Morning | % of Load | 0 | 2030 | 0.00029172
ENS | Alternate Scenario | Time-of-Use Rates (TOU) | Time-of-Use Rates (TOU) | Residential Charitable | Residential Market Rate | Winter Morning | % of Load | 0 | 2030 | 0.0016661
ENS | Alternate Scenario | Time-of-Use Rates (TOU) | Time-of-Use Rates (TOU) | Residential Charitable | Residential LI | Winter Evening | % of Load | 0 | 2030 | 0.0002938
ENS | Alternate Scenario | Time-of-Use Rates (TOU) | Time-of-Use Rates (TOU) | Residential Charitable | Residential Market Rate | Winter Evening | % of Load | 0 | 2030 | 0.001678
ENS | Alternate Scenario | C&I Curtailment | C&I Curtailment-Turnkey-Manual HVAC Control | General | Miscellaneous | Winter Morning | % of Load | 1 | 2031 | 0.0012724
ENS | Alternate Scenario | C&I Curtailment | C&I Curtailment-Turnkey-Manual HVAC Control | General | Offices | Winter Morning | % of Load | 1 | 2031 | 8.7441e-05
ENS | Alternate Scenario | C&I Curtailment | C&I Curtailment-Turnkey-Manual HVAC Control | General | Retail Trade | Winter Morning | % of Load | 1 | 2031 | 0.00029224
ENS | Alternate Scenario | C&I Curtailment | C&I Curtailment-Turnkey-Manual HVAC Control | General | Services | Winter Morning | % of Load | 1 | 2031 | 0.00018895
ENS | Alternate Scenario | C&I Curtailment | C&I Curtailment-Turnkey-Auto-DR HVAC Control | General | Miscellaneous | Winter Morning | % of Load | 1 | 2031 | 0.00012617
ENS | Alternate Scenario | C&I Curtailment | C&I Curtailment-Turnkey-Auto-DR HVAC Control | General | Offices | Winter Morning | % of Load | 1 | 2031 | 8.6706e-06
ENS | Alternate Scenario | C&I Curtailment | C&I Curtailment-Turnkey-Auto-DR HVAC Control | General | Retail Trade | Winter Morning | % of Load | 1 | 2031 | 2.8979e-05
ENS | Alternate Scenario | C&I Curtailment | C&I Curtailment-Turnkey-Auto-DR HVAC Control | General | Services | Winter Morning | % of Load | 1 | 2031 | 1.8737e-05
ENS | Alternate Scenario | C&I Curtailment | C&I Curtailment-Turnkey-Standard Lighting Control | General | Miscellaneous | Winter Morning | % of Load | 1 | 2031 | 0.00052965
ENS | Alternate Scenario | C&I Curtailment | C&I Curtailment-Turnkey-Standard Lighting Control | General | Offices | Winter Morning | % of Load | 1 | 2031 | 1.0397e-05
ENS | Alternate Scenario | C&I Curtailment | C&I Curtailment-Turnkey-Standard Lighting Control | General | Retail Trade | Winter Morning | % of Load | 1 | 2031 | 0.00011643
ENS | Alternate Scenario | C&I Curtailment | C&I Curtailment-Turnkey-Standard Lighting Control | General | Services | Winter Morning | % of Load | 1 | 2031 | 7.5377e-05
ENS | Alternate Scenario | C&I Curtailment | C&I Curtailment-Turnkey-Water Heating Control | General | Miscellaneous | Winter Morning | % of Load | 1 | 2031 | 3.5513e-05
ENS | Alternate Scenario | C&I Curtailment | C&I Curtailment-Turnkey-Water Heating Control | General | Offices | Winter Morning | % of Load | 1 | 2031 | 9.4295e-07
ENS | Alternate Scenario | C&I Curtailment | C&I Curtailment-Turnkey-Water Heating Control | General | Retail Trade | Winter Morning | % of Load | 1 | 2031 | 1.915e-05
ENS | Alternate Scenario | C&I Curtailment | C&I Curtailment-Turnkey-Water Heating Control | General | Services | Winter Morning | % of Load | 1 | 2031 | 1.2365e-05
ENS | Alternate Scenario | C&I Curtailment | C&I Curtailment-Turnkey-Other | General | Miscellaneous | Winter Morning | % of Load | 1 | 2031 | 0.00062023
ENS | Alternate Scenario | C&I Curtailment | C&I Curtailment-Turnkey-Other | General | Offices | Winter Morning | % of Load | 1 | 2031 | 1.6869e-05
ENS | Alternate Scenario | C&I Curtailment | C&I Curtailment-Turnkey-Other | General | Retail Trade | Winter Morning | % of Load | 1 | 2031 | 0.00019673
ENS | Alternate Scenario | C&I Curtailment | C&I Curtailment-Turnkey-Other | General | Services | Winter Morning | % of Load | 1 | 2031 | 0.00012715
ENS | Alternate Scenario | C&I Curtailment | C&I Curtailment-Turnkey-Manual HVAC Control | General | Miscellaneous | Winter Evening | % of Load | 1 | 2031 | 0.0013179
ENS | Alternate Scenario | C&I Curtailment | C&I Curtailment-Turnkey-Manual HVAC Control | General | Offices | Winter Evening | % of Load | 1 | 2031 | 9.0565e-05
ENS | Alternate Scenario | C&I Curtailment | C&I Curtailment-Turnkey-Manual HVAC Control | General | Retail Trade | Winter Evening | % of Load | 1 | 2031 | 0.00030269
ENS | Alternate Scenario | C&I Curtailment | C&I Curtailment-Turnkey-Manual HVAC Control | General | Services | Winter Evening | % of Load | 1 | 2031 | 0.00019571
ENS | Alternate Scenario | C&I Curtailment | C&I Curtailment-Turnkey-Auto-DR HVAC Control | General | Miscellaneous | Winter Evening | % of Load | 1 | 2031 | 0.00013068
ENS | Alternate Scenario | C&I Curtailment | C&I Curtailment-Turnkey-Auto-DR HVAC Control | General | Offices | Winter Evening | % of Load | 1 | 2031 | 8.9805e-06
ENS | Alternate Scenario | C&I Curtailment | C&I Curtailment-Turnkey-Auto-DR HVAC Control | General | Retail Trade | Winter Evening | % of Load | 1 | 2031 | 3.0015e-05
ENS | Alternate Scenario | C&I Curtailment | C&I Curtailment-Turnkey-Auto-DR HVAC Control | General | Services | Winter Evening | % of Load | 1 | 2031 | 1.9406e-05
ENS | Alternate Scenario | C&I Curtailment | C&I Curtailment-Turnkey-Standard Lighting Control | General | Miscellaneous | Winter Evening | % of Load | 1 | 2031 | 0.00054858
ENS | Alternate Scenario | C&I Curtailment | C&I Curtailment-Turnkey-Standard Lighting Control | General | Offices | Winter Evening | % of Load | 1 | 2031 | 1.0769e-05
ENS | Alternate Scenario | C&I Curtailment | C&I Curtailment-Turnkey-Standard Lighting Control | General | Retail Trade | Winter Evening | % of Load | 1 | 2031 | 0.00012059
ENS | Alternate Scenario | C&I Curtailment | C&I Curtailment-Turnkey-Standard Lighting Control | General | Services | Winter Evening | % of Load | 1 | 2031 | 7.8071e-05
ENS | Alternate Scenario | C&I Curtailment | C&I Curtailment-Turnkey-Water Heating Control | General | Miscellaneous | Winter Evening | % of Load | 1 | 2031 | 3.6782e-05
ENS | Alternate Scenario | C&I Curtailment | C&I Curtailment-Turnkey-Water Heating Control | General | Offices | Winter Evening | % of Load | 1 | 2031 | 9.7664e-07
ENS | Alternate Scenario | C&I Curtailment | C&I Curtailment-Turnkey-Water Heating Control | General | Retail Trade | Winter Evening | % of Load | 1 | 2031 | 1.9834e-05
ENS | Alternate Scenario | C&I Curtailment | C&I Curtailment-Turnkey-Water Heating Control | General | Services | Winter Evening | % of Load | 1 | 2031 | 1.2807e-05
ENS | Alternate Scenario | C&I Curtailment | C&I Curtailment-Turnkey-Other | General | Miscellaneous | Winter Evening | % of Load | 1 | 2031 | 0.0006424
ENS | Alternate Scenario | C&I Curtailment | C&I Curtailment-Turnkey-Other | General | Offices | Winter Evening | % of Load | 1 | 2031 | 1.7471e-05
ENS | Alternate Scenario | C&I Curtailment | C&I Curtailment-Turnkey-Other | General | Retail Trade | Winter Evening | % of Load | 1 | 2031 | 0.00020376
ENS | Alternate Scenario | C&I Curtailment | C&I Curtailment-Turnkey-Other | General | Services | Winter Evening | % of Load | 1 | 2031 | 0.0001317
ENS | Alternate Scenario | C&I Curtailment | C&I Curtailment-Turnkey-Manual HVAC Control | Large General | Miscellaneous | Winter Morning | % of Load | 1 | 2031 | 0.0010201
ENS | Alternate Scenario | C&I Curtailment | C&I Curtailment-Turnkey-Manual HVAC Control | Large General | Retail Trade | Winter Morning | % of Load | 1 | 2031 | 4.253e-05
ENS | Alternate Scenario | C&I Curtailment | C&I Curtailment-Turnkey-Manual HVAC Control | Large General | Services | Winter Morning | % of Load | 1 | 2031 | 6.8107e-05
ENS | Alternate Scenario | C&I Curtailment | C&I Curtailment-Turnkey-Auto-DR HVAC Control | Large General | Miscellaneous | Winter Morning | % of Load | 1 | 2031 | 0.00010115
ENS | Alternate Scenario | C&I Curtailment | C&I Curtailment-Turnkey-Auto-DR HVAC Control | Large General | Retail Trade | Winter Morning | % of Load | 1 | 2031 | 4.2173e-06
ENS | Alternate Scenario | C&I Curtailment | C&I Curtailment-Turnkey-Auto-DR HVAC Control | Large General | Services | Winter Morning | % of Load | 1 | 2031 | 6.7535e-06
ENS | Alternate Scenario | C&I Curtailment | C&I Curtailment-Turnkey-Standard Lighting Control | Large General | Miscellaneous | Winter Morning | % of Load | 1 | 2031 | 0.00044096
ENS | Alternate Scenario | C&I Curtailment | C&I Curtailment-Turnkey-Standard Lighting Control | Large General | Retail Trade | Winter Morning | % of Load | 1 | 2031 | 1.6833e-05
ENS | Alternate Scenario | C&I Curtailment | C&I Curtailment-Turnkey-Standard Lighting Control | Large General | Services | Winter Morning | % of Load | 1 | 2031 | 2.6957e-05
ENS | Alternate Scenario | C&I Curtailment | C&I Curtailment-Turnkey-Water Heating Control | Large General | Miscellaneous | Winter Morning | % of Load | 1 | 2031 | 2.2393e-05
ENS | Alternate Scenario | C&I Curtailment | C&I Curtailment-Turnkey-Water Heating Control | Large General | Retail Trade | Winter Morning | % of Load | 1 | 2031 | 2.8055e-06
ENS | Alternate Scenario | C&I Curtailment | C&I Curtailment-Turnkey-Water Heating Control | Large General | Services | Winter Morning | % of Load | 1 | 2031 | 4.4927e-06
ENS | Alternate Scenario | C&I Curtailment | C&I Curtailment-Turnkey-Other | Large General | Miscellaneous | Winter Morning | % of Load | 1 | 2031 | 0.00047863
ENS | Alternate Scenario | C&I Curtailment | C&I Curtailment-Turnkey-Other | Large General | Retail Trade | Winter Morning | % of Load | 1 | 2031 | 2.8685e-05
ENS | Alternate Scenario | C&I Curtailment | C&I Curtailment-Turnkey-Other | Large General | Services | Winter Morning | % of Load | 1 | 2031 | 4.5936e-05
ENS | Alternate Scenario | C&I Curtailment | C&I Curtailment-Turnkey-Manual HVAC Control | Large General | Miscellaneous | Winter Evening | % of Load | 1 | 2031 | 0.00077618
ENS | Alternate Scenario | C&I Curtailment | C&I Curtailment-Turnkey-Manual HVAC Control | Large General | Retail Trade | Winter Evening | % of Load | 1 | 2031 | 3.2362e-05
ENS | Alternate Scenario | C&I Curtailment | C&I Curtailment-Turnkey-Manual HVAC Control | Large General | Services | Winter Evening | % of Load | 1 | 2031 | 5.1823e-05
ENS | Alternate Scenario | C&I Curtailment | C&I Curtailment-Turnkey-Auto-DR HVAC Control | Large General | Miscellaneous | Winter Evening | % of Load | 1 | 2031 | 7.6966e-05
ENS | Alternate Scenario | C&I Curtailment | C&I Curtailment-Turnkey-Auto-DR HVAC Control | Large General | Retail Trade | Winter Evening | % of Load | 1 | 2031 | 3.209e-06
ENS | Alternate Scenario | C&I Curtailment | C&I Curtailment-Turnkey-Auto-DR HVAC Control | Large General | Services | Winter Evening | % of Load | 1 | 2031 | 5.1388e-06
ENS | Alternate Scenario | C&I Curtailment | C&I Curtailment-Turnkey-Standard Lighting Control | Large General | Miscellaneous | Winter Evening | % of Load | 1 | 2031 | 0.00033553
ENS | Alternate Scenario | C&I Curtailment | C&I Curtailment-Turnkey-Standard Lighting Control | Large General | Retail Trade | Winter Evening | % of Load | 1 | 2031 | 1.2809e-05
ENS | Alternate Scenario | C&I Curtailment | C&I Curtailment-Turnkey-Standard Lighting Control | Large General | Services | Winter Evening | % of Load | 1 | 2031 | 2.0512e-05
ENS | Alternate Scenario | C&I Curtailment | C&I Curtailment-Turnkey-Water Heating Control | Large General | Miscellaneous | Winter Evening | % of Load | 1 | 2031 | 1.7039e-05
ENS | Alternate Scenario | C&I Curtailment | C&I Curtailment-Turnkey-Water Heating Control | Large General | Retail Trade | Winter Evening | % of Load | 1 | 2031 | 2.1347e-06
ENS | Alternate Scenario | C&I Curtailment | C&I Curtailment-Turnkey-Water Heating Control | Large General | Services | Winter Evening | % of Load | 1 | 2031 | 3.4185e-06
ENS | Alternate Scenario | C&I Curtailment | C&I Curtailment-Turnkey-Other | Large General | Miscellaneous | Winter Evening | % of Load | 1 | 2031 | 0.00036419
ENS | Alternate Scenario | C&I Curtailment | C&I Curtailment-Turnkey-Other | Large General | Retail Trade | Winter Evening | % of Load | 1 | 2031 | 2.1827e-05
ENS | Alternate Scenario | C&I Curtailment | C&I Curtailment-Turnkey-Other | Large General | Services | Winter Evening | % of Load | 1 | 2031 | 3.4953e-05
ENS | Alternate Scenario | C&I Curtailment | C&I Curtailment-Turnkey-Manual HVAC Control | Small Industrial | Miscellaneous | Winter Morning | % of Load | 1 | 2031 | 0.0001694
ENS | Alternate Scenario | C&I Curtailment | C&I Curtailment-Turnkey-Manual HVAC Control | Small Industrial | Offices | Winter Morning | % of Load | 1 | 2031 | 2.1709e-06
ENS | Alternate Scenario | C&I Curtailment | C&I Curtailment-Turnkey-Manual HVAC Control | Small Industrial | Retail Trade | Winter Morning | % of Load | 1 | 2031 | 7.1552e-06
ENS | Alternate Scenario | C&I Curtailment | C&I Curtailment-Turnkey-Manual HVAC Control | Small Industrial | Services | Winter Morning | % of Load | 1 | 2031 | 2.2605e-06
ENS | Alternate Scenario | C&I Curtailment | C&I Curtailment-Turnkey-Auto-DR HVAC Control | Small Industrial | Miscellaneous | Winter Morning | % of Load | 1 | 2031 | 1.6798e-05
ENS | Alternate Scenario | C&I Curtailment | C&I Curtailment-Turnkey-Auto-DR HVAC Control | Small Industrial | Offices | Winter Morning | % of Load | 1 | 2031 | 2.1526e-07
ENS | Alternate Scenario | C&I Curtailment | C&I Curtailment-Turnkey-Auto-DR HVAC Control | Small Industrial | Retail Trade | Winter Morning | % of Load | 1 | 2031 | 7.0951e-07
ENS | Alternate Scenario | C&I Curtailment | C&I Curtailment-Turnkey-Auto-DR HVAC Control | Small Industrial | Services | Winter Morning | % of Load | 1 | 2031 | 2.2415e-07
ENS | Alternate Scenario | C&I Curtailment | C&I Curtailment-Turnkey-Standard Lighting Control | Small Industrial | Miscellaneous | Winter Morning | % of Load | 1 | 2031 | 5.2416e-05
ENS | Alternate Scenario | C&I Curtailment | C&I Curtailment-Turnkey-Standard Lighting Control | Small Industrial | Offices | Winter Morning | % of Load | 1 | 2031 | 2.83e-07
ENS | Alternate Scenario | C&I Curtailment | C&I Curtailment-Turnkey-Standard Lighting Control | Small Industrial | Retail Trade | Winter Morning | % of Load | 1 | 2031 | 3.0966e-06
ENS | Alternate Scenario | C&I Curtailment | C&I Curtailment-Turnkey-Standard Lighting Control | Small Industrial | Services | Winter Morning | % of Load | 1 | 2031 | 9.7829e-07
ENS | Alternate Scenario | C&I Curtailment | C&I Curtailment-Turnkey-Water Heating Control | Small Industrial | Miscellaneous | Winter Morning | % of Load | 1 | 2031 | 4.4254e-06
ENS | Alternate Scenario | C&I Curtailment | C&I Curtailment-Turnkey-Water Heating Control | Small Industrial | Offices | Winter Morning | % of Load | 1 | 2031 | 2.2431e-08
ENS | Alternate Scenario | C&I Curtailment | C&I Curtailment-Turnkey-Water Heating Control | Small Industrial | Retail Trade | Winter Morning | % of Load | 1 | 2031 | 4.2744e-07
ENS | Alternate Scenario | C&I Curtailment | C&I Curtailment-Turnkey-Water Heating Control | Small Industrial | Services | Winter Morning | % of Load | 1 | 2031 | 1.3504e-07
ENS | Alternate Scenario | C&I Curtailment | C&I Curtailment-Turnkey-Other | Small Industrial | Miscellaneous | Winter Morning | % of Load | 1 | 2031 | 6.7865e-05
ENS | Alternate Scenario | C&I Curtailment | C&I Curtailment-Turnkey-Other | Small Industrial | Offices | Winter Morning | % of Load | 1 | 2031 | 4.2348e-07
ENS | Alternate Scenario | C&I Curtailment | C&I Curtailment-Turnkey-Other | Small Industrial | Retail Trade | Winter Morning | % of Load | 1 | 2031 | 4.6952e-06
ENS | Alternate Scenario | C&I Curtailment | C&I Curtailment-Turnkey-Other | Small Industrial | Services | Winter Morning | % of Load | 1 | 2031 | 1.4833e-06
ENS | Alternate Scenario | C&I Curtailment | C&I Curtailment-Turnkey-Industrial | Small Industrial | Manufacturing | Winter Morning | % of Load | 1 | 2031 | 1.6132e-05
ENS | Alternate Scenario | C&I Curtailment | C&I Curtailment-Turnkey-Manual HVAC Control | Small Industrial | Miscellaneous | Winter Evening | % of Load | 1 | 2031 | 0.00020572
ENS | Alternate Scenario | C&I Curtailment | C&I Curtailment-Turnkey-Manual HVAC Control | Small Industrial | Offices | Winter Evening | % of Load | 1 | 2031 | 2.6362e-06
ENS | Alternate Scenario | C&I Curtailment | C&I Curtailment-Turnkey-Manual HVAC Control | Small Industrial | Retail Trade | Winter Evening | % of Load | 1 | 2031 | 8.6889e-06
ENS | Alternate Scenario | C&I Curtailment | C&I Curtailment-Turnkey-Manual HVAC Control | Small Industrial | Services | Winter Evening | % of Load | 1 | 2031 | 2.7451e-06
ENS | Alternate Scenario | C&I Curtailment | C&I Curtailment-Turnkey-Auto-DR HVAC Control | Small Industrial | Miscellaneous | Winter Evening | % of Load | 1 | 2031 | 2.0399e-05
ENS | Alternate Scenario | C&I Curtailment | C&I Curtailment-Turnkey-Auto-DR HVAC Control | Small Industrial | Offices | Winter Evening | % of Load | 1 | 2031 | 2.6141e-07
ENS | Alternate Scenario | C&I Curtailment | C&I Curtailment-Turnkey-Auto-DR HVAC Control | Small Industrial | Retail Trade | Winter Evening | % of Load | 1 | 2031 | 8.6159e-07
ENS | Alternate Scenario | C&I Curtailment | C&I Curtailment-Turnkey-Auto-DR HVAC Control | Small Industrial | Services | Winter Evening | % of Load | 1 | 2031 | 2.722e-07
ENS | Alternate Scenario | C&I Curtailment | C&I Curtailment-Turnkey-Standard Lighting Control | Small Industrial | Miscellaneous | Winter Evening | % of Load | 1 | 2031 | 6.3651e-05
ENS | Alternate Scenario | C&I Curtailment | C&I Curtailment-Turnkey-Standard Lighting Control | Small Industrial | Offices | Winter Evening | % of Load | 1 | 2031 | 3.4367e-07
ENS | Alternate Scenario | C&I Curtailment | C&I Curtailment-Turnkey-Standard Lighting Control | Small Industrial | Retail Trade | Winter Evening | % of Load | 1 | 2031 | 3.7603e-06
ENS | Alternate Scenario | C&I Curtailment | C&I Curtailment-Turnkey-Standard Lighting Control | Small Industrial | Services | Winter Evening | % of Load | 1 | 2031 | 1.188e-06
ENS | Alternate Scenario | C&I Curtailment | C&I Curtailment-Turnkey-Water Heating Control | Small Industrial | Miscellaneous | Winter Evening | % of Load | 1 | 2031 | 5.374e-06
ENS | Alternate Scenario | C&I Curtailment | C&I Curtailment-Turnkey-Water Heating Control | Small Industrial | Offices | Winter Evening | % of Load | 1 | 2031 | 2.7239e-08
ENS | Alternate Scenario | C&I Curtailment | C&I Curtailment-Turnkey-Water Heating Control | Small Industrial | Retail Trade | Winter Evening | % of Load | 1 | 2031 | 5.1907e-07
ENS | Alternate Scenario | C&I Curtailment | C&I Curtailment-Turnkey-Water Heating Control | Small Industrial | Services | Winter Evening | % of Load | 1 | 2031 | 1.6399e-07
ENS | Alternate Scenario | C&I Curtailment | C&I Curtailment-Turnkey-Other | Small Industrial | Miscellaneous | Winter Evening | % of Load | 1 | 2031 | 8.2413e-05
ENS | Alternate Scenario | C&I Curtailment | C&I Curtailment-Turnkey-Other | Small Industrial | Offices | Winter Evening | % of Load | 1 | 2031 | 5.1426e-07
ENS | Alternate Scenario | C&I Curtailment | C&I Curtailment-Turnkey-Other | Small Industrial | Retail Trade | Winter Evening | % of Load | 1 | 2031 | 5.7017e-06
ENS | Alternate Scenario | C&I Curtailment | C&I Curtailment-Turnkey-Other | Small Industrial | Services | Winter Evening | % of Load | 1 | 2031 | 1.8013e-06
ENS | Alternate Scenario | C&I Curtailment | C&I Curtailment-Turnkey-Industrial | Small Industrial | Manufacturing | Winter Evening | % of Load | 1 | 2031 | 1.959e-05
ENS | Alternate Scenario | C&I Curtailment | C&I Curtailment-Turnkey-Manual HVAC Control | Medium Industrial | Miscellaneous | Winter Morning | % of Load | 1 | 2031 | 0.0032386
ENS | Alternate Scenario | C&I Curtailment | C&I Curtailment-Turnkey-Manual HVAC Control | Medium Industrial | Offices | Winter Morning | % of Load | 1 | 2031 | 5.2243e-05
ENS | Alternate Scenario | C&I Curtailment | C&I Curtailment-Turnkey-Manual HVAC Control | Medium Industrial | Retail Trade | Winter Morning | % of Load | 1 | 2031 | 0.00071564
ENS | Alternate Scenario | C&I Curtailment | C&I Curtailment-Turnkey-Manual HVAC Control | Medium Industrial | Services | Winter Morning | % of Load | 1 | 2031 | 3.2953e-05
ENS | Alternate Scenario | C&I Curtailment | C&I Curtailment-Turnkey-Auto-DR HVAC Control | Medium Industrial | Miscellaneous | Winter Morning | % of Load | 1 | 2031 | 0.00032114
ENS | Alternate Scenario | C&I Curtailment | C&I Curtailment-Turnkey-Auto-DR HVAC Control | Medium Industrial | Offices | Winter Morning | % of Load | 1 | 2031 | 5.1804e-06
ENS | Alternate Scenario | C&I Curtailment | C&I Curtailment-Turnkey-Auto-DR HVAC Control | Medium Industrial | Retail Trade | Winter Morning | % of Load | 1 | 2031 | 7.0963e-05
ENS | Alternate Scenario | C&I Curtailment | C&I Curtailment-Turnkey-Auto-DR HVAC Control | Medium Industrial | Services | Winter Morning | % of Load | 1 | 2031 | 3.2676e-06
ENS | Alternate Scenario | C&I Curtailment | C&I Curtailment-Turnkey-Standard Lighting Control | Medium Industrial | Miscellaneous | Winter Morning | % of Load | 1 | 2031 | 0.0010021
ENS | Alternate Scenario | C&I Curtailment | C&I Curtailment-Turnkey-Standard Lighting Control | Medium Industrial | Offices | Winter Morning | % of Load | 1 | 2031 | 6.8106e-06
ENS | Alternate Scenario | C&I Curtailment | C&I Curtailment-Turnkey-Standard Lighting Control | Medium Industrial | Retail Trade | Winter Morning | % of Load | 1 | 2031 | 0.00030971
ENS | Alternate Scenario | C&I Curtailment | C&I Curtailment-Turnkey-Standard Lighting Control | Medium Industrial | Services | Winter Morning | % of Load | 1 | 2031 | 1.4261e-05
ENS | Alternate Scenario | C&I Curtailment | C&I Curtailment-Turnkey-Water Heating Control | Medium Industrial | Miscellaneous | Winter Morning | % of Load | 1 | 2031 | 8.4603e-05
ENS | Alternate Scenario | C&I Curtailment | C&I Curtailment-Turnkey-Water Heating Control | Medium Industrial | Offices | Winter Morning | % of Load | 1 | 2031 | 5.3981e-07
ENS | Alternate Scenario | C&I Curtailment | C&I Curtailment-Turnkey-Water Heating Control | Medium Industrial | Retail Trade | Winter Morning | % of Load | 1 | 2031 | 4.2751e-05
ENS | Alternate Scenario | C&I Curtailment | C&I Curtailment-Turnkey-Water Heating Control | Medium Industrial | Services | Winter Morning | % of Load | 1 | 2031 | 1.9686e-06
ENS | Alternate Scenario | C&I Curtailment | C&I Curtailment-Turnkey-Other | Medium Industrial | Miscellaneous | Winter Morning | % of Load | 1 | 2031 | 0.0012974
ENS | Alternate Scenario | C&I Curtailment | C&I Curtailment-Turnkey-Other | Medium Industrial | Offices | Winter Morning | % of Load | 1 | 2031 | 1.0191e-05
ENS | Alternate Scenario | C&I Curtailment | C&I Curtailment-Turnkey-Other | Medium Industrial | Retail Trade | Winter Morning | % of Load | 1 | 2031 | 0.0004696
ENS | Alternate Scenario | C&I Curtailment | C&I Curtailment-Turnkey-Other | Medium Industrial | Services | Winter Morning | % of Load | 1 | 2031 | 2.1624e-05
ENS | Alternate Scenario | C&I Curtailment | C&I Curtailment-Turnkey-Manual HVAC Control | Medium Industrial | Miscellaneous | Winter Evening | % of Load | 1 | 2031 | 0.0027714
ENS | Alternate Scenario | C&I Curtailment | C&I Curtailment-Turnkey-Manual HVAC Control | Medium Industrial | Offices | Winter Evening | % of Load | 1 | 2031 | 4.4705e-05
ENS | Alternate Scenario | C&I Curtailment | C&I Curtailment-Turnkey-Manual HVAC Control | Medium Industrial | Retail Trade | Winter Evening | % of Load | 1 | 2031 | 0.00061239
ENS | Alternate Scenario | C&I Curtailment | C&I Curtailment-Turnkey-Manual HVAC Control | Medium Industrial | Services | Winter Evening | % of Load | 1 | 2031 | 2.8199e-05
ENS | Alternate Scenario | C&I Curtailment | C&I Curtailment-Turnkey-Auto-DR HVAC Control | Medium Industrial | Miscellaneous | Winter Evening | % of Load | 1 | 2031 | 0.00027481
ENS | Alternate Scenario | C&I Curtailment | C&I Curtailment-Turnkey-Auto-DR HVAC Control | Medium Industrial | Offices | Winter Evening | % of Load | 1 | 2031 | 4.433e-06
ENS | Alternate Scenario | C&I Curtailment | C&I Curtailment-Turnkey-Auto-DR HVAC Control | Medium Industrial | Retail Trade | Winter Evening | % of Load | 1 | 2031 | 6.0725e-05
ENS | Alternate Scenario | C&I Curtailment | C&I Curtailment-Turnkey-Auto-DR HVAC Control | Medium Industrial | Services | Winter Evening | % of Load | 1 | 2031 | 2.7962e-06
ENS | Alternate Scenario | C&I Curtailment | C&I Curtailment-Turnkey-Standard Lighting Control | Medium Industrial | Miscellaneous | Winter Evening | % of Load | 1 | 2031 | 0.0008575
ENS | Alternate Scenario | C&I Curtailment | C&I Curtailment-Turnkey-Standard Lighting Control | Medium Industrial | Offices | Winter Evening | % of Load | 1 | 2031 | 5.828e-06
ENS | Alternate Scenario | C&I Curtailment | C&I Curtailment-Turnkey-Standard Lighting Control | Medium Industrial | Retail Trade | Winter Evening | % of Load | 1 | 2031 | 0.00026503
ENS | Alternate Scenario | C&I Curtailment | C&I Curtailment-Turnkey-Standard Lighting Control | Medium Industrial | Services | Winter Evening | % of Load | 1 | 2031 | 1.2204e-05
ENS | Alternate Scenario | C&I Curtailment | C&I Curtailment-Turnkey-Water Heating Control | Medium Industrial | Miscellaneous | Winter Evening | % of Load | 1 | 2031 | 7.2397e-05
ENS | Alternate Scenario | C&I Curtailment | C&I Curtailment-Turnkey-Water Heating Control | Medium Industrial | Offices | Winter Evening | % of Load | 1 | 2031 | 4.6193e-07
ENS | Alternate Scenario | C&I Curtailment | C&I Curtailment-Turnkey-Water Heating Control | Medium Industrial | Retail Trade | Winter Evening | % of Load | 1 | 2031 | 3.6583e-05
ENS | Alternate Scenario | C&I Curtailment | C&I Curtailment-Turnkey-Water Heating Control | Medium Industrial | Services | Winter Evening | % of Load | 1 | 2031 | 1.6846e-06
ENS | Alternate Scenario | C&I Curtailment | C&I Curtailment-Turnkey-Other | Medium Industrial | Miscellaneous | Winter Evening | % of Load | 1 | 2031 | 0.0011102
ENS | Alternate Scenario | C&I Curtailment | C&I Curtailment-Turnkey-Other | Medium Industrial | Offices | Winter Evening | % of Load | 1 | 2031 | 8.7209e-06
ENS | Alternate Scenario | C&I Curtailment | C&I Curtailment-Turnkey-Other | Medium Industrial | Retail Trade | Winter Evening | % of Load | 1 | 2031 | 0.00040185
ENS | Alternate Scenario | C&I Curtailment | C&I Curtailment-Turnkey-Other | Medium Industrial | Services | Winter Evening | % of Load | 1 | 2031 | 1.8504e-05
ENS | Alternate Scenario | C&I Curtailment | C&I Curtailment-Turnkey-Manual HVAC Control | Large Industrial | Miscellaneous | Winter Morning | % of Load | 1 | 2031 | 6.711e-05
ENS | Alternate Scenario | C&I Curtailment | C&I Curtailment-Turnkey-Auto-DR HVAC Control | Large Industrial | Miscellaneous | Winter Morning | % of Load | 1 | 2031 | 6.6547e-06
ENS | Alternate Scenario | C&I Curtailment | C&I Curtailment-Turnkey-Standard Lighting Control | Large Industrial | Miscellaneous | Winter Morning | % of Load | 1 | 2031 | 2.9011e-05
ENS | Alternate Scenario | C&I Curtailment | C&I Curtailment-Turnkey-Water Heating Control | Large Industrial | Miscellaneous | Winter Morning | % of Load | 1 | 2031 | 1.4733e-06
ENS | Alternate Scenario | C&I Curtailment | C&I Curtailment-Turnkey-Other | Large Industrial | Miscellaneous | Winter Morning | % of Load | 1 | 2031 | 3.1489e-05
ENS | Alternate Scenario | C&I Curtailment | C&I Curtailment-Turnkey-Industrial | Large Industrial | Manufacturing | Winter Morning | % of Load | 1 | 2031 | 6.1457e-06
ENS | Alternate Scenario | C&I Curtailment | C&I Curtailment-Turnkey-Manual HVAC Control | Large Industrial | Miscellaneous | Winter Evening | % of Load | 1 | 2031 | 5.9012e-05
ENS | Alternate Scenario | C&I Curtailment | C&I Curtailment-Turnkey-Auto-DR HVAC Control | Large Industrial | Miscellaneous | Winter Evening | % of Load | 1 | 2031 | 5.8517e-06
ENS | Alternate Scenario | C&I Curtailment | C&I Curtailment-Turnkey-Standard Lighting Control | Large Industrial | Miscellaneous | Winter Evening | % of Load | 1 | 2031 | 2.551e-05
ENS | Alternate Scenario | C&I Curtailment | C&I Curtailment-Turnkey-Water Heating Control | Large Industrial | Miscellaneous | Winter Evening | % of Load | 1 | 2031 | 1.2955e-06
ENS | Alternate Scenario | C&I Curtailment | C&I Curtailment-Turnkey-Other | Large Industrial | Miscellaneous | Winter Evening | % of Load | 1 | 2031 | 2.7689e-05
ENS | Alternate Scenario | C&I Curtailment | C&I Curtailment-Turnkey-Industrial | Large Industrial | Manufacturing | Winter Evening | % of Load | 1 | 2031 | 5.4041e-06
ENS | Alternate Scenario | C&I Loadshift to BUGs | C&I Loadshift to BUGs | Large General | Miscellaneous | Winter Morning | % of Load | 1 | 2031 | 0.0022791
ENS | Alternate Scenario | C&I Loadshift to BUGs | C&I Loadshift to BUGs | Large General | Miscellaneous | Winter Evening | % of Load | 1 | 2031 | 0.0017342
ENS | Alternate Scenario | C&I Loadshift to BUGs | C&I Loadshift to BUGs | Small Industrial | Miscellaneous | Winter Morning | % of Load | 1 | 2031 | 0.00063371
ENS | Alternate Scenario | C&I Loadshift to BUGs | C&I Loadshift to BUGs | Small Industrial | Miscellaneous | Winter Evening | % of Load | 1 | 2031 | 0.00076955
ENS | Alternate Scenario | C&I Loadshift to BUGs | C&I Loadshift to BUGs | Medium Industrial | Manufacturing | Winter Morning | % of Load | 1 | 2031 | 0.00043938
ENS | Alternate Scenario | C&I Loadshift to BUGs | C&I Loadshift to BUGs | Medium Industrial | Miscellaneous | Winter Morning | % of Load | 1 | 2031 | 0.0019069
ENS | Alternate Scenario | C&I Loadshift to BUGs | C&I Loadshift to BUGs | Medium Industrial | Manufacturing | Winter Evening | % of Load | 1 | 2031 | 0.00037599
ENS | Alternate Scenario | C&I Loadshift to BUGs | C&I Loadshift to BUGs | Medium Industrial | Miscellaneous | Winter Evening | % of Load | 1 | 2031 | 0.0016318
ENS | Alternate Scenario | Dynamic Pricing | Dynamic Pricing with enabling tech. | Small General | Manufacturing | Winter Morning | % of Load | 1 | 2031 | 5.5841e-06
ENS | Alternate Scenario | Dynamic Pricing | Dynamic Pricing with enabling tech. | Small General | Manufacturing | Winter Evening | % of Load | 1 | 2031 | 5.7338e-06
ENS | Alternate Scenario | Dynamic Pricing | Dynamic Pricing with enabling tech. | Residential Charitable | Residential LI | Winter Morning | % of Load | 1 | 2031 | 0.0025358
ENS | Alternate Scenario | Dynamic Pricing | Dynamic Pricing with enabling tech. | Residential Charitable | Residential Market Rate | Winter Morning | % of Load | 1 | 2031 | 0.014483
ENS | Alternate Scenario | Dynamic Pricing | Dynamic Pricing with enabling tech. | Residential Charitable | Residential LI | Winter Evening | % of Load | 1 | 2031 | 0.0025537
ENS | Alternate Scenario | Dynamic Pricing | Dynamic Pricing with enabling tech. | Residential Charitable | Residential Market Rate | Winter Evening | % of Load | 1 | 2031 | 0.014585
ENS | Alternate Scenario | Behavioral DR | Behavioral DR | Residential Charitable | Residential LI | Winter Morning | % of Load | 1 | 2031 | 0.00030252
ENS | Alternate Scenario | Behavioral DR | Behavioral DR | Residential Charitable | Residential Market Rate | Winter Morning | % of Load | 1 | 2031 | 0.0017278
ENS | Alternate Scenario | Behavioral DR | Behavioral DR | Residential Charitable | Residential LI | Winter Evening | % of Load | 1 | 2031 | 0.00030465
ENS | Alternate Scenario | Behavioral DR | Behavioral DR | Residential Charitable | Residential Market Rate | Winter Evening | % of Load | 1 | 2031 | 0.00174
ENS | Alternate Scenario | Time-of-Use Rates (TOU) | Time-of-Use Rates (TOU) | Residential Charitable | Residential LI | Winter Morning | % of Load | 0 | 2031 | 0.0002647
ENS | Alternate Scenario | Time-of-Use Rates (TOU) | Time-of-Use Rates (TOU) | Residential Charitable | Residential Market Rate | Winter Morning | % of Load | 0 | 2031 | 0.0015118
ENS | Alternate Scenario | Time-of-Use Rates (TOU) | Time-of-Use Rates (TOU) | Residential Charitable | Residential LI | Winter Evening | % of Load | 0 | 2031 | 0.00026657
ENS | Alternate Scenario | Time-of-Use Rates (TOU) | Time-of-Use Rates (TOU) | Residential Charitable | Residential Market Rate | Winter Evening | % of Load | 0 | 2031 | 0.0015225
ENS | Alternate Scenario | C&I Curtailment | C&I Curtailment-Turnkey-Manual HVAC Control | General | Miscellaneous | Winter Morning | % of Load | 1 | 2032 | 0.0012742
ENS | Alternate Scenario | C&I Curtailment | C&I Curtailment-Turnkey-Manual HVAC Control | General | Offices | Winter Morning | % of Load | 1 | 2032 | 8.7563e-05
ENS | Alternate Scenario | C&I Curtailment | C&I Curtailment-Turnkey-Manual HVAC Control | General | Retail Trade | Winter Morning | % of Load | 1 | 2032 | 0.00029265
ENS | Alternate Scenario | C&I Curtailment | C&I Curtailment-Turnkey-Manual HVAC Control | General | Services | Winter Morning | % of Load | 1 | 2032 | 0.00018922
ENS | Alternate Scenario | C&I Curtailment | C&I Curtailment-Turnkey-Auto-DR HVAC Control | General | Miscellaneous | Winter Morning | % of Load | 1 | 2032 | 0.00015793
ENS | Alternate Scenario | C&I Curtailment | C&I Curtailment-Turnkey-Auto-DR HVAC Control | General | Offices | Winter Morning | % of Load | 1 | 2032 | 1.0853e-05
ENS | Alternate Scenario | C&I Curtailment | C&I Curtailment-Turnkey-Auto-DR HVAC Control | General | Retail Trade | Winter Morning | % of Load | 1 | 2032 | 3.6274e-05
ENS | Alternate Scenario | C&I Curtailment | C&I Curtailment-Turnkey-Auto-DR HVAC Control | General | Services | Winter Morning | % of Load | 1 | 2032 | 2.3454e-05
ENS | Alternate Scenario | C&I Curtailment | C&I Curtailment-Turnkey-Standard Lighting Control | General | Miscellaneous | Winter Morning | % of Load | 1 | 2032 | 0.00053039
ENS | Alternate Scenario | C&I Curtailment | C&I Curtailment-Turnkey-Standard Lighting Control | General | Offices | Winter Morning | % of Load | 1 | 2032 | 1.0412e-05
ENS | Alternate Scenario | C&I Curtailment | C&I Curtailment-Turnkey-Standard Lighting Control | General | Retail Trade | Winter Morning | % of Load | 1 | 2032 | 0.00011659
ENS | Alternate Scenario | C&I Curtailment | C&I Curtailment-Turnkey-Standard Lighting Control | General | Services | Winter Morning | % of Load | 1 | 2032 | 7.5483e-05
ENS | Alternate Scenario | C&I Curtailment | C&I Curtailment-Turnkey-Water Heating Control | General | Miscellaneous | Winter Morning | % of Load | 1 | 2032 | 3.5562e-05
ENS | Alternate Scenario | C&I Curtailment | C&I Curtailment-Turnkey-Water Heating Control | General | Offices | Winter Morning | % of Load | 1 | 2032 | 9.4427e-07
ENS | Alternate Scenario | C&I Curtailment | C&I Curtailment-Turnkey-Water Heating Control | General | Retail Trade | Winter Morning | % of Load | 1 | 2032 | 1.9177e-05
ENS | Alternate Scenario | C&I Curtailment | C&I Curtailment-Turnkey-Water Heating Control | General | Services | Winter Morning | % of Load | 1 | 2032 | 1.2382e-05
ENS | Alternate Scenario | C&I Curtailment | C&I Curtailment-Turnkey-Other | General | Miscellaneous | Winter Morning | % of Load | 1 | 2032 | 0.0006211
ENS | Alternate Scenario | C&I Curtailment | C&I Curtailment-Turnkey-Other | General | Offices | Winter Morning | % of Load | 1 | 2032 | 1.6892e-05
ENS | Alternate Scenario | C&I Curtailment | C&I Curtailment-Turnkey-Other | General | Retail Trade | Winter Morning | % of Load | 1 | 2032 | 0.00019701
ENS | Alternate Scenario | C&I Curtailment | C&I Curtailment-Turnkey-Other | General | Services | Winter Morning | % of Load | 1 | 2032 | 0.00012733
ENS | Alternate Scenario | C&I Curtailment | C&I Curtailment-Turnkey-Manual HVAC Control | General | Miscellaneous | Winter Evening | % of Load | 1 | 2032 | 0.0013194
ENS | Alternate Scenario | C&I Curtailment | C&I Curtailment-Turnkey-Manual HVAC Control | General | Offices | Winter Evening | % of Load | 1 | 2032 | 9.0674e-05
ENS | Alternate Scenario | C&I Curtailment | C&I Curtailment-Turnkey-Manual HVAC Control | General | Retail Trade | Winter Evening | % of Load | 1 | 2032 | 0.00030305
ENS | Alternate Scenario | C&I Curtailment | C&I Curtailment-Turnkey-Manual HVAC Control | General | Services | Winter Evening | % of Load | 1 | 2032 | 0.00019594
ENS | Alternate Scenario | C&I Curtailment | C&I Curtailment-Turnkey-Auto-DR HVAC Control | General | Miscellaneous | Winter Evening | % of Load | 1 | 2032 | 0.00016355
ENS | Alternate Scenario | C&I Curtailment | C&I Curtailment-Turnkey-Auto-DR HVAC Control | General | Offices | Winter Evening | % of Load | 1 | 2032 | 1.1239e-05
ENS | Alternate Scenario | C&I Curtailment | C&I Curtailment-Turnkey-Auto-DR HVAC Control | General | Retail Trade | Winter Evening | % of Load | 1 | 2032 | 3.7563e-05
ENS | Alternate Scenario | C&I Curtailment | C&I Curtailment-Turnkey-Auto-DR HVAC Control | General | Services | Winter Evening | % of Load | 1 | 2032 | 2.4287e-05
ENS | Alternate Scenario | C&I Curtailment | C&I Curtailment-Turnkey-Standard Lighting Control | General | Miscellaneous | Winter Evening | % of Load | 1 | 2032 | 0.00054924
ENS | Alternate Scenario | C&I Curtailment | C&I Curtailment-Turnkey-Standard Lighting Control | General | Offices | Winter Evening | % of Load | 1 | 2032 | 1.0782e-05
ENS | Alternate Scenario | C&I Curtailment | C&I Curtailment-Turnkey-Standard Lighting Control | General | Retail Trade | Winter Evening | % of Load | 1 | 2032 | 0.00012074
ENS | Alternate Scenario | C&I Curtailment | C&I Curtailment-Turnkey-Standard Lighting Control | General | Services | Winter Evening | % of Load | 1 | 2032 | 7.8165e-05
ENS | Alternate Scenario | C&I Curtailment | C&I Curtailment-Turnkey-Water Heating Control | General | Miscellaneous | Winter Evening | % of Load | 1 | 2032 | 3.6826e-05
ENS | Alternate Scenario | C&I Curtailment | C&I Curtailment-Turnkey-Water Heating Control | General | Offices | Winter Evening | % of Load | 1 | 2032 | 9.7782e-07
ENS | Alternate Scenario | C&I Curtailment | C&I Curtailment-Turnkey-Water Heating Control | General | Retail Trade | Winter Evening | % of Load | 1 | 2032 | 1.9858e-05
ENS | Alternate Scenario | C&I Curtailment | C&I Curtailment-Turnkey-Water Heating Control | General | Services | Winter Evening | % of Load | 1 | 2032 | 1.2822e-05
ENS | Alternate Scenario | C&I Curtailment | C&I Curtailment-Turnkey-Other | General | Miscellaneous | Winter Evening | % of Load | 1 | 2032 | 0.00064317
ENS | Alternate Scenario | C&I Curtailment | C&I Curtailment-Turnkey-Other | General | Offices | Winter Evening | % of Load | 1 | 2032 | 1.7493e-05
ENS | Alternate Scenario | C&I Curtailment | C&I Curtailment-Turnkey-Other | General | Retail Trade | Winter Evening | % of Load | 1 | 2032 | 0.00020401
ENS | Alternate Scenario | C&I Curtailment | C&I Curtailment-Turnkey-Other | General | Services | Winter Evening | % of Load | 1 | 2032 | 0.00013185
ENS | Alternate Scenario | C&I Curtailment | C&I Curtailment-Turnkey-Manual HVAC Control | Large General | Miscellaneous | Winter Morning | % of Load | 1 | 2032 | 0.0010106
ENS | Alternate Scenario | C&I Curtailment | C&I Curtailment-Turnkey-Manual HVAC Control | Large General | Retail Trade | Winter Morning | % of Load | 1 | 2032 | 4.2134e-05
ENS | Alternate Scenario | C&I Curtailment | C&I Curtailment-Turnkey-Manual HVAC Control | Large General | Services | Winter Morning | % of Load | 1 | 2032 | 6.7473e-05
ENS | Alternate Scenario | C&I Curtailment | C&I Curtailment-Turnkey-Auto-DR HVAC Control | Large General | Miscellaneous | Winter Morning | % of Load | 1 | 2032 | 0.00012526
ENS | Alternate Scenario | C&I Curtailment | C&I Curtailment-Turnkey-Auto-DR HVAC Control | Large General | Retail Trade | Winter Morning | % of Load | 1 | 2032 | 5.2225e-06
ENS | Alternate Scenario | C&I Curtailment | C&I Curtailment-Turnkey-Auto-DR HVAC Control | Large General | Services | Winter Morning | % of Load | 1 | 2032 | 8.3633e-06
ENS | Alternate Scenario | C&I Curtailment | C&I Curtailment-Turnkey-Standard Lighting Control | Large General | Miscellaneous | Winter Morning | % of Load | 1 | 2032 | 0.00043686
ENS | Alternate Scenario | C&I Curtailment | C&I Curtailment-Turnkey-Standard Lighting Control | Large General | Retail Trade | Winter Morning | % of Load | 1 | 2032 | 1.6677e-05
ENS | Alternate Scenario | C&I Curtailment | C&I Curtailment-Turnkey-Standard Lighting Control | Large General | Services | Winter Morning | % of Load | 1 | 2032 | 2.6706e-05
ENS | Alternate Scenario | C&I Curtailment | C&I Curtailment-Turnkey-Water Heating Control | Large General | Miscellaneous | Winter Morning | % of Load | 1 | 2032 | 2.2185e-05
ENS | Alternate Scenario | C&I Curtailment | C&I Curtailment-Turnkey-Water Heating Control | Large General | Retail Trade | Winter Morning | % of Load | 1 | 2032 | 2.7794e-06
ENS | Alternate Scenario | C&I Curtailment | C&I Curtailment-Turnkey-Water Heating Control | Large General | Services | Winter Morning | % of Load | 1 | 2032 | 4.4509e-06
ENS | Alternate Scenario | C&I Curtailment | C&I Curtailment-Turnkey-Other | Large General | Miscellaneous | Winter Morning | % of Load | 1 | 2032 | 0.00047417
ENS | Alternate Scenario | C&I Curtailment | C&I Curtailment-Turnkey-Other | Large General | Retail Trade | Winter Morning | % of Load | 1 | 2032 | 2.8418e-05
ENS | Alternate Scenario | C&I Curtailment | C&I Curtailment-Turnkey-Other | Large General | Services | Winter Morning | % of Load | 1 | 2032 | 4.5508e-05
ENS | Alternate Scenario | C&I Curtailment | C&I Curtailment-Turnkey-Manual HVAC Control | Large General | Miscellaneous | Winter Evening | % of Load | 1 | 2032 | 0.0007688
ENS | Alternate Scenario | C&I Curtailment | C&I Curtailment-Turnkey-Manual HVAC Control | Large General | Retail Trade | Winter Evening | % of Load | 1 | 2032 | 3.2054e-05
ENS | Alternate Scenario | C&I Curtailment | C&I Curtailment-Turnkey-Manual HVAC Control | Large General | Services | Winter Evening | % of Load | 1 | 2032 | 5.1331e-05
ENS | Alternate Scenario | C&I Curtailment | C&I Curtailment-Turnkey-Auto-DR HVAC Control | Large General | Miscellaneous | Winter Evening | % of Load | 1 | 2032 | 9.5292e-05
ENS | Alternate Scenario | C&I Curtailment | C&I Curtailment-Turnkey-Auto-DR HVAC Control | Large General | Retail Trade | Winter Evening | % of Load | 1 | 2032 | 3.9731e-06
ENS | Alternate Scenario | C&I Curtailment | C&I Curtailment-Turnkey-Auto-DR HVAC Control | Large General | Services | Winter Evening | % of Load | 1 | 2032 | 6.3625e-06
ENS | Alternate Scenario | C&I Curtailment | C&I Curtailment-Turnkey-Standard Lighting Control | Large General | Miscellaneous | Winter Evening | % of Load | 1 | 2032 | 0.00033234
ENS | Alternate Scenario | C&I Curtailment | C&I Curtailment-Turnkey-Standard Lighting Control | Large General | Retail Trade | Winter Evening | % of Load | 1 | 2032 | 1.2687e-05
ENS | Alternate Scenario | C&I Curtailment | C&I Curtailment-Turnkey-Standard Lighting Control | Large General | Services | Winter Evening | % of Load | 1 | 2032 | 2.0317e-05
ENS | Alternate Scenario | C&I Curtailment | C&I Curtailment-Turnkey-Water Heating Control | Large General | Miscellaneous | Winter Evening | % of Load | 1 | 2032 | 1.6877e-05
ENS | Alternate Scenario | C&I Curtailment | C&I Curtailment-Turnkey-Water Heating Control | Large General | Retail Trade | Winter Evening | % of Load | 1 | 2032 | 2.1144e-06
ENS | Alternate Scenario | C&I Curtailment | C&I Curtailment-Turnkey-Water Heating Control | Large General | Services | Winter Evening | % of Load | 1 | 2032 | 3.386e-06
ENS | Alternate Scenario | C&I Curtailment | C&I Curtailment-Turnkey-Other | Large General | Miscellaneous | Winter Evening | % of Load | 1 | 2032 | 0.00036073
ENS | Alternate Scenario | C&I Curtailment | C&I Curtailment-Turnkey-Other | Large General | Retail Trade | Winter Evening | % of Load | 1 | 2032 | 2.1619e-05
ENS | Alternate Scenario | C&I Curtailment | C&I Curtailment-Turnkey-Other | Large General | Services | Winter Evening | % of Load | 1 | 2032 | 3.4621e-05
ENS | Alternate Scenario | C&I Curtailment | C&I Curtailment-Turnkey-Manual HVAC Control | Small Industrial | Miscellaneous | Winter Morning | % of Load | 1 | 2032 | 0.00016951
ENS | Alternate Scenario | C&I Curtailment | C&I Curtailment-Turnkey-Manual HVAC Control | Small Industrial | Offices | Winter Morning | % of Load | 1 | 2032 | 2.1722e-06
ENS | Alternate Scenario | C&I Curtailment | C&I Curtailment-Turnkey-Manual HVAC Control | Small Industrial | Retail Trade | Winter Morning | % of Load | 1 | 2032 | 7.1596e-06
ENS | Alternate Scenario | C&I Curtailment | C&I Curtailment-Turnkey-Manual HVAC Control | Small Industrial | Services | Winter Morning | % of Load | 1 | 2032 | 2.2619e-06
ENS | Alternate Scenario | C&I Curtailment | C&I Curtailment-Turnkey-Auto-DR HVAC Control | Small Industrial | Miscellaneous | Winter Morning | % of Load | 1 | 2032 | 2.1011e-05
ENS | Alternate Scenario | C&I Curtailment | C&I Curtailment-Turnkey-Auto-DR HVAC Control | Small Industrial | Offices | Winter Morning | % of Load | 1 | 2032 | 2.6925e-07
ENS | Alternate Scenario | C&I Curtailment | C&I Curtailment-Turnkey-Auto-DR HVAC Control | Small Industrial | Retail Trade | Winter Morning | % of Load | 1 | 2032 | 8.8744e-07
ENS | Alternate Scenario | C&I Curtailment | C&I Curtailment-Turnkey-Auto-DR HVAC Control | Small Industrial | Services | Winter Morning | % of Load | 1 | 2032 | 2.8036e-07
ENS | Alternate Scenario | C&I Curtailment | C&I Curtailment-Turnkey-Standard Lighting Control | Small Industrial | Miscellaneous | Winter Morning | % of Load | 1 | 2032 | 5.2448e-05
ENS | Alternate Scenario | C&I Curtailment | C&I Curtailment-Turnkey-Standard Lighting Control | Small Industrial | Offices | Winter Morning | % of Load | 1 | 2032 | 2.8318e-07
ENS | Alternate Scenario | C&I Curtailment | C&I Curtailment-Turnkey-Standard Lighting Control | Small Industrial | Retail Trade | Winter Morning | % of Load | 1 | 2032 | 3.0985e-06
ENS | Alternate Scenario | C&I Curtailment | C&I Curtailment-Turnkey-Standard Lighting Control | Small Industrial | Services | Winter Morning | % of Load | 1 | 2032 | 9.789e-07
ENS | Alternate Scenario | C&I Curtailment | C&I Curtailment-Turnkey-Water Heating Control | Small Industrial | Miscellaneous | Winter Morning | % of Load | 1 | 2032 | 4.4281e-06
ENS | Alternate Scenario | C&I Curtailment | C&I Curtailment-Turnkey-Water Heating Control | Small Industrial | Offices | Winter Morning | % of Load | 1 | 2032 | 2.2445e-08
ENS | Alternate Scenario | C&I Curtailment | C&I Curtailment-Turnkey-Water Heating Control | Small Industrial | Retail Trade | Winter Morning | % of Load | 1 | 2032 | 4.2771e-07
ENS | Alternate Scenario | C&I Curtailment | C&I Curtailment-Turnkey-Water Heating Control | Small Industrial | Services | Winter Morning | % of Load | 1 | 2032 | 1.3512e-07
ENS | Alternate Scenario | C&I Curtailment | C&I Curtailment-Turnkey-Other | Small Industrial | Miscellaneous | Winter Morning | % of Load | 1 | 2032 | 6.7908e-05
ENS | Alternate Scenario | C&I Curtailment | C&I Curtailment-Turnkey-Other | Small Industrial | Offices | Winter Morning | % of Load | 1 | 2032 | 4.2374e-07
ENS | Alternate Scenario | C&I Curtailment | C&I Curtailment-Turnkey-Other | Small Industrial | Retail Trade | Winter Morning | % of Load | 1 | 2032 | 4.6981e-06
ENS | Alternate Scenario | C&I Curtailment | C&I Curtailment-Turnkey-Other | Small Industrial | Services | Winter Morning | % of Load | 1 | 2032 | 1.4843e-06
ENS | Alternate Scenario | C&I Curtailment | C&I Curtailment-Turnkey-Industrial | Small Industrial | Manufacturing | Winter Morning | % of Load | 1 | 2032 | 1.6142e-05
ENS | Alternate Scenario | C&I Curtailment | C&I Curtailment-Turnkey-Manual HVAC Control | Small Industrial | Miscellaneous | Winter Evening | % of Load | 1 | 2032 | 0.0002058
ENS | Alternate Scenario | C&I Curtailment | C&I Curtailment-Turnkey-Manual HVAC Control | Small Industrial | Offices | Winter Evening | % of Load | 1 | 2032 | 2.6373e-06
ENS | Alternate Scenario | C&I Curtailment | C&I Curtailment-Turnkey-Manual HVAC Control | Small Industrial | Retail Trade | Winter Evening | % of Load | 1 | 2032 | 8.6926e-06
ENS | Alternate Scenario | C&I Curtailment | C&I Curtailment-Turnkey-Manual HVAC Control | Small Industrial | Services | Winter Evening | % of Load | 1 | 2032 | 2.7462e-06
ENS | Alternate Scenario | C&I Curtailment | C&I Curtailment-Turnkey-Auto-DR HVAC Control | Small Industrial | Miscellaneous | Winter Evening | % of Load | 1 | 2032 | 2.5509e-05
ENS | Alternate Scenario | C&I Curtailment | C&I Curtailment-Turnkey-Auto-DR HVAC Control | Small Industrial | Offices | Winter Evening | % of Load | 1 | 2032 | 3.269e-07
ENS | Alternate Scenario | C&I Curtailment | C&I Curtailment-Turnkey-Auto-DR HVAC Control | Small Industrial | Retail Trade | Winter Evening | % of Load | 1 | 2032 | 1.0775e-06
ENS | Alternate Scenario | C&I Curtailment | C&I Curtailment-Turnkey-Auto-DR HVAC Control | Small Industrial | Services | Winter Evening | % of Load | 1 | 2032 | 3.404e-07
ENS | Alternate Scenario | C&I Curtailment | C&I Curtailment-Turnkey-Standard Lighting Control | Small Industrial | Miscellaneous | Winter Evening | % of Load | 1 | 2032 | 6.3679e-05
ENS | Alternate Scenario | C&I Curtailment | C&I Curtailment-Turnkey-Standard Lighting Control | Small Industrial | Offices | Winter Evening | % of Load | 1 | 2032 | 3.4381e-07
ENS | Alternate Scenario | C&I Curtailment | C&I Curtailment-Turnkey-Standard Lighting Control | Small Industrial | Retail Trade | Winter Evening | % of Load | 1 | 2032 | 3.7619e-06
ENS | Alternate Scenario | C&I Curtailment | C&I Curtailment-Turnkey-Standard Lighting Control | Small Industrial | Services | Winter Evening | % of Load | 1 | 2032 | 1.1885e-06
ENS | Alternate Scenario | C&I Curtailment | C&I Curtailment-Turnkey-Water Heating Control | Small Industrial | Miscellaneous | Winter Evening | % of Load | 1 | 2032 | 5.3763e-06
ENS | Alternate Scenario | C&I Curtailment | C&I Curtailment-Turnkey-Water Heating Control | Small Industrial | Offices | Winter Evening | % of Load | 1 | 2032 | 2.7251e-08
ENS | Alternate Scenario | C&I Curtailment | C&I Curtailment-Turnkey-Water Heating Control | Small Industrial | Retail Trade | Winter Evening | % of Load | 1 | 2032 | 5.1929e-07
ENS | Alternate Scenario | C&I Curtailment | C&I Curtailment-Turnkey-Water Heating Control | Small Industrial | Services | Winter Evening | % of Load | 1 | 2032 | 1.6406e-07
ENS | Alternate Scenario | C&I Curtailment | C&I Curtailment-Turnkey-Other | Small Industrial | Miscellaneous | Winter Evening | % of Load | 1 | 2032 | 8.2448e-05
ENS | Alternate Scenario | C&I Curtailment | C&I Curtailment-Turnkey-Other | Small Industrial | Offices | Winter Evening | % of Load | 1 | 2032 | 5.1448e-07
ENS | Alternate Scenario | C&I Curtailment | C&I Curtailment-Turnkey-Other | Small Industrial | Retail Trade | Winter Evening | % of Load | 1 | 2032 | 5.7041e-06
ENS | Alternate Scenario | C&I Curtailment | C&I Curtailment-Turnkey-Other | Small Industrial | Services | Winter Evening | % of Load | 1 | 2032 | 1.8021e-06
ENS | Alternate Scenario | C&I Curtailment | C&I Curtailment-Turnkey-Industrial | Small Industrial | Manufacturing | Winter Evening | % of Load | 1 | 2032 | 1.9598e-05
ENS | Alternate Scenario | C&I Curtailment | C&I Curtailment-Turnkey-Manual HVAC Control | Medium Industrial | Miscellaneous | Winter Morning | % of Load | 1 | 2032 | 0.0032306
ENS | Alternate Scenario | C&I Curtailment | C&I Curtailment-Turnkey-Manual HVAC Control | Medium Industrial | Offices | Winter Morning | % of Load | 1 | 2032 | 5.2114e-05
ENS | Alternate Scenario | C&I Curtailment | C&I Curtailment-Turnkey-Manual HVAC Control | Medium Industrial | Retail Trade | Winter Morning | % of Load | 1 | 2032 | 0.00071387
ENS | Alternate Scenario | C&I Curtailment | C&I Curtailment-Turnkey-Manual HVAC Control | Medium Industrial | Services | Winter Morning | % of Load | 1 | 2032 | 3.2872e-05
ENS | Alternate Scenario | C&I Curtailment | C&I Curtailment-Turnkey-Auto-DR HVAC Control | Medium Industrial | Miscellaneous | Winter Morning | % of Load | 1 | 2032 | 0.00040044
ENS | Alternate Scenario | C&I Curtailment | C&I Curtailment-Turnkey-Auto-DR HVAC Control | Medium Industrial | Offices | Winter Morning | % of Load | 1 | 2032 | 6.4595e-06
ENS | Alternate Scenario | C&I Curtailment | C&I Curtailment-Turnkey-Auto-DR HVAC Control | Medium Industrial | Retail Trade | Winter Morning | % of Load | 1 | 2032 | 8.8485e-05
ENS | Alternate Scenario | C&I Curtailment | C&I Curtailment-Turnkey-Auto-DR HVAC Control | Medium Industrial | Services | Winter Morning | % of Load | 1 | 2032 | 4.0744e-06
ENS | Alternate Scenario | C&I Curtailment | C&I Curtailment-Turnkey-Standard Lighting Control | Medium Industrial | Miscellaneous | Winter Morning | % of Load | 1 | 2032 | 0.0009996
ENS | Alternate Scenario | C&I Curtailment | C&I Curtailment-Turnkey-Standard Lighting Control | Medium Industrial | Offices | Winter Morning | % of Load | 1 | 2032 | 6.7938e-06
ENS | Alternate Scenario | C&I Curtailment | C&I Curtailment-Turnkey-Standard Lighting Control | Medium Industrial | Retail Trade | Winter Morning | % of Load | 1 | 2032 | 0.00030895
ENS | Alternate Scenario | C&I Curtailment | C&I Curtailment-Turnkey-Standard Lighting Control | Medium Industrial | Services | Winter Morning | % of Load | 1 | 2032 | 1.4226e-05
ENS | Alternate Scenario | C&I Curtailment | C&I Curtailment-Turnkey-Water Heating Control | Medium Industrial | Miscellaneous | Winter Morning | % of Load | 1 | 2032 | 8.4394e-05
ENS | Alternate Scenario | C&I Curtailment | C&I Curtailment-Turnkey-Water Heating Control | Medium Industrial | Offices | Winter Morning | % of Load | 1 | 2032 | 5.3848e-07
ENS | Alternate Scenario | C&I Curtailment | C&I Curtailment-Turnkey-Water Heating Control | Medium Industrial | Retail Trade | Winter Morning | % of Load | 1 | 2032 | 4.2646e-05
ENS | Alternate Scenario | C&I Curtailment | C&I Curtailment-Turnkey-Water Heating Control | Medium Industrial | Services | Winter Morning | % of Load | 1 | 2032 | 1.9637e-06
ENS | Alternate Scenario | C&I Curtailment | C&I Curtailment-Turnkey-Other | Medium Industrial | Miscellaneous | Winter Morning | % of Load | 1 | 2032 | 0.0012942
ENS | Alternate Scenario | C&I Curtailment | C&I Curtailment-Turnkey-Other | Medium Industrial | Offices | Winter Morning | % of Load | 1 | 2032 | 1.0166e-05
ENS | Alternate Scenario | C&I Curtailment | C&I Curtailment-Turnkey-Other | Medium Industrial | Retail Trade | Winter Morning | % of Load | 1 | 2032 | 0.00046844
ENS | Alternate Scenario | C&I Curtailment | C&I Curtailment-Turnkey-Other | Medium Industrial | Services | Winter Morning | % of Load | 1 | 2032 | 2.157e-05
ENS | Alternate Scenario | C&I Curtailment | C&I Curtailment-Turnkey-Manual HVAC Control | Medium Industrial | Miscellaneous | Winter Evening | % of Load | 1 | 2032 | 0.002764
ENS | Alternate Scenario | C&I Curtailment | C&I Curtailment-Turnkey-Manual HVAC Control | Medium Industrial | Offices | Winter Evening | % of Load | 1 | 2032 | 4.4586e-05
ENS | Alternate Scenario | C&I Curtailment | C&I Curtailment-Turnkey-Manual HVAC Control | Medium Industrial | Retail Trade | Winter Evening | % of Load | 1 | 2032 | 0.00061076
ENS | Alternate Scenario | C&I Curtailment | C&I Curtailment-Turnkey-Manual HVAC Control | Medium Industrial | Services | Winter Evening | % of Load | 1 | 2032 | 2.8124e-05
ENS | Alternate Scenario | C&I Curtailment | C&I Curtailment-Turnkey-Auto-DR HVAC Control | Medium Industrial | Miscellaneous | Winter Evening | % of Load | 1 | 2032 | 0.0003426
ENS | Alternate Scenario | C&I Curtailment | C&I Curtailment-Turnkey-Auto-DR HVAC Control | Medium Industrial | Offices | Winter Evening | % of Load | 1 | 2032 | 5.5265e-06
ENS | Alternate Scenario | C&I Curtailment | C&I Curtailment-Turnkey-Auto-DR HVAC Control | Medium Industrial | Retail Trade | Winter Evening | % of Load | 1 | 2032 | 7.5704e-05
ENS | Alternate Scenario | C&I Curtailment | C&I Curtailment-Turnkey-Auto-DR HVAC Control | Medium Industrial | Services | Winter Evening | % of Load | 1 | 2032 | 3.4859e-06
ENS | Alternate Scenario | C&I Curtailment | C&I Curtailment-Turnkey-Standard Lighting Control | Medium Industrial | Miscellaneous | Winter Evening | % of Load | 1 | 2032 | 0.00085522
ENS | Alternate Scenario | C&I Curtailment | C&I Curtailment-Turnkey-Standard Lighting Control | Medium Industrial | Offices | Winter Evening | % of Load | 1 | 2032 | 5.8125e-06
ENS | Alternate Scenario | C&I Curtailment | C&I Curtailment-Turnkey-Standard Lighting Control | Medium Industrial | Retail Trade | Winter Evening | % of Load | 1 | 2032 | 0.00026432
ENS | Alternate Scenario | C&I Curtailment | C&I Curtailment-Turnkey-Standard Lighting Control | Medium Industrial | Services | Winter Evening | % of Load | 1 | 2032 | 1.2171e-05
ENS | Alternate Scenario | C&I Curtailment | C&I Curtailment-Turnkey-Water Heating Control | Medium Industrial | Miscellaneous | Winter Evening | % of Load | 1 | 2032 | 7.2204e-05
ENS | Alternate Scenario | C&I Curtailment | C&I Curtailment-Turnkey-Water Heating Control | Medium Industrial | Offices | Winter Evening | % of Load | 1 | 2032 | 4.607e-07
ENS | Alternate Scenario | C&I Curtailment | C&I Curtailment-Turnkey-Water Heating Control | Medium Industrial | Retail Trade | Winter Evening | % of Load | 1 | 2032 | 3.6486e-05
ENS | Alternate Scenario | C&I Curtailment | C&I Curtailment-Turnkey-Water Heating Control | Medium Industrial | Services | Winter Evening | % of Load | 1 | 2032 | 1.6801e-06
ENS | Alternate Scenario | C&I Curtailment | C&I Curtailment-Turnkey-Other | Medium Industrial | Miscellaneous | Winter Evening | % of Load | 1 | 2032 | 0.0011073
ENS | Alternate Scenario | C&I Curtailment | C&I Curtailment-Turnkey-Other | Medium Industrial | Offices | Winter Evening | % of Load | 1 | 2032 | 8.6977e-06
ENS | Alternate Scenario | C&I Curtailment | C&I Curtailment-Turnkey-Other | Medium Industrial | Retail Trade | Winter Evening | % of Load | 1 | 2032 | 0.00040078
ENS | Alternate Scenario | C&I Curtailment | C&I Curtailment-Turnkey-Other | Medium Industrial | Services | Winter Evening | % of Load | 1 | 2032 | 1.8455e-05
ENS | Alternate Scenario | C&I Curtailment | C&I Curtailment-Turnkey-Manual HVAC Control | Large Industrial | Miscellaneous | Winter Morning | % of Load | 1 | 2032 | 6.6439e-05
ENS | Alternate Scenario | C&I Curtailment | C&I Curtailment-Turnkey-Auto-DR HVAC Control | Large Industrial | Miscellaneous | Winter Morning | % of Load | 1 | 2032 | 8.2351e-06
ENS | Alternate Scenario | C&I Curtailment | C&I Curtailment-Turnkey-Standard Lighting Control | Large Industrial | Miscellaneous | Winter Morning | % of Load | 1 | 2032 | 2.8721e-05
ENS | Alternate Scenario | C&I Curtailment | C&I Curtailment-Turnkey-Water Heating Control | Large Industrial | Miscellaneous | Winter Morning | % of Load | 1 | 2032 | 1.4585e-06
ENS | Alternate Scenario | C&I Curtailment | C&I Curtailment-Turnkey-Other | Large Industrial | Miscellaneous | Winter Morning | % of Load | 1 | 2032 | 3.1174e-05
ENS | Alternate Scenario | C&I Curtailment | C&I Curtailment-Turnkey-Industrial | Large Industrial | Manufacturing | Winter Morning | % of Load | 1 | 2032 | 6.0842e-06
ENS | Alternate Scenario | C&I Curtailment | C&I Curtailment-Turnkey-Manual HVAC Control | Large Industrial | Miscellaneous | Winter Evening | % of Load | 1 | 2032 | 5.8411e-05
ENS | Alternate Scenario | C&I Curtailment | C&I Curtailment-Turnkey-Auto-DR HVAC Control | Large Industrial | Miscellaneous | Winter Evening | % of Load | 1 | 2032 | 7.2401e-06
ENS | Alternate Scenario | C&I Curtailment | C&I Curtailment-Turnkey-Standard Lighting Control | Large Industrial | Miscellaneous | Winter Evening | % of Load | 1 | 2032 | 2.525e-05
ENS | Alternate Scenario | C&I Curtailment | C&I Curtailment-Turnkey-Water Heating Control | Large Industrial | Miscellaneous | Winter Evening | % of Load | 1 | 2032 | 1.2823e-06
ENS | Alternate Scenario | C&I Curtailment | C&I Curtailment-Turnkey-Other | Large Industrial | Miscellaneous | Winter Evening | % of Load | 1 | 2032 | 2.7407e-05
ENS | Alternate Scenario | C&I Curtailment | C&I Curtailment-Turnkey-Industrial | Large Industrial | Manufacturing | Winter Evening | % of Load | 1 | 2032 | 5.349e-06
ENS | Alternate Scenario | C&I Loadshift to BUGs | C&I Loadshift to BUGs | Large General | Miscellaneous | Winter Morning | % of Load | 1 | 2032 | 0.0022579
ENS | Alternate Scenario | C&I Loadshift to BUGs | C&I Loadshift to BUGs | Large General | Miscellaneous | Winter Evening | % of Load | 1 | 2032 | 0.0017177
ENS | Alternate Scenario | C&I Loadshift to BUGs | C&I Loadshift to BUGs | Small Industrial | Miscellaneous | Winter Morning | % of Load | 1 | 2032 | 0.0006341
ENS | Alternate Scenario | C&I Loadshift to BUGs | C&I Loadshift to BUGs | Small Industrial | Miscellaneous | Winter Evening | % of Load | 1 | 2032 | 0.00076988
ENS | Alternate Scenario | C&I Loadshift to BUGs | C&I Loadshift to BUGs | Medium Industrial | Manufacturing | Winter Morning | % of Load | 1 | 2032 | 0.00043829
ENS | Alternate Scenario | C&I Loadshift to BUGs | C&I Loadshift to BUGs | Medium Industrial | Miscellaneous | Winter Morning | % of Load | 1 | 2032 | 0.0019022
ENS | Alternate Scenario | C&I Loadshift to BUGs | C&I Loadshift to BUGs | Medium Industrial | Manufacturing | Winter Evening | % of Load | 1 | 2032 | 0.00037498
ENS | Alternate Scenario | C&I Loadshift to BUGs | C&I Loadshift to BUGs | Medium Industrial | Miscellaneous | Winter Evening | % of Load | 1 | 2032 | 0.0016274
ENS | Alternate Scenario | Dynamic Pricing | Dynamic Pricing with enabling tech. | Small General | Manufacturing | Winter Morning | % of Load | 1 | 2032 | 5.7033e-06
ENS | Alternate Scenario | Dynamic Pricing | Dynamic Pricing with enabling tech. | Small General | Manufacturing | Winter Evening | % of Load | 1 | 2032 | 5.855e-06
ENS | Alternate Scenario | Dynamic Pricing | Dynamic Pricing with enabling tech. | Residential Charitable | Residential LI | Winter Morning | % of Load | 1 | 2032 | 0.0025277
ENS | Alternate Scenario | Dynamic Pricing | Dynamic Pricing with enabling tech. | Residential Charitable | Residential Market Rate | Winter Morning | % of Load | 1 | 2032 | 0.014437
ENS | Alternate Scenario | Dynamic Pricing | Dynamic Pricing with enabling tech. | Residential Charitable | Residential LI | Winter Evening | % of Load | 1 | 2032 | 0.002545
ENS | Alternate Scenario | Dynamic Pricing | Dynamic Pricing with enabling tech. | Residential Charitable | Residential Market Rate | Winter Evening | % of Load | 1 | 2032 | 0.014536
ENS | Alternate Scenario | Behavioral DR | Behavioral DR | Residential Charitable | Residential LI | Winter Morning | % of Load | 1 | 2032 | 0.00030155
ENS | Alternate Scenario | Behavioral DR | Behavioral DR | Residential Charitable | Residential Market Rate | Winter Morning | % of Load | 1 | 2032 | 0.0017223
ENS | Alternate Scenario | Behavioral DR | Behavioral DR | Residential Charitable | Residential LI | Winter Evening | % of Load | 1 | 2032 | 0.00030361
ENS | Alternate Scenario | Behavioral DR | Behavioral DR | Residential Charitable | Residential Market Rate | Winter Evening | % of Load | 1 | 2032 | 0.0017341
ENS | Alternate Scenario | Time-of-Use Rates (TOU) | Time-of-Use Rates (TOU) | Residential Charitable | Residential LI | Winter Morning | % of Load | 0 | 2032 | 0.00026386
ENS | Alternate Scenario | Time-of-Use Rates (TOU) | Time-of-Use Rates (TOU) | Residential Charitable | Residential Market Rate | Winter Morning | % of Load | 0 | 2032 | 0.001507
ENS | Alternate Scenario | Time-of-Use Rates (TOU) | Time-of-Use Rates (TOU) | Residential Charitable | Residential LI | Winter Evening | % of Load | 0 | 2032 | 0.00026566
ENS | Alternate Scenario | Time-of-Use Rates (TOU) | Time-of-Use Rates (TOU) | Residential Charitable | Residential Market Rate | Winter Evening | % of Load | 0 | 2032 | 0.0015173
ENS | Alternate Scenario | C&I Curtailment | C&I Curtailment-Turnkey-Manual HVAC Control | General | Miscellaneous | Winter Morning | % of Load | 1 | 2033 | 0.0012742
ENS | Alternate Scenario | C&I Curtailment | C&I Curtailment-Turnkey-Manual HVAC Control | General | Offices | Winter Morning | % of Load | 1 | 2033 | 8.7563e-05
ENS | Alternate Scenario | C&I Curtailment | C&I Curtailment-Turnkey-Manual HVAC Control | General | Retail Trade | Winter Morning | % of Load | 1 | 2033 | 0.00029265
ENS | Alternate Scenario | C&I Curtailment | C&I Curtailment-Turnkey-Manual HVAC Control | General | Services | Winter Morning | % of Load | 1 | 2033 | 0.00018922
ENS | Alternate Scenario | C&I Curtailment | C&I Curtailment-Turnkey-Auto-DR HVAC Control | General | Miscellaneous | Winter Morning | % of Load | 1 | 2033 | 0.00019742
ENS | Alternate Scenario | C&I Curtailment | C&I Curtailment-Turnkey-Auto-DR HVAC Control | General | Offices | Winter Morning | % of Load | 1 | 2033 | 1.3567e-05
ENS | Alternate Scenario | C&I Curtailment | C&I Curtailment-Turnkey-Auto-DR HVAC Control | General | Retail Trade | Winter Morning | % of Load | 1 | 2033 | 4.5343e-05
ENS | Alternate Scenario | C&I Curtailment | C&I Curtailment-Turnkey-Auto-DR HVAC Control | General | Services | Winter Morning | % of Load | 1 | 2033 | 2.9317e-05
ENS | Alternate Scenario | C&I Curtailment | C&I Curtailment-Turnkey-Standard Lighting Control | General | Miscellaneous | Winter Morning | % of Load | 1 | 2033 | 0.00053039
ENS | Alternate Scenario | C&I Curtailment | C&I Curtailment-Turnkey-Standard Lighting Control | General | Offices | Winter Morning | % of Load | 1 | 2033 | 1.0412e-05
ENS | Alternate Scenario | C&I Curtailment | C&I Curtailment-Turnkey-Standard Lighting Control | General | Retail Trade | Winter Morning | % of Load | 1 | 2033 | 0.00011659
ENS | Alternate Scenario | C&I Curtailment | C&I Curtailment-Turnkey-Standard Lighting Control | General | Services | Winter Morning | % of Load | 1 | 2033 | 7.5483e-05
ENS | Alternate Scenario | C&I Curtailment | C&I Curtailment-Turnkey-Water Heating Control | General | Miscellaneous | Winter Morning | % of Load | 1 | 2033 | 3.5562e-05
ENS | Alternate Scenario | C&I Curtailment | C&I Curtailment-Turnkey-Water Heating Control | General | Offices | Winter Morning | % of Load | 1 | 2033 | 9.4427e-07
ENS | Alternate Scenario | C&I Curtailment | C&I Curtailment-Turnkey-Water Heating Control | General | Retail Trade | Winter Morning | % of Load | 1 | 2033 | 1.9177e-05
ENS | Alternate Scenario | C&I Curtailment | C&I Curtailment-Turnkey-Water Heating Control | General | Services | Winter Morning | % of Load | 1 | 2033 | 1.2382e-05
ENS | Alternate Scenario | C&I Curtailment | C&I Curtailment-Turnkey-Other | General | Miscellaneous | Winter Morning | % of Load | 1 | 2033 | 0.0006211
ENS | Alternate Scenario | C&I Curtailment | C&I Curtailment-Turnkey-Other | General | Offices | Winter Morning | % of Load | 1 | 2033 | 1.6892e-05
ENS | Alternate Scenario | C&I Curtailment | C&I Curtailment-Turnkey-Other | General | Retail Trade | Winter Morning | % of Load | 1 | 2033 | 0.00019701
ENS | Alternate Scenario | C&I Curtailment | C&I Curtailment-Turnkey-Other | General | Services | Winter Morning | % of Load | 1 | 2033 | 0.00012733
ENS | Alternate Scenario | C&I Curtailment | C&I Curtailment-Turnkey-Manual HVAC Control | General | Miscellaneous | Winter Evening | % of Load | 1 | 2033 | 0.0013194
ENS | Alternate Scenario | C&I Curtailment | C&I Curtailment-Turnkey-Manual HVAC Control | General | Offices | Winter Evening | % of Load | 1 | 2033 | 9.0674e-05
ENS | Alternate Scenario | C&I Curtailment | C&I Curtailment-Turnkey-Manual HVAC Control | General | Retail Trade | Winter Evening | % of Load | 1 | 2033 | 0.00030305
ENS | Alternate Scenario | C&I Curtailment | C&I Curtailment-Turnkey-Manual HVAC Control | General | Services | Winter Evening | % of Load | 1 | 2033 | 0.00019594
ENS | Alternate Scenario | C&I Curtailment | C&I Curtailment-Turnkey-Auto-DR HVAC Control | General | Miscellaneous | Winter Evening | % of Load | 1 | 2033 | 0.00020443
ENS | Alternate Scenario | C&I Curtailment | C&I Curtailment-Turnkey-Auto-DR HVAC Control | General | Offices | Winter Evening | % of Load | 1 | 2033 | 1.4049e-05
ENS | Alternate Scenario | C&I Curtailment | C&I Curtailment-Turnkey-Auto-DR HVAC Control | General | Retail Trade | Winter Evening | % of Load | 1 | 2033 | 4.6954e-05
ENS | Alternate Scenario | C&I Curtailment | C&I Curtailment-Turnkey-Auto-DR HVAC Control | General | Services | Winter Evening | % of Load | 1 | 2033 | 3.0359e-05
ENS | Alternate Scenario | C&I Curtailment | C&I Curtailment-Turnkey-Standard Lighting Control | General | Miscellaneous | Winter Evening | % of Load | 1 | 2033 | 0.00054924
ENS | Alternate Scenario | C&I Curtailment | C&I Curtailment-Turnkey-Standard Lighting Control | General | Offices | Winter Evening | % of Load | 1 | 2033 | 1.0782e-05
ENS | Alternate Scenario | C&I Curtailment | C&I Curtailment-Turnkey-Standard Lighting Control | General | Retail Trade | Winter Evening | % of Load | 1 | 2033 | 0.00012074
ENS | Alternate Scenario | C&I Curtailment | C&I Curtailment-Turnkey-Standard Lighting Control | General | Services | Winter Evening | % of Load | 1 | 2033 | 7.8165e-05
ENS | Alternate Scenario | C&I Curtailment | C&I Curtailment-Turnkey-Water Heating Control | General | Miscellaneous | Winter Evening | % of Load | 1 | 2033 | 3.6826e-05
ENS | Alternate Scenario | C&I Curtailment | C&I Curtailment-Turnkey-Water Heating Control | General | Offices | Winter Evening | % of Load | 1 | 2033 | 9.7782e-07
ENS | Alternate Scenario | C&I Curtailment | C&I Curtailment-Turnkey-Water Heating Control | General | Retail Trade | Winter Evening | % of Load | 1 | 2033 | 1.9858e-05
ENS | Alternate Scenario | C&I Curtailment | C&I Curtailment-Turnkey-Water Heating Control | General | Services | Winter Evening | % of Load | 1 | 2033 | 1.2822e-05
ENS | Alternate Scenario | C&I Curtailment | C&I Curtailment-Turnkey-Other | General | Miscellaneous | Winter Evening | % of Load | 1 | 2033 | 0.00064317
ENS | Alternate Scenario | C&I Curtailment | C&I Curtailment-Turnkey-Other | General | Offices | Winter Evening | % of Load | 1 | 2033 | 1.7493e-05
ENS | Alternate Scenario | C&I Curtailment | C&I Curtailment-Turnkey-Other | General | Retail Trade | Winter Evening | % of Load | 1 | 2033 | 0.00020401
ENS | Alternate Scenario | C&I Curtailment | C&I Curtailment-Turnkey-Other | General | Services | Winter Evening | % of Load | 1 | 2033 | 0.00013185
ENS | Alternate Scenario | C&I Curtailment | C&I Curtailment-Turnkey-Manual HVAC Control | Large General | Miscellaneous | Winter Morning | % of Load | 1 | 2033 | 0.0010106
ENS | Alternate Scenario | C&I Curtailment | C&I Curtailment-Turnkey-Manual HVAC Control | Large General | Retail Trade | Winter Morning | % of Load | 1 | 2033 | 4.2134e-05
ENS | Alternate Scenario | C&I Curtailment | C&I Curtailment-Turnkey-Manual HVAC Control | Large General | Services | Winter Morning | % of Load | 1 | 2033 | 6.7473e-05
ENS | Alternate Scenario | C&I Curtailment | C&I Curtailment-Turnkey-Auto-DR HVAC Control | Large General | Miscellaneous | Winter Morning | % of Load | 1 | 2033 | 0.00015657
ENS | Alternate Scenario | C&I Curtailment | C&I Curtailment-Turnkey-Auto-DR HVAC Control | Large General | Retail Trade | Winter Morning | % of Load | 1 | 2033 | 6.5282e-06
ENS | Alternate Scenario | C&I Curtailment | C&I Curtailment-Turnkey-Auto-DR HVAC Control | Large General | Services | Winter Morning | % of Load | 1 | 2033 | 1.0454e-05
ENS | Alternate Scenario | C&I Curtailment | C&I Curtailment-Turnkey-Standard Lighting Control | Large General | Miscellaneous | Winter Morning | % of Load | 1 | 2033 | 0.00043686
ENS | Alternate Scenario | C&I Curtailment | C&I Curtailment-Turnkey-Standard Lighting Control | Large General | Retail Trade | Winter Morning | % of Load | 1 | 2033 | 1.6677e-05
ENS | Alternate Scenario | C&I Curtailment | C&I Curtailment-Turnkey-Standard Lighting Control | Large General | Services | Winter Morning | % of Load | 1 | 2033 | 2.6706e-05
ENS | Alternate Scenario | C&I Curtailment | C&I Curtailment-Turnkey-Water Heating Control | Large General | Miscellaneous | Winter Morning | % of Load | 1 | 2033 | 2.2185e-05
ENS | Alternate Scenario | C&I Curtailment | C&I Curtailment-Turnkey-Water Heating Control | Large General | Retail Trade | Winter Morning | % of Load | 1 | 2033 | 2.7794e-06
ENS | Alternate Scenario | C&I Curtailment | C&I Curtailment-Turnkey-Water Heating Control | Large General | Services | Winter Morning | % of Load | 1 | 2033 | 4.4509e-06
ENS | Alternate Scenario | C&I Curtailment | C&I Curtailment-Turnkey-Other | Large General | Miscellaneous | Winter Morning | % of Load | 1 | 2033 | 0.00047417
ENS | Alternate Scenario | C&I Curtailment | C&I Curtailment-Turnkey-Other | Large General | Retail Trade | Winter Morning | % of Load | 1 | 2033 | 2.8418e-05
ENS | Alternate Scenario | C&I Curtailment | C&I Curtailment-Turnkey-Other | Large General | Services | Winter Morning | % of Load | 1 | 2033 | 4.5508e-05
ENS | Alternate Scenario | C&I Curtailment | C&I Curtailment-Turnkey-Manual HVAC Control | Large General | Miscellaneous | Winter Evening | % of Load | 1 | 2033 | 0.0007688
ENS | Alternate Scenario | C&I Curtailment | C&I Curtailment-Turnkey-Manual HVAC Control | Large General | Retail Trade | Winter Evening | % of Load | 1 | 2033 | 3.2054e-05
ENS | Alternate Scenario | C&I Curtailment | C&I Curtailment-Turnkey-Manual HVAC Control | Large General | Services | Winter Evening | % of Load | 1 | 2033 | 5.1331e-05
ENS | Alternate Scenario | C&I Curtailment | C&I Curtailment-Turnkey-Auto-DR HVAC Control | Large General | Miscellaneous | Winter Evening | % of Load | 1 | 2033 | 0.00011912
ENS | Alternate Scenario | C&I Curtailment | C&I Curtailment-Turnkey-Auto-DR HVAC Control | Large General | Retail Trade | Winter Evening | % of Load | 1 | 2033 | 4.9664e-06
ENS | Alternate Scenario | C&I Curtailment | C&I Curtailment-Turnkey-Auto-DR HVAC Control | Large General | Services | Winter Evening | % of Load | 1 | 2033 | 7.9531e-06
ENS | Alternate Scenario | C&I Curtailment | C&I Curtailment-Turnkey-Standard Lighting Control | Large General | Miscellaneous | Winter Evening | % of Load | 1 | 2033 | 0.00033234
ENS | Alternate Scenario | C&I Curtailment | C&I Curtailment-Turnkey-Standard Lighting Control | Large General | Retail Trade | Winter Evening | % of Load | 1 | 2033 | 1.2687e-05
ENS | Alternate Scenario | C&I Curtailment | C&I Curtailment-Turnkey-Standard Lighting Control | Large General | Services | Winter Evening | % of Load | 1 | 2033 | 2.0317e-05
ENS | Alternate Scenario | C&I Curtailment | C&I Curtailment-Turnkey-Water Heating Control | Large General | Miscellaneous | Winter Evening | % of Load | 1 | 2033 | 1.6877e-05
ENS | Alternate Scenario | C&I Curtailment | C&I Curtailment-Turnkey-Water Heating Control | Large General | Retail Trade | Winter Evening | % of Load | 1 | 2033 | 2.1144e-06
ENS | Alternate Scenario | C&I Curtailment | C&I Curtailment-Turnkey-Water Heating Control | Large General | Services | Winter Evening | % of Load | 1 | 2033 | 3.386e-06
ENS | Alternate Scenario | C&I Curtailment | C&I Curtailment-Turnkey-Other | Large General | Miscellaneous | Winter Evening | % of Load | 1 | 2033 | 0.00036073
ENS | Alternate Scenario | C&I Curtailment | C&I Curtailment-Turnkey-Other | Large General | Retail Trade | Winter Evening | % of Load | 1 | 2033 | 2.1619e-05
ENS | Alternate Scenario | C&I Curtailment | C&I Curtailment-Turnkey-Other | Large General | Services | Winter Evening | % of Load | 1 | 2033 | 3.4621e-05
ENS | Alternate Scenario | C&I Curtailment | C&I Curtailment-Turnkey-Manual HVAC Control | Small Industrial | Miscellaneous | Winter Morning | % of Load | 1 | 2033 | 0.00016951
ENS | Alternate Scenario | C&I Curtailment | C&I Curtailment-Turnkey-Manual HVAC Control | Small Industrial | Offices | Winter Morning | % of Load | 1 | 2033 | 2.1722e-06
ENS | Alternate Scenario | C&I Curtailment | C&I Curtailment-Turnkey-Manual HVAC Control | Small Industrial | Retail Trade | Winter Morning | % of Load | 1 | 2033 | 7.1596e-06
ENS | Alternate Scenario | C&I Curtailment | C&I Curtailment-Turnkey-Manual HVAC Control | Small Industrial | Services | Winter Morning | % of Load | 1 | 2033 | 2.2619e-06
ENS | Alternate Scenario | C&I Curtailment | C&I Curtailment-Turnkey-Auto-DR HVAC Control | Small Industrial | Miscellaneous | Winter Morning | % of Load | 1 | 2033 | 2.6263e-05
ENS | Alternate Scenario | C&I Curtailment | C&I Curtailment-Turnkey-Auto-DR HVAC Control | Small Industrial | Offices | Winter Morning | % of Load | 1 | 2033 | 3.3656e-07
ENS | Alternate Scenario | C&I Curtailment | C&I Curtailment-Turnkey-Auto-DR HVAC Control | Small Industrial | Retail Trade | Winter Morning | % of Load | 1 | 2033 | 1.1093e-06
ENS | Alternate Scenario | C&I Curtailment | C&I Curtailment-Turnkey-Auto-DR HVAC Control | Small Industrial | Services | Winter Morning | % of Load | 1 | 2033 | 3.5045e-07
ENS | Alternate Scenario | C&I Curtailment | C&I Curtailment-Turnkey-Standard Lighting Control | Small Industrial | Miscellaneous | Winter Morning | % of Load | 1 | 2033 | 5.2448e-05
ENS | Alternate Scenario | C&I Curtailment | C&I Curtailment-Turnkey-Standard Lighting Control | Small Industrial | Offices | Winter Morning | % of Load | 1 | 2033 | 2.8318e-07
ENS | Alternate Scenario | C&I Curtailment | C&I Curtailment-Turnkey-Standard Lighting Control | Small Industrial | Retail Trade | Winter Morning | % of Load | 1 | 2033 | 3.0985e-06
ENS | Alternate Scenario | C&I Curtailment | C&I Curtailment-Turnkey-Standard Lighting Control | Small Industrial | Services | Winter Morning | % of Load | 1 | 2033 | 9.789e-07
ENS | Alternate Scenario | C&I Curtailment | C&I Curtailment-Turnkey-Water Heating Control | Small Industrial | Miscellaneous | Winter Morning | % of Load | 1 | 2033 | 4.4281e-06
ENS | Alternate Scenario | C&I Curtailment | C&I Curtailment-Turnkey-Water Heating Control | Small Industrial | Offices | Winter Morning | % of Load | 1 | 2033 | 2.2445e-08
ENS | Alternate Scenario | C&I Curtailment | C&I Curtailment-Turnkey-Water Heating Control | Small Industrial | Retail Trade | Winter Morning | % of Load | 1 | 2033 | 4.2771e-07
ENS | Alternate Scenario | C&I Curtailment | C&I Curtailment-Turnkey-Water Heating Control | Small Industrial | Services | Winter Morning | % of Load | 1 | 2033 | 1.3512e-07
ENS | Alternate Scenario | C&I Curtailment | C&I Curtailment-Turnkey-Other | Small Industrial | Miscellaneous | Winter Morning | % of Load | 1 | 2033 | 6.7908e-05
ENS | Alternate Scenario | C&I Curtailment | C&I Curtailment-Turnkey-Other | Small Industrial | Offices | Winter Morning | % of Load | 1 | 2033 | 4.2374e-07
ENS | Alternate Scenario | C&I Curtailment | C&I Curtailment-Turnkey-Other | Small Industrial | Retail Trade | Winter Morning | % of Load | 1 | 2033 | 4.6981e-06
ENS | Alternate Scenario | C&I Curtailment | C&I Curtailment-Turnkey-Other | Small Industrial | Services | Winter Morning | % of Load | 1 | 2033 | 1.4843e-06
ENS | Alternate Scenario | C&I Curtailment | C&I Curtailment-Turnkey-Industrial | Small Industrial | Manufacturing | Winter Morning | % of Load | 1 | 2033 | 1.6142e-05
ENS | Alternate Scenario | C&I Curtailment | C&I Curtailment-Turnkey-Manual HVAC Control | Small Industrial | Miscellaneous | Winter Evening | % of Load | 1 | 2033 | 0.0002058
ENS | Alternate Scenario | C&I Curtailment | C&I Curtailment-Turnkey-Manual HVAC Control | Small Industrial | Offices | Winter Evening | % of Load | 1 | 2033 | 2.6373e-06
ENS | Alternate Scenario | C&I Curtailment | C&I Curtailment-Turnkey-Manual HVAC Control | Small Industrial | Retail Trade | Winter Evening | % of Load | 1 | 2033 | 8.6926e-06
ENS | Alternate Scenario | C&I Curtailment | C&I Curtailment-Turnkey-Manual HVAC Control | Small Industrial | Services | Winter Evening | % of Load | 1 | 2033 | 2.7462e-06
ENS | Alternate Scenario | C&I Curtailment | C&I Curtailment-Turnkey-Auto-DR HVAC Control | Small Industrial | Miscellaneous | Winter Evening | % of Load | 1 | 2033 | 3.1887e-05
ENS | Alternate Scenario | C&I Curtailment | C&I Curtailment-Turnkey-Auto-DR HVAC Control | Small Industrial | Offices | Winter Evening | % of Load | 1 | 2033 | 4.0862e-07
ENS | Alternate Scenario | C&I Curtailment | C&I Curtailment-Turnkey-Auto-DR HVAC Control | Small Industrial | Retail Trade | Winter Evening | % of Load | 1 | 2033 | 1.3468e-06
ENS | Alternate Scenario | C&I Curtailment | C&I Curtailment-Turnkey-Auto-DR HVAC Control | Small Industrial | Services | Winter Evening | % of Load | 1 | 2033 | 4.2549e-07
ENS | Alternate Scenario | C&I Curtailment | C&I Curtailment-Turnkey-Standard Lighting Control | Small Industrial | Miscellaneous | Winter Evening | % of Load | 1 | 2033 | 6.3679e-05
ENS | Alternate Scenario | C&I Curtailment | C&I Curtailment-Turnkey-Standard Lighting Control | Small Industrial | Offices | Winter Evening | % of Load | 1 | 2033 | 3.4381e-07
ENS | Alternate Scenario | C&I Curtailment | C&I Curtailment-Turnkey-Standard Lighting Control | Small Industrial | Retail Trade | Winter Evening | % of Load | 1 | 2033 | 3.7619e-06
ENS | Alternate Scenario | C&I Curtailment | C&I Curtailment-Turnkey-Standard Lighting Control | Small Industrial | Services | Winter Evening | % of Load | 1 | 2033 | 1.1885e-06
ENS | Alternate Scenario | C&I Curtailment | C&I Curtailment-Turnkey-Water Heating Control | Small Industrial | Miscellaneous | Winter Evening | % of Load | 1 | 2033 | 5.3763e-06
ENS | Alternate Scenario | C&I Curtailment | C&I Curtailment-Turnkey-Water Heating Control | Small Industrial | Offices | Winter Evening | % of Load | 1 | 2033 | 2.7251e-08
ENS | Alternate Scenario | C&I Curtailment | C&I Curtailment-Turnkey-Water Heating Control | Small Industrial | Retail Trade | Winter Evening | % of Load | 1 | 2033 | 5.1929e-07
ENS | Alternate Scenario | C&I Curtailment | C&I Curtailment-Turnkey-Water Heating Control | Small Industrial | Services | Winter Evening | % of Load | 1 | 2033 | 1.6406e-07
ENS | Alternate Scenario | C&I Curtailment | C&I Curtailment-Turnkey-Other | Small Industrial | Miscellaneous | Winter Evening | % of Load | 1 | 2033 | 8.2448e-05
ENS | Alternate Scenario | C&I Curtailment | C&I Curtailment-Turnkey-Other | Small Industrial | Offices | Winter Evening | % of Load | 1 | 2033 | 5.1448e-07
ENS | Alternate Scenario | C&I Curtailment | C&I Curtailment-Turnkey-Other | Small Industrial | Retail Trade | Winter Evening | % of Load | 1 | 2033 | 5.7041e-06
ENS | Alternate Scenario | C&I Curtailment | C&I Curtailment-Turnkey-Other | Small Industrial | Services | Winter Evening | % of Load | 1 | 2033 | 1.8021e-06
ENS | Alternate Scenario | C&I Curtailment | C&I Curtailment-Turnkey-Industrial | Small Industrial | Manufacturing | Winter Evening | % of Load | 1 | 2033 | 1.9598e-05
ENS | Alternate Scenario | C&I Curtailment | C&I Curtailment-Turnkey-Manual HVAC Control | Medium Industrial | Miscellaneous | Winter Morning | % of Load | 1 | 2033 | 0.0032306
ENS | Alternate Scenario | C&I Curtailment | C&I Curtailment-Turnkey-Manual HVAC Control | Medium Industrial | Offices | Winter Morning | % of Load | 1 | 2033 | 5.2114e-05
ENS | Alternate Scenario | C&I Curtailment | C&I Curtailment-Turnkey-Manual HVAC Control | Medium Industrial | Retail Trade | Winter Morning | % of Load | 1 | 2033 | 0.00071387
ENS | Alternate Scenario | C&I Curtailment | C&I Curtailment-Turnkey-Manual HVAC Control | Medium Industrial | Services | Winter Morning | % of Load | 1 | 2033 | 3.2872e-05
ENS | Alternate Scenario | C&I Curtailment | C&I Curtailment-Turnkey-Auto-DR HVAC Control | Medium Industrial | Miscellaneous | Winter Morning | % of Load | 1 | 2033 | 0.00050055
ENS | Alternate Scenario | C&I Curtailment | C&I Curtailment-Turnkey-Auto-DR HVAC Control | Medium Industrial | Offices | Winter Morning | % of Load | 1 | 2033 | 8.0744e-06
ENS | Alternate Scenario | C&I Curtailment | C&I Curtailment-Turnkey-Auto-DR HVAC Control | Medium Industrial | Retail Trade | Winter Morning | % of Load | 1 | 2033 | 0.00011061
ENS | Alternate Scenario | C&I Curtailment | C&I Curtailment-Turnkey-Auto-DR HVAC Control | Medium Industrial | Services | Winter Morning | % of Load | 1 | 2033 | 5.0931e-06
ENS | Alternate Scenario | C&I Curtailment | C&I Curtailment-Turnkey-Standard Lighting Control | Medium Industrial | Miscellaneous | Winter Morning | % of Load | 1 | 2033 | 0.0009996
ENS | Alternate Scenario | C&I Curtailment | C&I Curtailment-Turnkey-Standard Lighting Control | Medium Industrial | Offices | Winter Morning | % of Load | 1 | 2033 | 6.7938e-06
ENS | Alternate Scenario | C&I Curtailment | C&I Curtailment-Turnkey-Standard Lighting Control | Medium Industrial | Retail Trade | Winter Morning | % of Load | 1 | 2033 | 0.00030895
ENS | Alternate Scenario | C&I Curtailment | C&I Curtailment-Turnkey-Standard Lighting Control | Medium Industrial | Services | Winter Morning | % of Load | 1 | 2033 | 1.4226e-05
ENS | Alternate Scenario | C&I Curtailment | C&I Curtailment-Turnkey-Water Heating Control | Medium Industrial | Miscellaneous | Winter Morning | % of Load | 1 | 2033 | 8.4394e-05
ENS | Alternate Scenario | C&I Curtailment | C&I Curtailment-Turnkey-Water Heating Control | Medium Industrial | Offices | Winter Morning | % of Load | 1 | 2033 | 5.3848e-07
ENS | Alternate Scenario | C&I Curtailment | C&I Curtailment-Turnkey-Water Heating Control | Medium Industrial | Retail Trade | Winter Morning | % of Load | 1 | 2033 | 4.2646e-05
ENS | Alternate Scenario | C&I Curtailment | C&I Curtailment-Turnkey-Water Heating Control | Medium Industrial | Services | Winter Morning | % of Load | 1 | 2033 | 1.9637e-06
ENS | Alternate Scenario | C&I Curtailment | C&I Curtailment-Turnkey-Other | Medium Industrial | Miscellaneous | Winter Morning | % of Load | 1 | 2033 | 0.0012942
ENS | Alternate Scenario | C&I Curtailment | C&I Curtailment-Turnkey-Other | Medium Industrial | Offices | Winter Morning | % of Load | 1 | 2033 | 1.0166e-05
ENS | Alternate Scenario | C&I Curtailment | C&I Curtailment-Turnkey-Other | Medium Industrial | Retail Trade | Winter Morning | % of Load | 1 | 2033 | 0.00046844
ENS | Alternate Scenario | C&I Curtailment | C&I Curtailment-Turnkey-Other | Medium Industrial | Services | Winter Morning | % of Load | 1 | 2033 | 2.157e-05
ENS | Alternate Scenario | C&I Curtailment | C&I Curtailment-Turnkey-Manual HVAC Control | Medium Industrial | Miscellaneous | Winter Evening | % of Load | 1 | 2033 | 0.002764
ENS | Alternate Scenario | C&I Curtailment | C&I Curtailment-Turnkey-Manual HVAC Control | Medium Industrial | Offices | Winter Evening | % of Load | 1 | 2033 | 4.4586e-05
ENS | Alternate Scenario | C&I Curtailment | C&I Curtailment-Turnkey-Manual HVAC Control | Medium Industrial | Retail Trade | Winter Evening | % of Load | 1 | 2033 | 0.00061076
ENS | Alternate Scenario | C&I Curtailment | C&I Curtailment-Turnkey-Manual HVAC Control | Medium Industrial | Services | Winter Evening | % of Load | 1 | 2033 | 2.8124e-05
ENS | Alternate Scenario | C&I Curtailment | C&I Curtailment-Turnkey-Auto-DR HVAC Control | Medium Industrial | Miscellaneous | Winter Evening | % of Load | 1 | 2033 | 0.00042825
ENS | Alternate Scenario | C&I Curtailment | C&I Curtailment-Turnkey-Auto-DR HVAC Control | Medium Industrial | Offices | Winter Evening | % of Load | 1 | 2033 | 6.9081e-06
ENS | Alternate Scenario | C&I Curtailment | C&I Curtailment-Turnkey-Auto-DR HVAC Control | Medium Industrial | Retail Trade | Winter Evening | % of Load | 1 | 2033 | 9.4629e-05
ENS | Alternate Scenario | C&I Curtailment | C&I Curtailment-Turnkey-Auto-DR HVAC Control | Medium Industrial | Services | Winter Evening | % of Load | 1 | 2033 | 4.3574e-06
ENS | Alternate Scenario | C&I Curtailment | C&I Curtailment-Turnkey-Standard Lighting Control | Medium Industrial | Miscellaneous | Winter Evening | % of Load | 1 | 2033 | 0.00085522
ENS | Alternate Scenario | C&I Curtailment | C&I Curtailment-Turnkey-Standard Lighting Control | Medium Industrial | Offices | Winter Evening | % of Load | 1 | 2033 | 5.8125e-06
ENS | Alternate Scenario | C&I Curtailment | C&I Curtailment-Turnkey-Standard Lighting Control | Medium Industrial | Retail Trade | Winter Evening | % of Load | 1 | 2033 | 0.00026432
ENS | Alternate Scenario | C&I Curtailment | C&I Curtailment-Turnkey-Standard Lighting Control | Medium Industrial | Services | Winter Evening | % of Load | 1 | 2033 | 1.2171e-05
ENS | Alternate Scenario | C&I Curtailment | C&I Curtailment-Turnkey-Water Heating Control | Medium Industrial | Miscellaneous | Winter Evening | % of Load | 1 | 2033 | 7.2204e-05
ENS | Alternate Scenario | C&I Curtailment | C&I Curtailment-Turnkey-Water Heating Control | Medium Industrial | Offices | Winter Evening | % of Load | 1 | 2033 | 4.607e-07
ENS | Alternate Scenario | C&I Curtailment | C&I Curtailment-Turnkey-Water Heating Control | Medium Industrial | Retail Trade | Winter Evening | % of Load | 1 | 2033 | 3.6486e-05
ENS | Alternate Scenario | C&I Curtailment | C&I Curtailment-Turnkey-Water Heating Control | Medium Industrial | Services | Winter Evening | % of Load | 1 | 2033 | 1.6801e-06
ENS | Alternate Scenario | C&I Curtailment | C&I Curtailment-Turnkey-Other | Medium Industrial | Miscellaneous | Winter Evening | % of Load | 1 | 2033 | 0.0011073
ENS | Alternate Scenario | C&I Curtailment | C&I Curtailment-Turnkey-Other | Medium Industrial | Offices | Winter Evening | % of Load | 1 | 2033 | 8.6977e-06
ENS | Alternate Scenario | C&I Curtailment | C&I Curtailment-Turnkey-Other | Medium Industrial | Retail Trade | Winter Evening | % of Load | 1 | 2033 | 0.00040078
ENS | Alternate Scenario | C&I Curtailment | C&I Curtailment-Turnkey-Other | Medium Industrial | Services | Winter Evening | % of Load | 1 | 2033 | 1.8455e-05
ENS | Alternate Scenario | C&I Curtailment | C&I Curtailment-Turnkey-Manual HVAC Control | Large Industrial | Miscellaneous | Winter Morning | % of Load | 1 | 2033 | 6.6439e-05
ENS | Alternate Scenario | C&I Curtailment | C&I Curtailment-Turnkey-Auto-DR HVAC Control | Large Industrial | Miscellaneous | Winter Morning | % of Load | 1 | 2033 | 1.0294e-05
ENS | Alternate Scenario | C&I Curtailment | C&I Curtailment-Turnkey-Standard Lighting Control | Large Industrial | Miscellaneous | Winter Morning | % of Load | 1 | 2033 | 2.8721e-05
ENS | Alternate Scenario | C&I Curtailment | C&I Curtailment-Turnkey-Water Heating Control | Large Industrial | Miscellaneous | Winter Morning | % of Load | 1 | 2033 | 1.4585e-06
ENS | Alternate Scenario | C&I Curtailment | C&I Curtailment-Turnkey-Other | Large Industrial | Miscellaneous | Winter Morning | % of Load | 1 | 2033 | 3.1174e-05
ENS | Alternate Scenario | C&I Curtailment | C&I Curtailment-Turnkey-Industrial | Large Industrial | Manufacturing | Winter Morning | % of Load | 1 | 2033 | 6.0842e-06
ENS | Alternate Scenario | C&I Curtailment | C&I Curtailment-Turnkey-Manual HVAC Control | Large Industrial | Miscellaneous | Winter Evening | % of Load | 1 | 2033 | 5.8411e-05
ENS | Alternate Scenario | C&I Curtailment | C&I Curtailment-Turnkey-Auto-DR HVAC Control | Large Industrial | Miscellaneous | Winter Evening | % of Load | 1 | 2033 | 9.0501e-06
ENS | Alternate Scenario | C&I Curtailment | C&I Curtailment-Turnkey-Standard Lighting Control | Large Industrial | Miscellaneous | Winter Evening | % of Load | 1 | 2033 | 2.525e-05
ENS | Alternate Scenario | C&I Curtailment | C&I Curtailment-Turnkey-Water Heating Control | Large Industrial | Miscellaneous | Winter Evening | % of Load | 1 | 2033 | 1.2823e-06
ENS | Alternate Scenario | C&I Curtailment | C&I Curtailment-Turnkey-Other | Large Industrial | Miscellaneous | Winter Evening | % of Load | 1 | 2033 | 2.7407e-05
ENS | Alternate Scenario | C&I Curtailment | C&I Curtailment-Turnkey-Industrial | Large Industrial | Manufacturing | Winter Evening | % of Load | 1 | 2033 | 5.349e-06
ENS | Alternate Scenario | C&I Loadshift to BUGs | C&I Loadshift to BUGs | Large General | Miscellaneous | Winter Morning | % of Load | 1 | 2033 | 0.0022579
ENS | Alternate Scenario | C&I Loadshift to BUGs | C&I Loadshift to BUGs | Large General | Miscellaneous | Winter Evening | % of Load | 1 | 2033 | 0.0017177
ENS | Alternate Scenario | C&I Loadshift to BUGs | C&I Loadshift to BUGs | Small Industrial | Miscellaneous | Winter Morning | % of Load | 1 | 2033 | 0.0006341
ENS | Alternate Scenario | C&I Loadshift to BUGs | C&I Loadshift to BUGs | Small Industrial | Miscellaneous | Winter Evening | % of Load | 1 | 2033 | 0.00076988
ENS | Alternate Scenario | C&I Loadshift to BUGs | C&I Loadshift to BUGs | Medium Industrial | Manufacturing | Winter Morning | % of Load | 1 | 2033 | 0.00043829
ENS | Alternate Scenario | C&I Loadshift to BUGs | C&I Loadshift to BUGs | Medium Industrial | Miscellaneous | Winter Morning | % of Load | 1 | 2033 | 0.0019022
ENS | Alternate Scenario | C&I Loadshift to BUGs | C&I Loadshift to BUGs | Medium Industrial | Manufacturing | Winter Evening | % of Load | 1 | 2033 | 0.00037498
ENS | Alternate Scenario | C&I Loadshift to BUGs | C&I Loadshift to BUGs | Medium Industrial | Miscellaneous | Winter Evening | % of Load | 1 | 2033 | 0.0016274
ENS | Alternate Scenario | Dynamic Pricing | Dynamic Pricing with enabling tech. | Small General | Manufacturing | Winter Morning | % of Load | 1 | 2033 | 5.7033e-06
ENS | Alternate Scenario | Dynamic Pricing | Dynamic Pricing with enabling tech. | Small General | Manufacturing | Winter Evening | % of Load | 1 | 2033 | 5.855e-06
ENS | Alternate Scenario | Dynamic Pricing | Dynamic Pricing with enabling tech. | Residential Charitable | Residential LI | Winter Morning | % of Load | 1 | 2033 | 0.0025277
ENS | Alternate Scenario | Dynamic Pricing | Dynamic Pricing with enabling tech. | Residential Charitable | Residential Market Rate | Winter Morning | % of Load | 1 | 2033 | 0.014437
ENS | Alternate Scenario | Dynamic Pricing | Dynamic Pricing with enabling tech. | Residential Charitable | Residential LI | Winter Evening | % of Load | 1 | 2033 | 0.002545
ENS | Alternate Scenario | Dynamic Pricing | Dynamic Pricing with enabling tech. | Residential Charitable | Residential Market Rate | Winter Evening | % of Load | 1 | 2033 | 0.014536
ENS | Alternate Scenario | Behavioral DR | Behavioral DR | Residential Charitable | Residential LI | Winter Morning | % of Load | 1 | 2033 | 0.00030155
ENS | Alternate Scenario | Behavioral DR | Behavioral DR | Residential Charitable | Residential Market Rate | Winter Morning | % of Load | 1 | 2033 | 0.0017223
ENS | Alternate Scenario | Behavioral DR | Behavioral DR | Residential Charitable | Residential LI | Winter Evening | % of Load | 1 | 2033 | 0.00030361
ENS | Alternate Scenario | Behavioral DR | Behavioral DR | Residential Charitable | Residential Market Rate | Winter Evening | % of Load | 1 | 2033 | 0.0017341
ENS | Alternate Scenario | Time-of-Use Rates (TOU) | Time-of-Use Rates (TOU) | Residential Charitable | Residential LI | Winter Morning | % of Load | 0 | 2033 | 0.00026386
ENS | Alternate Scenario | Time-of-Use Rates (TOU) | Time-of-Use Rates (TOU) | Residential Charitable | Residential Market Rate | Winter Morning | % of Load | 0 | 2033 | 0.001507
ENS | Alternate Scenario | Time-of-Use Rates (TOU) | Time-of-Use Rates (TOU) | Residential Charitable | Residential LI | Winter Evening | % of Load | 0 | 2033 | 0.00026566
ENS | Alternate Scenario | Time-of-Use Rates (TOU) | Time-of-Use Rates (TOU) | Residential Charitable | Residential Market Rate | Winter Evening | % of Load | 0 | 2033 | 0.0015173
ENS | Preferred Plan | DLC-Thermostat | DLC-Thermostat-BYOT-Central Heat Pump | Residential Charitable | Residential LI | Winter Morning | % of Load | 0 | 2025 | 1.3193e-05
ENS | Preferred Plan | DLC-Thermostat | DLC-Thermostat-BYOT-Central Heat Pump | Residential Charitable | Residential Market Rate | Winter Morning | % of Load | 0 | 2025 | 8.0735e-05
ENS | Preferred Plan | DLC-Thermostat | DLC-Thermostat-DI-Baseboard Heating | Residential Charitable | Residential LI | Winter Morning | % of Load | 0 | 2025 | 6.8165e-05
ENS | Preferred Plan | DLC-Thermostat | DLC-Thermostat-DI-Baseboard Heating | Residential Charitable | Residential Market Rate | Winter Morning | % of Load | 0 | 2025 | 0.00064887
ENS | Preferred Plan | DLC-Thermostat | DLC-Thermostat-BYOT-Baseboard Heating | Residential Charitable | Residential LI | Winter Morning | % of Load | 0 | 2025 | 4.7153e-06
ENS | Preferred Plan | DLC-Thermostat | DLC-Thermostat-BYOT-Baseboard Heating | Residential Charitable | Residential Market Rate | Winter Morning | % of Load | 0 | 2025 | 4.4885e-05
ENS | Preferred Plan | DLC-Thermostat | DLC-Thermostat-DI-MSHP | Residential Charitable | Residential LI | Winter Morning | % of Load | 0 | 2025 | 2.6881e-05
ENS | Preferred Plan | DLC-Thermostat | DLC-Thermostat-DI-MSHP | Residential Charitable | Residential Market Rate | Winter Morning | % of Load | 0 | 2025 | 0.00025588
ENS | Preferred Plan | DLC-Thermostat | DLC-Thermostat-BYOT-MSHP | Residential Charitable | Residential LI | Winter Morning | % of Load | 0 | 2025 | 4.7494e-06
ENS | Preferred Plan | DLC-Thermostat | DLC-Thermostat-BYOT-MSHP | Residential Charitable | Residential Market Rate | Winter Morning | % of Load | 0 | 2025 | 4.521e-05
ENS | Preferred Plan | DLC-Thermostat | DLC-Thermostat-BYOT-Central Heat Pump | Residential Charitable | Residential LI | Winter Evening | % of Load | 0 | 2025 | 1.1712e-05
ENS | Preferred Plan | DLC-Thermostat | DLC-Thermostat-BYOT-Central Heat Pump | Residential Charitable | Residential Market Rate | Winter Evening | % of Load | 0 | 2025 | 7.1669e-05
ENS | Preferred Plan | DLC-Thermostat | DLC-Thermostat-DI-Baseboard Heating | Residential Charitable | Residential LI | Winter Evening | % of Load | 0 | 2025 | 6.0511e-05
ENS | Preferred Plan | DLC-Thermostat | DLC-Thermostat-DI-Baseboard Heating | Residential Charitable | Residential Market Rate | Winter Evening | % of Load | 0 | 2025 | 0.00057601
ENS | Preferred Plan | DLC-Thermostat | DLC-Thermostat-BYOT-Baseboard Heating | Residential Charitable | Residential LI | Winter Evening | % of Load | 0 | 2025 | 4.1859e-06
ENS | Preferred Plan | DLC-Thermostat | DLC-Thermostat-BYOT-Baseboard Heating | Residential Charitable | Residential Market Rate | Winter Evening | % of Load | 0 | 2025 | 3.9845e-05
ENS | Preferred Plan | DLC-Thermostat | DLC-Thermostat-DI-MSHP | Residential Charitable | Residential LI | Winter Evening | % of Load | 0 | 2025 | 2.3863e-05
ENS | Preferred Plan | DLC-Thermostat | DLC-Thermostat-DI-MSHP | Residential Charitable | Residential Market Rate | Winter Evening | % of Load | 0 | 2025 | 0.00022715
ENS | Preferred Plan | DLC-Thermostat | DLC-Thermostat-BYOT-MSHP | Residential Charitable | Residential LI | Winter Evening | % of Load | 0 | 2025 | 4.2161e-06
ENS | Preferred Plan | DLC-Thermostat | DLC-Thermostat-BYOT-MSHP | Residential Charitable | Residential Market Rate | Winter Evening | % of Load | 0 | 2025 | 4.0133e-05
ENS | Preferred Plan | DLC-Water Heating | DLC-Switch-Water Heating | Residential Charitable | Residential LI | Winter Morning | % of Load | 0 | 2025 | 1.8739e-05
ENS | Preferred Plan | DLC-Water Heating | DLC-Switch-Water Heating | Residential Charitable | Residential Market Rate | Winter Morning | % of Load | 0 | 2025 | 0.00021405
ENS | Preferred Plan | DLC-Water Heating | DLC-Switch-Water Heating | Residential Charitable | Residential LI | Winter Evening | % of Load | 0 | 2025 | 1.406e-05
ENS | Preferred Plan | DLC-Water Heating | DLC-Switch-Water Heating | Residential Charitable | Residential Market Rate | Winter Evening | % of Load | 0 | 2025 | 0.0001606
ENS | Preferred Plan | C&I Curtailment | C&I Curtailment-Turnkey-Manual HVAC Control | General | Miscellaneous | Winter Morning | % of Load | 1 | 2025 | 0.00053608
ENS | Preferred Plan | C&I Curtailment | C&I Curtailment-Turnkey-Manual HVAC Control | General | Offices | Winter Morning | % of Load | 1 | 2025 | 3.5194e-05
ENS | Preferred Plan | C&I Curtailment | C&I Curtailment-Turnkey-Manual HVAC Control | General | Retail Trade | Winter Morning | % of Load | 1 | 2025 | 0.00012638
ENS | Preferred Plan | C&I Curtailment | C&I Curtailment-Turnkey-Manual HVAC Control | General | Services | Winter Morning | % of Load | 1 | 2025 | 8.1695e-05
ENS | Preferred Plan | C&I Curtailment | C&I Curtailment-Turnkey-Auto-DR HVAC Control | General | Miscellaneous | Winter Morning | % of Load | 1 | 2025 | 1.3503e-05
ENS | Preferred Plan | C&I Curtailment | C&I Curtailment-Turnkey-Auto-DR HVAC Control | General | Offices | Winter Morning | % of Load | 1 | 2025 | 8.8647e-07
ENS | Preferred Plan | C&I Curtailment | C&I Curtailment-Turnkey-Auto-DR HVAC Control | General | Retail Trade | Winter Morning | % of Load | 1 | 2025 | 3.1832e-06
ENS | Preferred Plan | C&I Curtailment | C&I Curtailment-Turnkey-Auto-DR HVAC Control | General | Services | Winter Morning | % of Load | 1 | 2025 | 2.0578e-06
ENS | Preferred Plan | C&I Curtailment | C&I Curtailment-Turnkey-Standard Lighting Control | General | Miscellaneous | Winter Morning | % of Load | 1 | 2025 | 0.00022729
ENS | Preferred Plan | C&I Curtailment | C&I Curtailment-Turnkey-Standard Lighting Control | General | Offices | Winter Morning | % of Load | 1 | 2025 | 4.8374e-06
ENS | Preferred Plan | C&I Curtailment | C&I Curtailment-Turnkey-Standard Lighting Control | General | Retail Trade | Winter Morning | % of Load | 1 | 2025 | 5.2901e-05
ENS | Preferred Plan | C&I Curtailment | C&I Curtailment-Turnkey-Standard Lighting Control | General | Services | Winter Morning | % of Load | 1 | 2025 | 3.4219e-05
ENS | Preferred Plan | C&I Curtailment | C&I Curtailment-Turnkey-Water Heating Control | General | Miscellaneous | Winter Morning | % of Load | 1 | 2025 | 1.3114e-05
ENS | Preferred Plan | C&I Curtailment | C&I Curtailment-Turnkey-Water Heating Control | General | Offices | Winter Morning | % of Load | 1 | 2025 | 3.5367e-07
ENS | Preferred Plan | C&I Curtailment | C&I Curtailment-Turnkey-Water Heating Control | General | Retail Trade | Winter Morning | % of Load | 1 | 2025 | 6.9308e-06
ENS | Preferred Plan | C&I Curtailment | C&I Curtailment-Turnkey-Water Heating Control | General | Services | Winter Morning | % of Load | 1 | 2025 | 4.4781e-06
ENS | Preferred Plan | C&I Curtailment | C&I Curtailment-Turnkey-Other | General | Miscellaneous | Winter Morning | % of Load | 1 | 2025 | 0.0002365
ENS | Preferred Plan | C&I Curtailment | C&I Curtailment-Turnkey-Other | General | Offices | Winter Morning | % of Load | 1 | 2025 | 6.5192e-06
ENS | Preferred Plan | C&I Curtailment | C&I Curtailment-Turnkey-Other | General | Retail Trade | Winter Morning | % of Load | 1 | 2025 | 7.4576e-05
ENS | Preferred Plan | C&I Curtailment | C&I Curtailment-Turnkey-Other | General | Services | Winter Morning | % of Load | 1 | 2025 | 4.8206e-05
ENS | Preferred Plan | C&I Curtailment | C&I Curtailment-Turnkey-Manual HVAC Control | General | Miscellaneous | Winter Evening | % of Load | 1 | 2025 | 0.00055578
ENS | Preferred Plan | C&I Curtailment | C&I Curtailment-Turnkey-Manual HVAC Control | General | Offices | Winter Evening | % of Load | 1 | 2025 | 3.6487e-05
ENS | Preferred Plan | C&I Curtailment | C&I Curtailment-Turnkey-Manual HVAC Control | General | Retail Trade | Winter Evening | % of Load | 1 | 2025 | 0.00013102
ENS | Preferred Plan | C&I Curtailment | C&I Curtailment-Turnkey-Manual HVAC Control | General | Services | Winter Evening | % of Load | 1 | 2025 | 8.4696e-05
ENS | Preferred Plan | C&I Curtailment | C&I Curtailment-Turnkey-Auto-DR HVAC Control | General | Miscellaneous | Winter Evening | % of Load | 1 | 2025 | 1.3999e-05
ENS | Preferred Plan | C&I Curtailment | C&I Curtailment-Turnkey-Auto-DR HVAC Control | General | Offices | Winter Evening | % of Load | 1 | 2025 | 9.1904e-07
ENS | Preferred Plan | C&I Curtailment | C&I Curtailment-Turnkey-Auto-DR HVAC Control | General | Retail Trade | Winter Evening | % of Load | 1 | 2025 | 3.3001e-06
ENS | Preferred Plan | C&I Curtailment | C&I Curtailment-Turnkey-Auto-DR HVAC Control | General | Services | Winter Evening | % of Load | 1 | 2025 | 2.1334e-06
ENS | Preferred Plan | C&I Curtailment | C&I Curtailment-Turnkey-Standard Lighting Control | General | Miscellaneous | Winter Evening | % of Load | 1 | 2025 | 0.00023564
ENS | Preferred Plan | C&I Curtailment | C&I Curtailment-Turnkey-Standard Lighting Control | General | Offices | Winter Evening | % of Load | 1 | 2025 | 5.0151e-06
ENS | Preferred Plan | C&I Curtailment | C&I Curtailment-Turnkey-Standard Lighting Control | General | Retail Trade | Winter Evening | % of Load | 1 | 2025 | 5.4844e-05
ENS | Preferred Plan | C&I Curtailment | C&I Curtailment-Turnkey-Standard Lighting Control | General | Services | Winter Evening | % of Load | 1 | 2025 | 3.5477e-05
ENS | Preferred Plan | C&I Curtailment | C&I Curtailment-Turnkey-Water Heating Control | General | Miscellaneous | Winter Evening | % of Load | 1 | 2025 | 1.3596e-05
ENS | Preferred Plan | C&I Curtailment | C&I Curtailment-Turnkey-Water Heating Control | General | Offices | Winter Evening | % of Load | 1 | 2025 | 3.6666e-07
ENS | Preferred Plan | C&I Curtailment | C&I Curtailment-Turnkey-Water Heating Control | General | Retail Trade | Winter Evening | % of Load | 1 | 2025 | 7.1854e-06
ENS | Preferred Plan | C&I Curtailment | C&I Curtailment-Turnkey-Water Heating Control | General | Services | Winter Evening | % of Load | 1 | 2025 | 4.6426e-06
ENS | Preferred Plan | C&I Curtailment | C&I Curtailment-Turnkey-Other | General | Miscellaneous | Winter Evening | % of Load | 1 | 2025 | 0.00024519
ENS | Preferred Plan | C&I Curtailment | C&I Curtailment-Turnkey-Other | General | Offices | Winter Evening | % of Load | 1 | 2025 | 6.7587e-06
ENS | Preferred Plan | C&I Curtailment | C&I Curtailment-Turnkey-Other | General | Retail Trade | Winter Evening | % of Load | 1 | 2025 | 7.7315e-05
ENS | Preferred Plan | C&I Curtailment | C&I Curtailment-Turnkey-Other | General | Services | Winter Evening | % of Load | 1 | 2025 | 4.9976e-05
ENS | Preferred Plan | C&I Curtailment | C&I Curtailment-Turnkey-Manual HVAC Control | Large General | Miscellaneous | Winter Morning | % of Load | 1 | 2025 | 0.0004284
ENS | Preferred Plan | C&I Curtailment | C&I Curtailment-Turnkey-Manual HVAC Control | Large General | Retail Trade | Winter Morning | % of Load | 1 | 2025 | 1.8515e-05
ENS | Preferred Plan | C&I Curtailment | C&I Curtailment-Turnkey-Manual HVAC Control | Large General | Services | Winter Morning | % of Load | 1 | 2025 | 2.9649e-05
ENS | Preferred Plan | C&I Curtailment | C&I Curtailment-Turnkey-Auto-DR HVAC Control | Large General | Miscellaneous | Winter Morning | % of Load | 1 | 2025 | 1.0791e-05
ENS | Preferred Plan | C&I Curtailment | C&I Curtailment-Turnkey-Auto-DR HVAC Control | Large General | Retail Trade | Winter Morning | % of Load | 1 | 2025 | 4.6635e-07
ENS | Preferred Plan | C&I Curtailment | C&I Curtailment-Turnkey-Auto-DR HVAC Control | Large General | Services | Winter Morning | % of Load | 1 | 2025 | 7.4681e-07
ENS | Preferred Plan | C&I Curtailment | C&I Curtailment-Turnkey-Standard Lighting Control | Large General | Miscellaneous | Winter Morning | % of Load | 1 | 2025 | 0.00018871
ENS | Preferred Plan | C&I Curtailment | C&I Curtailment-Turnkey-Standard Lighting Control | Large General | Retail Trade | Winter Morning | % of Load | 1 | 2025 | 7.7253e-06
ENS | Preferred Plan | C&I Curtailment | C&I Curtailment-Turnkey-Standard Lighting Control | Large General | Services | Winter Morning | % of Load | 1 | 2025 | 1.2371e-05
ENS | Preferred Plan | C&I Curtailment | C&I Curtailment-Turnkey-Water Heating Control | Large General | Miscellaneous | Winter Morning | % of Load | 1 | 2025 | 8.5143e-06
ENS | Preferred Plan | C&I Curtailment | C&I Curtailment-Turnkey-Water Heating Control | Large General | Retail Trade | Winter Morning | % of Load | 1 | 2025 | 1.018e-06
ENS | Preferred Plan | C&I Curtailment | C&I Curtailment-Turnkey-Water Heating Control | Large General | Services | Winter Morning | % of Load | 1 | 2025 | 1.6303e-06
ENS | Preferred Plan | C&I Curtailment | C&I Curtailment-Turnkey-Other | Large General | Miscellaneous | Winter Morning | % of Load | 1 | 2025 | 0.00018416
ENS | Preferred Plan | C&I Curtailment | C&I Curtailment-Turnkey-Other | Large General | Retail Trade | Winter Morning | % of Load | 1 | 2025 | 1.093e-05
ENS | Preferred Plan | C&I Curtailment | C&I Curtailment-Turnkey-Other | Large General | Services | Winter Morning | % of Load | 1 | 2025 | 1.7503e-05
ENS | Preferred Plan | C&I Curtailment | C&I Curtailment-Turnkey-Manual HVAC Control | Large General | Miscellaneous | Winter Evening | % of Load | 1 | 2025 | 0.00032629
ENS | Preferred Plan | C&I Curtailment | C&I Curtailment-Turnkey-Manual HVAC Control | Large General | Retail Trade | Winter Evening | % of Load | 1 | 2025 | 1.4102e-05
ENS | Preferred Plan | C&I Curtailment | C&I Curtailment-Turnkey-Manual HVAC Control | Large General | Services | Winter Evening | % of Load | 1 | 2025 | 2.2582e-05
ENS | Preferred Plan | C&I Curtailment | C&I Curtailment-Turnkey-Auto-DR HVAC Control | Large General | Miscellaneous | Winter Evening | % of Load | 1 | 2025 | 8.2186e-06
ENS | Preferred Plan | C&I Curtailment | C&I Curtailment-Turnkey-Auto-DR HVAC Control | Large General | Retail Trade | Winter Evening | % of Load | 1 | 2025 | 3.552e-07
ENS | Preferred Plan | C&I Curtailment | C&I Curtailment-Turnkey-Auto-DR HVAC Control | Large General | Services | Winter Evening | % of Load | 1 | 2025 | 5.6881e-07
ENS | Preferred Plan | C&I Curtailment | C&I Curtailment-Turnkey-Standard Lighting Control | Large General | Miscellaneous | Winter Evening | % of Load | 1 | 2025 | 0.00014373
ENS | Preferred Plan | C&I Curtailment | C&I Curtailment-Turnkey-Standard Lighting Control | Large General | Retail Trade | Winter Evening | % of Load | 1 | 2025 | 5.8839e-06
ENS | Preferred Plan | C&I Curtailment | C&I Curtailment-Turnkey-Standard Lighting Control | Large General | Services | Winter Evening | % of Load | 1 | 2025 | 9.4224e-06
ENS | Preferred Plan | C&I Curtailment | C&I Curtailment-Turnkey-Water Heating Control | Large General | Miscellaneous | Winter Evening | % of Load | 1 | 2025 | 6.4849e-06
ENS | Preferred Plan | C&I Curtailment | C&I Curtailment-Turnkey-Water Heating Control | Large General | Retail Trade | Winter Evening | % of Load | 1 | 2025 | 7.7539e-07
ENS | Preferred Plan | C&I Curtailment | C&I Curtailment-Turnkey-Water Heating Control | Large General | Services | Winter Evening | % of Load | 1 | 2025 | 1.2417e-06
ENS | Preferred Plan | C&I Curtailment | C&I Curtailment-Turnkey-Other | Large General | Miscellaneous | Winter Evening | % of Load | 1 | 2025 | 0.00014027
ENS | Preferred Plan | C&I Curtailment | C&I Curtailment-Turnkey-Other | Large General | Retail Trade | Winter Evening | % of Load | 1 | 2025 | 8.3247e-06
ENS | Preferred Plan | C&I Curtailment | C&I Curtailment-Turnkey-Other | Large General | Services | Winter Evening | % of Load | 1 | 2025 | 1.3331e-05
ENS | Preferred Plan | C&I Curtailment | C&I Curtailment-Turnkey-Manual HVAC Control | Small Industrial | Miscellaneous | Winter Morning | % of Load | 1 | 2025 | 7.1262e-05
ENS | Preferred Plan | C&I Curtailment | C&I Curtailment-Turnkey-Manual HVAC Control | Small Industrial | Offices | Winter Morning | % of Load | 1 | 2025 | 8.8865e-07
ENS | Preferred Plan | C&I Curtailment | C&I Curtailment-Turnkey-Manual HVAC Control | Small Industrial | Retail Trade | Winter Morning | % of Load | 1 | 2025 | 3.0903e-06
ENS | Preferred Plan | C&I Curtailment | C&I Curtailment-Turnkey-Manual HVAC Control | Small Industrial | Services | Winter Morning | % of Load | 1 | 2025 | 9.7631e-07
ENS | Preferred Plan | C&I Curtailment | C&I Curtailment-Turnkey-Auto-DR HVAC Control | Small Industrial | Miscellaneous | Winter Morning | % of Load | 1 | 2025 | 1.795e-06
ENS | Preferred Plan | C&I Curtailment | C&I Curtailment-Turnkey-Auto-DR HVAC Control | Small Industrial | Offices | Winter Morning | % of Load | 1 | 2025 | 2.2384e-08
ENS | Preferred Plan | C&I Curtailment | C&I Curtailment-Turnkey-Auto-DR HVAC Control | Small Industrial | Retail Trade | Winter Morning | % of Load | 1 | 2025 | 7.784e-08
ENS | Preferred Plan | C&I Curtailment | C&I Curtailment-Turnkey-Auto-DR HVAC Control | Small Industrial | Services | Winter Morning | % of Load | 1 | 2025 | 2.4592e-08
ENS | Preferred Plan | C&I Curtailment | C&I Curtailment-Turnkey-Standard Lighting Control | Small Industrial | Miscellaneous | Winter Morning | % of Load | 1 | 2025 | 2.298e-05
ENS | Preferred Plan | C&I Curtailment | C&I Curtailment-Turnkey-Standard Lighting Control | Small Industrial | Offices | Winter Morning | % of Load | 1 | 2025 | 1.2722e-07
ENS | Preferred Plan | C&I Curtailment | C&I Curtailment-Turnkey-Standard Lighting Control | Small Industrial | Retail Trade | Winter Morning | % of Load | 1 | 2025 | 1.3474e-06
ENS | Preferred Plan | C&I Curtailment | C&I Curtailment-Turnkey-Standard Lighting Control | Small Industrial | Services | Winter Morning | % of Load | 1 | 2025 | 4.2567e-07
ENS | Preferred Plan | C&I Curtailment | C&I Curtailment-Turnkey-Water Heating Control | Small Industrial | Miscellaneous | Winter Morning | % of Load | 1 | 2025 | 1.6739e-06
ENS | Preferred Plan | C&I Curtailment | C&I Curtailment-Turnkey-Water Heating Control | Small Industrial | Offices | Winter Morning | % of Load | 1 | 2025 | 8.769e-09
ENS | Preferred Plan | C&I Curtailment | C&I Curtailment-Turnkey-Water Heating Control | Small Industrial | Retail Trade | Winter Morning | % of Load | 1 | 2025 | 1.6378e-07
ENS | Preferred Plan | C&I Curtailment | C&I Curtailment-Turnkey-Water Heating Control | Small Industrial | Services | Winter Morning | % of Load | 1 | 2025 | 5.1743e-08
ENS | Preferred Plan | C&I Curtailment | C&I Curtailment-Turnkey-Other | Small Industrial | Miscellaneous | Winter Morning | % of Load | 1 | 2025 | 2.6204e-05
ENS | Preferred Plan | C&I Curtailment | C&I Curtailment-Turnkey-Other | Small Industrial | Offices | Winter Morning | % of Load | 1 | 2025 | 1.6531e-07
ENS | Preferred Plan | C&I Curtailment | C&I Curtailment-Turnkey-Other | Small Industrial | Retail Trade | Winter Morning | % of Load | 1 | 2025 | 1.8147e-06
ENS | Preferred Plan | C&I Curtailment | C&I Curtailment-Turnkey-Other | Small Industrial | Services | Winter Morning | % of Load | 1 | 2025 | 5.7331e-07
ENS | Preferred Plan | C&I Curtailment | C&I Curtailment-Turnkey-Industrial | Small Industrial | Manufacturing | Winter Morning | % of Load | 1 | 2025 | 6.412e-06
ENS | Preferred Plan | C&I Curtailment | C&I Curtailment-Turnkey-Manual HVAC Control | Small Industrial | Miscellaneous | Winter Evening | % of Load | 1 | 2025 | 8.6621e-05
ENS | Preferred Plan | C&I Curtailment | C&I Curtailment-Turnkey-Manual HVAC Control | Small Industrial | Offices | Winter Evening | % of Load | 1 | 2025 | 1.0802e-06
ENS | Preferred Plan | C&I Curtailment | C&I Curtailment-Turnkey-Manual HVAC Control | Small Industrial | Retail Trade | Winter Evening | % of Load | 1 | 2025 | 3.7564e-06
ENS | Preferred Plan | C&I Curtailment | C&I Curtailment-Turnkey-Manual HVAC Control | Small Industrial | Services | Winter Evening | % of Load | 1 | 2025 | 1.1867e-06
ENS | Preferred Plan | C&I Curtailment | C&I Curtailment-Turnkey-Auto-DR HVAC Control | Small Industrial | Miscellaneous | Winter Evening | % of Load | 1 | 2025 | 2.1818e-06
ENS | Preferred Plan | C&I Curtailment | C&I Curtailment-Turnkey-Auto-DR HVAC Control | Small Industrial | Offices | Winter Evening | % of Load | 1 | 2025 | 2.7208e-08
ENS | Preferred Plan | C&I Curtailment | C&I Curtailment-Turnkey-Auto-DR HVAC Control | Small Industrial | Retail Trade | Winter Evening | % of Load | 1 | 2025 | 9.4617e-08
ENS | Preferred Plan | C&I Curtailment | C&I Curtailment-Turnkey-Auto-DR HVAC Control | Small Industrial | Services | Winter Evening | % of Load | 1 | 2025 | 2.9892e-08
ENS | Preferred Plan | C&I Curtailment | C&I Curtailment-Turnkey-Standard Lighting Control | Small Industrial | Miscellaneous | Winter Evening | % of Load | 1 | 2025 | 2.7932e-05
ENS | Preferred Plan | C&I Curtailment | C&I Curtailment-Turnkey-Standard Lighting Control | Small Industrial | Offices | Winter Evening | % of Load | 1 | 2025 | 1.5464e-07
ENS | Preferred Plan | C&I Curtailment | C&I Curtailment-Turnkey-Standard Lighting Control | Small Industrial | Retail Trade | Winter Evening | % of Load | 1 | 2025 | 1.6378e-06
ENS | Preferred Plan | C&I Curtailment | C&I Curtailment-Turnkey-Standard Lighting Control | Small Industrial | Services | Winter Evening | % of Load | 1 | 2025 | 5.1741e-07
ENS | Preferred Plan | C&I Curtailment | C&I Curtailment-Turnkey-Water Heating Control | Small Industrial | Miscellaneous | Winter Evening | % of Load | 1 | 2025 | 2.0347e-06
ENS | Preferred Plan | C&I Curtailment | C&I Curtailment-Turnkey-Water Heating Control | Small Industrial | Offices | Winter Evening | % of Load | 1 | 2025 | 1.0659e-08
ENS | Preferred Plan | C&I Curtailment | C&I Curtailment-Turnkey-Water Heating Control | Small Industrial | Retail Trade | Winter Evening | % of Load | 1 | 2025 | 1.9908e-07
ENS | Preferred Plan | C&I Curtailment | C&I Curtailment-Turnkey-Water Heating Control | Small Industrial | Services | Winter Evening | % of Load | 1 | 2025 | 6.2895e-08
ENS | Preferred Plan | C&I Curtailment | C&I Curtailment-Turnkey-Other | Small Industrial | Miscellaneous | Winter Evening | % of Load | 1 | 2025 | 3.1852e-05
ENS | Preferred Plan | C&I Curtailment | C&I Curtailment-Turnkey-Other | Small Industrial | Offices | Winter Evening | % of Load | 1 | 2025 | 2.0094e-07
ENS | Preferred Plan | C&I Curtailment | C&I Curtailment-Turnkey-Other | Small Industrial | Retail Trade | Winter Evening | % of Load | 1 | 2025 | 2.2058e-06
ENS | Preferred Plan | C&I Curtailment | C&I Curtailment-Turnkey-Other | Small Industrial | Services | Winter Evening | % of Load | 1 | 2025 | 6.9688e-07
ENS | Preferred Plan | C&I Curtailment | C&I Curtailment-Turnkey-Industrial | Small Industrial | Manufacturing | Winter Evening | % of Load | 1 | 2025 | 7.794e-06
ENS | Preferred Plan | C&I Curtailment | C&I Curtailment-Turnkey-Manual HVAC Control | Medium Industrial | Miscellaneous | Winter Morning | % of Load | 1 | 2025 | 0.0013593
ENS | Preferred Plan | C&I Curtailment | C&I Curtailment-Turnkey-Manual HVAC Control | Medium Industrial | Offices | Winter Morning | % of Load | 1 | 2025 | 2.1337e-05
ENS | Preferred Plan | C&I Curtailment | C&I Curtailment-Turnkey-Manual HVAC Control | Medium Industrial | Retail Trade | Winter Morning | % of Load | 1 | 2025 | 0.00030838
ENS | Preferred Plan | C&I Curtailment | C&I Curtailment-Turnkey-Manual HVAC Control | Medium Industrial | Services | Winter Morning | % of Load | 1 | 2025 | 1.42e-05
ENS | Preferred Plan | C&I Curtailment | C&I Curtailment-Turnkey-Auto-DR HVAC Control | Medium Industrial | Miscellaneous | Winter Morning | % of Load | 1 | 2025 | 3.4237e-05
ENS | Preferred Plan | C&I Curtailment | C&I Curtailment-Turnkey-Auto-DR HVAC Control | Medium Industrial | Offices | Winter Morning | % of Load | 1 | 2025 | 5.3744e-07
ENS | Preferred Plan | C&I Curtailment | C&I Curtailment-Turnkey-Auto-DR HVAC Control | Medium Industrial | Retail Trade | Winter Morning | % of Load | 1 | 2025 | 7.7675e-06
ENS | Preferred Plan | C&I Curtailment | C&I Curtailment-Turnkey-Auto-DR HVAC Control | Medium Industrial | Services | Winter Morning | % of Load | 1 | 2025 | 3.5767e-07
ENS | Preferred Plan | C&I Curtailment | C&I Curtailment-Turnkey-Standard Lighting Control | Medium Industrial | Miscellaneous | Winter Morning | % of Load | 1 | 2025 | 0.00043831
ENS | Preferred Plan | C&I Curtailment | C&I Curtailment-Turnkey-Standard Lighting Control | Medium Industrial | Offices | Winter Morning | % of Load | 1 | 2025 | 3.0547e-06
ENS | Preferred Plan | C&I Curtailment | C&I Curtailment-Turnkey-Standard Lighting Control | Medium Industrial | Retail Trade | Winter Morning | % of Load | 1 | 2025 | 0.00013445
ENS | Preferred Plan | C&I Curtailment | C&I Curtailment-Turnkey-Standard Lighting Control | Medium Industrial | Services | Winter Morning | % of Load | 1 | 2025 | 6.1911e-06
ENS | Preferred Plan | C&I Curtailment | C&I Curtailment-Turnkey-Water Heating Control | Medium Industrial | Miscellaneous | Winter Morning | % of Load | 1 | 2025 | 3.1928e-05
ENS | Preferred Plan | C&I Curtailment | C&I Curtailment-Turnkey-Water Heating Control | Medium Industrial | Offices | Winter Morning | % of Load | 1 | 2025 | 2.1055e-07
ENS | Preferred Plan | C&I Curtailment | C&I Curtailment-Turnkey-Water Heating Control | Medium Industrial | Retail Trade | Winter Morning | % of Load | 1 | 2025 | 1.6343e-05
ENS | Preferred Plan | C&I Curtailment | C&I Curtailment-Turnkey-Water Heating Control | Medium Industrial | Services | Winter Morning | % of Load | 1 | 2025 | 7.5257e-07
ENS | Preferred Plan | C&I Curtailment | C&I Curtailment-Turnkey-Other | Medium Industrial | Miscellaneous | Winter Morning | % of Load | 1 | 2025 | 0.00049983
ENS | Preferred Plan | C&I Curtailment | C&I Curtailment-Turnkey-Other | Medium Industrial | Offices | Winter Morning | % of Load | 1 | 2025 | 3.9693e-06
ENS | Preferred Plan | C&I Curtailment | C&I Curtailment-Turnkey-Other | Medium Industrial | Retail Trade | Winter Morning | % of Load | 1 | 2025 | 0.00018109
ENS | Preferred Plan | C&I Curtailment | C&I Curtailment-Turnkey-Other | Medium Industrial | Services | Winter Morning | % of Load | 1 | 2025 | 8.3385e-06
ENS | Preferred Plan | C&I Curtailment | C&I Curtailment-Turnkey-Manual HVAC Control | Medium Industrial | Miscellaneous | Winter Evening | % of Load | 1 | 2025 | 0.0011643
ENS | Preferred Plan | C&I Curtailment | C&I Curtailment-Turnkey-Manual HVAC Control | Medium Industrial | Offices | Winter Evening | % of Load | 1 | 2025 | 1.8276e-05
ENS | Preferred Plan | C&I Curtailment | C&I Curtailment-Turnkey-Manual HVAC Control | Medium Industrial | Retail Trade | Winter Evening | % of Load | 1 | 2025 | 0.00026414
ENS | Preferred Plan | C&I Curtailment | C&I Curtailment-Turnkey-Manual HVAC Control | Medium Industrial | Services | Winter Evening | % of Load | 1 | 2025 | 1.2163e-05
ENS | Preferred Plan | C&I Curtailment | C&I Curtailment-Turnkey-Auto-DR HVAC Control | Medium Industrial | Miscellaneous | Winter Evening | % of Load | 1 | 2025 | 2.9326e-05
ENS | Preferred Plan | C&I Curtailment | C&I Curtailment-Turnkey-Auto-DR HVAC Control | Medium Industrial | Offices | Winter Evening | % of Load | 1 | 2025 | 4.6034e-07
ENS | Preferred Plan | C&I Curtailment | C&I Curtailment-Turnkey-Auto-DR HVAC Control | Medium Industrial | Retail Trade | Winter Evening | % of Load | 1 | 2025 | 6.6532e-06
ENS | Preferred Plan | C&I Curtailment | C&I Curtailment-Turnkey-Auto-DR HVAC Control | Medium Industrial | Services | Winter Evening | % of Load | 1 | 2025 | 3.0636e-07
ENS | Preferred Plan | C&I Curtailment | C&I Curtailment-Turnkey-Standard Lighting Control | Medium Industrial | Miscellaneous | Winter Evening | % of Load | 1 | 2025 | 0.00037544
ENS | Preferred Plan | C&I Curtailment | C&I Curtailment-Turnkey-Standard Lighting Control | Medium Industrial | Offices | Winter Evening | % of Load | 1 | 2025 | 2.6165e-06
ENS | Preferred Plan | C&I Curtailment | C&I Curtailment-Turnkey-Standard Lighting Control | Medium Industrial | Retail Trade | Winter Evening | % of Load | 1 | 2025 | 0.00011516
ENS | Preferred Plan | C&I Curtailment | C&I Curtailment-Turnkey-Standard Lighting Control | Medium Industrial | Services | Winter Evening | % of Load | 1 | 2025 | 5.303e-06
ENS | Preferred Plan | C&I Curtailment | C&I Curtailment-Turnkey-Water Heating Control | Medium Industrial | Miscellaneous | Winter Evening | % of Load | 1 | 2025 | 2.7348e-05
ENS | Preferred Plan | C&I Curtailment | C&I Curtailment-Turnkey-Water Heating Control | Medium Industrial | Offices | Winter Evening | % of Load | 1 | 2025 | 1.8034e-07
ENS | Preferred Plan | C&I Curtailment | C&I Curtailment-Turnkey-Water Heating Control | Medium Industrial | Retail Trade | Winter Evening | % of Load | 1 | 2025 | 1.3999e-05
ENS | Preferred Plan | C&I Curtailment | C&I Curtailment-Turnkey-Water Heating Control | Medium Industrial | Services | Winter Evening | % of Load | 1 | 2025 | 6.4461e-07
ENS | Preferred Plan | C&I Curtailment | C&I Curtailment-Turnkey-Other | Medium Industrial | Miscellaneous | Winter Evening | % of Load | 1 | 2025 | 0.00042813
ENS | Preferred Plan | C&I Curtailment | C&I Curtailment-Turnkey-Other | Medium Industrial | Offices | Winter Evening | % of Load | 1 | 2025 | 3.3999e-06
ENS | Preferred Plan | C&I Curtailment | C&I Curtailment-Turnkey-Other | Medium Industrial | Retail Trade | Winter Evening | % of Load | 1 | 2025 | 0.00015511
ENS | Preferred Plan | C&I Curtailment | C&I Curtailment-Turnkey-Other | Medium Industrial | Services | Winter Evening | % of Load | 1 | 2025 | 7.1423e-06
ENS | Preferred Plan | C&I Curtailment | C&I Curtailment-Turnkey-Manual HVAC Control | Large Industrial | Miscellaneous | Winter Morning | % of Load | 1 | 2025 | 2.826e-05
ENS | Preferred Plan | C&I Curtailment | C&I Curtailment-Turnkey-Auto-DR HVAC Control | Large Industrial | Miscellaneous | Winter Morning | % of Load | 1 | 2025 | 7.1181e-07
ENS | Preferred Plan | C&I Curtailment | C&I Curtailment-Turnkey-Standard Lighting Control | Large Industrial | Miscellaneous | Winter Morning | % of Load | 1 | 2025 | 1.2449e-05
ENS | Preferred Plan | C&I Curtailment | C&I Curtailment-Turnkey-Water Heating Control | Large Industrial | Miscellaneous | Winter Morning | % of Load | 1 | 2025 | 5.6165e-07
ENS | Preferred Plan | C&I Curtailment | C&I Curtailment-Turnkey-Other | Large Industrial | Miscellaneous | Winter Morning | % of Load | 1 | 2025 | 1.2148e-05
ENS | Preferred Plan | C&I Curtailment | C&I Curtailment-Turnkey-Industrial | Large Industrial | Manufacturing | Winter Morning | % of Load | 1 | 2025 | 2.4378e-06
ENS | Preferred Plan | C&I Curtailment | C&I Curtailment-Turnkey-Manual HVAC Control | Large Industrial | Miscellaneous | Winter Evening | % of Load | 1 | 2025 | 2.4874e-05
ENS | Preferred Plan | C&I Curtailment | C&I Curtailment-Turnkey-Auto-DR HVAC Control | Large Industrial | Miscellaneous | Winter Evening | % of Load | 1 | 2025 | 6.2652e-07
ENS | Preferred Plan | C&I Curtailment | C&I Curtailment-Turnkey-Standard Lighting Control | Large Industrial | Miscellaneous | Winter Evening | % of Load | 1 | 2025 | 1.0957e-05
ENS | Preferred Plan | C&I Curtailment | C&I Curtailment-Turnkey-Water Heating Control | Large Industrial | Miscellaneous | Winter Evening | % of Load | 1 | 2025 | 4.9436e-07
ENS | Preferred Plan | C&I Curtailment | C&I Curtailment-Turnkey-Other | Large Industrial | Miscellaneous | Winter Evening | % of Load | 1 | 2025 | 1.0693e-05
ENS | Preferred Plan | C&I Curtailment | C&I Curtailment-Turnkey-Industrial | Large Industrial | Manufacturing | Winter Evening | % of Load | 1 | 2025 | 2.1457e-06
ENS | Preferred Plan | Dynamic Pricing | Dynamic Pricing with enabling tech. | Small General | Manufacturing | Winter Morning | % of Load | 1 | 2025 | 9.7313e-07
ENS | Preferred Plan | Dynamic Pricing | Dynamic Pricing with enabling tech. | Small General | Manufacturing | Winter Evening | % of Load | 1 | 2025 | 1.0002e-06
ENS | Preferred Plan | Dynamic Pricing | Dynamic Pricing with enabling tech. | Residential Charitable | Residential LI | Winter Morning | % of Load | 1 | 2025 | 1.6003e-05
ENS | Preferred Plan | Dynamic Pricing | Dynamic Pricing with enabling tech. | Residential Charitable | Residential Market Rate | Winter Morning | % of Load | 1 | 2025 | 9.1128e-05
ENS | Preferred Plan | Dynamic Pricing | Dynamic Pricing w/o enabling tech. | Residential Charitable | Residential LI | Winter Morning | % of Load | 1 | 2025 | 0.00078142
ENS | Preferred Plan | Dynamic Pricing | Dynamic Pricing w/o enabling tech. | Residential Charitable | Residential Market Rate | Winter Morning | % of Load | 1 | 2025 | 0.0044497
ENS | Preferred Plan | Dynamic Pricing | Dynamic Pricing with enabling tech. | Residential Charitable | Residential LI | Winter Evening | % of Load | 1 | 2025 | 1.6132e-05
ENS | Preferred Plan | Dynamic Pricing | Dynamic Pricing with enabling tech. | Residential Charitable | Residential Market Rate | Winter Evening | % of Load | 1 | 2025 | 9.1858e-05
ENS | Preferred Plan | Dynamic Pricing | Dynamic Pricing w/o enabling tech. | Residential Charitable | Residential LI | Winter Evening | % of Load | 1 | 2025 | 0.00078768
ENS | Preferred Plan | Dynamic Pricing | Dynamic Pricing w/o enabling tech. | Residential Charitable | Residential Market Rate | Winter Evening | % of Load | 1 | 2025 | 0.0044853
ENS | Preferred Plan | BTM Battery Control | BTM Battery Control-BYOB | Residential Charitable | Residential Market Rate | Winter Morning | % of Load | 0 | 2025 | 1.5979e-05
ENS | Preferred Plan | BTM Battery Control | BTM Battery Control-BYOB | Residential Charitable | Residential Market Rate | Winter Evening | % of Load | 0 | 2025 | 1.83e-05
ENS | Preferred Plan | EV Charging Control | EV Charging Control | EV Res LDV | EV | Winter Morning | % of Load | 0 | 2025 | 1.3792e-06
ENS | Preferred Plan | EV Charging Control | EV Charging Control | EV Res LDV | EV | Winter Evening | % of Load | 0 | 2025 | 1.4692e-05
ENS | Preferred Plan | EV Charging Control | EV Charging Control | EV Com LDV | EV | Winter Morning | % of Load | 0 | 2025 | 4.6631e-07
ENS | Preferred Plan | EV Charging Control | EV Charging Control | EV Com LDV | EV | Winter Evening | % of Load | 0 | 2025 | 4.9674e-06
ENS | Preferred Plan | Time-of-Use Rates (TOU) | Time-of-Use Rates (TOU) | Residential Charitable | Residential LI | Winter Morning | % of Load | 0 | 2025 | 0.00024226
ENS | Preferred Plan | Time-of-Use Rates (TOU) | Time-of-Use Rates (TOU) | Residential Charitable | Residential Market Rate | Winter Morning | % of Load | 0 | 2025 | 0.0013814
ENS | Preferred Plan | Time-of-Use Rates (TOU) | Time-of-Use Rates (TOU) | Residential Charitable | Residential LI | Winter Evening | % of Load | 0 | 2025 | 0.0002442
ENS | Preferred Plan | Time-of-Use Rates (TOU) | Time-of-Use Rates (TOU) | Residential Charitable | Residential Market Rate | Winter Evening | % of Load | 0 | 2025 | 0.0013925
ENS | Preferred Plan | DLC-Thermostat | DLC-Thermostat-BYOT-Central Heat Pump | Residential Charitable | Residential LI | Winter Morning | % of Load | 0 | 2026 | 2.5324e-05
ENS | Preferred Plan | DLC-Thermostat | DLC-Thermostat-BYOT-Central Heat Pump | Residential Charitable | Residential Market Rate | Winter Morning | % of Load | 0 | 2026 | 0.00015497
ENS | Preferred Plan | DLC-Thermostat | DLC-Thermostat-DI-Baseboard Heating | Residential Charitable | Residential LI | Winter Morning | % of Load | 0 | 2026 | 0.00012966
ENS | Preferred Plan | DLC-Thermostat | DLC-Thermostat-DI-Baseboard Heating | Residential Charitable | Residential Market Rate | Winter Morning | % of Load | 0 | 2026 | 0.0012342
ENS | Preferred Plan | DLC-Thermostat | DLC-Thermostat-BYOT-Baseboard Heating | Residential Charitable | Residential LI | Winter Morning | % of Load | 0 | 2026 | 1.5158e-05
ENS | Preferred Plan | DLC-Thermostat | DLC-Thermostat-BYOT-Baseboard Heating | Residential Charitable | Residential Market Rate | Winter Morning | % of Load | 0 | 2026 | 0.00014429
ENS | Preferred Plan | DLC-Thermostat | DLC-Thermostat-DI-MSHP | Residential Charitable | Residential LI | Winter Morning | % of Load | 0 | 2026 | 7.5102e-05
ENS | Preferred Plan | DLC-Thermostat | DLC-Thermostat-DI-MSHP | Residential Charitable | Residential Market Rate | Winter Morning | % of Load | 0 | 2026 | 0.0007149
ENS | Preferred Plan | DLC-Thermostat | DLC-Thermostat-BYOT-MSHP | Residential Charitable | Residential LI | Winter Morning | % of Load | 0 | 2026 | 6.7905e-06
ENS | Preferred Plan | DLC-Thermostat | DLC-Thermostat-BYOT-MSHP | Residential Charitable | Residential Market Rate | Winter Morning | % of Load | 0 | 2026 | 6.4639e-05
ENS | Preferred Plan | DLC-Thermostat | DLC-Thermostat-BYOT-Central Heat Pump | Residential Charitable | Residential LI | Winter Evening | % of Load | 0 | 2026 | 2.2397e-05
ENS | Preferred Plan | DLC-Thermostat | DLC-Thermostat-BYOT-Central Heat Pump | Residential Charitable | Residential Market Rate | Winter Evening | % of Load | 0 | 2026 | 0.00013705
ENS | Preferred Plan | DLC-Thermostat | DLC-Thermostat-DI-Baseboard Heating | Residential Charitable | Residential LI | Winter Evening | % of Load | 0 | 2026 | 0.00011467
ENS | Preferred Plan | DLC-Thermostat | DLC-Thermostat-DI-Baseboard Heating | Residential Charitable | Residential Market Rate | Winter Evening | % of Load | 0 | 2026 | 0.0010916
ENS | Preferred Plan | DLC-Thermostat | DLC-Thermostat-BYOT-Baseboard Heating | Residential Charitable | Residential LI | Winter Evening | % of Load | 0 | 2026 | 1.3406e-05
ENS | Preferred Plan | DLC-Thermostat | DLC-Thermostat-BYOT-Baseboard Heating | Residential Charitable | Residential Market Rate | Winter Evening | % of Load | 0 | 2026 | 0.00012761
ENS | Preferred Plan | DLC-Thermostat | DLC-Thermostat-DI-MSHP | Residential Charitable | Residential LI | Winter Evening | % of Load | 0 | 2026 | 6.6421e-05
ENS | Preferred Plan | DLC-Thermostat | DLC-Thermostat-DI-MSHP | Residential Charitable | Residential Market Rate | Winter Evening | % of Load | 0 | 2026 | 0.00063226
ENS | Preferred Plan | DLC-Thermostat | DLC-Thermostat-BYOT-MSHP | Residential Charitable | Residential LI | Winter Evening | % of Load | 0 | 2026 | 6.0056e-06
ENS | Preferred Plan | DLC-Thermostat | DLC-Thermostat-BYOT-MSHP | Residential Charitable | Residential Market Rate | Winter Evening | % of Load | 0 | 2026 | 5.7168e-05
ENS | Preferred Plan | DLC-Water Heating | DLC-Switch-Water Heating | Residential Charitable | Residential LI | Winter Morning | % of Load | 0 | 2026 | 6.5068e-05
ENS | Preferred Plan | DLC-Water Heating | DLC-Switch-Water Heating | Residential Charitable | Residential Market Rate | Winter Morning | % of Load | 0 | 2026 | 0.00074326
ENS | Preferred Plan | DLC-Water Heating | DLC-Switch-Water Heating | Residential Charitable | Residential LI | Winter Evening | % of Load | 0 | 2026 | 4.8639e-05
ENS | Preferred Plan | DLC-Water Heating | DLC-Switch-Water Heating | Residential Charitable | Residential Market Rate | Winter Evening | % of Load | 0 | 2026 | 0.0005556
ENS | Preferred Plan | C&I Curtailment | C&I Curtailment-Turnkey-Manual HVAC Control | General | Miscellaneous | Winter Morning | % of Load | 1 | 2026 | 0.00043558
ENS | Preferred Plan | C&I Curtailment | C&I Curtailment-Turnkey-Manual HVAC Control | General | Offices | Winter Morning | % of Load | 1 | 2026 | 2.8813e-05
ENS | Preferred Plan | C&I Curtailment | C&I Curtailment-Turnkey-Manual HVAC Control | General | Retail Trade | Winter Morning | % of Load | 1 | 2026 | 0.00010227
ENS | Preferred Plan | C&I Curtailment | C&I Curtailment-Turnkey-Manual HVAC Control | General | Services | Winter Morning | % of Load | 1 | 2026 | 6.6112e-05
ENS | Preferred Plan | C&I Curtailment | C&I Curtailment-Turnkey-Auto-DR HVAC Control | General | Miscellaneous | Winter Morning | % of Load | 1 | 2026 | 1.3766e-05
ENS | Preferred Plan | C&I Curtailment | C&I Curtailment-Turnkey-Auto-DR HVAC Control | General | Offices | Winter Morning | % of Load | 1 | 2026 | 9.1061e-07
ENS | Preferred Plan | C&I Curtailment | C&I Curtailment-Turnkey-Auto-DR HVAC Control | General | Retail Trade | Winter Morning | % of Load | 1 | 2026 | 3.2321e-06
ENS | Preferred Plan | C&I Curtailment | C&I Curtailment-Turnkey-Auto-DR HVAC Control | General | Services | Winter Morning | % of Load | 1 | 2026 | 2.0894e-06
ENS | Preferred Plan | C&I Curtailment | C&I Curtailment-Turnkey-Standard Lighting Control | General | Miscellaneous | Winter Morning | % of Load | 1 | 2026 | 0.00018296
ENS | Preferred Plan | C&I Curtailment | C&I Curtailment-Turnkey-Standard Lighting Control | General | Offices | Winter Morning | % of Load | 1 | 2026 | 3.8347e-06
ENS | Preferred Plan | C&I Curtailment | C&I Curtailment-Turnkey-Standard Lighting Control | General | Retail Trade | Winter Morning | % of Load | 1 | 2026 | 4.2123e-05
ENS | Preferred Plan | C&I Curtailment | C&I Curtailment-Turnkey-Standard Lighting Control | General | Services | Winter Morning | % of Load | 1 | 2026 | 2.7253e-05
ENS | Preferred Plan | C&I Curtailment | C&I Curtailment-Turnkey-Water Heating Control | General | Miscellaneous | Winter Morning | % of Load | 1 | 2026 | 1.0877e-05
ENS | Preferred Plan | C&I Curtailment | C&I Curtailment-Turnkey-Water Heating Control | General | Offices | Winter Morning | % of Load | 1 | 2026 | 2.9249e-07
ENS | Preferred Plan | C&I Curtailment | C&I Curtailment-Turnkey-Water Heating Control | General | Retail Trade | Winter Morning | % of Load | 1 | 2026 | 5.7729e-06
ENS | Preferred Plan | C&I Curtailment | C&I Curtailment-Turnkey-Water Heating Control | General | Services | Winter Morning | % of Load | 1 | 2026 | 3.7295e-06
ENS | Preferred Plan | C&I Curtailment | C&I Curtailment-Turnkey-Other | General | Miscellaneous | Winter Morning | % of Load | 1 | 2026 | 0.00019512
ENS | Preferred Plan | C&I Curtailment | C&I Curtailment-Turnkey-Other | General | Offices | Winter Morning | % of Load | 1 | 2026 | 5.3659e-06
ENS | Preferred Plan | C&I Curtailment | C&I Curtailment-Turnkey-Other | General | Retail Trade | Winter Morning | % of Load | 1 | 2026 | 6.1595e-05
ENS | Preferred Plan | C&I Curtailment | C&I Curtailment-Turnkey-Other | General | Services | Winter Morning | % of Load | 1 | 2026 | 3.9814e-05
ENS | Preferred Plan | C&I Curtailment | C&I Curtailment-Turnkey-Manual HVAC Control | General | Miscellaneous | Winter Evening | % of Load | 1 | 2026 | 0.00045149
ENS | Preferred Plan | C&I Curtailment | C&I Curtailment-Turnkey-Manual HVAC Control | General | Offices | Winter Evening | % of Load | 1 | 2026 | 2.9865e-05
ENS | Preferred Plan | C&I Curtailment | C&I Curtailment-Turnkey-Manual HVAC Control | General | Retail Trade | Winter Evening | % of Load | 1 | 2026 | 0.000106
ENS | Preferred Plan | C&I Curtailment | C&I Curtailment-Turnkey-Manual HVAC Control | General | Services | Winter Evening | % of Load | 1 | 2026 | 6.8527e-05
ENS | Preferred Plan | C&I Curtailment | C&I Curtailment-Turnkey-Auto-DR HVAC Control | General | Miscellaneous | Winter Evening | % of Load | 1 | 2026 | 1.4269e-05
ENS | Preferred Plan | C&I Curtailment | C&I Curtailment-Turnkey-Auto-DR HVAC Control | General | Offices | Winter Evening | % of Load | 1 | 2026 | 9.4387e-07
ENS | Preferred Plan | C&I Curtailment | C&I Curtailment-Turnkey-Auto-DR HVAC Control | General | Retail Trade | Winter Evening | % of Load | 1 | 2026 | 3.3502e-06
ENS | Preferred Plan | C&I Curtailment | C&I Curtailment-Turnkey-Auto-DR HVAC Control | General | Services | Winter Evening | % of Load | 1 | 2026 | 2.1658e-06
ENS | Preferred Plan | C&I Curtailment | C&I Curtailment-Turnkey-Standard Lighting Control | General | Miscellaneous | Winter Evening | % of Load | 1 | 2026 | 0.00018964
ENS | Preferred Plan | C&I Curtailment | C&I Curtailment-Turnkey-Standard Lighting Control | General | Offices | Winter Evening | % of Load | 1 | 2026 | 3.9748e-06
ENS | Preferred Plan | C&I Curtailment | C&I Curtailment-Turnkey-Standard Lighting Control | General | Retail Trade | Winter Evening | % of Load | 1 | 2026 | 4.3662e-05
ENS | Preferred Plan | C&I Curtailment | C&I Curtailment-Turnkey-Standard Lighting Control | General | Services | Winter Evening | % of Load | 1 | 2026 | 2.8248e-05
ENS | Preferred Plan | C&I Curtailment | C&I Curtailment-Turnkey-Water Heating Control | General | Miscellaneous | Winter Evening | % of Load | 1 | 2026 | 1.1274e-05
ENS | Preferred Plan | C&I Curtailment | C&I Curtailment-Turnkey-Water Heating Control | General | Offices | Winter Evening | % of Load | 1 | 2026 | 3.0317e-07
ENS | Preferred Plan | C&I Curtailment | C&I Curtailment-Turnkey-Water Heating Control | General | Retail Trade | Winter Evening | % of Load | 1 | 2026 | 5.9838e-06
ENS | Preferred Plan | C&I Curtailment | C&I Curtailment-Turnkey-Water Heating Control | General | Services | Winter Evening | % of Load | 1 | 2026 | 3.8657e-06
ENS | Preferred Plan | C&I Curtailment | C&I Curtailment-Turnkey-Other | General | Miscellaneous | Winter Evening | % of Load | 1 | 2026 | 0.00020225
ENS | Preferred Plan | C&I Curtailment | C&I Curtailment-Turnkey-Other | General | Offices | Winter Evening | % of Load | 1 | 2026 | 5.5619e-06
ENS | Preferred Plan | C&I Curtailment | C&I Curtailment-Turnkey-Other | General | Retail Trade | Winter Evening | % of Load | 1 | 2026 | 6.3845e-05
ENS | Preferred Plan | C&I Curtailment | C&I Curtailment-Turnkey-Other | General | Services | Winter Evening | % of Load | 1 | 2026 | 4.1268e-05
ENS | Preferred Plan | C&I Curtailment | C&I Curtailment-Turnkey-Manual HVAC Control | Large General | Miscellaneous | Winter Morning | % of Load | 1 | 2026 | 0.00034845
ENS | Preferred Plan | C&I Curtailment | C&I Curtailment-Turnkey-Manual HVAC Control | Large General | Retail Trade | Winter Morning | % of Load | 1 | 2026 | 1.4968e-05
ENS | Preferred Plan | C&I Curtailment | C&I Curtailment-Turnkey-Manual HVAC Control | Large General | Services | Winter Morning | % of Load | 1 | 2026 | 2.3969e-05
ENS | Preferred Plan | C&I Curtailment | C&I Curtailment-Turnkey-Auto-DR HVAC Control | Large General | Miscellaneous | Winter Morning | % of Load | 1 | 2026 | 1.1013e-05
ENS | Preferred Plan | C&I Curtailment | C&I Curtailment-Turnkey-Auto-DR HVAC Control | Large General | Retail Trade | Winter Morning | % of Load | 1 | 2026 | 4.7305e-07
ENS | Preferred Plan | C&I Curtailment | C&I Curtailment-Turnkey-Auto-DR HVAC Control | Large General | Services | Winter Morning | % of Load | 1 | 2026 | 7.5753e-07
ENS | Preferred Plan | C&I Curtailment | C&I Curtailment-Turnkey-Standard Lighting Control | Large General | Miscellaneous | Winter Morning | % of Load | 1 | 2026 | 0.000152
ENS | Preferred Plan | C&I Curtailment | C&I Curtailment-Turnkey-Standard Lighting Control | Large General | Retail Trade | Winter Morning | % of Load | 1 | 2026 | 6.1407e-06
ENS | Preferred Plan | C&I Curtailment | C&I Curtailment-Turnkey-Standard Lighting Control | Large General | Services | Winter Morning | % of Load | 1 | 2026 | 9.8336e-06
ENS | Preferred Plan | C&I Curtailment | C&I Curtailment-Turnkey-Water Heating Control | Large General | Miscellaneous | Winter Morning | % of Load | 1 | 2026 | 7.0187e-06
ENS | Preferred Plan | C&I Curtailment | C&I Curtailment-Turnkey-Water Heating Control | Large General | Retail Trade | Winter Morning | % of Load | 1 | 2026 | 8.4776e-07
ENS | Preferred Plan | C&I Curtailment | C&I Curtailment-Turnkey-Water Heating Control | Large General | Services | Winter Morning | % of Load | 1 | 2026 | 1.3576e-06
ENS | Preferred Plan | C&I Curtailment | C&I Curtailment-Turnkey-Other | Large General | Miscellaneous | Winter Morning | % of Load | 1 | 2026 | 0.00015171
ENS | Preferred Plan | C&I Curtailment | C&I Curtailment-Turnkey-Other | Large General | Retail Trade | Winter Morning | % of Load | 1 | 2026 | 9.021e-06
ENS | Preferred Plan | C&I Curtailment | C&I Curtailment-Turnkey-Other | Large General | Services | Winter Morning | % of Load | 1 | 2026 | 1.4446e-05
ENS | Preferred Plan | C&I Curtailment | C&I Curtailment-Turnkey-Manual HVAC Control | Large General | Miscellaneous | Winter Evening | % of Load | 1 | 2026 | 0.00026534
ENS | Preferred Plan | C&I Curtailment | C&I Curtailment-Turnkey-Manual HVAC Control | Large General | Retail Trade | Winter Evening | % of Load | 1 | 2026 | 1.1398e-05
ENS | Preferred Plan | C&I Curtailment | C&I Curtailment-Turnkey-Manual HVAC Control | Large General | Services | Winter Evening | % of Load | 1 | 2026 | 1.8252e-05
ENS | Preferred Plan | C&I Curtailment | C&I Curtailment-Turnkey-Auto-DR HVAC Control | Large General | Miscellaneous | Winter Evening | % of Load | 1 | 2026 | 8.386e-06
ENS | Preferred Plan | C&I Curtailment | C&I Curtailment-Turnkey-Auto-DR HVAC Control | Large General | Retail Trade | Winter Evening | % of Load | 1 | 2026 | 3.6022e-07
ENS | Preferred Plan | C&I Curtailment | C&I Curtailment-Turnkey-Auto-DR HVAC Control | Large General | Services | Winter Evening | % of Load | 1 | 2026 | 5.7685e-07
ENS | Preferred Plan | C&I Curtailment | C&I Curtailment-Turnkey-Standard Lighting Control | Large General | Miscellaneous | Winter Evening | % of Load | 1 | 2026 | 0.00011575
ENS | Preferred Plan | C&I Curtailment | C&I Curtailment-Turnkey-Standard Lighting Control | Large General | Retail Trade | Winter Evening | % of Load | 1 | 2026 | 4.6761e-06
ENS | Preferred Plan | C&I Curtailment | C&I Curtailment-Turnkey-Standard Lighting Control | Large General | Services | Winter Evening | % of Load | 1 | 2026 | 7.4882e-06
ENS | Preferred Plan | C&I Curtailment | C&I Curtailment-Turnkey-Water Heating Control | Large General | Miscellaneous | Winter Evening | % of Load | 1 | 2026 | 5.3447e-06
ENS | Preferred Plan | C&I Curtailment | C&I Curtailment-Turnkey-Water Heating Control | Large General | Retail Trade | Winter Evening | % of Load | 1 | 2026 | 6.4556e-07
ENS | Preferred Plan | C&I Curtailment | C&I Curtailment-Turnkey-Water Heating Control | Large General | Services | Winter Evening | % of Load | 1 | 2026 | 1.0338e-06
ENS | Preferred Plan | C&I Curtailment | C&I Curtailment-Turnkey-Other | Large General | Miscellaneous | Winter Evening | % of Load | 1 | 2026 | 0.00011552
ENS | Preferred Plan | C&I Curtailment | C&I Curtailment-Turnkey-Other | Large General | Retail Trade | Winter Evening | % of Load | 1 | 2026 | 6.8694e-06
ENS | Preferred Plan | C&I Curtailment | C&I Curtailment-Turnkey-Other | Large General | Services | Winter Evening | % of Load | 1 | 2026 | 1.1001e-05
ENS | Preferred Plan | C&I Curtailment | C&I Curtailment-Turnkey-Manual HVAC Control | Small Industrial | Miscellaneous | Winter Morning | % of Load | 1 | 2026 | 5.791e-05
ENS | Preferred Plan | C&I Curtailment | C&I Curtailment-Turnkey-Manual HVAC Control | Small Industrial | Offices | Winter Morning | % of Load | 1 | 2026 | 7.2532e-07
ENS | Preferred Plan | C&I Curtailment | C&I Curtailment-Turnkey-Manual HVAC Control | Small Industrial | Retail Trade | Winter Morning | % of Load | 1 | 2026 | 2.5003e-06
ENS | Preferred Plan | C&I Curtailment | C&I Curtailment-Turnkey-Manual HVAC Control | Small Industrial | Services | Winter Morning | % of Load | 1 | 2026 | 7.8991e-07
ENS | Preferred Plan | C&I Curtailment | C&I Curtailment-Turnkey-Auto-DR HVAC Control | Small Industrial | Miscellaneous | Winter Morning | % of Load | 1 | 2026 | 1.8302e-06
ENS | Preferred Plan | C&I Curtailment | C&I Curtailment-Turnkey-Auto-DR HVAC Control | Small Industrial | Offices | Winter Morning | % of Load | 1 | 2026 | 2.2924e-08
ENS | Preferred Plan | C&I Curtailment | C&I Curtailment-Turnkey-Auto-DR HVAC Control | Small Industrial | Retail Trade | Winter Morning | % of Load | 1 | 2026 | 7.9021e-08
ENS | Preferred Plan | C&I Curtailment | C&I Curtailment-Turnkey-Auto-DR HVAC Control | Small Industrial | Services | Winter Morning | % of Load | 1 | 2026 | 2.4965e-08
ENS | Preferred Plan | C&I Curtailment | C&I Curtailment-Turnkey-Standard Lighting Control | Small Industrial | Miscellaneous | Winter Morning | % of Load | 1 | 2026 | 1.8431e-05
ENS | Preferred Plan | C&I Curtailment | C&I Curtailment-Turnkey-Standard Lighting Control | Small Industrial | Offices | Winter Morning | % of Load | 1 | 2026 | 1.0159e-07
ENS | Preferred Plan | C&I Curtailment | C&I Curtailment-Turnkey-Standard Lighting Control | Small Industrial | Retail Trade | Winter Morning | % of Load | 1 | 2026 | 1.0826e-06
ENS | Preferred Plan | C&I Curtailment | C&I Curtailment-Turnkey-Standard Lighting Control | Small Industrial | Services | Winter Morning | % of Load | 1 | 2026 | 3.4203e-07
ENS | Preferred Plan | C&I Curtailment | C&I Curtailment-Turnkey-Water Heating Control | Small Industrial | Miscellaneous | Winter Morning | % of Load | 1 | 2026 | 1.3827e-06
ENS | Preferred Plan | C&I Curtailment | C&I Curtailment-Turnkey-Water Heating Control | Small Industrial | Offices | Winter Morning | % of Load | 1 | 2026 | 7.197e-09
ENS | Preferred Plan | C&I Curtailment | C&I Curtailment-Turnkey-Water Heating Control | Small Industrial | Retail Trade | Winter Morning | % of Load | 1 | 2026 | 1.3497e-07
ENS | Preferred Plan | C&I Curtailment | C&I Curtailment-Turnkey-Water Heating Control | Small Industrial | Services | Winter Morning | % of Load | 1 | 2026 | 4.264e-08
ENS | Preferred Plan | C&I Curtailment | C&I Curtailment-Turnkey-Other | Small Industrial | Miscellaneous | Winter Morning | % of Load | 1 | 2026 | 2.1561e-05
ENS | Preferred Plan | C&I Curtailment | C&I Curtailment-Turnkey-Other | Small Industrial | Offices | Winter Morning | % of Load | 1 | 2026 | 1.3573e-07
ENS | Preferred Plan | C&I Curtailment | C&I Curtailment-Turnkey-Other | Small Industrial | Retail Trade | Winter Morning | % of Load | 1 | 2026 | 1.4928e-06
ENS | Preferred Plan | C&I Curtailment | C&I Curtailment-Turnkey-Other | Small Industrial | Services | Winter Morning | % of Load | 1 | 2026 | 4.7161e-07
ENS | Preferred Plan | C&I Curtailment | C&I Curtailment-Turnkey-Industrial | Small Industrial | Manufacturing | Winter Morning | % of Load | 1 | 2026 | 5.2476e-06
ENS | Preferred Plan | C&I Curtailment | C&I Curtailment-Turnkey-Manual HVAC Control | Small Industrial | Miscellaneous | Winter Evening | % of Load | 1 | 2026 | 7.0378e-05
ENS | Preferred Plan | C&I Curtailment | C&I Curtailment-Turnkey-Manual HVAC Control | Small Industrial | Offices | Winter Evening | % of Load | 1 | 2026 | 8.8147e-07
ENS | Preferred Plan | C&I Curtailment | C&I Curtailment-Turnkey-Manual HVAC Control | Small Industrial | Retail Trade | Winter Evening | % of Load | 1 | 2026 | 3.0386e-06
ENS | Preferred Plan | C&I Curtailment | C&I Curtailment-Turnkey-Manual HVAC Control | Small Industrial | Services | Winter Evening | % of Load | 1 | 2026 | 9.5996e-07
ENS | Preferred Plan | C&I Curtailment | C&I Curtailment-Turnkey-Auto-DR HVAC Control | Small Industrial | Miscellaneous | Winter Evening | % of Load | 1 | 2026 | 2.2243e-06
ENS | Preferred Plan | C&I Curtailment | C&I Curtailment-Turnkey-Auto-DR HVAC Control | Small Industrial | Offices | Winter Evening | % of Load | 1 | 2026 | 2.7859e-08
ENS | Preferred Plan | C&I Curtailment | C&I Curtailment-Turnkey-Auto-DR HVAC Control | Small Industrial | Retail Trade | Winter Evening | % of Load | 1 | 2026 | 9.6033e-08
ENS | Preferred Plan | C&I Curtailment | C&I Curtailment-Turnkey-Auto-DR HVAC Control | Small Industrial | Services | Winter Evening | % of Load | 1 | 2026 | 3.0339e-08
ENS | Preferred Plan | C&I Curtailment | C&I Curtailment-Turnkey-Standard Lighting Control | Small Industrial | Miscellaneous | Winter Evening | % of Load | 1 | 2026 | 2.2399e-05
ENS | Preferred Plan | C&I Curtailment | C&I Curtailment-Turnkey-Standard Lighting Control | Small Industrial | Offices | Winter Evening | % of Load | 1 | 2026 | 1.2346e-07
ENS | Preferred Plan | C&I Curtailment | C&I Curtailment-Turnkey-Standard Lighting Control | Small Industrial | Retail Trade | Winter Evening | % of Load | 1 | 2026 | 1.3157e-06
ENS | Preferred Plan | C&I Curtailment | C&I Curtailment-Turnkey-Standard Lighting Control | Small Industrial | Services | Winter Evening | % of Load | 1 | 2026 | 4.1566e-07
ENS | Preferred Plan | C&I Curtailment | C&I Curtailment-Turnkey-Water Heating Control | Small Industrial | Miscellaneous | Winter Evening | % of Load | 1 | 2026 | 1.6804e-06
ENS | Preferred Plan | C&I Curtailment | C&I Curtailment-Turnkey-Water Heating Control | Small Industrial | Offices | Winter Evening | % of Load | 1 | 2026 | 8.7464e-09
ENS | Preferred Plan | C&I Curtailment | C&I Curtailment-Turnkey-Water Heating Control | Small Industrial | Retail Trade | Winter Evening | % of Load | 1 | 2026 | 1.6403e-07
ENS | Preferred Plan | C&I Curtailment | C&I Curtailment-Turnkey-Water Heating Control | Small Industrial | Services | Winter Evening | % of Load | 1 | 2026 | 5.182e-08
ENS | Preferred Plan | C&I Curtailment | C&I Curtailment-Turnkey-Other | Small Industrial | Miscellaneous | Winter Evening | % of Load | 1 | 2026 | 2.6202e-05
ENS | Preferred Plan | C&I Curtailment | C&I Curtailment-Turnkey-Other | Small Industrial | Offices | Winter Evening | % of Load | 1 | 2026 | 1.6495e-07
ENS | Preferred Plan | C&I Curtailment | C&I Curtailment-Turnkey-Other | Small Industrial | Retail Trade | Winter Evening | % of Load | 1 | 2026 | 1.8142e-06
ENS | Preferred Plan | C&I Curtailment | C&I Curtailment-Turnkey-Other | Small Industrial | Services | Winter Evening | % of Load | 1 | 2026 | 5.7314e-07
ENS | Preferred Plan | C&I Curtailment | C&I Curtailment-Turnkey-Industrial | Small Industrial | Manufacturing | Winter Evening | % of Load | 1 | 2026 | 6.3773e-06
ENS | Preferred Plan | C&I Curtailment | C&I Curtailment-Turnkey-Manual HVAC Control | Medium Industrial | Miscellaneous | Winter Morning | % of Load | 1 | 2026 | 0.0011054
ENS | Preferred Plan | C&I Curtailment | C&I Curtailment-Turnkey-Manual HVAC Control | Medium Industrial | Offices | Winter Morning | % of Load | 1 | 2026 | 1.7428e-05
ENS | Preferred Plan | C&I Curtailment | C&I Curtailment-Turnkey-Manual HVAC Control | Medium Industrial | Retail Trade | Winter Morning | % of Load | 1 | 2026 | 0.00024968
ENS | Preferred Plan | C&I Curtailment | C&I Curtailment-Turnkey-Manual HVAC Control | Medium Industrial | Services | Winter Morning | % of Load | 1 | 2026 | 1.1497e-05
ENS | Preferred Plan | C&I Curtailment | C&I Curtailment-Turnkey-Auto-DR HVAC Control | Medium Industrial | Miscellaneous | Winter Morning | % of Load | 1 | 2026 | 3.4935e-05
ENS | Preferred Plan | C&I Curtailment | C&I Curtailment-Turnkey-Auto-DR HVAC Control | Medium Industrial | Offices | Winter Morning | % of Load | 1 | 2026 | 5.508e-07
ENS | Preferred Plan | C&I Curtailment | C&I Curtailment-Turnkey-Auto-DR HVAC Control | Medium Industrial | Retail Trade | Winter Morning | % of Load | 1 | 2026 | 7.8911e-06
ENS | Preferred Plan | C&I Curtailment | C&I Curtailment-Turnkey-Auto-DR HVAC Control | Medium Industrial | Services | Winter Morning | % of Load | 1 | 2026 | 3.6336e-07
ENS | Preferred Plan | C&I Curtailment | C&I Curtailment-Turnkey-Standard Lighting Control | Medium Industrial | Miscellaneous | Winter Morning | % of Load | 1 | 2026 | 0.00035181
ENS | Preferred Plan | C&I Curtailment | C&I Curtailment-Turnkey-Standard Lighting Control | Medium Industrial | Offices | Winter Morning | % of Load | 1 | 2026 | 2.4409e-06
ENS | Preferred Plan | C&I Curtailment | C&I Curtailment-Turnkey-Standard Lighting Control | Medium Industrial | Retail Trade | Winter Morning | % of Load | 1 | 2026 | 0.00010811
ENS | Preferred Plan | C&I Curtailment | C&I Curtailment-Turnkey-Standard Lighting Control | Medium Industrial | Services | Winter Morning | % of Load | 1 | 2026 | 4.9782e-06
ENS | Preferred Plan | C&I Curtailment | C&I Curtailment-Turnkey-Water Heating Control | Medium Industrial | Miscellaneous | Winter Morning | % of Load | 1 | 2026 | 2.6393e-05
ENS | Preferred Plan | C&I Curtailment | C&I Curtailment-Turnkey-Water Heating Control | Medium Industrial | Offices | Winter Morning | % of Load | 1 | 2026 | 1.7293e-07
ENS | Preferred Plan | C&I Curtailment | C&I Curtailment-Turnkey-Water Heating Control | Medium Industrial | Retail Trade | Winter Morning | % of Load | 1 | 2026 | 1.3478e-05
ENS | Preferred Plan | C&I Curtailment | C&I Curtailment-Turnkey-Water Heating Control | Medium Industrial | Services | Winter Morning | % of Load | 1 | 2026 | 6.2062e-07
ENS | Preferred Plan | C&I Curtailment | C&I Curtailment-Turnkey-Other | Medium Industrial | Miscellaneous | Winter Morning | % of Load | 1 | 2026 | 0.00041154
ENS | Preferred Plan | C&I Curtailment | C&I Curtailment-Turnkey-Other | Medium Industrial | Offices | Winter Morning | % of Load | 1 | 2026 | 3.2612e-06
ENS | Preferred Plan | C&I Curtailment | C&I Curtailment-Turnkey-Other | Medium Industrial | Retail Trade | Winter Morning | % of Load | 1 | 2026 | 0.00014907
ENS | Preferred Plan | C&I Curtailment | C&I Curtailment-Turnkey-Other | Medium Industrial | Services | Winter Morning | % of Load | 1 | 2026 | 6.8642e-06
ENS | Preferred Plan | C&I Curtailment | C&I Curtailment-Turnkey-Manual HVAC Control | Medium Industrial | Miscellaneous | Winter Evening | % of Load | 1 | 2026 | 0.00094663
ENS | Preferred Plan | C&I Curtailment | C&I Curtailment-Turnkey-Manual HVAC Control | Medium Industrial | Offices | Winter Evening | % of Load | 1 | 2026 | 1.4925e-05
ENS | Preferred Plan | C&I Curtailment | C&I Curtailment-Turnkey-Manual HVAC Control | Medium Industrial | Retail Trade | Winter Evening | % of Load | 1 | 2026 | 0.00021382
ENS | Preferred Plan | C&I Curtailment | C&I Curtailment-Turnkey-Manual HVAC Control | Medium Industrial | Services | Winter Evening | % of Load | 1 | 2026 | 9.8458e-06
ENS | Preferred Plan | C&I Curtailment | C&I Curtailment-Turnkey-Auto-DR HVAC Control | Medium Industrial | Miscellaneous | Winter Evening | % of Load | 1 | 2026 | 2.9918e-05
ENS | Preferred Plan | C&I Curtailment | C&I Curtailment-Turnkey-Auto-DR HVAC Control | Medium Industrial | Offices | Winter Evening | % of Load | 1 | 2026 | 4.7169e-07
ENS | Preferred Plan | C&I Curtailment | C&I Curtailment-Turnkey-Auto-DR HVAC Control | Medium Industrial | Retail Trade | Winter Evening | % of Load | 1 | 2026 | 6.7577e-06
ENS | Preferred Plan | C&I Curtailment | C&I Curtailment-Turnkey-Auto-DR HVAC Control | Medium Industrial | Services | Winter Evening | % of Load | 1 | 2026 | 3.1117e-07
ENS | Preferred Plan | C&I Curtailment | C&I Curtailment-Turnkey-Standard Lighting Control | Medium Industrial | Miscellaneous | Winter Evening | % of Load | 1 | 2026 | 0.00030128
ENS | Preferred Plan | C&I Curtailment | C&I Curtailment-Turnkey-Standard Lighting Control | Medium Industrial | Offices | Winter Evening | % of Load | 1 | 2026 | 2.0903e-06
ENS | Preferred Plan | C&I Curtailment | C&I Curtailment-Turnkey-Standard Lighting Control | Medium Industrial | Retail Trade | Winter Evening | % of Load | 1 | 2026 | 9.2584e-05
ENS | Preferred Plan | C&I Curtailment | C&I Curtailment-Turnkey-Standard Lighting Control | Medium Industrial | Services | Winter Evening | % of Load | 1 | 2026 | 4.2632e-06
ENS | Preferred Plan | C&I Curtailment | C&I Curtailment-Turnkey-Water Heating Control | Medium Industrial | Miscellaneous | Winter Evening | % of Load | 1 | 2026 | 2.2602e-05
ENS | Preferred Plan | C&I Curtailment | C&I Curtailment-Turnkey-Water Heating Control | Medium Industrial | Offices | Winter Evening | % of Load | 1 | 2026 | 1.4809e-07
ENS | Preferred Plan | C&I Curtailment | C&I Curtailment-Turnkey-Water Heating Control | Medium Industrial | Retail Trade | Winter Evening | % of Load | 1 | 2026 | 1.1542e-05
ENS | Preferred Plan | C&I Curtailment | C&I Curtailment-Turnkey-Water Heating Control | Medium Industrial | Services | Winter Evening | % of Load | 1 | 2026 | 5.3148e-07
ENS | Preferred Plan | C&I Curtailment | C&I Curtailment-Turnkey-Other | Medium Industrial | Miscellaneous | Winter Evening | % of Load | 1 | 2026 | 0.00035244
ENS | Preferred Plan | C&I Curtailment | C&I Curtailment-Turnkey-Other | Medium Industrial | Offices | Winter Evening | % of Load | 1 | 2026 | 2.7928e-06
ENS | Preferred Plan | C&I Curtailment | C&I Curtailment-Turnkey-Other | Medium Industrial | Retail Trade | Winter Evening | % of Load | 1 | 2026 | 0.00012766
ENS | Preferred Plan | C&I Curtailment | C&I Curtailment-Turnkey-Other | Medium Industrial | Services | Winter Evening | % of Load | 1 | 2026 | 5.8784e-06
ENS | Preferred Plan | C&I Curtailment | C&I Curtailment-Turnkey-Manual HVAC Control | Large Industrial | Miscellaneous | Winter Morning | % of Load | 1 | 2026 | 2.297e-05
ENS | Preferred Plan | C&I Curtailment | C&I Curtailment-Turnkey-Auto-DR HVAC Control | Large Industrial | Miscellaneous | Winter Morning | % of Load | 1 | 2026 | 7.2596e-07
ENS | Preferred Plan | C&I Curtailment | C&I Curtailment-Turnkey-Standard Lighting Control | Large Industrial | Miscellaneous | Winter Morning | % of Load | 1 | 2026 | 1.002e-05
ENS | Preferred Plan | C&I Curtailment | C&I Curtailment-Turnkey-Water Heating Control | Large Industrial | Miscellaneous | Winter Morning | % of Load | 1 | 2026 | 4.6268e-07
ENS | Preferred Plan | C&I Curtailment | C&I Curtailment-Turnkey-Other | Large Industrial | Miscellaneous | Winter Morning | % of Load | 1 | 2026 | 1e-05
ENS | Preferred Plan | C&I Curtailment | C&I Curtailment-Turnkey-Industrial | Large Industrial | Manufacturing | Winter Morning | % of Load | 1 | 2026 | 1.9962e-06
ENS | Preferred Plan | C&I Curtailment | C&I Curtailment-Turnkey-Manual HVAC Control | Large Industrial | Miscellaneous | Winter Evening | % of Load | 1 | 2026 | 2.0214e-05
ENS | Preferred Plan | C&I Curtailment | C&I Curtailment-Turnkey-Auto-DR HVAC Control | Large Industrial | Miscellaneous | Winter Evening | % of Load | 1 | 2026 | 6.3885e-07
ENS | Preferred Plan | C&I Curtailment | C&I Curtailment-Turnkey-Standard Lighting Control | Large Industrial | Miscellaneous | Winter Evening | % of Load | 1 | 2026 | 8.8176e-06
ENS | Preferred Plan | C&I Curtailment | C&I Curtailment-Turnkey-Water Heating Control | Large Industrial | Miscellaneous | Winter Evening | % of Load | 1 | 2026 | 4.0716e-07
ENS | Preferred Plan | C&I Curtailment | C&I Curtailment-Turnkey-Other | Large Industrial | Miscellaneous | Winter Evening | % of Load | 1 | 2026 | 8.8005e-06
ENS | Preferred Plan | C&I Curtailment | C&I Curtailment-Turnkey-Industrial | Large Industrial | Manufacturing | Winter Evening | % of Load | 1 | 2026 | 1.7567e-06
ENS | Preferred Plan | C&I Loadshift to BUGs | C&I Loadshift to BUGs | Large General | Miscellaneous | Winter Morning | % of Load | 1 | 2026 | 0.0023452
ENS | Preferred Plan | C&I Loadshift to BUGs | C&I Loadshift to BUGs | Large General | Miscellaneous | Winter Evening | % of Load | 1 | 2026 | 0.0017859
ENS | Preferred Plan | C&I Loadshift to BUGs | C&I Loadshift to BUGs | Small Industrial | Miscellaneous | Winter Morning | % of Load | 1 | 2026 | 0.00062279
ENS | Preferred Plan | C&I Loadshift to BUGs | C&I Loadshift to BUGs | Small Industrial | Miscellaneous | Winter Evening | % of Load | 1 | 2026 | 0.00075687
ENS | Preferred Plan | C&I Loadshift to BUGs | C&I Loadshift to BUGs | Medium Industrial | Manufacturing | Winter Morning | % of Load | 1 | 2026 | 0.00044035
ENS | Preferred Plan | C&I Loadshift to BUGs | C&I Loadshift to BUGs | Medium Industrial | Miscellaneous | Winter Morning | % of Load | 1 | 2026 | 0.0019111
ENS | Preferred Plan | C&I Loadshift to BUGs | C&I Loadshift to BUGs | Medium Industrial | Manufacturing | Winter Evening | % of Load | 1 | 2026 | 0.0003771
ENS | Preferred Plan | C&I Loadshift to BUGs | C&I Loadshift to BUGs | Medium Industrial | Miscellaneous | Winter Evening | % of Load | 1 | 2026 | 0.0016366
ENS | Preferred Plan | Dynamic Pricing | Dynamic Pricing with enabling tech. | Small General | Manufacturing | Winter Morning | % of Load | 1 | 2026 | 2.3231e-06
ENS | Preferred Plan | Dynamic Pricing | Dynamic Pricing with enabling tech. | Small General | Manufacturing | Winter Evening | % of Load | 1 | 2026 | 2.3872e-06
ENS | Preferred Plan | Dynamic Pricing | Dynamic Pricing with enabling tech. | Residential Charitable | Residential LI | Winter Morning | % of Load | 1 | 2026 | 6.7475e-05
ENS | Preferred Plan | Dynamic Pricing | Dynamic Pricing with enabling tech. | Residential Charitable | Residential Market Rate | Winter Morning | % of Load | 1 | 2026 | 0.00038281
ENS | Preferred Plan | Dynamic Pricing | Dynamic Pricing w/o enabling tech. | Residential Charitable | Residential LI | Winter Morning | % of Load | 1 | 2026 | 0.0012012
ENS | Preferred Plan | Dynamic Pricing | Dynamic Pricing w/o enabling tech. | Residential Charitable | Residential Market Rate | Winter Morning | % of Load | 1 | 2026 | 0.006815
ENS | Preferred Plan | Dynamic Pricing | Dynamic Pricing with enabling tech. | Residential Charitable | Residential LI | Winter Evening | % of Load | 1 | 2026 | 6.8001e-05
ENS | Preferred Plan | Dynamic Pricing | Dynamic Pricing with enabling tech. | Residential Charitable | Residential Market Rate | Winter Evening | % of Load | 1 | 2026 | 0.0003858
ENS | Preferred Plan | Dynamic Pricing | Dynamic Pricing w/o enabling tech. | Residential Charitable | Residential LI | Winter Evening | % of Load | 1 | 2026 | 0.0012106
ENS | Preferred Plan | Dynamic Pricing | Dynamic Pricing w/o enabling tech. | Residential Charitable | Residential Market Rate | Winter Evening | % of Load | 1 | 2026 | 0.0068681
ENS | Preferred Plan | BTM Battery Control | BTM Battery Control-BYOB | Residential Charitable | Residential Market Rate | Winter Morning | % of Load | 0 | 2026 | 8.8779e-05
ENS | Preferred Plan | BTM Battery Control | BTM Battery Control-BYOB | Residential Charitable | Residential Market Rate | Winter Evening | % of Load | 0 | 2026 | 0.00010129
ENS | Preferred Plan | EV Charging Control | EV Charging Control | EV Res LDV | EV | Winter Morning | % of Load | 0 | 2026 | 2.4478e-06
ENS | Preferred Plan | EV Charging Control | EV Charging Control | EV Res LDV | EV | Winter Evening | % of Load | 0 | 2026 | 2.5978e-05
ENS | Preferred Plan | EV Charging Control | EV Charging Control | EV Com LDV | EV | Winter Morning | % of Load | 0 | 2026 | 8.5697e-07
ENS | Preferred Plan | EV Charging Control | EV Charging Control | EV Com LDV | EV | Winter Evening | % of Load | 0 | 2026 | 9.095e-06
ENS | Preferred Plan | Behavioral DR | Behavioral DR | Residential Charitable | Residential LI | Winter Morning | % of Load | 1 | 2026 | 3.5919e-05
ENS | Preferred Plan | Behavioral DR | Behavioral DR | Residential Charitable | Residential Market Rate | Winter Morning | % of Load | 1 | 2026 | 0.00020456
ENS | Preferred Plan | Behavioral DR | Behavioral DR | Residential Charitable | Residential LI | Winter Evening | % of Load | 1 | 2026 | 3.6199e-05
ENS | Preferred Plan | Behavioral DR | Behavioral DR | Residential Charitable | Residential Market Rate | Winter Evening | % of Load | 1 | 2026 | 0.00020616
ENS | Preferred Plan | Time-of-Use Rates (TOU) | Time-of-Use Rates (TOU) | Residential Charitable | Residential LI | Winter Morning | % of Load | 0 | 2026 | 0.00031242
ENS | Preferred Plan | Time-of-Use Rates (TOU) | Time-of-Use Rates (TOU) | Residential Charitable | Residential Market Rate | Winter Morning | % of Load | 0 | 2026 | 0.0017793
ENS | Preferred Plan | Time-of-Use Rates (TOU) | Time-of-Use Rates (TOU) | Residential Charitable | Residential LI | Winter Evening | % of Load | 0 | 2026 | 0.00031486
ENS | Preferred Plan | Time-of-Use Rates (TOU) | Time-of-Use Rates (TOU) | Residential Charitable | Residential Market Rate | Winter Evening | % of Load | 0 | 2026 | 0.0017932
ENS | Preferred Plan | DLC-Thermostat | DLC-Thermostat-BYOT-Central Heat Pump | Residential Charitable | Residential LI | Winter Morning | % of Load | 0 | 2027 | 2.3919e-05
ENS | Preferred Plan | DLC-Thermostat | DLC-Thermostat-BYOT-Central Heat Pump | Residential Charitable | Residential Market Rate | Winter Morning | % of Load | 0 | 2027 | 0.00014637
ENS | Preferred Plan | DLC-Thermostat | DLC-Thermostat-DI-Baseboard Heating | Residential Charitable | Residential LI | Winter Morning | % of Load | 0 | 2027 | 0.00012217
ENS | Preferred Plan | DLC-Thermostat | DLC-Thermostat-DI-Baseboard Heating | Residential Charitable | Residential Market Rate | Winter Morning | % of Load | 0 | 2027 | 0.0011629
ENS | Preferred Plan | DLC-Thermostat | DLC-Thermostat-BYOT-Baseboard Heating | Residential Charitable | Residential LI | Winter Morning | % of Load | 0 | 2027 | 1.428e-05
ENS | Preferred Plan | DLC-Thermostat | DLC-Thermostat-BYOT-Baseboard Heating | Residential Charitable | Residential Market Rate | Winter Morning | % of Load | 0 | 2027 | 0.00013593
ENS | Preferred Plan | DLC-Thermostat | DLC-Thermostat-DI-MSHP | Residential Charitable | Residential LI | Winter Morning | % of Load | 0 | 2027 | 7.0791e-05
ENS | Preferred Plan | DLC-Thermostat | DLC-Thermostat-DI-MSHP | Residential Charitable | Residential Market Rate | Winter Morning | % of Load | 0 | 2027 | 0.00067386
ENS | Preferred Plan | DLC-Thermostat | DLC-Thermostat-BYOT-MSHP | Residential Charitable | Residential LI | Winter Morning | % of Load | 0 | 2027 | 6.398e-06
ENS | Preferred Plan | DLC-Thermostat | DLC-Thermostat-BYOT-MSHP | Residential Charitable | Residential Market Rate | Winter Morning | % of Load | 0 | 2027 | 6.0903e-05
ENS | Preferred Plan | DLC-Thermostat | DLC-Thermostat-BYOT-Central Heat Pump | Residential Charitable | Residential LI | Winter Evening | % of Load | 0 | 2027 | 2.1308e-05
ENS | Preferred Plan | DLC-Thermostat | DLC-Thermostat-BYOT-Central Heat Pump | Residential Charitable | Residential Market Rate | Winter Evening | % of Load | 0 | 2027 | 0.00013039
ENS | Preferred Plan | DLC-Thermostat | DLC-Thermostat-DI-Baseboard Heating | Residential Charitable | Residential LI | Winter Evening | % of Load | 0 | 2027 | 0.00010883
ENS | Preferred Plan | DLC-Thermostat | DLC-Thermostat-DI-Baseboard Heating | Residential Charitable | Residential Market Rate | Winter Evening | % of Load | 0 | 2027 | 0.001036
ENS | Preferred Plan | DLC-Thermostat | DLC-Thermostat-BYOT-Baseboard Heating | Residential Charitable | Residential LI | Winter Evening | % of Load | 0 | 2027 | 1.2721e-05
ENS | Preferred Plan | DLC-Thermostat | DLC-Thermostat-BYOT-Baseboard Heating | Residential Charitable | Residential Market Rate | Winter Evening | % of Load | 0 | 2027 | 0.0001211
ENS | Preferred Plan | DLC-Thermostat | DLC-Thermostat-DI-MSHP | Residential Charitable | Residential LI | Winter Evening | % of Load | 0 | 2027 | 6.3065e-05
ENS | Preferred Plan | DLC-Thermostat | DLC-Thermostat-DI-MSHP | Residential Charitable | Residential Market Rate | Winter Evening | % of Load | 0 | 2027 | 0.00060032
ENS | Preferred Plan | DLC-Thermostat | DLC-Thermostat-BYOT-MSHP | Residential Charitable | Residential LI | Winter Evening | % of Load | 0 | 2027 | 5.6997e-06
ENS | Preferred Plan | DLC-Thermostat | DLC-Thermostat-BYOT-MSHP | Residential Charitable | Residential Market Rate | Winter Evening | % of Load | 0 | 2027 | 5.4256e-05
ENS | Preferred Plan | DLC-Water Heating | DLC-Switch-Water Heating | Residential Charitable | Residential LI | Winter Morning | % of Load | 0 | 2027 | 7.5418e-05
ENS | Preferred Plan | DLC-Water Heating | DLC-Switch-Water Heating | Residential Charitable | Residential Market Rate | Winter Morning | % of Load | 0 | 2027 | 0.00086149
ENS | Preferred Plan | DLC-Water Heating | DLC-Switch-Water Heating | Residential Charitable | Residential LI | Winter Evening | % of Load | 0 | 2027 | 5.6787e-05
ENS | Preferred Plan | DLC-Water Heating | DLC-Switch-Water Heating | Residential Charitable | Residential Market Rate | Winter Evening | % of Load | 0 | 2027 | 0.00064867
ENS | Preferred Plan | C&I Curtailment | C&I Curtailment-Turnkey-Manual HVAC Control | General | Miscellaneous | Winter Morning | % of Load | 1 | 2027 | 0.00075716
ENS | Preferred Plan | C&I Curtailment | C&I Curtailment-Turnkey-Manual HVAC Control | General | Offices | Winter Morning | % of Load | 1 | 2027 | 5.0502e-05
ENS | Preferred Plan | C&I Curtailment | C&I Curtailment-Turnkey-Manual HVAC Control | General | Retail Trade | Winter Morning | % of Load | 1 | 2027 | 0.00017701
ENS | Preferred Plan | C&I Curtailment | C&I Curtailment-Turnkey-Manual HVAC Control | General | Services | Winter Morning | % of Load | 1 | 2027 | 0.00011444
ENS | Preferred Plan | C&I Curtailment | C&I Curtailment-Turnkey-Auto-DR HVAC Control | General | Miscellaneous | Winter Morning | % of Load | 1 | 2027 | 3.0055e-05
ENS | Preferred Plan | C&I Curtailment | C&I Curtailment-Turnkey-Auto-DR HVAC Control | General | Offices | Winter Morning | % of Load | 1 | 2027 | 2.0046e-06
ENS | Preferred Plan | C&I Curtailment | C&I Curtailment-Turnkey-Auto-DR HVAC Control | General | Retail Trade | Winter Morning | % of Load | 1 | 2027 | 7.0264e-06
ENS | Preferred Plan | C&I Curtailment | C&I Curtailment-Turnkey-Auto-DR HVAC Control | General | Services | Winter Morning | % of Load | 1 | 2027 | 4.5424e-06
ENS | Preferred Plan | C&I Curtailment | C&I Curtailment-Turnkey-Standard Lighting Control | General | Miscellaneous | Winter Morning | % of Load | 1 | 2027 | 0.00031576
ENS | Preferred Plan | C&I Curtailment | C&I Curtailment-Turnkey-Standard Lighting Control | General | Offices | Winter Morning | % of Load | 1 | 2027 | 6.5152e-06
ENS | Preferred Plan | C&I Curtailment | C&I Curtailment-Turnkey-Standard Lighting Control | General | Retail Trade | Winter Morning | % of Load | 1 | 2027 | 7.1962e-05
ENS | Preferred Plan | C&I Curtailment | C&I Curtailment-Turnkey-Standard Lighting Control | General | Services | Winter Morning | % of Load | 1 | 2027 | 4.6565e-05
ENS | Preferred Plan | C&I Curtailment | C&I Curtailment-Turnkey-Water Heating Control | General | Miscellaneous | Winter Morning | % of Load | 1 | 2027 | 1.9352e-05
ENS | Preferred Plan | C&I Curtailment | C&I Curtailment-Turnkey-Water Heating Control | General | Offices | Winter Morning | % of Load | 1 | 2027 | 5.1868e-07
ENS | Preferred Plan | C&I Curtailment | C&I Curtailment-Turnkey-Water Heating Control | General | Retail Trade | Winter Morning | % of Load | 1 | 2027 | 1.0307e-05
ENS | Preferred Plan | C&I Curtailment | C&I Curtailment-Turnkey-Water Heating Control | General | Services | Winter Morning | % of Load | 1 | 2027 | 6.6582e-06
ENS | Preferred Plan | C&I Curtailment | C&I Curtailment-Turnkey-Other | General | Miscellaneous | Winter Morning | % of Load | 1 | 2027 | 0.00034517
ENS | Preferred Plan | C&I Curtailment | C&I Curtailment-Turnkey-Other | General | Offices | Winter Morning | % of Load | 1 | 2027 | 9.4689e-06
ENS | Preferred Plan | C&I Curtailment | C&I Curtailment-Turnkey-Other | General | Retail Trade | Winter Morning | % of Load | 1 | 2027 | 0.00010906
ENS | Preferred Plan | C&I Curtailment | C&I Curtailment-Turnkey-Other | General | Services | Winter Morning | % of Load | 1 | 2027 | 7.0491e-05
ENS | Preferred Plan | C&I Curtailment | C&I Curtailment-Turnkey-Manual HVAC Control | General | Miscellaneous | Winter Evening | % of Load | 1 | 2027 | 0.00078477
ENS | Preferred Plan | C&I Curtailment | C&I Curtailment-Turnkey-Manual HVAC Control | General | Offices | Winter Evening | % of Load | 1 | 2027 | 5.2343e-05
ENS | Preferred Plan | C&I Curtailment | C&I Curtailment-Turnkey-Manual HVAC Control | General | Retail Trade | Winter Evening | % of Load | 1 | 2027 | 0.00018347
ENS | Preferred Plan | C&I Curtailment | C&I Curtailment-Turnkey-Manual HVAC Control | General | Services | Winter Evening | % of Load | 1 | 2027 | 0.00011861
ENS | Preferred Plan | C&I Curtailment | C&I Curtailment-Turnkey-Auto-DR HVAC Control | General | Miscellaneous | Winter Evening | % of Load | 1 | 2027 | 3.1151e-05
ENS | Preferred Plan | C&I Curtailment | C&I Curtailment-Turnkey-Auto-DR HVAC Control | General | Offices | Winter Evening | % of Load | 1 | 2027 | 2.0777e-06
ENS | Preferred Plan | C&I Curtailment | C&I Curtailment-Turnkey-Auto-DR HVAC Control | General | Retail Trade | Winter Evening | % of Load | 1 | 2027 | 7.2826e-06
ENS | Preferred Plan | C&I Curtailment | C&I Curtailment-Turnkey-Auto-DR HVAC Control | General | Services | Winter Evening | % of Load | 1 | 2027 | 4.7081e-06
ENS | Preferred Plan | C&I Curtailment | C&I Curtailment-Turnkey-Standard Lighting Control | General | Miscellaneous | Winter Evening | % of Load | 1 | 2027 | 0.00032727
ENS | Preferred Plan | C&I Curtailment | C&I Curtailment-Turnkey-Standard Lighting Control | General | Offices | Winter Evening | % of Load | 1 | 2027 | 6.7528e-06
ENS | Preferred Plan | C&I Curtailment | C&I Curtailment-Turnkey-Standard Lighting Control | General | Retail Trade | Winter Evening | % of Load | 1 | 2027 | 7.4586e-05
ENS | Preferred Plan | C&I Curtailment | C&I Curtailment-Turnkey-Standard Lighting Control | General | Services | Winter Evening | % of Load | 1 | 2027 | 4.8263e-05
ENS | Preferred Plan | C&I Curtailment | C&I Curtailment-Turnkey-Water Heating Control | General | Miscellaneous | Winter Evening | % of Load | 1 | 2027 | 2.0058e-05
ENS | Preferred Plan | C&I Curtailment | C&I Curtailment-Turnkey-Water Heating Control | General | Offices | Winter Evening | % of Load | 1 | 2027 | 5.3759e-07
ENS | Preferred Plan | C&I Curtailment | C&I Curtailment-Turnkey-Water Heating Control | General | Retail Trade | Winter Evening | % of Load | 1 | 2027 | 1.0683e-05
ENS | Preferred Plan | C&I Curtailment | C&I Curtailment-Turnkey-Water Heating Control | General | Services | Winter Evening | % of Load | 1 | 2027 | 6.9009e-06
ENS | Preferred Plan | C&I Curtailment | C&I Curtailment-Turnkey-Other | General | Miscellaneous | Winter Evening | % of Load | 1 | 2027 | 0.00035776
ENS | Preferred Plan | C&I Curtailment | C&I Curtailment-Turnkey-Other | General | Offices | Winter Evening | % of Load | 1 | 2027 | 9.8142e-06
ENS | Preferred Plan | C&I Curtailment | C&I Curtailment-Turnkey-Other | General | Retail Trade | Winter Evening | % of Load | 1 | 2027 | 0.00011303
ENS | Preferred Plan | C&I Curtailment | C&I Curtailment-Turnkey-Other | General | Services | Winter Evening | % of Load | 1 | 2027 | 7.3061e-05
ENS | Preferred Plan | C&I Curtailment | C&I Curtailment-Turnkey-Manual HVAC Control | Large General | Miscellaneous | Winter Morning | % of Load | 1 | 2027 | 0.00060577
ENS | Preferred Plan | C&I Curtailment | C&I Curtailment-Turnkey-Manual HVAC Control | Large General | Retail Trade | Winter Morning | % of Load | 1 | 2027 | 2.5863e-05
ENS | Preferred Plan | C&I Curtailment | C&I Curtailment-Turnkey-Manual HVAC Control | Large General | Services | Winter Morning | % of Load | 1 | 2027 | 4.1417e-05
ENS | Preferred Plan | C&I Curtailment | C&I Curtailment-Turnkey-Auto-DR HVAC Control | Large General | Miscellaneous | Winter Morning | % of Load | 1 | 2027 | 2.4045e-05
ENS | Preferred Plan | C&I Curtailment | C&I Curtailment-Turnkey-Auto-DR HVAC Control | Large General | Retail Trade | Winter Morning | % of Load | 1 | 2027 | 1.0266e-06
ENS | Preferred Plan | C&I Curtailment | C&I Curtailment-Turnkey-Auto-DR HVAC Control | Large General | Services | Winter Morning | % of Load | 1 | 2027 | 1.644e-06
ENS | Preferred Plan | C&I Curtailment | C&I Curtailment-Turnkey-Standard Lighting Control | Large General | Miscellaneous | Winter Morning | % of Load | 1 | 2027 | 0.00026231
ENS | Preferred Plan | C&I Curtailment | C&I Curtailment-Turnkey-Standard Lighting Control | Large General | Retail Trade | Winter Morning | % of Load | 1 | 2027 | 1.0466e-05
ENS | Preferred Plan | C&I Curtailment | C&I Curtailment-Turnkey-Standard Lighting Control | Large General | Services | Winter Morning | % of Load | 1 | 2027 | 1.6761e-05
ENS | Preferred Plan | C&I Curtailment | C&I Curtailment-Turnkey-Water Heating Control | Large General | Miscellaneous | Winter Morning | % of Load | 1 | 2027 | 1.2411e-05
ENS | Preferred Plan | C&I Curtailment | C&I Curtailment-Turnkey-Water Heating Control | Large General | Retail Trade | Winter Morning | % of Load | 1 | 2027 | 1.5121e-06
ENS | Preferred Plan | C&I Curtailment | C&I Curtailment-Turnkey-Water Heating Control | Large General | Services | Winter Morning | % of Load | 1 | 2027 | 2.4215e-06
ENS | Preferred Plan | C&I Curtailment | C&I Curtailment-Turnkey-Other | Large General | Miscellaneous | Winter Morning | % of Load | 1 | 2027 | 0.00026778
ENS | Preferred Plan | C&I Curtailment | C&I Curtailment-Turnkey-Other | Large General | Retail Trade | Winter Morning | % of Load | 1 | 2027 | 1.5948e-05
ENS | Preferred Plan | C&I Curtailment | C&I Curtailment-Turnkey-Other | Large General | Services | Winter Morning | % of Load | 1 | 2027 | 2.5539e-05
ENS | Preferred Plan | C&I Curtailment | C&I Curtailment-Turnkey-Manual HVAC Control | Large General | Miscellaneous | Winter Evening | % of Load | 1 | 2027 | 0.00046126
ENS | Preferred Plan | C&I Curtailment | C&I Curtailment-Turnkey-Manual HVAC Control | Large General | Retail Trade | Winter Evening | % of Load | 1 | 2027 | 1.9693e-05
ENS | Preferred Plan | C&I Curtailment | C&I Curtailment-Turnkey-Manual HVAC Control | Large General | Services | Winter Evening | % of Load | 1 | 2027 | 3.1537e-05
ENS | Preferred Plan | C&I Curtailment | C&I Curtailment-Turnkey-Auto-DR HVAC Control | Large General | Miscellaneous | Winter Evening | % of Load | 1 | 2027 | 1.8309e-05
ENS | Preferred Plan | C&I Curtailment | C&I Curtailment-Turnkey-Auto-DR HVAC Control | Large General | Retail Trade | Winter Evening | % of Load | 1 | 2027 | 7.8171e-07
ENS | Preferred Plan | C&I Curtailment | C&I Curtailment-Turnkey-Auto-DR HVAC Control | Large General | Services | Winter Evening | % of Load | 1 | 2027 | 1.2518e-06
ENS | Preferred Plan | C&I Curtailment | C&I Curtailment-Turnkey-Standard Lighting Control | Large General | Miscellaneous | Winter Evening | % of Load | 1 | 2027 | 0.00019974
ENS | Preferred Plan | C&I Curtailment | C&I Curtailment-Turnkey-Standard Lighting Control | Large General | Retail Trade | Winter Evening | % of Load | 1 | 2027 | 7.9695e-06
ENS | Preferred Plan | C&I Curtailment | C&I Curtailment-Turnkey-Standard Lighting Control | Large General | Services | Winter Evening | % of Load | 1 | 2027 | 1.2762e-05
ENS | Preferred Plan | C&I Curtailment | C&I Curtailment-Turnkey-Water Heating Control | Large General | Miscellaneous | Winter Evening | % of Load | 1 | 2027 | 9.45e-06
ENS | Preferred Plan | C&I Curtailment | C&I Curtailment-Turnkey-Water Heating Control | Large General | Retail Trade | Winter Evening | % of Load | 1 | 2027 | 1.1514e-06
ENS | Preferred Plan | C&I Curtailment | C&I Curtailment-Turnkey-Water Heating Control | Large General | Services | Winter Evening | % of Load | 1 | 2027 | 1.8438e-06
ENS | Preferred Plan | C&I Curtailment | C&I Curtailment-Turnkey-Other | Large General | Miscellaneous | Winter Evening | % of Load | 1 | 2027 | 0.0002039
ENS | Preferred Plan | C&I Curtailment | C&I Curtailment-Turnkey-Other | Large General | Retail Trade | Winter Evening | % of Load | 1 | 2027 | 1.2144e-05
ENS | Preferred Plan | C&I Curtailment | C&I Curtailment-Turnkey-Other | Large General | Services | Winter Evening | % of Load | 1 | 2027 | 1.9447e-05
ENS | Preferred Plan | C&I Curtailment | C&I Curtailment-Turnkey-Manual HVAC Control | Small Industrial | Miscellaneous | Winter Morning | % of Load | 1 | 2027 | 0.00010074
ENS | Preferred Plan | C&I Curtailment | C&I Curtailment-Turnkey-Manual HVAC Control | Small Industrial | Offices | Winter Morning | % of Load | 1 | 2027 | 1.2682e-06
ENS | Preferred Plan | C&I Curtailment | C&I Curtailment-Turnkey-Manual HVAC Control | Small Industrial | Retail Trade | Winter Morning | % of Load | 1 | 2027 | 4.3274e-06
ENS | Preferred Plan | C&I Curtailment | C&I Curtailment-Turnkey-Manual HVAC Control | Small Industrial | Services | Winter Morning | % of Load | 1 | 2027 | 1.3671e-06
ENS | Preferred Plan | C&I Curtailment | C&I Curtailment-Turnkey-Auto-DR HVAC Control | Small Industrial | Miscellaneous | Winter Morning | % of Load | 1 | 2027 | 3.9989e-06
ENS | Preferred Plan | C&I Curtailment | C&I Curtailment-Turnkey-Auto-DR HVAC Control | Small Industrial | Offices | Winter Morning | % of Load | 1 | 2027 | 5.034e-08
ENS | Preferred Plan | C&I Curtailment | C&I Curtailment-Turnkey-Auto-DR HVAC Control | Small Industrial | Retail Trade | Winter Morning | % of Load | 1 | 2027 | 1.7177e-07
ENS | Preferred Plan | C&I Curtailment | C&I Curtailment-Turnkey-Auto-DR HVAC Control | Small Industrial | Services | Winter Morning | % of Load | 1 | 2027 | 5.4267e-08
ENS | Preferred Plan | C&I Curtailment | C&I Curtailment-Turnkey-Standard Lighting Control | Small Industrial | Miscellaneous | Winter Morning | % of Load | 1 | 2027 | 3.1679e-05
ENS | Preferred Plan | C&I Curtailment | C&I Curtailment-Turnkey-Standard Lighting Control | Small Industrial | Offices | Winter Morning | % of Load | 1 | 2027 | 1.7373e-07
ENS | Preferred Plan | C&I Curtailment | C&I Curtailment-Turnkey-Standard Lighting Control | Small Industrial | Retail Trade | Winter Morning | % of Load | 1 | 2027 | 1.864e-06
ENS | Preferred Plan | C&I Curtailment | C&I Curtailment-Turnkey-Standard Lighting Control | Small Industrial | Services | Winter Morning | % of Load | 1 | 2027 | 5.8888e-07
ENS | Preferred Plan | C&I Curtailment | C&I Curtailment-Turnkey-Water Heating Control | Small Industrial | Miscellaneous | Winter Morning | % of Load | 1 | 2027 | 2.4513e-06
ENS | Preferred Plan | C&I Curtailment | C&I Curtailment-Turnkey-Water Heating Control | Small Industrial | Offices | Winter Morning | % of Load | 1 | 2027 | 1.2672e-08
ENS | Preferred Plan | C&I Curtailment | C&I Curtailment-Turnkey-Water Heating Control | Small Industrial | Retail Trade | Winter Morning | % of Load | 1 | 2027 | 2.3867e-07
ENS | Preferred Plan | C&I Curtailment | C&I Curtailment-Turnkey-Water Heating Control | Small Industrial | Services | Winter Morning | % of Load | 1 | 2027 | 7.5404e-08
ENS | Preferred Plan | C&I Curtailment | C&I Curtailment-Turnkey-Other | Small Industrial | Miscellaneous | Winter Morning | % of Load | 1 | 2027 | 3.8073e-05
ENS | Preferred Plan | C&I Curtailment | C&I Curtailment-Turnkey-Other | Small Industrial | Offices | Winter Morning | % of Load | 1 | 2027 | 2.3915e-07
ENS | Preferred Plan | C&I Curtailment | C&I Curtailment-Turnkey-Other | Small Industrial | Retail Trade | Winter Morning | % of Load | 1 | 2027 | 2.6356e-06
ENS | Preferred Plan | C&I Curtailment | C&I Curtailment-Turnkey-Other | Small Industrial | Services | Winter Morning | % of Load | 1 | 2027 | 8.3265e-07
ENS | Preferred Plan | C&I Curtailment | C&I Curtailment-Turnkey-Industrial | Small Industrial | Manufacturing | Winter Morning | % of Load | 1 | 2027 | 9.2121e-06
ENS | Preferred Plan | C&I Curtailment | C&I Curtailment-Turnkey-Manual HVAC Control | Small Industrial | Miscellaneous | Winter Evening | % of Load | 1 | 2027 | 0.00012242
ENS | Preferred Plan | C&I Curtailment | C&I Curtailment-Turnkey-Manual HVAC Control | Small Industrial | Offices | Winter Evening | % of Load | 1 | 2027 | 1.5411e-06
ENS | Preferred Plan | C&I Curtailment | C&I Curtailment-Turnkey-Manual HVAC Control | Small Industrial | Retail Trade | Winter Evening | % of Load | 1 | 2027 | 5.2587e-06
ENS | Preferred Plan | C&I Curtailment | C&I Curtailment-Turnkey-Manual HVAC Control | Small Industrial | Services | Winter Evening | % of Load | 1 | 2027 | 1.6614e-06
ENS | Preferred Plan | C&I Curtailment | C&I Curtailment-Turnkey-Auto-DR HVAC Control | Small Industrial | Miscellaneous | Winter Evening | % of Load | 1 | 2027 | 4.8595e-06
ENS | Preferred Plan | C&I Curtailment | C&I Curtailment-Turnkey-Auto-DR HVAC Control | Small Industrial | Offices | Winter Evening | % of Load | 1 | 2027 | 6.1174e-08
ENS | Preferred Plan | C&I Curtailment | C&I Curtailment-Turnkey-Auto-DR HVAC Control | Small Industrial | Retail Trade | Winter Evening | % of Load | 1 | 2027 | 2.0874e-07
ENS | Preferred Plan | C&I Curtailment | C&I Curtailment-Turnkey-Auto-DR HVAC Control | Small Industrial | Services | Winter Evening | % of Load | 1 | 2027 | 6.5946e-08
ENS | Preferred Plan | C&I Curtailment | C&I Curtailment-Turnkey-Standard Lighting Control | Small Industrial | Miscellaneous | Winter Evening | % of Load | 1 | 2027 | 3.8496e-05
ENS | Preferred Plan | C&I Curtailment | C&I Curtailment-Turnkey-Standard Lighting Control | Small Industrial | Offices | Winter Evening | % of Load | 1 | 2027 | 2.1112e-07
ENS | Preferred Plan | C&I Curtailment | C&I Curtailment-Turnkey-Standard Lighting Control | Small Industrial | Retail Trade | Winter Evening | % of Load | 1 | 2027 | 2.2651e-06
ENS | Preferred Plan | C&I Curtailment | C&I Curtailment-Turnkey-Standard Lighting Control | Small Industrial | Services | Winter Evening | % of Load | 1 | 2027 | 7.1561e-07
ENS | Preferred Plan | C&I Curtailment | C&I Curtailment-Turnkey-Water Heating Control | Small Industrial | Miscellaneous | Winter Evening | % of Load | 1 | 2027 | 2.9789e-06
ENS | Preferred Plan | C&I Curtailment | C&I Curtailment-Turnkey-Water Heating Control | Small Industrial | Offices | Winter Evening | % of Load | 1 | 2027 | 1.5399e-08
ENS | Preferred Plan | C&I Curtailment | C&I Curtailment-Turnkey-Water Heating Control | Small Industrial | Retail Trade | Winter Evening | % of Load | 1 | 2027 | 2.9004e-07
ENS | Preferred Plan | C&I Curtailment | C&I Curtailment-Turnkey-Water Heating Control | Small Industrial | Services | Winter Evening | % of Load | 1 | 2027 | 9.1631e-08
ENS | Preferred Plan | C&I Curtailment | C&I Curtailment-Turnkey-Other | Small Industrial | Miscellaneous | Winter Evening | % of Load | 1 | 2027 | 4.6267e-05
ENS | Preferred Plan | C&I Curtailment | C&I Curtailment-Turnkey-Other | Small Industrial | Offices | Winter Evening | % of Load | 1 | 2027 | 2.9062e-07
ENS | Preferred Plan | C&I Curtailment | C&I Curtailment-Turnkey-Other | Small Industrial | Retail Trade | Winter Evening | % of Load | 1 | 2027 | 3.2028e-06
ENS | Preferred Plan | C&I Curtailment | C&I Curtailment-Turnkey-Other | Small Industrial | Services | Winter Evening | % of Load | 1 | 2027 | 1.0118e-06
ENS | Preferred Plan | C&I Curtailment | C&I Curtailment-Turnkey-Industrial | Small Industrial | Manufacturing | Winter Evening | % of Load | 1 | 2027 | 1.1195e-05
ENS | Preferred Plan | C&I Curtailment | C&I Curtailment-Turnkey-Manual HVAC Control | Medium Industrial | Miscellaneous | Winter Morning | % of Load | 1 | 2027 | 0.0019227
ENS | Preferred Plan | C&I Curtailment | C&I Curtailment-Turnkey-Manual HVAC Control | Medium Industrial | Offices | Winter Morning | % of Load | 1 | 2027 | 3.0467e-05
ENS | Preferred Plan | C&I Curtailment | C&I Curtailment-Turnkey-Manual HVAC Control | Medium Industrial | Retail Trade | Winter Morning | % of Load | 1 | 2027 | 0.00043207
ENS | Preferred Plan | C&I Curtailment | C&I Curtailment-Turnkey-Manual HVAC Control | Medium Industrial | Services | Winter Morning | % of Load | 1 | 2027 | 1.9895e-05
ENS | Preferred Plan | C&I Curtailment | C&I Curtailment-Turnkey-Auto-DR HVAC Control | Medium Industrial | Miscellaneous | Winter Morning | % of Load | 1 | 2027 | 7.6319e-05
ENS | Preferred Plan | C&I Curtailment | C&I Curtailment-Turnkey-Auto-DR HVAC Control | Medium Industrial | Offices | Winter Morning | % of Load | 1 | 2027 | 1.2094e-06
ENS | Preferred Plan | C&I Curtailment | C&I Curtailment-Turnkey-Auto-DR HVAC Control | Medium Industrial | Retail Trade | Winter Morning | % of Load | 1 | 2027 | 1.715e-05
ENS | Preferred Plan | C&I Curtailment | C&I Curtailment-Turnkey-Auto-DR HVAC Control | Medium Industrial | Services | Winter Morning | % of Load | 1 | 2027 | 7.8973e-07
ENS | Preferred Plan | C&I Curtailment | C&I Curtailment-Turnkey-Standard Lighting Control | Medium Industrial | Miscellaneous | Winter Morning | % of Load | 1 | 2027 | 0.00060458
ENS | Preferred Plan | C&I Curtailment | C&I Curtailment-Turnkey-Standard Lighting Control | Medium Industrial | Offices | Winter Morning | % of Load | 1 | 2027 | 4.1736e-06
ENS | Preferred Plan | C&I Curtailment | C&I Curtailment-Turnkey-Standard Lighting Control | Medium Industrial | Retail Trade | Winter Morning | % of Load | 1 | 2027 | 0.00018611
ENS | Preferred Plan | C&I Curtailment | C&I Curtailment-Turnkey-Standard Lighting Control | Medium Industrial | Services | Winter Morning | % of Load | 1 | 2027 | 8.5696e-06
ENS | Preferred Plan | C&I Curtailment | C&I Curtailment-Turnkey-Water Heating Control | Medium Industrial | Miscellaneous | Winter Morning | % of Load | 1 | 2027 | 4.6783e-05
ENS | Preferred Plan | C&I Curtailment | C&I Curtailment-Turnkey-Water Heating Control | Medium Industrial | Offices | Winter Morning | % of Load | 1 | 2027 | 3.0442e-07
ENS | Preferred Plan | C&I Curtailment | C&I Curtailment-Turnkey-Water Heating Control | Medium Industrial | Retail Trade | Winter Morning | % of Load | 1 | 2027 | 2.383e-05
ENS | Preferred Plan | C&I Curtailment | C&I Curtailment-Turnkey-Water Heating Control | Medium Industrial | Services | Winter Morning | % of Load | 1 | 2027 | 1.0973e-06
ENS | Preferred Plan | C&I Curtailment | C&I Curtailment-Turnkey-Other | Medium Industrial | Miscellaneous | Winter Morning | % of Load | 1 | 2027 | 0.00072662
ENS | Preferred Plan | C&I Curtailment | C&I Curtailment-Turnkey-Other | Medium Industrial | Offices | Winter Morning | % of Load | 1 | 2027 | 5.7453e-06
ENS | Preferred Plan | C&I Curtailment | C&I Curtailment-Turnkey-Other | Medium Industrial | Retail Trade | Winter Morning | % of Load | 1 | 2027 | 0.00026315
ENS | Preferred Plan | C&I Curtailment | C&I Curtailment-Turnkey-Other | Medium Industrial | Services | Winter Morning | % of Load | 1 | 2027 | 1.2117e-05
ENS | Preferred Plan | C&I Curtailment | C&I Curtailment-Turnkey-Manual HVAC Control | Medium Industrial | Miscellaneous | Winter Evening | % of Load | 1 | 2027 | 0.0016464
ENS | Preferred Plan | C&I Curtailment | C&I Curtailment-Turnkey-Manual HVAC Control | Medium Industrial | Offices | Winter Evening | % of Load | 1 | 2027 | 2.609e-05
ENS | Preferred Plan | C&I Curtailment | C&I Curtailment-Turnkey-Manual HVAC Control | Medium Industrial | Retail Trade | Winter Evening | % of Load | 1 | 2027 | 0.00036999
ENS | Preferred Plan | C&I Curtailment | C&I Curtailment-Turnkey-Manual HVAC Control | Medium Industrial | Services | Winter Evening | % of Load | 1 | 2027 | 1.7037e-05
ENS | Preferred Plan | C&I Curtailment | C&I Curtailment-Turnkey-Auto-DR HVAC Control | Medium Industrial | Miscellaneous | Winter Evening | % of Load | 1 | 2027 | 6.5353e-05
ENS | Preferred Plan | C&I Curtailment | C&I Curtailment-Turnkey-Auto-DR HVAC Control | Medium Industrial | Offices | Winter Evening | % of Load | 1 | 2027 | 1.0356e-06
ENS | Preferred Plan | C&I Curtailment | C&I Curtailment-Turnkey-Auto-DR HVAC Control | Medium Industrial | Retail Trade | Winter Evening | % of Load | 1 | 2027 | 1.4686e-05
ENS | Preferred Plan | C&I Curtailment | C&I Curtailment-Turnkey-Auto-DR HVAC Control | Medium Industrial | Services | Winter Evening | % of Load | 1 | 2027 | 6.7626e-07
ENS | Preferred Plan | C&I Curtailment | C&I Curtailment-Turnkey-Standard Lighting Control | Medium Industrial | Miscellaneous | Winter Evening | % of Load | 1 | 2027 | 0.00051772
ENS | Preferred Plan | C&I Curtailment | C&I Curtailment-Turnkey-Standard Lighting Control | Medium Industrial | Offices | Winter Evening | % of Load | 1 | 2027 | 3.574e-06
ENS | Preferred Plan | C&I Curtailment | C&I Curtailment-Turnkey-Standard Lighting Control | Medium Industrial | Retail Trade | Winter Evening | % of Load | 1 | 2027 | 0.00015937
ENS | Preferred Plan | C&I Curtailment | C&I Curtailment-Turnkey-Standard Lighting Control | Medium Industrial | Services | Winter Evening | % of Load | 1 | 2027 | 7.3384e-06
ENS | Preferred Plan | C&I Curtailment | C&I Curtailment-Turnkey-Water Heating Control | Medium Industrial | Miscellaneous | Winter Evening | % of Load | 1 | 2027 | 4.0061e-05
ENS | Preferred Plan | C&I Curtailment | C&I Curtailment-Turnkey-Water Heating Control | Medium Industrial | Offices | Winter Evening | % of Load | 1 | 2027 | 2.6069e-07
ENS | Preferred Plan | C&I Curtailment | C&I Curtailment-Turnkey-Water Heating Control | Medium Industrial | Retail Trade | Winter Evening | % of Load | 1 | 2027 | 2.0406e-05
ENS | Preferred Plan | C&I Curtailment | C&I Curtailment-Turnkey-Water Heating Control | Medium Industrial | Services | Winter Evening | % of Load | 1 | 2027 | 9.3965e-07
ENS | Preferred Plan | C&I Curtailment | C&I Curtailment-Turnkey-Other | Medium Industrial | Miscellaneous | Winter Evening | % of Load | 1 | 2027 | 0.00062222
ENS | Preferred Plan | C&I Curtailment | C&I Curtailment-Turnkey-Other | Medium Industrial | Offices | Winter Evening | % of Load | 1 | 2027 | 4.9198e-06
ENS | Preferred Plan | C&I Curtailment | C&I Curtailment-Turnkey-Other | Medium Industrial | Retail Trade | Winter Evening | % of Load | 1 | 2027 | 0.00022534
ENS | Preferred Plan | C&I Curtailment | C&I Curtailment-Turnkey-Other | Medium Industrial | Services | Winter Evening | % of Load | 1 | 2027 | 1.0376e-05
ENS | Preferred Plan | C&I Curtailment | C&I Curtailment-Turnkey-Manual HVAC Control | Large Industrial | Miscellaneous | Winter Morning | % of Load | 1 | 2027 | 3.9922e-05
ENS | Preferred Plan | C&I Curtailment | C&I Curtailment-Turnkey-Auto-DR HVAC Control | Large Industrial | Miscellaneous | Winter Morning | % of Load | 1 | 2027 | 1.5847e-06
ENS | Preferred Plan | C&I Curtailment | C&I Curtailment-Turnkey-Standard Lighting Control | Large Industrial | Miscellaneous | Winter Morning | % of Load | 1 | 2027 | 1.7287e-05
ENS | Preferred Plan | C&I Curtailment | C&I Curtailment-Turnkey-Water Heating Control | Large Industrial | Miscellaneous | Winter Morning | % of Load | 1 | 2027 | 8.1789e-07
ENS | Preferred Plan | C&I Curtailment | C&I Curtailment-Turnkey-Other | Large Industrial | Miscellaneous | Winter Morning | % of Load | 1 | 2027 | 1.7647e-05
ENS | Preferred Plan | C&I Curtailment | C&I Curtailment-Turnkey-Industrial | Large Industrial | Manufacturing | Winter Morning | % of Load | 1 | 2027 | 3.5028e-06
ENS | Preferred Plan | C&I Curtailment | C&I Curtailment-Turnkey-Manual HVAC Control | Large Industrial | Miscellaneous | Winter Evening | % of Load | 1 | 2027 | 3.5129e-05
ENS | Preferred Plan | C&I Curtailment | C&I Curtailment-Turnkey-Auto-DR HVAC Control | Large Industrial | Miscellaneous | Winter Evening | % of Load | 1 | 2027 | 1.3944e-06
ENS | Preferred Plan | C&I Curtailment | C&I Curtailment-Turnkey-Standard Lighting Control | Large Industrial | Miscellaneous | Winter Evening | % of Load | 1 | 2027 | 1.5212e-05
ENS | Preferred Plan | C&I Curtailment | C&I Curtailment-Turnkey-Water Heating Control | Large Industrial | Miscellaneous | Winter Evening | % of Load | 1 | 2027 | 7.1971e-07
ENS | Preferred Plan | C&I Curtailment | C&I Curtailment-Turnkey-Other | Large Industrial | Miscellaneous | Winter Evening | % of Load | 1 | 2027 | 1.5529e-05
ENS | Preferred Plan | C&I Curtailment | C&I Curtailment-Turnkey-Industrial | Large Industrial | Manufacturing | Winter Evening | % of Load | 1 | 2027 | 3.0823e-06
ENS | Preferred Plan | C&I Loadshift to BUGs | C&I Loadshift to BUGs | Large General | Miscellaneous | Winter Morning | % of Load | 1 | 2027 | 0.0023479
ENS | Preferred Plan | C&I Loadshift to BUGs | C&I Loadshift to BUGs | Large General | Miscellaneous | Winter Evening | % of Load | 1 | 2027 | 0.0017878
ENS | Preferred Plan | C&I Loadshift to BUGs | C&I Loadshift to BUGs | Small Industrial | Miscellaneous | Winter Morning | % of Load | 1 | 2027 | 0.00062701
ENS | Preferred Plan | C&I Loadshift to BUGs | C&I Loadshift to BUGs | Small Industrial | Miscellaneous | Winter Evening | % of Load | 1 | 2027 | 0.00076195
ENS | Preferred Plan | C&I Loadshift to BUGs | C&I Loadshift to BUGs | Medium Industrial | Manufacturing | Winter Morning | % of Load | 1 | 2027 | 0.00044129
ENS | Preferred Plan | C&I Loadshift to BUGs | C&I Loadshift to BUGs | Medium Industrial | Miscellaneous | Winter Morning | % of Load | 1 | 2027 | 0.0019152
ENS | Preferred Plan | C&I Loadshift to BUGs | C&I Loadshift to BUGs | Medium Industrial | Manufacturing | Winter Evening | % of Load | 1 | 2027 | 0.00037788
ENS | Preferred Plan | C&I Loadshift to BUGs | C&I Loadshift to BUGs | Medium Industrial | Miscellaneous | Winter Evening | % of Load | 1 | 2027 | 0.00164
ENS | Preferred Plan | Dynamic Pricing | Dynamic Pricing with enabling tech. | Small General | Manufacturing | Winter Morning | % of Load | 1 | 2027 | 3.8726e-06
ENS | Preferred Plan | Dynamic Pricing | Dynamic Pricing with enabling tech. | Small General | Manufacturing | Winter Evening | % of Load | 1 | 2027 | 3.9792e-06
ENS | Preferred Plan | Dynamic Pricing | Dynamic Pricing with enabling tech. | Residential Charitable | Residential LI | Winter Morning | % of Load | 1 | 2027 | 0.00019812
ENS | Preferred Plan | Dynamic Pricing | Dynamic Pricing with enabling tech. | Residential Charitable | Residential Market Rate | Winter Morning | % of Load | 1 | 2027 | 0.0011242
ENS | Preferred Plan | Dynamic Pricing | Dynamic Pricing w/o enabling tech. | Residential Charitable | Residential LI | Winter Morning | % of Load | 1 | 2027 | 0.0013885
ENS | Preferred Plan | Dynamic Pricing | Dynamic Pricing w/o enabling tech. | Residential Charitable | Residential Market Rate | Winter Morning | % of Load | 1 | 2027 | 0.0078792
ENS | Preferred Plan | Dynamic Pricing | Dynamic Pricing with enabling tech. | Residential Charitable | Residential LI | Winter Evening | % of Load | 1 | 2027 | 0.00019965
ENS | Preferred Plan | Dynamic Pricing | Dynamic Pricing with enabling tech. | Residential Charitable | Residential Market Rate | Winter Evening | % of Load | 1 | 2027 | 0.0011329
ENS | Preferred Plan | Dynamic Pricing | Dynamic Pricing w/o enabling tech. | Residential Charitable | Residential LI | Winter Evening | % of Load | 1 | 2027 | 0.0013992
ENS | Preferred Plan | Dynamic Pricing | Dynamic Pricing w/o enabling tech. | Residential Charitable | Residential Market Rate | Winter Evening | % of Load | 1 | 2027 | 0.0079402
ENS | Preferred Plan | Behavioral DR | Behavioral DR | Residential Charitable | Residential LI | Winter Morning | % of Load | 1 | 2027 | 7.8597e-05
ENS | Preferred Plan | Behavioral DR | Behavioral DR | Residential Charitable | Residential Market Rate | Winter Morning | % of Load | 1 | 2027 | 0.0004478
ENS | Preferred Plan | Behavioral DR | Behavioral DR | Residential Charitable | Residential LI | Winter Evening | % of Load | 1 | 2027 | 7.9205e-05
ENS | Preferred Plan | Behavioral DR | Behavioral DR | Residential Charitable | Residential Market Rate | Winter Evening | % of Load | 1 | 2027 | 0.00045126
ENS | Preferred Plan | Time-of-Use Rates (TOU) | Time-of-Use Rates (TOU) | Residential Charitable | Residential LI | Winter Morning | % of Load | 0 | 2027 | 0.00033234
ENS | Preferred Plan | Time-of-Use Rates (TOU) | Time-of-Use Rates (TOU) | Residential Charitable | Residential Market Rate | Winter Morning | % of Load | 0 | 2027 | 0.0018935
ENS | Preferred Plan | Time-of-Use Rates (TOU) | Time-of-Use Rates (TOU) | Residential Charitable | Residential LI | Winter Evening | % of Load | 0 | 2027 | 0.00033491
ENS | Preferred Plan | Time-of-Use Rates (TOU) | Time-of-Use Rates (TOU) | Residential Charitable | Residential Market Rate | Winter Evening | % of Load | 0 | 2027 | 0.0019081
ENS | Preferred Plan | DLC-Thermostat | DLC-Thermostat-BYOT-Central Heat Pump | Residential Charitable | Residential LI | Winter Morning | % of Load | 0 | 2028 | 2.3314e-05
ENS | Preferred Plan | DLC-Thermostat | DLC-Thermostat-BYOT-Central Heat Pump | Residential Charitable | Residential Market Rate | Winter Morning | % of Load | 0 | 2028 | 0.00014267
ENS | Preferred Plan | DLC-Thermostat | DLC-Thermostat-DI-Baseboard Heating | Residential Charitable | Residential LI | Winter Morning | % of Load | 0 | 2028 | 0.00011848
ENS | Preferred Plan | DLC-Thermostat | DLC-Thermostat-DI-Baseboard Heating | Residential Charitable | Residential Market Rate | Winter Morning | % of Load | 0 | 2028 | 0.0011279
ENS | Preferred Plan | DLC-Thermostat | DLC-Thermostat-BYOT-Baseboard Heating | Residential Charitable | Residential LI | Winter Morning | % of Load | 0 | 2028 | 1.3854e-05
ENS | Preferred Plan | DLC-Thermostat | DLC-Thermostat-BYOT-Baseboard Heating | Residential Charitable | Residential Market Rate | Winter Morning | % of Load | 0 | 2028 | 0.00013188
ENS | Preferred Plan | DLC-Thermostat | DLC-Thermostat-DI-MSHP | Residential Charitable | Residential LI | Winter Morning | % of Load | 0 | 2028 | 6.8655e-05
ENS | Preferred Plan | DLC-Thermostat | DLC-Thermostat-DI-MSHP | Residential Charitable | Residential Market Rate | Winter Morning | % of Load | 0 | 2028 | 0.00065353
ENS | Preferred Plan | DLC-Thermostat | DLC-Thermostat-BYOT-MSHP | Residential Charitable | Residential LI | Winter Morning | % of Load | 0 | 2028 | 6.2013e-06
ENS | Preferred Plan | DLC-Thermostat | DLC-Thermostat-BYOT-MSHP | Residential Charitable | Residential Market Rate | Winter Morning | % of Load | 0 | 2028 | 5.903e-05
ENS | Preferred Plan | DLC-Thermostat | DLC-Thermostat-BYOT-Central Heat Pump | Residential Charitable | Residential LI | Winter Evening | % of Load | 0 | 2028 | 2.0838e-05
ENS | Preferred Plan | DLC-Thermostat | DLC-Thermostat-BYOT-Central Heat Pump | Residential Charitable | Residential Market Rate | Winter Evening | % of Load | 0 | 2028 | 0.00012751
ENS | Preferred Plan | DLC-Thermostat | DLC-Thermostat-DI-Baseboard Heating | Residential Charitable | Residential LI | Winter Evening | % of Load | 0 | 2028 | 0.0001059
ENS | Preferred Plan | DLC-Thermostat | DLC-Thermostat-DI-Baseboard Heating | Residential Charitable | Residential Market Rate | Winter Evening | % of Load | 0 | 2028 | 0.001008
ENS | Preferred Plan | DLC-Thermostat | DLC-Thermostat-BYOT-Baseboard Heating | Residential Charitable | Residential LI | Winter Evening | % of Load | 0 | 2028 | 1.2382e-05
ENS | Preferred Plan | DLC-Thermostat | DLC-Thermostat-BYOT-Baseboard Heating | Residential Charitable | Residential Market Rate | Winter Evening | % of Load | 0 | 2028 | 0.00011787
ENS | Preferred Plan | DLC-Thermostat | DLC-Thermostat-DI-MSHP | Residential Charitable | Residential LI | Winter Evening | % of Load | 0 | 2028 | 6.1362e-05
ENS | Preferred Plan | DLC-Thermostat | DLC-Thermostat-DI-MSHP | Residential Charitable | Residential Market Rate | Winter Evening | % of Load | 0 | 2028 | 0.00058411
ENS | Preferred Plan | DLC-Thermostat | DLC-Thermostat-BYOT-MSHP | Residential Charitable | Residential LI | Winter Evening | % of Load | 0 | 2028 | 5.5425e-06
ENS | Preferred Plan | DLC-Thermostat | DLC-Thermostat-BYOT-MSHP | Residential Charitable | Residential Market Rate | Winter Evening | % of Load | 0 | 2028 | 5.2759e-05
ENS | Preferred Plan | DLC-Water Heating | DLC-Switch-Water Heating | Residential Charitable | Residential LI | Winter Morning | % of Load | 0 | 2028 | 7.3137e-05
ENS | Preferred Plan | DLC-Water Heating | DLC-Switch-Water Heating | Residential Charitable | Residential Market Rate | Winter Morning | % of Load | 0 | 2028 | 0.00083543
ENS | Preferred Plan | DLC-Water Heating | DLC-Switch-Water Heating | Residential Charitable | Residential LI | Winter Evening | % of Load | 0 | 2028 | 5.5249e-05
ENS | Preferred Plan | DLC-Water Heating | DLC-Switch-Water Heating | Residential Charitable | Residential Market Rate | Winter Evening | % of Load | 0 | 2028 | 0.0006311
ENS | Preferred Plan | C&I Curtailment | C&I Curtailment-Turnkey-Manual HVAC Control | General | Miscellaneous | Winter Morning | % of Load | 1 | 2028 | 0.00089519
ENS | Preferred Plan | C&I Curtailment | C&I Curtailment-Turnkey-Manual HVAC Control | General | Offices | Winter Morning | % of Load | 1 | 2028 | 6.0334e-05
ENS | Preferred Plan | C&I Curtailment | C&I Curtailment-Turnkey-Manual HVAC Control | General | Retail Trade | Winter Morning | % of Load | 1 | 2028 | 0.00020809
ENS | Preferred Plan | C&I Curtailment | C&I Curtailment-Turnkey-Manual HVAC Control | General | Services | Winter Morning | % of Load | 1 | 2028 | 0.00013453
ENS | Preferred Plan | C&I Curtailment | C&I Curtailment-Turnkey-Auto-DR HVAC Control | General | Miscellaneous | Winter Morning | % of Load | 1 | 2028 | 4.4683e-05
ENS | Preferred Plan | C&I Curtailment | C&I Curtailment-Turnkey-Auto-DR HVAC Control | General | Offices | Winter Morning | % of Load | 1 | 2028 | 3.0116e-06
ENS | Preferred Plan | C&I Curtailment | C&I Curtailment-Turnkey-Auto-DR HVAC Control | General | Retail Trade | Winter Morning | % of Load | 1 | 2028 | 1.0387e-05
ENS | Preferred Plan | C&I Curtailment | C&I Curtailment-Turnkey-Auto-DR HVAC Control | General | Services | Winter Morning | % of Load | 1 | 2028 | 6.7149e-06
ENS | Preferred Plan | C&I Curtailment | C&I Curtailment-Turnkey-Standard Lighting Control | General | Miscellaneous | Winter Morning | % of Load | 1 | 2028 | 0.00037131
ENS | Preferred Plan | C&I Curtailment | C&I Curtailment-Turnkey-Standard Lighting Control | General | Offices | Winter Morning | % of Load | 1 | 2028 | 7.5195e-06
ENS | Preferred Plan | C&I Curtailment | C&I Curtailment-Turnkey-Standard Lighting Control | General | Retail Trade | Winter Morning | % of Load | 1 | 2028 | 8.3583e-05
ENS | Preferred Plan | C&I Curtailment | C&I Curtailment-Turnkey-Standard Lighting Control | General | Services | Winter Morning | % of Load | 1 | 2028 | 5.4094e-05
ENS | Preferred Plan | C&I Curtailment | C&I Curtailment-Turnkey-Water Heating Control | General | Miscellaneous | Winter Morning | % of Load | 1 | 2028 | 2.354e-05
ENS | Preferred Plan | C&I Curtailment | C&I Curtailment-Turnkey-Water Heating Control | General | Offices | Winter Morning | % of Load | 1 | 2028 | 6.2871e-07
ENS | Preferred Plan | C&I Curtailment | C&I Curtailment-Turnkey-Water Heating Control | General | Retail Trade | Winter Morning | % of Load | 1 | 2028 | 1.2596e-05
ENS | Preferred Plan | C&I Curtailment | C&I Curtailment-Turnkey-Water Heating Control | General | Services | Winter Morning | % of Load | 1 | 2028 | 8.1355e-06
ENS | Preferred Plan | C&I Curtailment | C&I Curtailment-Turnkey-Other | General | Miscellaneous | Winter Morning | % of Load | 1 | 2028 | 0.00041706
ENS | Preferred Plan | C&I Curtailment | C&I Curtailment-Turnkey-Other | General | Offices | Winter Morning | % of Load | 1 | 2028 | 1.1407e-05
ENS | Preferred Plan | C&I Curtailment | C&I Curtailment-Turnkey-Other | General | Retail Trade | Winter Morning | % of Load | 1 | 2028 | 0.00013193
ENS | Preferred Plan | C&I Curtailment | C&I Curtailment-Turnkey-Other | General | Services | Winter Morning | % of Load | 1 | 2028 | 8.5271e-05
ENS | Preferred Plan | C&I Curtailment | C&I Curtailment-Turnkey-Manual HVAC Control | General | Miscellaneous | Winter Evening | % of Load | 1 | 2028 | 0.00092762
ENS | Preferred Plan | C&I Curtailment | C&I Curtailment-Turnkey-Manual HVAC Control | General | Offices | Winter Evening | % of Load | 1 | 2028 | 6.252e-05
ENS | Preferred Plan | C&I Curtailment | C&I Curtailment-Turnkey-Manual HVAC Control | General | Retail Trade | Winter Evening | % of Load | 1 | 2028 | 0.00021562
ENS | Preferred Plan | C&I Curtailment | C&I Curtailment-Turnkey-Manual HVAC Control | General | Services | Winter Evening | % of Load | 1 | 2028 | 0.0001394
ENS | Preferred Plan | C&I Curtailment | C&I Curtailment-Turnkey-Auto-DR HVAC Control | General | Miscellaneous | Winter Evening | % of Load | 1 | 2028 | 4.6302e-05
ENS | Preferred Plan | C&I Curtailment | C&I Curtailment-Turnkey-Auto-DR HVAC Control | General | Offices | Winter Evening | % of Load | 1 | 2028 | 3.1207e-06
ENS | Preferred Plan | C&I Curtailment | C&I Curtailment-Turnkey-Auto-DR HVAC Control | General | Retail Trade | Winter Evening | % of Load | 1 | 2028 | 1.0763e-05
ENS | Preferred Plan | C&I Curtailment | C&I Curtailment-Turnkey-Auto-DR HVAC Control | General | Services | Winter Evening | % of Load | 1 | 2028 | 6.9582e-06
ENS | Preferred Plan | C&I Curtailment | C&I Curtailment-Turnkey-Standard Lighting Control | General | Miscellaneous | Winter Evening | % of Load | 1 | 2028 | 0.00038476
ENS | Preferred Plan | C&I Curtailment | C&I Curtailment-Turnkey-Standard Lighting Control | General | Offices | Winter Evening | % of Load | 1 | 2028 | 7.7919e-06
ENS | Preferred Plan | C&I Curtailment | C&I Curtailment-Turnkey-Standard Lighting Control | General | Retail Trade | Winter Evening | % of Load | 1 | 2028 | 8.6612e-05
ENS | Preferred Plan | C&I Curtailment | C&I Curtailment-Turnkey-Standard Lighting Control | General | Services | Winter Evening | % of Load | 1 | 2028 | 5.6054e-05
ENS | Preferred Plan | C&I Curtailment | C&I Curtailment-Turnkey-Water Heating Control | General | Miscellaneous | Winter Evening | % of Load | 1 | 2028 | 2.4393e-05
ENS | Preferred Plan | C&I Curtailment | C&I Curtailment-Turnkey-Water Heating Control | General | Offices | Winter Evening | % of Load | 1 | 2028 | 6.5148e-07
ENS | Preferred Plan | C&I Curtailment | C&I Curtailment-Turnkey-Water Heating Control | General | Retail Trade | Winter Evening | % of Load | 1 | 2028 | 1.3053e-05
ENS | Preferred Plan | C&I Curtailment | C&I Curtailment-Turnkey-Water Heating Control | General | Services | Winter Evening | % of Load | 1 | 2028 | 8.4303e-06
ENS | Preferred Plan | C&I Curtailment | C&I Curtailment-Turnkey-Other | General | Miscellaneous | Winter Evening | % of Load | 1 | 2028 | 0.00043217
ENS | Preferred Plan | C&I Curtailment | C&I Curtailment-Turnkey-Other | General | Offices | Winter Evening | % of Load | 1 | 2028 | 1.182e-05
ENS | Preferred Plan | C&I Curtailment | C&I Curtailment-Turnkey-Other | General | Retail Trade | Winter Evening | % of Load | 1 | 2028 | 0.00013671
ENS | Preferred Plan | C&I Curtailment | C&I Curtailment-Turnkey-Other | General | Services | Winter Evening | % of Load | 1 | 2028 | 8.8361e-05
ENS | Preferred Plan | C&I Curtailment | C&I Curtailment-Turnkey-Manual HVAC Control | Large General | Miscellaneous | Winter Morning | % of Load | 1 | 2028 | 0.00071643
ENS | Preferred Plan | C&I Curtailment | C&I Curtailment-Turnkey-Manual HVAC Control | Large General | Retail Trade | Winter Morning | % of Load | 1 | 2028 | 3.0354e-05
ENS | Preferred Plan | C&I Curtailment | C&I Curtailment-Turnkey-Manual HVAC Control | Large General | Services | Winter Morning | % of Load | 1 | 2028 | 4.8609e-05
ENS | Preferred Plan | C&I Curtailment | C&I Curtailment-Turnkey-Auto-DR HVAC Control | Large General | Miscellaneous | Winter Morning | % of Load | 1 | 2028 | 3.576e-05
ENS | Preferred Plan | C&I Curtailment | C&I Curtailment-Turnkey-Auto-DR HVAC Control | Large General | Retail Trade | Winter Morning | % of Load | 1 | 2028 | 1.5151e-06
ENS | Preferred Plan | C&I Curtailment | C&I Curtailment-Turnkey-Auto-DR HVAC Control | Large General | Services | Winter Morning | % of Load | 1 | 2028 | 2.4263e-06
ENS | Preferred Plan | C&I Curtailment | C&I Curtailment-Turnkey-Standard Lighting Control | Large General | Miscellaneous | Winter Morning | % of Load | 1 | 2028 | 0.00030856
ENS | Preferred Plan | C&I Curtailment | C&I Curtailment-Turnkey-Standard Lighting Control | Large General | Retail Trade | Winter Morning | % of Load | 1 | 2028 | 1.2128e-05
ENS | Preferred Plan | C&I Curtailment | C&I Curtailment-Turnkey-Standard Lighting Control | Large General | Services | Winter Morning | % of Load | 1 | 2028 | 1.9422e-05
ENS | Preferred Plan | C&I Curtailment | C&I Curtailment-Turnkey-Water Heating Control | Large General | Miscellaneous | Winter Morning | % of Load | 1 | 2028 | 1.5006e-05
ENS | Preferred Plan | C&I Curtailment | C&I Curtailment-Turnkey-Water Heating Control | Large General | Retail Trade | Winter Morning | % of Load | 1 | 2028 | 1.8466e-06
ENS | Preferred Plan | C&I Curtailment | C&I Curtailment-Turnkey-Water Heating Control | Large General | Services | Winter Morning | % of Load | 1 | 2028 | 2.9571e-06
ENS | Preferred Plan | C&I Curtailment | C&I Curtailment-Turnkey-Other | Large General | Miscellaneous | Winter Morning | % of Load | 1 | 2028 | 0.00032289
ENS | Preferred Plan | C&I Curtailment | C&I Curtailment-Turnkey-Other | Large General | Retail Trade | Winter Morning | % of Load | 1 | 2028 | 1.9268e-05
ENS | Preferred Plan | C&I Curtailment | C&I Curtailment-Turnkey-Other | Large General | Services | Winter Morning | % of Load | 1 | 2028 | 3.0855e-05
ENS | Preferred Plan | C&I Curtailment | C&I Curtailment-Turnkey-Manual HVAC Control | Large General | Miscellaneous | Winter Evening | % of Load | 1 | 2028 | 0.0005454
ENS | Preferred Plan | C&I Curtailment | C&I Curtailment-Turnkey-Manual HVAC Control | Large General | Retail Trade | Winter Evening | % of Load | 1 | 2028 | 2.3108e-05
ENS | Preferred Plan | C&I Curtailment | C&I Curtailment-Turnkey-Manual HVAC Control | Large General | Services | Winter Evening | % of Load | 1 | 2028 | 3.7004e-05
ENS | Preferred Plan | C&I Curtailment | C&I Curtailment-Turnkey-Auto-DR HVAC Control | Large General | Miscellaneous | Winter Evening | % of Load | 1 | 2028 | 2.7223e-05
ENS | Preferred Plan | C&I Curtailment | C&I Curtailment-Turnkey-Auto-DR HVAC Control | Large General | Retail Trade | Winter Evening | % of Load | 1 | 2028 | 1.1534e-06
ENS | Preferred Plan | C&I Curtailment | C&I Curtailment-Turnkey-Auto-DR HVAC Control | Large General | Services | Winter Evening | % of Load | 1 | 2028 | 1.8471e-06
ENS | Preferred Plan | C&I Curtailment | C&I Curtailment-Turnkey-Standard Lighting Control | Large General | Miscellaneous | Winter Evening | % of Load | 1 | 2028 | 0.0002349
ENS | Preferred Plan | C&I Curtailment | C&I Curtailment-Turnkey-Standard Lighting Control | Large General | Retail Trade | Winter Evening | % of Load | 1 | 2028 | 9.2326e-06
ENS | Preferred Plan | C&I Curtailment | C&I Curtailment-Turnkey-Standard Lighting Control | Large General | Services | Winter Evening | % of Load | 1 | 2028 | 1.4785e-05
ENS | Preferred Plan | C&I Curtailment | C&I Curtailment-Turnkey-Water Heating Control | Large General | Miscellaneous | Winter Evening | % of Load | 1 | 2028 | 1.1424e-05
ENS | Preferred Plan | C&I Curtailment | C&I Curtailment-Turnkey-Water Heating Control | Large General | Retail Trade | Winter Evening | % of Load | 1 | 2028 | 1.4057e-06
ENS | Preferred Plan | C&I Curtailment | C&I Curtailment-Turnkey-Water Heating Control | Large General | Services | Winter Evening | % of Load | 1 | 2028 | 2.2511e-06
ENS | Preferred Plan | C&I Curtailment | C&I Curtailment-Turnkey-Other | Large General | Miscellaneous | Winter Evening | % of Load | 1 | 2028 | 0.0002458
ENS | Preferred Plan | C&I Curtailment | C&I Curtailment-Turnkey-Other | Large General | Retail Trade | Winter Evening | % of Load | 1 | 2028 | 1.4668e-05
ENS | Preferred Plan | C&I Curtailment | C&I Curtailment-Turnkey-Other | Large General | Services | Winter Evening | % of Load | 1 | 2028 | 2.3489e-05
ENS | Preferred Plan | C&I Curtailment | C&I Curtailment-Turnkey-Manual HVAC Control | Small Industrial | Miscellaneous | Winter Morning | % of Load | 1 | 2028 | 0.00011919
ENS | Preferred Plan | C&I Curtailment | C&I Curtailment-Turnkey-Manual HVAC Control | Small Industrial | Offices | Winter Morning | % of Load | 1 | 2028 | 1.5097e-06
ENS | Preferred Plan | C&I Curtailment | C&I Curtailment-Turnkey-Manual HVAC Control | Small Industrial | Retail Trade | Winter Morning | % of Load | 1 | 2028 | 5.0886e-06
ENS | Preferred Plan | C&I Curtailment | C&I Curtailment-Turnkey-Manual HVAC Control | Small Industrial | Services | Winter Morning | % of Load | 1 | 2028 | 1.6076e-06
ENS | Preferred Plan | C&I Curtailment | C&I Curtailment-Turnkey-Auto-DR HVAC Control | Small Industrial | Miscellaneous | Winter Morning | % of Load | 1 | 2028 | 5.9492e-06
ENS | Preferred Plan | C&I Curtailment | C&I Curtailment-Turnkey-Auto-DR HVAC Control | Small Industrial | Offices | Winter Morning | % of Load | 1 | 2028 | 7.5356e-08
ENS | Preferred Plan | C&I Curtailment | C&I Curtailment-Turnkey-Auto-DR HVAC Control | Small Industrial | Retail Trade | Winter Morning | % of Load | 1 | 2028 | 2.54e-07
ENS | Preferred Plan | C&I Curtailment | C&I Curtailment-Turnkey-Auto-DR HVAC Control | Small Industrial | Services | Winter Morning | % of Load | 1 | 2028 | 8.0244e-08
ENS | Preferred Plan | C&I Curtailment | C&I Curtailment-Turnkey-Standard Lighting Control | Small Industrial | Miscellaneous | Winter Morning | % of Load | 1 | 2028 | 3.7083e-05
ENS | Preferred Plan | C&I Curtailment | C&I Curtailment-Turnkey-Standard Lighting Control | Small Industrial | Offices | Winter Morning | % of Load | 1 | 2028 | 2.0223e-07
ENS | Preferred Plan | C&I Curtailment | C&I Curtailment-Turnkey-Standard Lighting Control | Small Industrial | Retail Trade | Winter Morning | % of Load | 1 | 2028 | 2.1862e-06
ENS | Preferred Plan | C&I Curtailment | C&I Curtailment-Turnkey-Standard Lighting Control | Small Industrial | Services | Winter Morning | % of Load | 1 | 2028 | 6.9068e-07
ENS | Preferred Plan | C&I Curtailment | C&I Curtailment-Turnkey-Water Heating Control | Small Industrial | Miscellaneous | Winter Morning | % of Load | 1 | 2028 | 2.9666e-06
ENS | Preferred Plan | C&I Curtailment | C&I Curtailment-Turnkey-Water Heating Control | Small Industrial | Offices | Winter Morning | % of Load | 1 | 2028 | 1.5219e-08
ENS | Preferred Plan | C&I Curtailment | C&I Curtailment-Turnkey-Water Heating Control | Small Industrial | Retail Trade | Winter Morning | % of Load | 1 | 2028 | 2.8802e-07
ENS | Preferred Plan | C&I Curtailment | C&I Curtailment-Turnkey-Water Heating Control | Small Industrial | Services | Winter Morning | % of Load | 1 | 2028 | 9.0994e-08
ENS | Preferred Plan | C&I Curtailment | C&I Curtailment-Turnkey-Other | Small Industrial | Miscellaneous | Winter Morning | % of Load | 1 | 2028 | 4.5894e-05
ENS | Preferred Plan | C&I Curtailment | C&I Curtailment-Turnkey-Other | Small Industrial | Offices | Winter Morning | % of Load | 1 | 2028 | 2.8758e-07
ENS | Preferred Plan | C&I Curtailment | C&I Curtailment-Turnkey-Other | Small Industrial | Retail Trade | Winter Morning | % of Load | 1 | 2028 | 3.1761e-06
ENS | Preferred Plan | C&I Curtailment | C&I Curtailment-Turnkey-Other | Small Industrial | Services | Winter Morning | % of Load | 1 | 2028 | 1.0034e-06
ENS | Preferred Plan | C&I Curtailment | C&I Curtailment-Turnkey-Industrial | Small Industrial | Manufacturing | Winter Morning | % of Load | 1 | 2028 | 1.103e-05
ENS | Preferred Plan | C&I Curtailment | C&I Curtailment-Turnkey-Manual HVAC Control | Small Industrial | Miscellaneous | Winter Evening | % of Load | 1 | 2028 | 0.0001448
ENS | Preferred Plan | C&I Curtailment | C&I Curtailment-Turnkey-Manual HVAC Control | Small Industrial | Offices | Winter Evening | % of Load | 1 | 2028 | 1.8342e-06
ENS | Preferred Plan | C&I Curtailment | C&I Curtailment-Turnkey-Manual HVAC Control | Small Industrial | Retail Trade | Winter Evening | % of Load | 1 | 2028 | 6.1824e-06
ENS | Preferred Plan | C&I Curtailment | C&I Curtailment-Turnkey-Manual HVAC Control | Small Industrial | Services | Winter Evening | % of Load | 1 | 2028 | 1.9532e-06
ENS | Preferred Plan | C&I Curtailment | C&I Curtailment-Turnkey-Auto-DR HVAC Control | Small Industrial | Miscellaneous | Winter Evening | % of Load | 1 | 2028 | 7.2279e-06
ENS | Preferred Plan | C&I Curtailment | C&I Curtailment-Turnkey-Auto-DR HVAC Control | Small Industrial | Offices | Winter Evening | % of Load | 1 | 2028 | 9.1553e-08
ENS | Preferred Plan | C&I Curtailment | C&I Curtailment-Turnkey-Auto-DR HVAC Control | Small Industrial | Retail Trade | Winter Evening | % of Load | 1 | 2028 | 3.0859e-07
ENS | Preferred Plan | C&I Curtailment | C&I Curtailment-Turnkey-Auto-DR HVAC Control | Small Industrial | Services | Winter Evening | % of Load | 1 | 2028 | 9.7492e-08
ENS | Preferred Plan | C&I Curtailment | C&I Curtailment-Turnkey-Standard Lighting Control | Small Industrial | Miscellaneous | Winter Evening | % of Load | 1 | 2028 | 4.5053e-05
ENS | Preferred Plan | C&I Curtailment | C&I Curtailment-Turnkey-Standard Lighting Control | Small Industrial | Offices | Winter Evening | % of Load | 1 | 2028 | 2.4569e-07
ENS | Preferred Plan | C&I Curtailment | C&I Curtailment-Turnkey-Standard Lighting Control | Small Industrial | Retail Trade | Winter Evening | % of Load | 1 | 2028 | 2.6561e-06
ENS | Preferred Plan | C&I Curtailment | C&I Curtailment-Turnkey-Standard Lighting Control | Small Industrial | Services | Winter Evening | % of Load | 1 | 2028 | 8.3913e-07
ENS | Preferred Plan | C&I Curtailment | C&I Curtailment-Turnkey-Water Heating Control | Small Industrial | Miscellaneous | Winter Evening | % of Load | 1 | 2028 | 3.6043e-06
ENS | Preferred Plan | C&I Curtailment | C&I Curtailment-Turnkey-Water Heating Control | Small Industrial | Offices | Winter Evening | % of Load | 1 | 2028 | 1.849e-08
ENS | Preferred Plan | C&I Curtailment | C&I Curtailment-Turnkey-Water Heating Control | Small Industrial | Retail Trade | Winter Evening | % of Load | 1 | 2028 | 3.4993e-07
ENS | Preferred Plan | C&I Curtailment | C&I Curtailment-Turnkey-Water Heating Control | Small Industrial | Services | Winter Evening | % of Load | 1 | 2028 | 1.1055e-07
ENS | Preferred Plan | C&I Curtailment | C&I Curtailment-Turnkey-Other | Small Industrial | Miscellaneous | Winter Evening | % of Load | 1 | 2028 | 5.5758e-05
ENS | Preferred Plan | C&I Curtailment | C&I Curtailment-Turnkey-Other | Small Industrial | Offices | Winter Evening | % of Load | 1 | 2028 | 3.4939e-07
ENS | Preferred Plan | C&I Curtailment | C&I Curtailment-Turnkey-Other | Small Industrial | Retail Trade | Winter Evening | % of Load | 1 | 2028 | 3.8587e-06
ENS | Preferred Plan | C&I Curtailment | C&I Curtailment-Turnkey-Other | Small Industrial | Services | Winter Evening | % of Load | 1 | 2028 | 1.2191e-06
ENS | Preferred Plan | C&I Curtailment | C&I Curtailment-Turnkey-Industrial | Small Industrial | Manufacturing | Winter Evening | % of Load | 1 | 2028 | 1.34e-05
ENS | Preferred Plan | C&I Curtailment | C&I Curtailment-Turnkey-Manual HVAC Control | Medium Industrial | Miscellaneous | Winter Morning | % of Load | 1 | 2028 | 0.0022752
ENS | Preferred Plan | C&I Curtailment | C&I Curtailment-Turnkey-Manual HVAC Control | Medium Industrial | Offices | Winter Morning | % of Load | 1 | 2028 | 3.6278e-05
ENS | Preferred Plan | C&I Curtailment | C&I Curtailment-Turnkey-Manual HVAC Control | Medium Industrial | Retail Trade | Winter Morning | % of Load | 1 | 2028 | 0.00050819
ENS | Preferred Plan | C&I Curtailment | C&I Curtailment-Turnkey-Manual HVAC Control | Medium Industrial | Services | Winter Morning | % of Load | 1 | 2028 | 2.3401e-05
ENS | Preferred Plan | C&I Curtailment | C&I Curtailment-Turnkey-Auto-DR HVAC Control | Medium Industrial | Miscellaneous | Winter Morning | % of Load | 1 | 2028 | 0.00011357
ENS | Preferred Plan | C&I Curtailment | C&I Curtailment-Turnkey-Auto-DR HVAC Control | Medium Industrial | Offices | Winter Morning | % of Load | 1 | 2028 | 1.8108e-06
ENS | Preferred Plan | C&I Curtailment | C&I Curtailment-Turnkey-Auto-DR HVAC Control | Medium Industrial | Retail Trade | Winter Morning | % of Load | 1 | 2028 | 2.5366e-05
ENS | Preferred Plan | C&I Curtailment | C&I Curtailment-Turnkey-Auto-DR HVAC Control | Medium Industrial | Services | Winter Morning | % of Load | 1 | 2028 | 1.168e-06
ENS | Preferred Plan | C&I Curtailment | C&I Curtailment-Turnkey-Standard Lighting Control | Medium Industrial | Miscellaneous | Winter Morning | % of Load | 1 | 2028 | 0.00070789
ENS | Preferred Plan | C&I Curtailment | C&I Curtailment-Turnkey-Standard Lighting Control | Medium Industrial | Offices | Winter Morning | % of Load | 1 | 2028 | 4.8595e-06
ENS | Preferred Plan | C&I Curtailment | C&I Curtailment-Turnkey-Standard Lighting Control | Medium Industrial | Retail Trade | Winter Morning | % of Load | 1 | 2028 | 0.00021833
ENS | Preferred Plan | C&I Curtailment | C&I Curtailment-Turnkey-Standard Lighting Control | Medium Industrial | Services | Winter Morning | % of Load | 1 | 2028 | 1.0054e-05
ENS | Preferred Plan | C&I Curtailment | C&I Curtailment-Turnkey-Water Heating Control | Medium Industrial | Miscellaneous | Winter Morning | % of Load | 1 | 2028 | 5.6631e-05
ENS | Preferred Plan | C&I Curtailment | C&I Curtailment-Turnkey-Water Heating Control | Medium Industrial | Offices | Winter Morning | % of Load | 1 | 2028 | 3.657e-07
ENS | Preferred Plan | C&I Curtailment | C&I Curtailment-Turnkey-Water Heating Control | Medium Industrial | Retail Trade | Winter Morning | % of Load | 1 | 2028 | 2.8765e-05
ENS | Preferred Plan | C&I Curtailment | C&I Curtailment-Turnkey-Water Heating Control | Medium Industrial | Services | Winter Morning | % of Load | 1 | 2028 | 1.3245e-06
ENS | Preferred Plan | C&I Curtailment | C&I Curtailment-Turnkey-Other | Medium Industrial | Miscellaneous | Winter Morning | % of Load | 1 | 2028 | 0.00087608
ENS | Preferred Plan | C&I Curtailment | C&I Curtailment-Turnkey-Other | Medium Industrial | Offices | Winter Morning | % of Load | 1 | 2028 | 6.9105e-06
ENS | Preferred Plan | C&I Curtailment | C&I Curtailment-Turnkey-Other | Medium Industrial | Retail Trade | Winter Morning | % of Load | 1 | 2028 | 0.00031719
ENS | Preferred Plan | C&I Curtailment | C&I Curtailment-Turnkey-Other | Medium Industrial | Services | Winter Morning | % of Load | 1 | 2028 | 1.4606e-05
ENS | Preferred Plan | C&I Curtailment | C&I Curtailment-Turnkey-Manual HVAC Control | Medium Industrial | Miscellaneous | Winter Evening | % of Load | 1 | 2028 | 0.0019479
ENS | Preferred Plan | C&I Curtailment | C&I Curtailment-Turnkey-Manual HVAC Control | Medium Industrial | Offices | Winter Evening | % of Load | 1 | 2028 | 3.1059e-05
ENS | Preferred Plan | C&I Curtailment | C&I Curtailment-Turnkey-Manual HVAC Control | Medium Industrial | Retail Trade | Winter Evening | % of Load | 1 | 2028 | 0.00043508
ENS | Preferred Plan | C&I Curtailment | C&I Curtailment-Turnkey-Manual HVAC Control | Medium Industrial | Services | Winter Evening | % of Load | 1 | 2028 | 2.0034e-05
ENS | Preferred Plan | C&I Curtailment | C&I Curtailment-Turnkey-Auto-DR HVAC Control | Medium Industrial | Miscellaneous | Winter Evening | % of Load | 1 | 2028 | 9.7228e-05
ENS | Preferred Plan | C&I Curtailment | C&I Curtailment-Turnkey-Auto-DR HVAC Control | Medium Industrial | Offices | Winter Evening | % of Load | 1 | 2028 | 1.5503e-06
ENS | Preferred Plan | C&I Curtailment | C&I Curtailment-Turnkey-Auto-DR HVAC Control | Medium Industrial | Retail Trade | Winter Evening | % of Load | 1 | 2028 | 2.1717e-05
ENS | Preferred Plan | C&I Curtailment | C&I Curtailment-Turnkey-Auto-DR HVAC Control | Medium Industrial | Services | Winter Evening | % of Load | 1 | 2028 | 1e-06
ENS | Preferred Plan | C&I Curtailment | C&I Curtailment-Turnkey-Standard Lighting Control | Medium Industrial | Miscellaneous | Winter Evening | % of Load | 1 | 2028 | 0.00060605
ENS | Preferred Plan | C&I Curtailment | C&I Curtailment-Turnkey-Standard Lighting Control | Medium Industrial | Offices | Winter Evening | % of Load | 1 | 2028 | 4.1603e-06
ENS | Preferred Plan | C&I Curtailment | C&I Curtailment-Turnkey-Standard Lighting Control | Medium Industrial | Retail Trade | Winter Evening | % of Load | 1 | 2028 | 0.00018692
ENS | Preferred Plan | C&I Curtailment | C&I Curtailment-Turnkey-Standard Lighting Control | Medium Industrial | Services | Winter Evening | % of Load | 1 | 2028 | 8.6072e-06
ENS | Preferred Plan | C&I Curtailment | C&I Curtailment-Turnkey-Water Heating Control | Medium Industrial | Miscellaneous | Winter Evening | % of Load | 1 | 2028 | 4.8484e-05
ENS | Preferred Plan | C&I Curtailment | C&I Curtailment-Turnkey-Water Heating Control | Medium Industrial | Offices | Winter Evening | % of Load | 1 | 2028 | 3.1309e-07
ENS | Preferred Plan | C&I Curtailment | C&I Curtailment-Turnkey-Water Heating Control | Medium Industrial | Retail Trade | Winter Evening | % of Load | 1 | 2028 | 2.4626e-05
ENS | Preferred Plan | C&I Curtailment | C&I Curtailment-Turnkey-Water Heating Control | Medium Industrial | Services | Winter Evening | % of Load | 1 | 2028 | 1.134e-06
ENS | Preferred Plan | C&I Curtailment | C&I Curtailment-Turnkey-Other | Medium Industrial | Miscellaneous | Winter Evening | % of Load | 1 | 2028 | 0.00075004
ENS | Preferred Plan | C&I Curtailment | C&I Curtailment-Turnkey-Other | Medium Industrial | Offices | Winter Evening | % of Load | 1 | 2028 | 5.9163e-06
ENS | Preferred Plan | C&I Curtailment | C&I Curtailment-Turnkey-Other | Medium Industrial | Retail Trade | Winter Evening | % of Load | 1 | 2028 | 0.00027156
ENS | Preferred Plan | C&I Curtailment | C&I Curtailment-Turnkey-Other | Medium Industrial | Services | Winter Evening | % of Load | 1 | 2028 | 1.2504e-05
ENS | Preferred Plan | C&I Curtailment | C&I Curtailment-Turnkey-Manual HVAC Control | Large Industrial | Miscellaneous | Winter Morning | % of Load | 1 | 2028 | 4.719e-05
ENS | Preferred Plan | C&I Curtailment | C&I Curtailment-Turnkey-Auto-DR HVAC Control | Large Industrial | Miscellaneous | Winter Morning | % of Load | 1 | 2028 | 2.3555e-06
ENS | Preferred Plan | C&I Curtailment | C&I Curtailment-Turnkey-Standard Lighting Control | Large Industrial | Miscellaneous | Winter Morning | % of Load | 1 | 2028 | 2.0324e-05
ENS | Preferred Plan | C&I Curtailment | C&I Curtailment-Turnkey-Water Heating Control | Large Industrial | Miscellaneous | Winter Morning | % of Load | 1 | 2028 | 9.884e-07
ENS | Preferred Plan | C&I Curtailment | C&I Curtailment-Turnkey-Other | Large Industrial | Miscellaneous | Winter Morning | % of Load | 1 | 2028 | 2.1268e-05
ENS | Preferred Plan | C&I Curtailment | C&I Curtailment-Turnkey-Industrial | Large Industrial | Manufacturing | Winter Morning | % of Load | 1 | 2028 | 4.1939e-06
ENS | Preferred Plan | C&I Curtailment | C&I Curtailment-Turnkey-Manual HVAC Control | Large Industrial | Miscellaneous | Winter Evening | % of Load | 1 | 2028 | 4.1515e-05
ENS | Preferred Plan | C&I Curtailment | C&I Curtailment-Turnkey-Auto-DR HVAC Control | Large Industrial | Miscellaneous | Winter Evening | % of Load | 1 | 2028 | 2.0722e-06
ENS | Preferred Plan | C&I Curtailment | C&I Curtailment-Turnkey-Standard Lighting Control | Large Industrial | Miscellaneous | Winter Evening | % of Load | 1 | 2028 | 1.788e-05
ENS | Preferred Plan | C&I Curtailment | C&I Curtailment-Turnkey-Water Heating Control | Large Industrial | Miscellaneous | Winter Evening | % of Load | 1 | 2028 | 8.6956e-07
ENS | Preferred Plan | C&I Curtailment | C&I Curtailment-Turnkey-Other | Large Industrial | Miscellaneous | Winter Evening | % of Load | 1 | 2028 | 1.871e-05
ENS | Preferred Plan | C&I Curtailment | C&I Curtailment-Turnkey-Industrial | Large Industrial | Manufacturing | Winter Evening | % of Load | 1 | 2028 | 3.6896e-06
ENS | Preferred Plan | C&I Loadshift to BUGs | C&I Loadshift to BUGs | Large General | Miscellaneous | Winter Morning | % of Load | 1 | 2028 | 0.0023235
ENS | Preferred Plan | C&I Loadshift to BUGs | C&I Loadshift to BUGs | Large General | Miscellaneous | Winter Evening | % of Load | 1 | 2028 | 0.0017688
ENS | Preferred Plan | C&I Loadshift to BUGs | C&I Loadshift to BUGs | Small Industrial | Miscellaneous | Winter Morning | % of Load | 1 | 2028 | 0.00062644
ENS | Preferred Plan | C&I Loadshift to BUGs | C&I Loadshift to BUGs | Small Industrial | Miscellaneous | Winter Evening | % of Load | 1 | 2028 | 0.00076108
ENS | Preferred Plan | C&I Loadshift to BUGs | C&I Loadshift to BUGs | Medium Industrial | Manufacturing | Winter Morning | % of Load | 1 | 2028 | 0.00043899
ENS | Preferred Plan | C&I Loadshift to BUGs | C&I Loadshift to BUGs | Medium Industrial | Miscellaneous | Winter Morning | % of Load | 1 | 2028 | 0.0019052
ENS | Preferred Plan | C&I Loadshift to BUGs | C&I Loadshift to BUGs | Medium Industrial | Manufacturing | Winter Evening | % of Load | 1 | 2028 | 0.00037583
ENS | Preferred Plan | C&I Loadshift to BUGs | C&I Loadshift to BUGs | Medium Industrial | Miscellaneous | Winter Evening | % of Load | 1 | 2028 | 0.0016311
ENS | Preferred Plan | Dynamic Pricing | Dynamic Pricing with enabling tech. | Small General | Manufacturing | Winter Morning | % of Load | 1 | 2028 | 4.8487e-06
ENS | Preferred Plan | Dynamic Pricing | Dynamic Pricing with enabling tech. | Small General | Manufacturing | Winter Evening | % of Load | 1 | 2028 | 4.981e-06
ENS | Preferred Plan | Dynamic Pricing | Dynamic Pricing with enabling tech. | Residential Charitable | Residential LI | Winter Morning | % of Load | 1 | 2028 | 0.00043618
ENS | Preferred Plan | Dynamic Pricing | Dynamic Pricing with enabling tech. | Residential Charitable | Residential Market Rate | Winter Morning | % of Load | 1 | 2028 | 0.0024756
ENS | Preferred Plan | Dynamic Pricing | Dynamic Pricing w/o enabling tech. | Residential Charitable | Residential LI | Winter Morning | % of Load | 1 | 2028 | 0.0015379
ENS | Preferred Plan | Dynamic Pricing | Dynamic Pricing w/o enabling tech. | Residential Charitable | Residential Market Rate | Winter Morning | % of Load | 1 | 2028 | 0.0087287
ENS | Preferred Plan | Dynamic Pricing | Dynamic Pricing with enabling tech. | Residential Charitable | Residential LI | Winter Evening | % of Load | 1 | 2028 | 0.00043946
ENS | Preferred Plan | Dynamic Pricing | Dynamic Pricing with enabling tech. | Residential Charitable | Residential Market Rate | Winter Evening | % of Load | 1 | 2028 | 0.0024942
ENS | Preferred Plan | Dynamic Pricing | Dynamic Pricing w/o enabling tech. | Residential Charitable | Residential LI | Winter Evening | % of Load | 1 | 2028 | 0.0015495
ENS | Preferred Plan | Dynamic Pricing | Dynamic Pricing w/o enabling tech. | Residential Charitable | Residential Market Rate | Winter Evening | % of Load | 1 | 2028 | 0.0087943
ENS | Preferred Plan | Behavioral DR | Behavioral DR | Residential Charitable | Residential LI | Winter Morning | % of Load | 1 | 2028 | 0.00017077
ENS | Preferred Plan | Behavioral DR | Behavioral DR | Residential Charitable | Residential Market Rate | Winter Morning | % of Load | 1 | 2028 | 0.00097307
ENS | Preferred Plan | Behavioral DR | Behavioral DR | Residential Charitable | Residential LI | Winter Evening | % of Load | 1 | 2028 | 0.00017205
ENS | Preferred Plan | Behavioral DR | Behavioral DR | Residential Charitable | Residential Market Rate | Winter Evening | % of Load | 1 | 2028 | 0.00098038
ENS | Preferred Plan | Time-of-Use Rates (TOU) | Time-of-Use Rates (TOU) | Residential Charitable | Residential LI | Winter Morning | % of Load | 0 | 2028 | 0.0003306
ENS | Preferred Plan | Time-of-Use Rates (TOU) | Time-of-Use Rates (TOU) | Residential Charitable | Residential Market Rate | Winter Morning | % of Load | 0 | 2028 | 0.0018838
ENS | Preferred Plan | Time-of-Use Rates (TOU) | Time-of-Use Rates (TOU) | Residential Charitable | Residential LI | Winter Evening | % of Load | 0 | 2028 | 0.00033308
ENS | Preferred Plan | Time-of-Use Rates (TOU) | Time-of-Use Rates (TOU) | Residential Charitable | Residential Market Rate | Winter Evening | % of Load | 0 | 2028 | 0.001898
ENS | Preferred Plan | DLC-Thermostat | DLC-Thermostat-BYOT-Central Heat Pump | Residential Charitable | Residential LI | Winter Morning | % of Load | 0 | 2029 | 2.2781e-05
ENS | Preferred Plan | DLC-Thermostat | DLC-Thermostat-BYOT-Central Heat Pump | Residential Charitable | Residential Market Rate | Winter Morning | % of Load | 0 | 2029 | 0.00013941
ENS | Preferred Plan | DLC-Thermostat | DLC-Thermostat-DI-Baseboard Heating | Residential Charitable | Residential LI | Winter Morning | % of Load | 0 | 2029 | 0.00011632
ENS | Preferred Plan | DLC-Thermostat | DLC-Thermostat-DI-Baseboard Heating | Residential Charitable | Residential Market Rate | Winter Morning | % of Load | 0 | 2029 | 0.0011073
ENS | Preferred Plan | DLC-Thermostat | DLC-Thermostat-BYOT-Baseboard Heating | Residential Charitable | Residential LI | Winter Morning | % of Load | 0 | 2029 | 1.3603e-05
ENS | Preferred Plan | DLC-Thermostat | DLC-Thermostat-BYOT-Baseboard Heating | Residential Charitable | Residential Market Rate | Winter Morning | % of Load | 0 | 2029 | 0.00012948
ENS | Preferred Plan | DLC-Thermostat | DLC-Thermostat-DI-MSHP | Residential Charitable | Residential LI | Winter Morning | % of Load | 0 | 2029 | 6.7405e-05
ENS | Preferred Plan | DLC-Thermostat | DLC-Thermostat-DI-MSHP | Residential Charitable | Residential Market Rate | Winter Morning | % of Load | 0 | 2029 | 0.00064163
ENS | Preferred Plan | DLC-Thermostat | DLC-Thermostat-BYOT-MSHP | Residential Charitable | Residential LI | Winter Morning | % of Load | 0 | 2029 | 6.1082e-06
ENS | Preferred Plan | DLC-Thermostat | DLC-Thermostat-BYOT-MSHP | Residential Charitable | Residential Market Rate | Winter Morning | % of Load | 0 | 2029 | 5.8144e-05
ENS | Preferred Plan | DLC-Thermostat | DLC-Thermostat-BYOT-Central Heat Pump | Residential Charitable | Residential LI | Winter Evening | % of Load | 0 | 2029 | 2.0123e-05
ENS | Preferred Plan | DLC-Thermostat | DLC-Thermostat-BYOT-Central Heat Pump | Residential Charitable | Residential Market Rate | Winter Evening | % of Load | 0 | 2029 | 0.00012314
ENS | Preferred Plan | DLC-Thermostat | DLC-Thermostat-DI-Baseboard Heating | Residential Charitable | Residential LI | Winter Evening | % of Load | 0 | 2029 | 0.00010275
ENS | Preferred Plan | DLC-Thermostat | DLC-Thermostat-DI-Baseboard Heating | Residential Charitable | Residential Market Rate | Winter Evening | % of Load | 0 | 2029 | 0.00097806
ENS | Preferred Plan | DLC-Thermostat | DLC-Thermostat-BYOT-Baseboard Heating | Residential Charitable | Residential LI | Winter Evening | % of Load | 0 | 2029 | 1.2015e-05
ENS | Preferred Plan | DLC-Thermostat | DLC-Thermostat-BYOT-Baseboard Heating | Residential Charitable | Residential Market Rate | Winter Evening | % of Load | 0 | 2029 | 0.00011437
ENS | Preferred Plan | DLC-Thermostat | DLC-Thermostat-DI-MSHP | Residential Charitable | Residential LI | Winter Evening | % of Load | 0 | 2029 | 5.9539e-05
ENS | Preferred Plan | DLC-Thermostat | DLC-Thermostat-DI-MSHP | Residential Charitable | Residential Market Rate | Winter Evening | % of Load | 0 | 2029 | 0.00056676
ENS | Preferred Plan | DLC-Thermostat | DLC-Thermostat-BYOT-MSHP | Residential Charitable | Residential LI | Winter Evening | % of Load | 0 | 2029 | 5.3954e-06
ENS | Preferred Plan | DLC-Thermostat | DLC-Thermostat-BYOT-MSHP | Residential Charitable | Residential Market Rate | Winter Evening | % of Load | 0 | 2029 | 5.1359e-05
ENS | Preferred Plan | DLC-Water Heating | DLC-Switch-Water Heating | Residential Charitable | Residential LI | Winter Morning | % of Load | 0 | 2029 | 7.1809e-05
ENS | Preferred Plan | DLC-Water Heating | DLC-Switch-Water Heating | Residential Charitable | Residential Market Rate | Winter Morning | % of Load | 0 | 2029 | 0.00082026
ENS | Preferred Plan | DLC-Water Heating | DLC-Switch-Water Heating | Residential Charitable | Residential LI | Winter Evening | % of Load | 0 | 2029 | 5.3611e-05
ENS | Preferred Plan | DLC-Water Heating | DLC-Switch-Water Heating | Residential Charitable | Residential Market Rate | Winter Evening | % of Load | 0 | 2029 | 0.00061239
ENS | Preferred Plan | C&I Curtailment | C&I Curtailment-Turnkey-Manual HVAC Control | General | Miscellaneous | Winter Morning | % of Load | 1 | 2029 | 0.0010305
ENS | Preferred Plan | C&I Curtailment | C&I Curtailment-Turnkey-Manual HVAC Control | General | Offices | Winter Morning | % of Load | 1 | 2029 | 7.0124e-05
ENS | Preferred Plan | C&I Curtailment | C&I Curtailment-Turnkey-Manual HVAC Control | General | Retail Trade | Winter Morning | % of Load | 1 | 2029 | 0.00023813
ENS | Preferred Plan | C&I Curtailment | C&I Curtailment-Turnkey-Manual HVAC Control | General | Services | Winter Morning | % of Load | 1 | 2029 | 0.00015396
ENS | Preferred Plan | C&I Curtailment | C&I Curtailment-Turnkey-Auto-DR HVAC Control | General | Miscellaneous | Winter Morning | % of Load | 1 | 2029 | 6.478e-05
ENS | Preferred Plan | C&I Curtailment | C&I Curtailment-Turnkey-Auto-DR HVAC Control | General | Offices | Winter Morning | % of Load | 1 | 2029 | 4.4083e-06
ENS | Preferred Plan | C&I Curtailment | C&I Curtailment-Turnkey-Auto-DR HVAC Control | General | Retail Trade | Winter Morning | % of Load | 1 | 2029 | 1.497e-05
ENS | Preferred Plan | C&I Curtailment | C&I Curtailment-Turnkey-Auto-DR HVAC Control | General | Services | Winter Morning | % of Load | 1 | 2029 | 9.6786e-06
ENS | Preferred Plan | C&I Curtailment | C&I Curtailment-Turnkey-Standard Lighting Control | General | Miscellaneous | Winter Morning | % of Load | 1 | 2029 | 0.00042778
ENS | Preferred Plan | C&I Curtailment | C&I Curtailment-Turnkey-Standard Lighting Control | General | Offices | Winter Morning | % of Load | 1 | 2029 | 8.5321e-06
ENS | Preferred Plan | C&I Curtailment | C&I Curtailment-Turnkey-Standard Lighting Control | General | Retail Trade | Winter Morning | % of Load | 1 | 2029 | 9.5193e-05
ENS | Preferred Plan | C&I Curtailment | C&I Curtailment-Turnkey-Standard Lighting Control | General | Services | Winter Morning | % of Load | 1 | 2029 | 6.1618e-05
ENS | Preferred Plan | C&I Curtailment | C&I Curtailment-Turnkey-Water Heating Control | General | Miscellaneous | Winter Morning | % of Load | 1 | 2029 | 2.7885e-05
ENS | Preferred Plan | C&I Curtailment | C&I Curtailment-Turnkey-Water Heating Control | General | Offices | Winter Morning | % of Load | 1 | 2029 | 7.4267e-07
ENS | Preferred Plan | C&I Curtailment | C&I Curtailment-Turnkey-Water Heating Control | General | Retail Trade | Winter Morning | % of Load | 1 | 2029 | 1.4979e-05
ENS | Preferred Plan | C&I Curtailment | C&I Curtailment-Turnkey-Water Heating Control | General | Services | Winter Morning | % of Load | 1 | 2029 | 9.6733e-06
ENS | Preferred Plan | C&I Curtailment | C&I Curtailment-Turnkey-Other | General | Miscellaneous | Winter Morning | % of Load | 1 | 2029 | 0.00049056
ENS | Preferred Plan | C&I Curtailment | C&I Curtailment-Turnkey-Other | General | Offices | Winter Morning | % of Load | 1 | 2029 | 1.338e-05
ENS | Preferred Plan | C&I Curtailment | C&I Curtailment-Turnkey-Other | General | Retail Trade | Winter Morning | % of Load | 1 | 2029 | 0.00015539
ENS | Preferred Plan | C&I Curtailment | C&I Curtailment-Turnkey-Other | General | Services | Winter Morning | % of Load | 1 | 2029 | 0.00010043
ENS | Preferred Plan | C&I Curtailment | C&I Curtailment-Turnkey-Manual HVAC Control | General | Miscellaneous | Winter Evening | % of Load | 1 | 2029 | 0.0010677
ENS | Preferred Plan | C&I Curtailment | C&I Curtailment-Turnkey-Manual HVAC Control | General | Offices | Winter Evening | % of Load | 1 | 2029 | 7.2653e-05
ENS | Preferred Plan | C&I Curtailment | C&I Curtailment-Turnkey-Manual HVAC Control | General | Retail Trade | Winter Evening | % of Load | 1 | 2029 | 0.00024672
ENS | Preferred Plan | C&I Curtailment | C&I Curtailment-Turnkey-Manual HVAC Control | General | Services | Winter Evening | % of Load | 1 | 2029 | 0.00015952
ENS | Preferred Plan | C&I Curtailment | C&I Curtailment-Turnkey-Auto-DR HVAC Control | General | Miscellaneous | Winter Evening | % of Load | 1 | 2029 | 6.7117e-05
ENS | Preferred Plan | C&I Curtailment | C&I Curtailment-Turnkey-Auto-DR HVAC Control | General | Offices | Winter Evening | % of Load | 1 | 2029 | 4.5673e-06
ENS | Preferred Plan | C&I Curtailment | C&I Curtailment-Turnkey-Auto-DR HVAC Control | General | Retail Trade | Winter Evening | % of Load | 1 | 2029 | 1.551e-05
ENS | Preferred Plan | C&I Curtailment | C&I Curtailment-Turnkey-Auto-DR HVAC Control | General | Services | Winter Evening | % of Load | 1 | 2029 | 1.0028e-05
ENS | Preferred Plan | C&I Curtailment | C&I Curtailment-Turnkey-Standard Lighting Control | General | Miscellaneous | Winter Evening | % of Load | 1 | 2029 | 0.00044321
ENS | Preferred Plan | C&I Curtailment | C&I Curtailment-Turnkey-Standard Lighting Control | General | Offices | Winter Evening | % of Load | 1 | 2029 | 8.8399e-06
ENS | Preferred Plan | C&I Curtailment | C&I Curtailment-Turnkey-Standard Lighting Control | General | Retail Trade | Winter Evening | % of Load | 1 | 2029 | 9.8627e-05
ENS | Preferred Plan | C&I Curtailment | C&I Curtailment-Turnkey-Standard Lighting Control | General | Services | Winter Evening | % of Load | 1 | 2029 | 6.3841e-05
ENS | Preferred Plan | C&I Curtailment | C&I Curtailment-Turnkey-Water Heating Control | General | Miscellaneous | Winter Evening | % of Load | 1 | 2029 | 2.8891e-05
ENS | Preferred Plan | C&I Curtailment | C&I Curtailment-Turnkey-Water Heating Control | General | Offices | Winter Evening | % of Load | 1 | 2029 | 7.6946e-07
ENS | Preferred Plan | C&I Curtailment | C&I Curtailment-Turnkey-Water Heating Control | General | Retail Trade | Winter Evening | % of Load | 1 | 2029 | 1.552e-05
ENS | Preferred Plan | C&I Curtailment | C&I Curtailment-Turnkey-Water Heating Control | General | Services | Winter Evening | % of Load | 1 | 2029 | 1.0022e-05
ENS | Preferred Plan | C&I Curtailment | C&I Curtailment-Turnkey-Other | General | Miscellaneous | Winter Evening | % of Load | 1 | 2029 | 0.00050826
ENS | Preferred Plan | C&I Curtailment | C&I Curtailment-Turnkey-Other | General | Offices | Winter Evening | % of Load | 1 | 2029 | 1.3863e-05
ENS | Preferred Plan | C&I Curtailment | C&I Curtailment-Turnkey-Other | General | Retail Trade | Winter Evening | % of Load | 1 | 2029 | 0.00016099
ENS | Preferred Plan | C&I Curtailment | C&I Curtailment-Turnkey-Other | General | Services | Winter Evening | % of Load | 1 | 2029 | 0.00010406
ENS | Preferred Plan | C&I Curtailment | C&I Curtailment-Turnkey-Manual HVAC Control | Large General | Miscellaneous | Winter Morning | % of Load | 1 | 2029 | 0.00082588
ENS | Preferred Plan | C&I Curtailment | C&I Curtailment-Turnkey-Manual HVAC Control | Large General | Retail Trade | Winter Morning | % of Load | 1 | 2029 | 3.4719e-05
ENS | Preferred Plan | C&I Curtailment | C&I Curtailment-Turnkey-Manual HVAC Control | Large General | Services | Winter Morning | % of Load | 1 | 2029 | 5.5598e-05
ENS | Preferred Plan | C&I Curtailment | C&I Curtailment-Turnkey-Auto-DR HVAC Control | Large General | Miscellaneous | Winter Morning | % of Load | 1 | 2029 | 5.1918e-05
ENS | Preferred Plan | C&I Curtailment | C&I Curtailment-Turnkey-Auto-DR HVAC Control | Large General | Retail Trade | Winter Morning | % of Load | 1 | 2029 | 2.1826e-06
ENS | Preferred Plan | C&I Curtailment | C&I Curtailment-Turnkey-Auto-DR HVAC Control | Large General | Services | Winter Morning | % of Load | 1 | 2029 | 3.4951e-06
ENS | Preferred Plan | C&I Curtailment | C&I Curtailment-Turnkey-Standard Lighting Control | Large General | Miscellaneous | Winter Morning | % of Load | 1 | 2029 | 0.00035602
ENS | Preferred Plan | C&I Curtailment | C&I Curtailment-Turnkey-Standard Lighting Control | Large General | Retail Trade | Winter Morning | % of Load | 1 | 2029 | 1.3797e-05
ENS | Preferred Plan | C&I Curtailment | C&I Curtailment-Turnkey-Standard Lighting Control | Large General | Services | Winter Morning | % of Load | 1 | 2029 | 2.2094e-05
ENS | Preferred Plan | C&I Curtailment | C&I Curtailment-Turnkey-Water Heating Control | Large General | Miscellaneous | Winter Morning | % of Load | 1 | 2029 | 1.7694e-05
ENS | Preferred Plan | C&I Curtailment | C&I Curtailment-Turnkey-Water Heating Control | Large General | Retail Trade | Winter Morning | % of Load | 1 | 2029 | 2.1966e-06
ENS | Preferred Plan | C&I Curtailment | C&I Curtailment-Turnkey-Water Heating Control | Large General | Services | Winter Morning | % of Load | 1 | 2029 | 3.5176e-06
ENS | Preferred Plan | C&I Curtailment | C&I Curtailment-Turnkey-Other | Large General | Miscellaneous | Winter Morning | % of Load | 1 | 2029 | 0.00037943
ENS | Preferred Plan | C&I Curtailment | C&I Curtailment-Turnkey-Other | Large General | Retail Trade | Winter Morning | % of Load | 1 | 2029 | 2.269e-05
ENS | Preferred Plan | C&I Curtailment | C&I Curtailment-Turnkey-Other | Large General | Services | Winter Morning | % of Load | 1 | 2029 | 3.6335e-05
ENS | Preferred Plan | C&I Curtailment | C&I Curtailment-Turnkey-Manual HVAC Control | Large General | Miscellaneous | Winter Evening | % of Load | 1 | 2029 | 0.00062862
ENS | Preferred Plan | C&I Curtailment | C&I Curtailment-Turnkey-Manual HVAC Control | Large General | Retail Trade | Winter Evening | % of Load | 1 | 2029 | 2.6426e-05
ENS | Preferred Plan | C&I Curtailment | C&I Curtailment-Turnkey-Manual HVAC Control | Large General | Services | Winter Evening | % of Load | 1 | 2029 | 4.2319e-05
ENS | Preferred Plan | C&I Curtailment | C&I Curtailment-Turnkey-Auto-DR HVAC Control | Large General | Miscellaneous | Winter Evening | % of Load | 1 | 2029 | 3.9518e-05
ENS | Preferred Plan | C&I Curtailment | C&I Curtailment-Turnkey-Auto-DR HVAC Control | Large General | Retail Trade | Winter Evening | % of Load | 1 | 2029 | 1.6613e-06
ENS | Preferred Plan | C&I Curtailment | C&I Curtailment-Turnkey-Auto-DR HVAC Control | Large General | Services | Winter Evening | % of Load | 1 | 2029 | 2.6603e-06
ENS | Preferred Plan | C&I Curtailment | C&I Curtailment-Turnkey-Standard Lighting Control | Large General | Miscellaneous | Winter Evening | % of Load | 1 | 2029 | 0.00027098
ENS | Preferred Plan | C&I Curtailment | C&I Curtailment-Turnkey-Standard Lighting Control | Large General | Retail Trade | Winter Evening | % of Load | 1 | 2029 | 1.0501e-05
ENS | Preferred Plan | C&I Curtailment | C&I Curtailment-Turnkey-Standard Lighting Control | Large General | Services | Winter Evening | % of Load | 1 | 2029 | 1.6817e-05
ENS | Preferred Plan | C&I Curtailment | C&I Curtailment-Turnkey-Water Heating Control | Large General | Miscellaneous | Winter Evening | % of Load | 1 | 2029 | 1.3468e-05
ENS | Preferred Plan | C&I Curtailment | C&I Curtailment-Turnkey-Water Heating Control | Large General | Retail Trade | Winter Evening | % of Load | 1 | 2029 | 1.672e-06
ENS | Preferred Plan | C&I Curtailment | C&I Curtailment-Turnkey-Water Heating Control | Large General | Services | Winter Evening | % of Load | 1 | 2029 | 2.6775e-06
ENS | Preferred Plan | C&I Curtailment | C&I Curtailment-Turnkey-Other | Large General | Miscellaneous | Winter Evening | % of Load | 1 | 2029 | 0.0002888
ENS | Preferred Plan | C&I Curtailment | C&I Curtailment-Turnkey-Other | Large General | Retail Trade | Winter Evening | % of Load | 1 | 2029 | 1.727e-05
ENS | Preferred Plan | C&I Curtailment | C&I Curtailment-Turnkey-Other | Large General | Services | Winter Evening | % of Load | 1 | 2029 | 2.7656e-05
ENS | Preferred Plan | C&I Curtailment | C&I Curtailment-Turnkey-Manual HVAC Control | Small Industrial | Miscellaneous | Winter Morning | % of Load | 1 | 2029 | 0.0001372
ENS | Preferred Plan | C&I Curtailment | C&I Curtailment-Turnkey-Manual HVAC Control | Small Industrial | Offices | Winter Morning | % of Load | 1 | 2029 | 1.7479e-06
ENS | Preferred Plan | C&I Curtailment | C&I Curtailment-Turnkey-Manual HVAC Control | Small Industrial | Retail Trade | Winter Morning | % of Load | 1 | 2029 | 5.8263e-06
ENS | Preferred Plan | C&I Curtailment | C&I Curtailment-Turnkey-Manual HVAC Control | Small Industrial | Services | Winter Morning | % of Load | 1 | 2029 | 1.8407e-06
ENS | Preferred Plan | C&I Curtailment | C&I Curtailment-Turnkey-Auto-DR HVAC Control | Small Industrial | Miscellaneous | Winter Morning | % of Load | 1 | 2029 | 8.625e-06
ENS | Preferred Plan | C&I Curtailment | C&I Curtailment-Turnkey-Auto-DR HVAC Control | Small Industrial | Offices | Winter Morning | % of Load | 1 | 2029 | 1.0988e-07
ENS | Preferred Plan | C&I Curtailment | C&I Curtailment-Turnkey-Auto-DR HVAC Control | Small Industrial | Retail Trade | Winter Morning | % of Load | 1 | 2029 | 3.6626e-07
ENS | Preferred Plan | C&I Curtailment | C&I Curtailment-Turnkey-Auto-DR HVAC Control | Small Industrial | Services | Winter Morning | % of Load | 1 | 2029 | 1.1571e-07
ENS | Preferred Plan | C&I Curtailment | C&I Curtailment-Turnkey-Standard Lighting Control | Small Industrial | Miscellaneous | Winter Morning | % of Load | 1 | 2029 | 4.253e-05
ENS | Preferred Plan | C&I Curtailment | C&I Curtailment-Turnkey-Standard Lighting Control | Small Industrial | Offices | Winter Morning | % of Load | 1 | 2029 | 2.3079e-07
ENS | Preferred Plan | C&I Curtailment | C&I Curtailment-Turnkey-Standard Lighting Control | Small Industrial | Retail Trade | Winter Morning | % of Load | 1 | 2029 | 2.5099e-06
ENS | Preferred Plan | C&I Curtailment | C&I Curtailment-Turnkey-Standard Lighting Control | Small Industrial | Services | Winter Morning | % of Load | 1 | 2029 | 7.9294e-07
ENS | Preferred Plan | C&I Curtailment | C&I Curtailment-Turnkey-Water Heating Control | Small Industrial | Miscellaneous | Winter Morning | % of Load | 1 | 2029 | 3.4951e-06
ENS | Preferred Plan | C&I Curtailment | C&I Curtailment-Turnkey-Water Heating Control | Small Industrial | Offices | Winter Morning | % of Load | 1 | 2029 | 1.7824e-08
ENS | Preferred Plan | C&I Curtailment | C&I Curtailment-Turnkey-Water Heating Control | Small Industrial | Retail Trade | Winter Morning | % of Load | 1 | 2029 | 3.3847e-07
ENS | Preferred Plan | C&I Curtailment | C&I Curtailment-Turnkey-Water Heating Control | Small Industrial | Services | Winter Morning | % of Load | 1 | 2029 | 1.0693e-07
ENS | Preferred Plan | C&I Curtailment | C&I Curtailment-Turnkey-Other | Small Industrial | Miscellaneous | Winter Morning | % of Load | 1 | 2029 | 5.3833e-05
ENS | Preferred Plan | C&I Curtailment | C&I Curtailment-Turnkey-Other | Small Industrial | Offices | Winter Morning | % of Load | 1 | 2029 | 3.3663e-07
ENS | Preferred Plan | C&I Curtailment | C&I Curtailment-Turnkey-Other | Small Industrial | Retail Trade | Winter Morning | % of Load | 1 | 2029 | 3.725e-06
ENS | Preferred Plan | C&I Curtailment | C&I Curtailment-Turnkey-Other | Small Industrial | Services | Winter Morning | % of Load | 1 | 2029 | 1.1768e-06
ENS | Preferred Plan | C&I Curtailment | C&I Curtailment-Turnkey-Industrial | Small Industrial | Manufacturing | Winter Morning | % of Load | 1 | 2029 | 1.2867e-05
ENS | Preferred Plan | C&I Curtailment | C&I Curtailment-Turnkey-Manual HVAC Control | Small Industrial | Miscellaneous | Winter Evening | % of Load | 1 | 2029 | 0.00016667
ENS | Preferred Plan | C&I Curtailment | C&I Curtailment-Turnkey-Manual HVAC Control | Small Industrial | Offices | Winter Evening | % of Load | 1 | 2029 | 2.1233e-06
ENS | Preferred Plan | C&I Curtailment | C&I Curtailment-Turnkey-Manual HVAC Control | Small Industrial | Retail Trade | Winter Evening | % of Load | 1 | 2029 | 7.0775e-06
ENS | Preferred Plan | C&I Curtailment | C&I Curtailment-Turnkey-Manual HVAC Control | Small Industrial | Services | Winter Evening | % of Load | 1 | 2029 | 2.236e-06
ENS | Preferred Plan | C&I Curtailment | C&I Curtailment-Turnkey-Auto-DR HVAC Control | Small Industrial | Miscellaneous | Winter Evening | % of Load | 1 | 2029 | 1.0477e-05
ENS | Preferred Plan | C&I Curtailment | C&I Curtailment-Turnkey-Auto-DR HVAC Control | Small Industrial | Offices | Winter Evening | % of Load | 1 | 2029 | 1.3348e-07
ENS | Preferred Plan | C&I Curtailment | C&I Curtailment-Turnkey-Auto-DR HVAC Control | Small Industrial | Retail Trade | Winter Evening | % of Load | 1 | 2029 | 4.4492e-07
ENS | Preferred Plan | C&I Curtailment | C&I Curtailment-Turnkey-Auto-DR HVAC Control | Small Industrial | Services | Winter Evening | % of Load | 1 | 2029 | 1.4056e-07
ENS | Preferred Plan | C&I Curtailment | C&I Curtailment-Turnkey-Standard Lighting Control | Small Industrial | Miscellaneous | Winter Evening | % of Load | 1 | 2029 | 5.1663e-05
ENS | Preferred Plan | C&I Curtailment | C&I Curtailment-Turnkey-Standard Lighting Control | Small Industrial | Offices | Winter Evening | % of Load | 1 | 2029 | 2.8036e-07
ENS | Preferred Plan | C&I Curtailment | C&I Curtailment-Turnkey-Standard Lighting Control | Small Industrial | Retail Trade | Winter Evening | % of Load | 1 | 2029 | 3.0489e-06
ENS | Preferred Plan | C&I Curtailment | C&I Curtailment-Turnkey-Standard Lighting Control | Small Industrial | Services | Winter Evening | % of Load | 1 | 2029 | 9.6323e-07
ENS | Preferred Plan | C&I Curtailment | C&I Curtailment-Turnkey-Water Heating Control | Small Industrial | Miscellaneous | Winter Evening | % of Load | 1 | 2029 | 4.2457e-06
ENS | Preferred Plan | C&I Curtailment | C&I Curtailment-Turnkey-Water Heating Control | Small Industrial | Offices | Winter Evening | % of Load | 1 | 2029 | 2.1652e-08
ENS | Preferred Plan | C&I Curtailment | C&I Curtailment-Turnkey-Water Heating Control | Small Industrial | Retail Trade | Winter Evening | % of Load | 1 | 2029 | 4.1116e-07
ENS | Preferred Plan | C&I Curtailment | C&I Curtailment-Turnkey-Water Heating Control | Small Industrial | Services | Winter Evening | % of Load | 1 | 2029 | 1.299e-07
ENS | Preferred Plan | C&I Curtailment | C&I Curtailment-Turnkey-Other | Small Industrial | Miscellaneous | Winter Evening | % of Load | 1 | 2029 | 6.5394e-05
ENS | Preferred Plan | C&I Curtailment | C&I Curtailment-Turnkey-Other | Small Industrial | Offices | Winter Evening | % of Load | 1 | 2029 | 4.0892e-07
ENS | Preferred Plan | C&I Curtailment | C&I Curtailment-Turnkey-Other | Small Industrial | Retail Trade | Winter Evening | % of Load | 1 | 2029 | 4.5249e-06
ENS | Preferred Plan | C&I Curtailment | C&I Curtailment-Turnkey-Other | Small Industrial | Services | Winter Evening | % of Load | 1 | 2029 | 1.4295e-06
ENS | Preferred Plan | C&I Curtailment | C&I Curtailment-Turnkey-Industrial | Small Industrial | Manufacturing | Winter Evening | % of Load | 1 | 2029 | 1.563e-05
ENS | Preferred Plan | C&I Curtailment | C&I Curtailment-Turnkey-Manual HVAC Control | Medium Industrial | Miscellaneous | Winter Morning | % of Load | 1 | 2029 | 0.0026229
ENS | Preferred Plan | C&I Curtailment | C&I Curtailment-Turnkey-Manual HVAC Control | Medium Industrial | Offices | Winter Morning | % of Load | 1 | 2029 | 4.2064e-05
ENS | Preferred Plan | C&I Curtailment | C&I Curtailment-Turnkey-Manual HVAC Control | Medium Industrial | Retail Trade | Winter Morning | % of Load | 1 | 2029 | 0.00058272
ENS | Preferred Plan | C&I Curtailment | C&I Curtailment-Turnkey-Manual HVAC Control | Medium Industrial | Services | Winter Morning | % of Load | 1 | 2029 | 2.6833e-05
ENS | Preferred Plan | C&I Curtailment | C&I Curtailment-Turnkey-Auto-DR HVAC Control | Medium Industrial | Miscellaneous | Winter Morning | % of Load | 1 | 2029 | 0.00016489
ENS | Preferred Plan | C&I Curtailment | C&I Curtailment-Turnkey-Auto-DR HVAC Control | Medium Industrial | Offices | Winter Morning | % of Load | 1 | 2029 | 2.6443e-06
ENS | Preferred Plan | C&I Curtailment | C&I Curtailment-Turnkey-Auto-DR HVAC Control | Medium Industrial | Retail Trade | Winter Morning | % of Load | 1 | 2029 | 3.6632e-05
ENS | Preferred Plan | C&I Curtailment | C&I Curtailment-Turnkey-Auto-DR HVAC Control | Medium Industrial | Services | Winter Morning | % of Load | 1 | 2029 | 1.6868e-06
ENS | Preferred Plan | C&I Curtailment | C&I Curtailment-Turnkey-Standard Lighting Control | Medium Industrial | Miscellaneous | Winter Morning | % of Load | 1 | 2029 | 0.00081307
ENS | Preferred Plan | C&I Curtailment | C&I Curtailment-Turnkey-Standard Lighting Control | Medium Industrial | Offices | Winter Morning | % of Load | 1 | 2029 | 5.554e-06
ENS | Preferred Plan | C&I Curtailment | C&I Curtailment-Turnkey-Standard Lighting Control | Medium Industrial | Retail Trade | Winter Morning | % of Load | 1 | 2029 | 0.00025103
ENS | Preferred Plan | C&I Curtailment | C&I Curtailment-Turnkey-Standard Lighting Control | Medium Industrial | Services | Winter Morning | % of Load | 1 | 2029 | 1.1559e-05
ENS | Preferred Plan | C&I Curtailment | C&I Curtailment-Turnkey-Water Heating Control | Medium Industrial | Miscellaneous | Winter Morning | % of Load | 1 | 2029 | 6.6818e-05
ENS | Preferred Plan | C&I Curtailment | C&I Curtailment-Turnkey-Water Heating Control | Medium Industrial | Offices | Winter Morning | % of Load | 1 | 2029 | 4.2894e-07
ENS | Preferred Plan | C&I Curtailment | C&I Curtailment-Turnkey-Water Heating Control | Medium Industrial | Retail Trade | Winter Morning | % of Load | 1 | 2029 | 3.3853e-05
ENS | Preferred Plan | C&I Curtailment | C&I Curtailment-Turnkey-Water Heating Control | Medium Industrial | Services | Winter Morning | % of Load | 1 | 2029 | 1.5588e-06
ENS | Preferred Plan | C&I Curtailment | C&I Curtailment-Turnkey-Other | Medium Industrial | Miscellaneous | Winter Morning | % of Load | 1 | 2029 | 0.0010292
ENS | Preferred Plan | C&I Curtailment | C&I Curtailment-Turnkey-Other | Medium Industrial | Offices | Winter Morning | % of Load | 1 | 2029 | 8.101e-06
ENS | Preferred Plan | C&I Curtailment | C&I Curtailment-Turnkey-Other | Medium Industrial | Retail Trade | Winter Morning | % of Load | 1 | 2029 | 0.00037256
ENS | Preferred Plan | C&I Curtailment | C&I Curtailment-Turnkey-Other | Medium Industrial | Services | Winter Morning | % of Load | 1 | 2029 | 1.7155e-05
ENS | Preferred Plan | C&I Curtailment | C&I Curtailment-Turnkey-Manual HVAC Control | Medium Industrial | Miscellaneous | Winter Evening | % of Load | 1 | 2029 | 0.0022452
ENS | Preferred Plan | C&I Curtailment | C&I Curtailment-Turnkey-Manual HVAC Control | Medium Industrial | Offices | Winter Evening | % of Load | 1 | 2029 | 3.6007e-05
ENS | Preferred Plan | C&I Curtailment | C&I Curtailment-Turnkey-Manual HVAC Control | Medium Industrial | Retail Trade | Winter Evening | % of Load | 1 | 2029 | 0.00049881
ENS | Preferred Plan | C&I Curtailment | C&I Curtailment-Turnkey-Manual HVAC Control | Medium Industrial | Services | Winter Evening | % of Load | 1 | 2029 | 2.2969e-05
ENS | Preferred Plan | C&I Curtailment | C&I Curtailment-Turnkey-Auto-DR HVAC Control | Medium Industrial | Miscellaneous | Winter Evening | % of Load | 1 | 2029 | 0.00014115
ENS | Preferred Plan | C&I Curtailment | C&I Curtailment-Turnkey-Auto-DR HVAC Control | Medium Industrial | Offices | Winter Evening | % of Load | 1 | 2029 | 2.2635e-06
ENS | Preferred Plan | C&I Curtailment | C&I Curtailment-Turnkey-Auto-DR HVAC Control | Medium Industrial | Retail Trade | Winter Evening | % of Load | 1 | 2029 | 3.1357e-05
ENS | Preferred Plan | C&I Curtailment | C&I Curtailment-Turnkey-Auto-DR HVAC Control | Medium Industrial | Services | Winter Evening | % of Load | 1 | 2029 | 1.4439e-06
ENS | Preferred Plan | C&I Curtailment | C&I Curtailment-Turnkey-Standard Lighting Control | Medium Industrial | Miscellaneous | Winter Evening | % of Load | 1 | 2029 | 0.00069599
ENS | Preferred Plan | C&I Curtailment | C&I Curtailment-Turnkey-Standard Lighting Control | Medium Industrial | Offices | Winter Evening | % of Load | 1 | 2029 | 4.7543e-06
ENS | Preferred Plan | C&I Curtailment | C&I Curtailment-Turnkey-Standard Lighting Control | Medium Industrial | Retail Trade | Winter Evening | % of Load | 1 | 2029 | 0.00021488
ENS | Preferred Plan | C&I Curtailment | C&I Curtailment-Turnkey-Standard Lighting Control | Medium Industrial | Services | Winter Evening | % of Load | 1 | 2029 | 9.8946e-06
ENS | Preferred Plan | C&I Curtailment | C&I Curtailment-Turnkey-Water Heating Control | Medium Industrial | Miscellaneous | Winter Evening | % of Load | 1 | 2029 | 5.7196e-05
ENS | Preferred Plan | C&I Curtailment | C&I Curtailment-Turnkey-Water Heating Control | Medium Industrial | Offices | Winter Evening | % of Load | 1 | 2029 | 3.6717e-07
ENS | Preferred Plan | C&I Curtailment | C&I Curtailment-Turnkey-Water Heating Control | Medium Industrial | Retail Trade | Winter Evening | % of Load | 1 | 2029 | 2.8978e-05
ENS | Preferred Plan | C&I Curtailment | C&I Curtailment-Turnkey-Water Heating Control | Medium Industrial | Services | Winter Evening | % of Load | 1 | 2029 | 1.3343e-06
ENS | Preferred Plan | C&I Curtailment | C&I Curtailment-Turnkey-Other | Medium Industrial | Miscellaneous | Winter Evening | % of Load | 1 | 2029 | 0.00088096
ENS | Preferred Plan | C&I Curtailment | C&I Curtailment-Turnkey-Other | Medium Industrial | Offices | Winter Evening | % of Load | 1 | 2029 | 6.9345e-06
ENS | Preferred Plan | C&I Curtailment | C&I Curtailment-Turnkey-Other | Medium Industrial | Retail Trade | Winter Evening | % of Load | 1 | 2029 | 0.00031891
ENS | Preferred Plan | C&I Curtailment | C&I Curtailment-Turnkey-Other | Medium Industrial | Services | Winter Evening | % of Load | 1 | 2029 | 1.4685e-05
ENS | Preferred Plan | C&I Curtailment | C&I Curtailment-Turnkey-Manual HVAC Control | Large Industrial | Miscellaneous | Winter Morning | % of Load | 1 | 2029 | 5.4344e-05
ENS | Preferred Plan | C&I Curtailment | C&I Curtailment-Turnkey-Auto-DR HVAC Control | Large Industrial | Miscellaneous | Winter Morning | % of Load | 1 | 2029 | 3.4163e-06
ENS | Preferred Plan | C&I Curtailment | C&I Curtailment-Turnkey-Standard Lighting Control | Large Industrial | Miscellaneous | Winter Morning | % of Load | 1 | 2029 | 2.3426e-05
ENS | Preferred Plan | C&I Curtailment | C&I Curtailment-Turnkey-Water Heating Control | Large Industrial | Miscellaneous | Winter Morning | % of Load | 1 | 2029 | 1.1643e-06
ENS | Preferred Plan | C&I Curtailment | C&I Curtailment-Turnkey-Other | Large Industrial | Miscellaneous | Winter Morning | % of Load | 1 | 2029 | 2.4967e-05
ENS | Preferred Plan | C&I Curtailment | C&I Curtailment-Turnkey-Industrial | Large Industrial | Manufacturing | Winter Morning | % of Load | 1 | 2029 | 4.8978e-06
ENS | Preferred Plan | C&I Curtailment | C&I Curtailment-Turnkey-Manual HVAC Control | Large Industrial | Miscellaneous | Winter Evening | % of Load | 1 | 2029 | 4.7802e-05
ENS | Preferred Plan | C&I Curtailment | C&I Curtailment-Turnkey-Auto-DR HVAC Control | Large Industrial | Miscellaneous | Winter Evening | % of Load | 1 | 2029 | 3.005e-06
ENS | Preferred Plan | C&I Curtailment | C&I Curtailment-Turnkey-Standard Lighting Control | Large Industrial | Miscellaneous | Winter Evening | % of Load | 1 | 2029 | 2.0606e-05
ENS | Preferred Plan | C&I Curtailment | C&I Curtailment-Turnkey-Water Heating Control | Large Industrial | Miscellaneous | Winter Evening | % of Load | 1 | 2029 | 1.0241e-06
ENS | Preferred Plan | C&I Curtailment | C&I Curtailment-Turnkey-Other | Large Industrial | Miscellaneous | Winter Evening | % of Load | 1 | 2029 | 2.1961e-05
ENS | Preferred Plan | C&I Curtailment | C&I Curtailment-Turnkey-Industrial | Large Industrial | Manufacturing | Winter Evening | % of Load | 1 | 2029 | 4.3082e-06
ENS | Preferred Plan | C&I Loadshift to BUGs | C&I Loadshift to BUGs | Large General | Miscellaneous | Winter Morning | % of Load | 1 | 2029 | 0.002311
ENS | Preferred Plan | C&I Loadshift to BUGs | C&I Loadshift to BUGs | Large General | Miscellaneous | Winter Evening | % of Load | 1 | 2029 | 0.001759
ENS | Preferred Plan | C&I Loadshift to BUGs | C&I Loadshift to BUGs | Small Industrial | Miscellaneous | Winter Morning | % of Load | 1 | 2029 | 0.00062934
ENS | Preferred Plan | C&I Loadshift to BUGs | C&I Loadshift to BUGs | Small Industrial | Miscellaneous | Winter Evening | % of Load | 1 | 2029 | 0.00076449
ENS | Preferred Plan | C&I Loadshift to BUGs | C&I Loadshift to BUGs | Medium Industrial | Manufacturing | Winter Morning | % of Load | 1 | 2029 | 0.00043927
ENS | Preferred Plan | C&I Loadshift to BUGs | C&I Loadshift to BUGs | Medium Industrial | Miscellaneous | Winter Morning | % of Load | 1 | 2029 | 0.0019064
ENS | Preferred Plan | C&I Loadshift to BUGs | C&I Loadshift to BUGs | Medium Industrial | Manufacturing | Winter Evening | % of Load | 1 | 2029 | 0.00037602
ENS | Preferred Plan | C&I Loadshift to BUGs | C&I Loadshift to BUGs | Medium Industrial | Miscellaneous | Winter Evening | % of Load | 1 | 2029 | 0.0016319
ENS | Preferred Plan | Dynamic Pricing | Dynamic Pricing with enabling tech. | Small General | Manufacturing | Winter Morning | % of Load | 1 | 2029 | 5.8187e-06
ENS | Preferred Plan | Dynamic Pricing | Dynamic Pricing with enabling tech. | Small General | Manufacturing | Winter Evening | % of Load | 1 | 2029 | 5.9766e-06
ENS | Preferred Plan | Dynamic Pricing | Dynamic Pricing with enabling tech. | Residential Charitable | Residential LI | Winter Morning | % of Load | 1 | 2029 | 0.00091723
ENS | Preferred Plan | Dynamic Pricing | Dynamic Pricing with enabling tech. | Residential Charitable | Residential Market Rate | Winter Morning | % of Load | 1 | 2029 | 0.0052069
ENS | Preferred Plan | Dynamic Pricing | Dynamic Pricing w/o enabling tech. | Residential Charitable | Residential LI | Winter Morning | % of Load | 1 | 2029 | 0.0015321
ENS | Preferred Plan | Dynamic Pricing | Dynamic Pricing w/o enabling tech. | Residential Charitable | Residential Market Rate | Winter Morning | % of Load | 1 | 2029 | 0.0086975
ENS | Preferred Plan | Dynamic Pricing | Dynamic Pricing with enabling tech. | Residential Charitable | Residential LI | Winter Evening | % of Load | 1 | 2029 | 0.00092398
ENS | Preferred Plan | Dynamic Pricing | Dynamic Pricing with enabling tech. | Residential Charitable | Residential Market Rate | Winter Evening | % of Load | 1 | 2029 | 0.0052452
ENS | Preferred Plan | Dynamic Pricing | Dynamic Pricing w/o enabling tech. | Residential Charitable | Residential LI | Winter Evening | % of Load | 1 | 2029 | 0.0015434
ENS | Preferred Plan | Dynamic Pricing | Dynamic Pricing w/o enabling tech. | Residential Charitable | Residential Market Rate | Winter Evening | % of Load | 1 | 2029 | 0.0087615
ENS | Preferred Plan | Behavioral DR | Behavioral DR | Residential Charitable | Residential LI | Winter Morning | % of Load | 1 | 2029 | 0.00026365
ENS | Preferred Plan | Behavioral DR | Behavioral DR | Residential Charitable | Residential Market Rate | Winter Morning | % of Load | 1 | 2029 | 0.0015024
ENS | Preferred Plan | Behavioral DR | Behavioral DR | Residential Charitable | Residential LI | Winter Evening | % of Load | 1 | 2029 | 0.00026559
ENS | Preferred Plan | Behavioral DR | Behavioral DR | Residential Charitable | Residential Market Rate | Winter Evening | % of Load | 1 | 2029 | 0.0015135
ENS | Preferred Plan | Time-of-Use Rates (TOU) | Time-of-Use Rates (TOU) | Residential Charitable | Residential LI | Winter Morning | % of Load | 0 | 2029 | 0.00030576
ENS | Preferred Plan | Time-of-Use Rates (TOU) | Time-of-Use Rates (TOU) | Residential Charitable | Residential Market Rate | Winter Morning | % of Load | 0 | 2029 | 0.0017424
ENS | Preferred Plan | Time-of-Use Rates (TOU) | Time-of-Use Rates (TOU) | Residential Charitable | Residential LI | Winter Evening | % of Load | 0 | 2029 | 0.00030801
ENS | Preferred Plan | Time-of-Use Rates (TOU) | Time-of-Use Rates (TOU) | Residential Charitable | Residential Market Rate | Winter Evening | % of Load | 0 | 2029 | 0.0017552
ENS | Preferred Plan | DLC-Thermostat | DLC-Thermostat-BYOT-Central Heat Pump | Residential Charitable | Residential LI | Winter Morning | % of Load | 0 | 2030 | 2.2099e-05
ENS | Preferred Plan | DLC-Thermostat | DLC-Thermostat-BYOT-Central Heat Pump | Residential Charitable | Residential Market Rate | Winter Morning | % of Load | 0 | 2030 | 0.00013523
ENS | Preferred Plan | DLC-Thermostat | DLC-Thermostat-DI-Baseboard Heating | Residential Charitable | Residential LI | Winter Morning | % of Load | 0 | 2030 | 0.00011252
ENS | Preferred Plan | DLC-Thermostat | DLC-Thermostat-DI-Baseboard Heating | Residential Charitable | Residential Market Rate | Winter Morning | % of Load | 0 | 2030 | 0.0010711
ENS | Preferred Plan | DLC-Thermostat | DLC-Thermostat-BYOT-Baseboard Heating | Residential Charitable | Residential LI | Winter Morning | % of Load | 0 | 2030 | 1.3157e-05
ENS | Preferred Plan | DLC-Thermostat | DLC-Thermostat-BYOT-Baseboard Heating | Residential Charitable | Residential Market Rate | Winter Morning | % of Load | 0 | 2030 | 0.00012524
ENS | Preferred Plan | DLC-Thermostat | DLC-Thermostat-DI-MSHP | Residential Charitable | Residential LI | Winter Morning | % of Load | 0 | 2030 | 6.5204e-05
ENS | Preferred Plan | DLC-Thermostat | DLC-Thermostat-DI-MSHP | Residential Charitable | Residential Market Rate | Winter Morning | % of Load | 0 | 2030 | 0.00062067
ENS | Preferred Plan | DLC-Thermostat | DLC-Thermostat-BYOT-MSHP | Residential Charitable | Residential LI | Winter Morning | % of Load | 0 | 2030 | 5.9e-06
ENS | Preferred Plan | DLC-Thermostat | DLC-Thermostat-BYOT-MSHP | Residential Charitable | Residential Market Rate | Winter Morning | % of Load | 0 | 2030 | 5.6163e-05
ENS | Preferred Plan | DLC-Thermostat | DLC-Thermostat-BYOT-Central Heat Pump | Residential Charitable | Residential LI | Winter Evening | % of Load | 0 | 2030 | 1.9563e-05
ENS | Preferred Plan | DLC-Thermostat | DLC-Thermostat-BYOT-Central Heat Pump | Residential Charitable | Residential Market Rate | Winter Evening | % of Load | 0 | 2030 | 0.00011972
ENS | Preferred Plan | DLC-Thermostat | DLC-Thermostat-DI-Baseboard Heating | Residential Charitable | Residential LI | Winter Evening | % of Load | 0 | 2030 | 9.9609e-05
ENS | Preferred Plan | DLC-Thermostat | DLC-Thermostat-DI-Baseboard Heating | Residential Charitable | Residential Market Rate | Winter Evening | % of Load | 0 | 2030 | 0.00094818
ENS | Preferred Plan | DLC-Thermostat | DLC-Thermostat-BYOT-Baseboard Heating | Residential Charitable | Residential LI | Winter Evening | % of Load | 0 | 2030 | 1.1647e-05
ENS | Preferred Plan | DLC-Thermostat | DLC-Thermostat-BYOT-Baseboard Heating | Residential Charitable | Residential Market Rate | Winter Evening | % of Load | 0 | 2030 | 0.00011087
ENS | Preferred Plan | DLC-Thermostat | DLC-Thermostat-DI-MSHP | Residential Charitable | Residential LI | Winter Evening | % of Load | 0 | 2030 | 5.7723e-05
ENS | Preferred Plan | DLC-Thermostat | DLC-Thermostat-DI-MSHP | Residential Charitable | Residential Market Rate | Winter Evening | % of Load | 0 | 2030 | 0.00054947
ENS | Preferred Plan | DLC-Thermostat | DLC-Thermostat-BYOT-MSHP | Residential Charitable | Residential LI | Winter Evening | % of Load | 0 | 2030 | 5.2231e-06
ENS | Preferred Plan | DLC-Thermostat | DLC-Thermostat-BYOT-MSHP | Residential Charitable | Residential Market Rate | Winter Evening | % of Load | 0 | 2030 | 4.9719e-05
ENS | Preferred Plan | DLC-Water Heating | DLC-Switch-Water Heating | Residential Charitable | Residential LI | Winter Morning | % of Load | 0 | 2030 | 6.9457e-05
ENS | Preferred Plan | DLC-Water Heating | DLC-Switch-Water Heating | Residential Charitable | Residential Market Rate | Winter Morning | % of Load | 0 | 2030 | 0.0007934
ENS | Preferred Plan | DLC-Water Heating | DLC-Switch-Water Heating | Residential Charitable | Residential LI | Winter Evening | % of Load | 0 | 2030 | 5.1971e-05
ENS | Preferred Plan | DLC-Water Heating | DLC-Switch-Water Heating | Residential Charitable | Residential Market Rate | Winter Evening | % of Load | 0 | 2030 | 0.00059365
ENS | Preferred Plan | C&I Curtailment | C&I Curtailment-Turnkey-Manual HVAC Control | General | Miscellaneous | Winter Morning | % of Load | 1 | 2030 | 0.0011476
ENS | Preferred Plan | C&I Curtailment | C&I Curtailment-Turnkey-Manual HVAC Control | General | Offices | Winter Morning | % of Load | 1 | 2030 | 7.8863e-05
ENS | Preferred Plan | C&I Curtailment | C&I Curtailment-Turnkey-Manual HVAC Control | General | Retail Trade | Winter Morning | % of Load | 1 | 2030 | 0.00026358
ENS | Preferred Plan | C&I Curtailment | C&I Curtailment-Turnkey-Manual HVAC Control | General | Services | Winter Morning | % of Load | 1 | 2030 | 0.00017042
ENS | Preferred Plan | C&I Curtailment | C&I Curtailment-Turnkey-Auto-DR HVAC Control | General | Miscellaneous | Winter Morning | % of Load | 1 | 2030 | 9.1035e-05
ENS | Preferred Plan | C&I Curtailment | C&I Curtailment-Turnkey-Auto-DR HVAC Control | General | Offices | Winter Morning | % of Load | 1 | 2030 | 6.2561e-06
ENS | Preferred Plan | C&I Curtailment | C&I Curtailment-Turnkey-Auto-DR HVAC Control | General | Retail Trade | Winter Morning | % of Load | 1 | 2030 | 2.0909e-05
ENS | Preferred Plan | C&I Curtailment | C&I Curtailment-Turnkey-Auto-DR HVAC Control | General | Services | Winter Morning | % of Load | 1 | 2030 | 1.3519e-05
ENS | Preferred Plan | C&I Curtailment | C&I Curtailment-Turnkey-Standard Lighting Control | General | Miscellaneous | Winter Morning | % of Load | 1 | 2030 | 0.00047769
ENS | Preferred Plan | C&I Curtailment | C&I Curtailment-Turnkey-Standard Lighting Control | General | Offices | Winter Morning | % of Load | 1 | 2030 | 9.3775e-06
ENS | Preferred Plan | C&I Curtailment | C&I Curtailment-Turnkey-Standard Lighting Control | General | Retail Trade | Winter Morning | % of Load | 1 | 2030 | 0.00010501
ENS | Preferred Plan | C&I Curtailment | C&I Curtailment-Turnkey-Standard Lighting Control | General | Services | Winter Morning | % of Load | 1 | 2030 | 6.7983e-05
ENS | Preferred Plan | C&I Curtailment | C&I Curtailment-Turnkey-Water Heating Control | General | Miscellaneous | Winter Morning | % of Load | 1 | 2030 | 3.2029e-05
ENS | Preferred Plan | C&I Curtailment | C&I Curtailment-Turnkey-Water Heating Control | General | Offices | Winter Morning | % of Load | 1 | 2030 | 8.5045e-07
ENS | Preferred Plan | C&I Curtailment | C&I Curtailment-Turnkey-Water Heating Control | General | Retail Trade | Winter Morning | % of Load | 1 | 2030 | 1.7271e-05
ENS | Preferred Plan | C&I Curtailment | C&I Curtailment-Turnkey-Water Heating Control | General | Services | Winter Morning | % of Load | 1 | 2030 | 1.1152e-05
ENS | Preferred Plan | C&I Curtailment | C&I Curtailment-Turnkey-Other | General | Miscellaneous | Winter Morning | % of Load | 1 | 2030 | 0.00055939
ENS | Preferred Plan | C&I Curtailment | C&I Curtailment-Turnkey-Other | General | Offices | Winter Morning | % of Load | 1 | 2030 | 1.5214e-05
ENS | Preferred Plan | C&I Curtailment | C&I Curtailment-Turnkey-Other | General | Retail Trade | Winter Morning | % of Load | 1 | 2030 | 0.00017743
ENS | Preferred Plan | C&I Curtailment | C&I Curtailment-Turnkey-Other | General | Services | Winter Morning | % of Load | 1 | 2030 | 0.00011468
ENS | Preferred Plan | C&I Curtailment | C&I Curtailment-Turnkey-Manual HVAC Control | General | Miscellaneous | Winter Evening | % of Load | 1 | 2030 | 0.0011887
ENS | Preferred Plan | C&I Curtailment | C&I Curtailment-Turnkey-Manual HVAC Control | General | Offices | Winter Evening | % of Load | 1 | 2030 | 8.1691e-05
ENS | Preferred Plan | C&I Curtailment | C&I Curtailment-Turnkey-Manual HVAC Control | General | Retail Trade | Winter Evening | % of Load | 1 | 2030 | 0.00027303
ENS | Preferred Plan | C&I Curtailment | C&I Curtailment-Turnkey-Manual HVAC Control | General | Services | Winter Evening | % of Load | 1 | 2030 | 0.00017653
ENS | Preferred Plan | C&I Curtailment | C&I Curtailment-Turnkey-Auto-DR HVAC Control | General | Miscellaneous | Winter Evening | % of Load | 1 | 2030 | 9.4299e-05
ENS | Preferred Plan | C&I Curtailment | C&I Curtailment-Turnkey-Auto-DR HVAC Control | General | Offices | Winter Evening | % of Load | 1 | 2030 | 6.4804e-06
ENS | Preferred Plan | C&I Curtailment | C&I Curtailment-Turnkey-Auto-DR HVAC Control | General | Retail Trade | Winter Evening | % of Load | 1 | 2030 | 2.1659e-05
ENS | Preferred Plan | C&I Curtailment | C&I Curtailment-Turnkey-Auto-DR HVAC Control | General | Services | Winter Evening | % of Load | 1 | 2030 | 1.4004e-05
ENS | Preferred Plan | C&I Curtailment | C&I Curtailment-Turnkey-Standard Lighting Control | General | Miscellaneous | Winter Evening | % of Load | 1 | 2030 | 0.00049482
ENS | Preferred Plan | C&I Curtailment | C&I Curtailment-Turnkey-Standard Lighting Control | General | Offices | Winter Evening | % of Load | 1 | 2030 | 9.7138e-06
ENS | Preferred Plan | C&I Curtailment | C&I Curtailment-Turnkey-Standard Lighting Control | General | Retail Trade | Winter Evening | % of Load | 1 | 2030 | 0.00010877
ENS | Preferred Plan | C&I Curtailment | C&I Curtailment-Turnkey-Standard Lighting Control | General | Services | Winter Evening | % of Load | 1 | 2030 | 7.0421e-05
ENS | Preferred Plan | C&I Curtailment | C&I Curtailment-Turnkey-Water Heating Control | General | Miscellaneous | Winter Evening | % of Load | 1 | 2030 | 3.3177e-05
ENS | Preferred Plan | C&I Curtailment | C&I Curtailment-Turnkey-Water Heating Control | General | Offices | Winter Evening | % of Load | 1 | 2030 | 8.8094e-07
ENS | Preferred Plan | C&I Curtailment | C&I Curtailment-Turnkey-Water Heating Control | General | Retail Trade | Winter Evening | % of Load | 1 | 2030 | 1.7891e-05
ENS | Preferred Plan | C&I Curtailment | C&I Curtailment-Turnkey-Water Heating Control | General | Services | Winter Evening | % of Load | 1 | 2030 | 1.1552e-05
ENS | Preferred Plan | C&I Curtailment | C&I Curtailment-Turnkey-Other | General | Miscellaneous | Winter Evening | % of Load | 1 | 2030 | 0.00057945
ENS | Preferred Plan | C&I Curtailment | C&I Curtailment-Turnkey-Other | General | Offices | Winter Evening | % of Load | 1 | 2030 | 1.5759e-05
ENS | Preferred Plan | C&I Curtailment | C&I Curtailment-Turnkey-Other | General | Retail Trade | Winter Evening | % of Load | 1 | 2030 | 0.0001838
ENS | Preferred Plan | C&I Curtailment | C&I Curtailment-Turnkey-Other | General | Services | Winter Evening | % of Load | 1 | 2030 | 0.00011879
ENS | Preferred Plan | C&I Curtailment | C&I Curtailment-Turnkey-Manual HVAC Control | Large General | Miscellaneous | Winter Morning | % of Load | 1 | 2030 | 0.00092009
ENS | Preferred Plan | C&I Curtailment | C&I Curtailment-Turnkey-Manual HVAC Control | Large General | Retail Trade | Winter Morning | % of Load | 1 | 2030 | 3.8362e-05
ENS | Preferred Plan | C&I Curtailment | C&I Curtailment-Turnkey-Manual HVAC Control | Large General | Services | Winter Morning | % of Load | 1 | 2030 | 6.1432e-05
ENS | Preferred Plan | C&I Curtailment | C&I Curtailment-Turnkey-Auto-DR HVAC Control | Large General | Miscellaneous | Winter Morning | % of Load | 1 | 2030 | 7.2989e-05
ENS | Preferred Plan | C&I Curtailment | C&I Curtailment-Turnkey-Auto-DR HVAC Control | Large General | Retail Trade | Winter Morning | % of Load | 1 | 2030 | 3.0432e-06
ENS | Preferred Plan | C&I Curtailment | C&I Curtailment-Turnkey-Auto-DR HVAC Control | Large General | Services | Winter Morning | % of Load | 1 | 2030 | 4.8733e-06
ENS | Preferred Plan | C&I Curtailment | C&I Curtailment-Turnkey-Standard Lighting Control | Large General | Miscellaneous | Winter Morning | % of Load | 1 | 2030 | 0.00039774
ENS | Preferred Plan | C&I Curtailment | C&I Curtailment-Turnkey-Standard Lighting Control | Large General | Retail Trade | Winter Morning | % of Load | 1 | 2030 | 1.5183e-05
ENS | Preferred Plan | C&I Curtailment | C&I Curtailment-Turnkey-Standard Lighting Control | Large General | Services | Winter Morning | % of Load | 1 | 2030 | 2.4315e-05
ENS | Preferred Plan | C&I Curtailment | C&I Curtailment-Turnkey-Water Heating Control | Large General | Miscellaneous | Winter Morning | % of Load | 1 | 2030 | 2.0199e-05
ENS | Preferred Plan | C&I Curtailment | C&I Curtailment-Turnkey-Water Heating Control | Large General | Retail Trade | Winter Morning | % of Load | 1 | 2030 | 2.5305e-06
ENS | Preferred Plan | C&I Curtailment | C&I Curtailment-Turnkey-Water Heating Control | Large General | Services | Winter Morning | % of Load | 1 | 2030 | 4.0524e-06
ENS | Preferred Plan | C&I Curtailment | C&I Curtailment-Turnkey-Other | Large General | Miscellaneous | Winter Morning | % of Load | 1 | 2030 | 0.00043172
ENS | Preferred Plan | C&I Curtailment | C&I Curtailment-Turnkey-Other | Large General | Retail Trade | Winter Morning | % of Load | 1 | 2030 | 2.5874e-05
ENS | Preferred Plan | C&I Curtailment | C&I Curtailment-Turnkey-Other | Large General | Services | Winter Morning | % of Load | 1 | 2030 | 4.1434e-05
ENS | Preferred Plan | C&I Curtailment | C&I Curtailment-Turnkey-Manual HVAC Control | Large General | Miscellaneous | Winter Evening | % of Load | 1 | 2030 | 0.00070018
ENS | Preferred Plan | C&I Curtailment | C&I Curtailment-Turnkey-Manual HVAC Control | Large General | Retail Trade | Winter Evening | % of Load | 1 | 2030 | 2.9193e-05
ENS | Preferred Plan | C&I Curtailment | C&I Curtailment-Turnkey-Manual HVAC Control | Large General | Services | Winter Evening | % of Load | 1 | 2030 | 4.6749e-05
ENS | Preferred Plan | C&I Curtailment | C&I Curtailment-Turnkey-Auto-DR HVAC Control | Large General | Miscellaneous | Winter Evening | % of Load | 1 | 2030 | 5.5544e-05
ENS | Preferred Plan | C&I Curtailment | C&I Curtailment-Turnkey-Auto-DR HVAC Control | Large General | Retail Trade | Winter Evening | % of Load | 1 | 2030 | 2.3158e-06
ENS | Preferred Plan | C&I Curtailment | C&I Curtailment-Turnkey-Auto-DR HVAC Control | Large General | Services | Winter Evening | % of Load | 1 | 2030 | 3.7085e-06
ENS | Preferred Plan | C&I Curtailment | C&I Curtailment-Turnkey-Standard Lighting Control | Large General | Miscellaneous | Winter Evening | % of Load | 1 | 2030 | 0.00030268
ENS | Preferred Plan | C&I Curtailment | C&I Curtailment-Turnkey-Standard Lighting Control | Large General | Retail Trade | Winter Evening | % of Load | 1 | 2030 | 1.1555e-05
ENS | Preferred Plan | C&I Curtailment | C&I Curtailment-Turnkey-Standard Lighting Control | Large General | Services | Winter Evening | % of Load | 1 | 2030 | 1.8503e-05
ENS | Preferred Plan | C&I Curtailment | C&I Curtailment-Turnkey-Water Heating Control | Large General | Miscellaneous | Winter Evening | % of Load | 1 | 2030 | 1.5371e-05
ENS | Preferred Plan | C&I Curtailment | C&I Curtailment-Turnkey-Water Heating Control | Large General | Retail Trade | Winter Evening | % of Load | 1 | 2030 | 1.9257e-06
ENS | Preferred Plan | C&I Curtailment | C&I Curtailment-Turnkey-Water Heating Control | Large General | Services | Winter Evening | % of Load | 1 | 2030 | 3.0838e-06
ENS | Preferred Plan | C&I Curtailment | C&I Curtailment-Turnkey-Other | Large General | Miscellaneous | Winter Evening | % of Load | 1 | 2030 | 0.00032853
ENS | Preferred Plan | C&I Curtailment | C&I Curtailment-Turnkey-Other | Large General | Retail Trade | Winter Evening | % of Load | 1 | 2030 | 1.969e-05
ENS | Preferred Plan | C&I Curtailment | C&I Curtailment-Turnkey-Other | Large General | Services | Winter Evening | % of Load | 1 | 2030 | 3.1531e-05
ENS | Preferred Plan | C&I Curtailment | C&I Curtailment-Turnkey-Manual HVAC Control | Small Industrial | Miscellaneous | Winter Morning | % of Load | 1 | 2030 | 0.00015287
ENS | Preferred Plan | C&I Curtailment | C&I Curtailment-Turnkey-Manual HVAC Control | Small Industrial | Offices | Winter Morning | % of Load | 1 | 2030 | 1.959e-06
ENS | Preferred Plan | C&I Curtailment | C&I Curtailment-Turnkey-Manual HVAC Control | Small Industrial | Retail Trade | Winter Morning | % of Load | 1 | 2030 | 6.4569e-06
ENS | Preferred Plan | C&I Curtailment | C&I Curtailment-Turnkey-Manual HVAC Control | Small Industrial | Services | Winter Morning | % of Load | 1 | 2030 | 2.0399e-06
ENS | Preferred Plan | C&I Curtailment | C&I Curtailment-Turnkey-Auto-DR HVAC Control | Small Industrial | Miscellaneous | Winter Morning | % of Load | 1 | 2030 | 1.2127e-05
ENS | Preferred Plan | C&I Curtailment | C&I Curtailment-Turnkey-Auto-DR HVAC Control | Small Industrial | Offices | Winter Morning | % of Load | 1 | 2030 | 1.554e-07
ENS | Preferred Plan | C&I Curtailment | C&I Curtailment-Turnkey-Auto-DR HVAC Control | Small Industrial | Retail Trade | Winter Morning | % of Load | 1 | 2030 | 5.1221e-07
ENS | Preferred Plan | C&I Curtailment | C&I Curtailment-Turnkey-Auto-DR HVAC Control | Small Industrial | Services | Winter Morning | % of Load | 1 | 2030 | 1.6182e-07
ENS | Preferred Plan | C&I Curtailment | C&I Curtailment-Turnkey-Standard Lighting Control | Small Industrial | Miscellaneous | Winter Morning | % of Load | 1 | 2030 | 4.73e-05
ENS | Preferred Plan | C&I Curtailment | C&I Curtailment-Turnkey-Standard Lighting Control | Small Industrial | Offices | Winter Morning | % of Load | 1 | 2030 | 2.5538e-07
ENS | Preferred Plan | C&I Curtailment | C&I Curtailment-Turnkey-Standard Lighting Control | Small Industrial | Retail Trade | Winter Morning | % of Load | 1 | 2030 | 2.7944e-06
ENS | Preferred Plan | C&I Curtailment | C&I Curtailment-Turnkey-Standard Lighting Control | Small Industrial | Services | Winter Morning | % of Load | 1 | 2030 | 8.8281e-07
ENS | Preferred Plan | C&I Curtailment | C&I Curtailment-Turnkey-Water Heating Control | Small Industrial | Miscellaneous | Winter Morning | % of Load | 1 | 2030 | 3.9935e-06
ENS | Preferred Plan | C&I Curtailment | C&I Curtailment-Turnkey-Water Heating Control | Small Industrial | Offices | Winter Morning | % of Load | 1 | 2030 | 2.0242e-08
ENS | Preferred Plan | C&I Curtailment | C&I Curtailment-Turnkey-Water Heating Control | Small Industrial | Retail Trade | Winter Morning | % of Load | 1 | 2030 | 3.8573e-07
ENS | Preferred Plan | C&I Curtailment | C&I Curtailment-Turnkey-Water Heating Control | Small Industrial | Services | Winter Morning | % of Load | 1 | 2030 | 1.2186e-07
ENS | Preferred Plan | C&I Curtailment | C&I Curtailment-Turnkey-Other | Small Industrial | Miscellaneous | Winter Morning | % of Load | 1 | 2030 | 6.1242e-05
ENS | Preferred Plan | C&I Curtailment | C&I Curtailment-Turnkey-Other | Small Industrial | Offices | Winter Morning | % of Load | 1 | 2030 | 3.8215e-07
ENS | Preferred Plan | C&I Curtailment | C&I Curtailment-Turnkey-Other | Small Industrial | Retail Trade | Winter Morning | % of Load | 1 | 2030 | 4.237e-06
ENS | Preferred Plan | C&I Curtailment | C&I Curtailment-Turnkey-Other | Small Industrial | Services | Winter Morning | % of Load | 1 | 2030 | 1.3386e-06
ENS | Preferred Plan | C&I Curtailment | C&I Curtailment-Turnkey-Industrial | Small Industrial | Manufacturing | Winter Morning | % of Load | 1 | 2030 | 1.4557e-05
ENS | Preferred Plan | C&I Curtailment | C&I Curtailment-Turnkey-Manual HVAC Control | Small Industrial | Miscellaneous | Winter Evening | % of Load | 1 | 2030 | 0.00018566
ENS | Preferred Plan | C&I Curtailment | C&I Curtailment-Turnkey-Manual HVAC Control | Small Industrial | Offices | Winter Evening | % of Load | 1 | 2030 | 2.3792e-06
ENS | Preferred Plan | C&I Curtailment | C&I Curtailment-Turnkey-Manual HVAC Control | Small Industrial | Retail Trade | Winter Evening | % of Load | 1 | 2030 | 7.8418e-06
ENS | Preferred Plan | C&I Curtailment | C&I Curtailment-Turnkey-Manual HVAC Control | Small Industrial | Services | Winter Evening | % of Load | 1 | 2030 | 2.4774e-06
ENS | Preferred Plan | C&I Curtailment | C&I Curtailment-Turnkey-Auto-DR HVAC Control | Small Industrial | Miscellaneous | Winter Evening | % of Load | 1 | 2030 | 1.4728e-05
ENS | Preferred Plan | C&I Curtailment | C&I Curtailment-Turnkey-Auto-DR HVAC Control | Small Industrial | Offices | Winter Evening | % of Load | 1 | 2030 | 1.8874e-07
ENS | Preferred Plan | C&I Curtailment | C&I Curtailment-Turnkey-Auto-DR HVAC Control | Small Industrial | Retail Trade | Winter Evening | % of Load | 1 | 2030 | 6.2208e-07
ENS | Preferred Plan | C&I Curtailment | C&I Curtailment-Turnkey-Auto-DR HVAC Control | Small Industrial | Services | Winter Evening | % of Load | 1 | 2030 | 1.9653e-07
ENS | Preferred Plan | C&I Curtailment | C&I Curtailment-Turnkey-Standard Lighting Control | Small Industrial | Miscellaneous | Winter Evening | % of Load | 1 | 2030 | 5.7446e-05
ENS | Preferred Plan | C&I Curtailment | C&I Curtailment-Turnkey-Standard Lighting Control | Small Industrial | Offices | Winter Evening | % of Load | 1 | 2030 | 3.1016e-07
ENS | Preferred Plan | C&I Curtailment | C&I Curtailment-Turnkey-Standard Lighting Control | Small Industrial | Retail Trade | Winter Evening | % of Load | 1 | 2030 | 3.3938e-06
ENS | Preferred Plan | C&I Curtailment | C&I Curtailment-Turnkey-Standard Lighting Control | Small Industrial | Services | Winter Evening | % of Load | 1 | 2030 | 1.0722e-06
ENS | Preferred Plan | C&I Curtailment | C&I Curtailment-Turnkey-Water Heating Control | Small Industrial | Miscellaneous | Winter Evening | % of Load | 1 | 2030 | 4.8501e-06
ENS | Preferred Plan | C&I Curtailment | C&I Curtailment-Turnkey-Water Heating Control | Small Industrial | Offices | Winter Evening | % of Load | 1 | 2030 | 2.4584e-08
ENS | Preferred Plan | C&I Curtailment | C&I Curtailment-Turnkey-Water Heating Control | Small Industrial | Retail Trade | Winter Evening | % of Load | 1 | 2030 | 4.6846e-07
ENS | Preferred Plan | C&I Curtailment | C&I Curtailment-Turnkey-Water Heating Control | Small Industrial | Services | Winter Evening | % of Load | 1 | 2030 | 1.48e-07
ENS | Preferred Plan | C&I Curtailment | C&I Curtailment-Turnkey-Other | Small Industrial | Miscellaneous | Winter Evening | % of Load | 1 | 2030 | 7.4378e-05
ENS | Preferred Plan | C&I Curtailment | C&I Curtailment-Turnkey-Other | Small Industrial | Offices | Winter Evening | % of Load | 1 | 2030 | 4.6412e-07
ENS | Preferred Plan | C&I Curtailment | C&I Curtailment-Turnkey-Other | Small Industrial | Retail Trade | Winter Evening | % of Load | 1 | 2030 | 5.1458e-06
ENS | Preferred Plan | C&I Curtailment | C&I Curtailment-Turnkey-Other | Small Industrial | Services | Winter Evening | % of Load | 1 | 2030 | 1.6257e-06
ENS | Preferred Plan | C&I Curtailment | C&I Curtailment-Turnkey-Industrial | Small Industrial | Manufacturing | Winter Evening | % of Load | 1 | 2030 | 1.768e-05
ENS | Preferred Plan | C&I Curtailment | C&I Curtailment-Turnkey-Manual HVAC Control | Medium Industrial | Miscellaneous | Winter Morning | % of Load | 1 | 2030 | 0.0029232
ENS | Preferred Plan | C&I Curtailment | C&I Curtailment-Turnkey-Manual HVAC Control | Medium Industrial | Offices | Winter Morning | % of Load | 1 | 2030 | 4.7155e-05
ENS | Preferred Plan | C&I Curtailment | C&I Curtailment-Turnkey-Manual HVAC Control | Medium Industrial | Retail Trade | Winter Morning | % of Load | 1 | 2030 | 0.00064594
ENS | Preferred Plan | C&I Curtailment | C&I Curtailment-Turnkey-Manual HVAC Control | Medium Industrial | Services | Winter Morning | % of Load | 1 | 2030 | 2.9744e-05
ENS | Preferred Plan | C&I Curtailment | C&I Curtailment-Turnkey-Auto-DR HVAC Control | Medium Industrial | Miscellaneous | Winter Morning | % of Load | 1 | 2030 | 0.00023189
ENS | Preferred Plan | C&I Curtailment | C&I Curtailment-Turnkey-Auto-DR HVAC Control | Medium Industrial | Offices | Winter Morning | % of Load | 1 | 2030 | 3.7407e-06
ENS | Preferred Plan | C&I Curtailment | C&I Curtailment-Turnkey-Auto-DR HVAC Control | Medium Industrial | Retail Trade | Winter Morning | % of Load | 1 | 2030 | 5.1242e-05
ENS | Preferred Plan | C&I Curtailment | C&I Curtailment-Turnkey-Auto-DR HVAC Control | Medium Industrial | Services | Winter Morning | % of Load | 1 | 2030 | 2.3595e-06
ENS | Preferred Plan | C&I Curtailment | C&I Curtailment-Turnkey-Standard Lighting Control | Medium Industrial | Miscellaneous | Winter Morning | % of Load | 1 | 2030 | 0.00090448
ENS | Preferred Plan | C&I Curtailment | C&I Curtailment-Turnkey-Standard Lighting Control | Medium Industrial | Offices | Winter Morning | % of Load | 1 | 2030 | 6.1473e-06
ENS | Preferred Plan | C&I Curtailment | C&I Curtailment-Turnkey-Standard Lighting Control | Medium Industrial | Retail Trade | Winter Morning | % of Load | 1 | 2030 | 0.00027955
ENS | Preferred Plan | C&I Curtailment | C&I Curtailment-Turnkey-Standard Lighting Control | Medium Industrial | Services | Winter Morning | % of Load | 1 | 2030 | 1.2872e-05
ENS | Preferred Plan | C&I Curtailment | C&I Curtailment-Turnkey-Water Heating Control | Medium Industrial | Miscellaneous | Winter Morning | % of Load | 1 | 2030 | 7.6364e-05
ENS | Preferred Plan | C&I Curtailment | C&I Curtailment-Turnkey-Water Heating Control | Medium Industrial | Offices | Winter Morning | % of Load | 1 | 2030 | 4.8724e-07
ENS | Preferred Plan | C&I Curtailment | C&I Curtailment-Turnkey-Water Heating Control | Medium Industrial | Retail Trade | Winter Morning | % of Load | 1 | 2030 | 3.8588e-05
ENS | Preferred Plan | C&I Curtailment | C&I Curtailment-Turnkey-Water Heating Control | Medium Industrial | Services | Winter Morning | % of Load | 1 | 2030 | 1.7769e-06
ENS | Preferred Plan | C&I Curtailment | C&I Curtailment-Turnkey-Other | Medium Industrial | Miscellaneous | Winter Morning | % of Load | 1 | 2030 | 0.0011711
ENS | Preferred Plan | C&I Curtailment | C&I Curtailment-Turnkey-Other | Medium Industrial | Offices | Winter Morning | % of Load | 1 | 2030 | 9.1987e-06
ENS | Preferred Plan | C&I Curtailment | C&I Curtailment-Turnkey-Other | Medium Industrial | Retail Trade | Winter Morning | % of Load | 1 | 2030 | 0.00042387
ENS | Preferred Plan | C&I Curtailment | C&I Curtailment-Turnkey-Other | Medium Industrial | Services | Winter Morning | % of Load | 1 | 2030 | 1.9518e-05
ENS | Preferred Plan | C&I Curtailment | C&I Curtailment-Turnkey-Manual HVAC Control | Medium Industrial | Miscellaneous | Winter Evening | % of Load | 1 | 2030 | 0.0025018
ENS | Preferred Plan | C&I Curtailment | C&I Curtailment-Turnkey-Manual HVAC Control | Medium Industrial | Offices | Winter Evening | % of Load | 1 | 2030 | 4.0356e-05
ENS | Preferred Plan | C&I Curtailment | C&I Curtailment-Turnkey-Manual HVAC Control | Medium Industrial | Retail Trade | Winter Evening | % of Load | 1 | 2030 | 0.00055281
ENS | Preferred Plan | C&I Curtailment | C&I Curtailment-Turnkey-Manual HVAC Control | Medium Industrial | Services | Winter Evening | % of Load | 1 | 2030 | 2.5455e-05
ENS | Preferred Plan | C&I Curtailment | C&I Curtailment-Turnkey-Auto-DR HVAC Control | Medium Industrial | Miscellaneous | Winter Evening | % of Load | 1 | 2030 | 0.00019846
ENS | Preferred Plan | C&I Curtailment | C&I Curtailment-Turnkey-Auto-DR HVAC Control | Medium Industrial | Offices | Winter Evening | % of Load | 1 | 2030 | 3.2014e-06
ENS | Preferred Plan | C&I Curtailment | C&I Curtailment-Turnkey-Auto-DR HVAC Control | Medium Industrial | Retail Trade | Winter Evening | % of Load | 1 | 2030 | 4.3854e-05
ENS | Preferred Plan | C&I Curtailment | C&I Curtailment-Turnkey-Auto-DR HVAC Control | Medium Industrial | Services | Winter Evening | % of Load | 1 | 2030 | 2.0193e-06
ENS | Preferred Plan | C&I Curtailment | C&I Curtailment-Turnkey-Standard Lighting Control | Medium Industrial | Miscellaneous | Winter Evening | % of Load | 1 | 2030 | 0.00077408
ENS | Preferred Plan | C&I Curtailment | C&I Curtailment-Turnkey-Standard Lighting Control | Medium Industrial | Offices | Winter Evening | % of Load | 1 | 2030 | 5.261e-06
ENS | Preferred Plan | C&I Curtailment | C&I Curtailment-Turnkey-Standard Lighting Control | Medium Industrial | Retail Trade | Winter Evening | % of Load | 1 | 2030 | 0.00023924
ENS | Preferred Plan | C&I Curtailment | C&I Curtailment-Turnkey-Standard Lighting Control | Medium Industrial | Services | Winter Evening | % of Load | 1 | 2030 | 1.1016e-05
ENS | Preferred Plan | C&I Curtailment | C&I Curtailment-Turnkey-Water Heating Control | Medium Industrial | Miscellaneous | Winter Evening | % of Load | 1 | 2030 | 6.5354e-05
ENS | Preferred Plan | C&I Curtailment | C&I Curtailment-Turnkey-Water Heating Control | Medium Industrial | Offices | Winter Evening | % of Load | 1 | 2030 | 4.1699e-07
ENS | Preferred Plan | C&I Curtailment | C&I Curtailment-Turnkey-Water Heating Control | Medium Industrial | Retail Trade | Winter Evening | % of Load | 1 | 2030 | 3.3024e-05
ENS | Preferred Plan | C&I Curtailment | C&I Curtailment-Turnkey-Water Heating Control | Medium Industrial | Services | Winter Evening | % of Load | 1 | 2030 | 1.5207e-06
ENS | Preferred Plan | C&I Curtailment | C&I Curtailment-Turnkey-Other | Medium Industrial | Miscellaneous | Winter Evening | % of Load | 1 | 2030 | 0.0010022
ENS | Preferred Plan | C&I Curtailment | C&I Curtailment-Turnkey-Other | Medium Industrial | Offices | Winter Evening | % of Load | 1 | 2030 | 7.8725e-06
ENS | Preferred Plan | C&I Curtailment | C&I Curtailment-Turnkey-Other | Medium Industrial | Retail Trade | Winter Evening | % of Load | 1 | 2030 | 0.00036276
ENS | Preferred Plan | C&I Curtailment | C&I Curtailment-Turnkey-Other | Medium Industrial | Services | Winter Evening | % of Load | 1 | 2030 | 1.6704e-05
ENS | Preferred Plan | C&I Curtailment | C&I Curtailment-Turnkey-Manual HVAC Control | Large Industrial | Miscellaneous | Winter Morning | % of Load | 1 | 2030 | 6.0512e-05
ENS | Preferred Plan | C&I Curtailment | C&I Curtailment-Turnkey-Auto-DR HVAC Control | Large Industrial | Miscellaneous | Winter Morning | % of Load | 1 | 2030 | 4.8003e-06
ENS | Preferred Plan | C&I Curtailment | C&I Curtailment-Turnkey-Standard Lighting Control | Large Industrial | Miscellaneous | Winter Morning | % of Load | 1 | 2030 | 2.6159e-05
ENS | Preferred Plan | C&I Curtailment | C&I Curtailment-Turnkey-Water Heating Control | Large Industrial | Miscellaneous | Winter Morning | % of Load | 1 | 2030 | 1.3284e-06
ENS | Preferred Plan | C&I Curtailment | C&I Curtailment-Turnkey-Other | Large Industrial | Miscellaneous | Winter Morning | % of Load | 1 | 2030 | 2.8393e-05
ENS | Preferred Plan | C&I Curtailment | C&I Curtailment-Turnkey-Industrial | Large Industrial | Manufacturing | Winter Morning | % of Load | 1 | 2030 | 5.5414e-06
ENS | Preferred Plan | C&I Curtailment | C&I Curtailment-Turnkey-Manual HVAC Control | Large Industrial | Miscellaneous | Winter Evening | % of Load | 1 | 2030 | 5.3216e-05
ENS | Preferred Plan | C&I Curtailment | C&I Curtailment-Turnkey-Auto-DR HVAC Control | Large Industrial | Miscellaneous | Winter Evening | % of Load | 1 | 2030 | 4.2216e-06
ENS | Preferred Plan | C&I Curtailment | C&I Curtailment-Turnkey-Standard Lighting Control | Large Industrial | Miscellaneous | Winter Evening | % of Load | 1 | 2030 | 2.3005e-05
ENS | Preferred Plan | C&I Curtailment | C&I Curtailment-Turnkey-Water Heating Control | Large Industrial | Miscellaneous | Winter Evening | % of Load | 1 | 2030 | 1.1683e-06
ENS | Preferred Plan | C&I Curtailment | C&I Curtailment-Turnkey-Other | Large Industrial | Miscellaneous | Winter Evening | % of Load | 1 | 2030 | 2.497e-05
ENS | Preferred Plan | C&I Curtailment | C&I Curtailment-Turnkey-Industrial | Large Industrial | Manufacturing | Winter Evening | % of Load | 1 | 2030 | 4.8733e-06
ENS | Preferred Plan | C&I Loadshift to BUGs | C&I Loadshift to BUGs | Large General | Miscellaneous | Winter Morning | % of Load | 1 | 2030 | 0.0022884
ENS | Preferred Plan | C&I Loadshift to BUGs | C&I Loadshift to BUGs | Large General | Miscellaneous | Winter Evening | % of Load | 1 | 2030 | 0.0017414
ENS | Preferred Plan | C&I Loadshift to BUGs | C&I Loadshift to BUGs | Small Industrial | Miscellaneous | Winter Morning | % of Load | 1 | 2030 | 0.0006298
ENS | Preferred Plan | C&I Loadshift to BUGs | C&I Loadshift to BUGs | Small Industrial | Miscellaneous | Winter Evening | % of Load | 1 | 2030 | 0.00076489
ENS | Preferred Plan | C&I Loadshift to BUGs | C&I Loadshift to BUGs | Medium Industrial | Manufacturing | Winter Morning | % of Load | 1 | 2030 | 0.00043817
ENS | Preferred Plan | C&I Loadshift to BUGs | C&I Loadshift to BUGs | Medium Industrial | Miscellaneous | Winter Morning | % of Load | 1 | 2030 | 0.0019017
ENS | Preferred Plan | C&I Loadshift to BUGs | C&I Loadshift to BUGs | Medium Industrial | Manufacturing | Winter Evening | % of Load | 1 | 2030 | 0.000375
ENS | Preferred Plan | C&I Loadshift to BUGs | C&I Loadshift to BUGs | Medium Industrial | Miscellaneous | Winter Evening | % of Load | 1 | 2030 | 0.0016275
ENS | Preferred Plan | Dynamic Pricing | Dynamic Pricing with enabling tech. | Small General | Manufacturing | Winter Morning | % of Load | 1 | 2030 | 6.2935e-06
ENS | Preferred Plan | Dynamic Pricing | Dynamic Pricing with enabling tech. | Small General | Manufacturing | Winter Evening | % of Load | 1 | 2030 | 6.4629e-06
ENS | Preferred Plan | Dynamic Pricing | Dynamic Pricing with enabling tech. | Residential Charitable | Residential LI | Winter Morning | % of Load | 1 | 2030 | 0.0017366
ENS | Preferred Plan | Dynamic Pricing | Dynamic Pricing with enabling tech. | Residential Charitable | Residential Market Rate | Winter Morning | % of Load | 1 | 2030 | 0.0098599
ENS | Preferred Plan | Dynamic Pricing | Dynamic Pricing w/o enabling tech. | Residential Charitable | Residential LI | Winter Morning | % of Load | 1 | 2030 | 0.0015269
ENS | Preferred Plan | Dynamic Pricing | Dynamic Pricing w/o enabling tech. | Residential Charitable | Residential Market Rate | Winter Morning | % of Load | 1 | 2030 | 0.0086695
ENS | Preferred Plan | Dynamic Pricing | Dynamic Pricing with enabling tech. | Residential Charitable | Residential LI | Winter Evening | % of Load | 1 | 2030 | 0.001749
ENS | Preferred Plan | Dynamic Pricing | Dynamic Pricing with enabling tech. | Residential Charitable | Residential Market Rate | Winter Evening | % of Load | 1 | 2030 | 0.0099304
ENS | Preferred Plan | Dynamic Pricing | Dynamic Pricing w/o enabling tech. | Residential Charitable | Residential LI | Winter Evening | % of Load | 1 | 2030 | 0.0015379
ENS | Preferred Plan | Dynamic Pricing | Dynamic Pricing w/o enabling tech. | Residential Charitable | Residential Market Rate | Winter Evening | % of Load | 1 | 2030 | 0.0087315
ENS | Preferred Plan | Behavioral DR | Behavioral DR | Residential Charitable | Residential LI | Winter Morning | % of Load | 1 | 2030 | 0.00030508
ENS | Preferred Plan | Behavioral DR | Behavioral DR | Residential Charitable | Residential Market Rate | Winter Morning | % of Load | 1 | 2030 | 0.0017386
ENS | Preferred Plan | Behavioral DR | Behavioral DR | Residential Charitable | Residential LI | Winter Evening | % of Load | 1 | 2030 | 0.00030726
ENS | Preferred Plan | Behavioral DR | Behavioral DR | Residential Charitable | Residential Market Rate | Winter Evening | % of Load | 1 | 2030 | 0.0017511
ENS | Preferred Plan | Time-of-Use Rates (TOU) | Time-of-Use Rates (TOU) | Residential Charitable | Residential LI | Winter Morning | % of Load | 0 | 2030 | 0.00029401
ENS | Preferred Plan | Time-of-Use Rates (TOU) | Time-of-Use Rates (TOU) | Residential Charitable | Residential Market Rate | Winter Morning | % of Load | 0 | 2030 | 0.0016756
ENS | Preferred Plan | Time-of-Use Rates (TOU) | Time-of-Use Rates (TOU) | Residential Charitable | Residential LI | Winter Evening | % of Load | 0 | 2030 | 0.00029611
ENS | Preferred Plan | Time-of-Use Rates (TOU) | Time-of-Use Rates (TOU) | Residential Charitable | Residential Market Rate | Winter Evening | % of Load | 0 | 2030 | 0.0016875
ENS | Preferred Plan | DLC-Thermostat | DLC-Thermostat-BYOT-Central Heat Pump | Residential Charitable | Residential LI | Winter Morning | % of Load | 0 | 2031 | 2.1575e-05
ENS | Preferred Plan | DLC-Thermostat | DLC-Thermostat-BYOT-Central Heat Pump | Residential Charitable | Residential Market Rate | Winter Morning | % of Load | 0 | 2031 | 0.00013202
ENS | Preferred Plan | DLC-Thermostat | DLC-Thermostat-DI-Baseboard Heating | Residential Charitable | Residential LI | Winter Morning | % of Load | 0 | 2031 | 0.00010971
ENS | Preferred Plan | DLC-Thermostat | DLC-Thermostat-DI-Baseboard Heating | Residential Charitable | Residential Market Rate | Winter Morning | % of Load | 0 | 2031 | 0.0010443
ENS | Preferred Plan | DLC-Thermostat | DLC-Thermostat-BYOT-Baseboard Heating | Residential Charitable | Residential LI | Winter Morning | % of Load | 0 | 2031 | 1.2826e-05
ENS | Preferred Plan | DLC-Thermostat | DLC-Thermostat-BYOT-Baseboard Heating | Residential Charitable | Residential Market Rate | Winter Morning | % of Load | 0 | 2031 | 0.0001221
ENS | Preferred Plan | DLC-Thermostat | DLC-Thermostat-DI-MSHP | Residential Charitable | Residential LI | Winter Morning | % of Load | 0 | 2031 | 6.3567e-05
ENS | Preferred Plan | DLC-Thermostat | DLC-Thermostat-DI-MSHP | Residential Charitable | Residential Market Rate | Winter Morning | % of Load | 0 | 2031 | 0.00060509
ENS | Preferred Plan | DLC-Thermostat | DLC-Thermostat-BYOT-MSHP | Residential Charitable | Residential LI | Winter Morning | % of Load | 0 | 2031 | 5.742e-06
ENS | Preferred Plan | DLC-Thermostat | DLC-Thermostat-BYOT-MSHP | Residential Charitable | Residential Market Rate | Winter Morning | % of Load | 0 | 2031 | 5.4658e-05
ENS | Preferred Plan | DLC-Thermostat | DLC-Thermostat-BYOT-Central Heat Pump | Residential Charitable | Residential LI | Winter Evening | % of Load | 0 | 2031 | 1.9106e-05
ENS | Preferred Plan | DLC-Thermostat | DLC-Thermostat-BYOT-Central Heat Pump | Residential Charitable | Residential Market Rate | Winter Evening | % of Load | 0 | 2031 | 0.00011691
ENS | Preferred Plan | DLC-Thermostat | DLC-Thermostat-DI-Baseboard Heating | Residential Charitable | Residential LI | Winter Evening | % of Load | 0 | 2031 | 9.7153e-05
ENS | Preferred Plan | DLC-Thermostat | DLC-Thermostat-DI-Baseboard Heating | Residential Charitable | Residential Market Rate | Winter Evening | % of Load | 0 | 2031 | 0.0009248
ENS | Preferred Plan | DLC-Thermostat | DLC-Thermostat-BYOT-Baseboard Heating | Residential Charitable | Residential LI | Winter Evening | % of Load | 0 | 2031 | 1.1359e-05
ENS | Preferred Plan | DLC-Thermostat | DLC-Thermostat-BYOT-Baseboard Heating | Residential Charitable | Residential Market Rate | Winter Evening | % of Load | 0 | 2031 | 0.00010812
ENS | Preferred Plan | DLC-Thermostat | DLC-Thermostat-DI-MSHP | Residential Charitable | Residential LI | Winter Evening | % of Load | 0 | 2031 | 5.6292e-05
ENS | Preferred Plan | DLC-Thermostat | DLC-Thermostat-DI-MSHP | Residential Charitable | Residential Market Rate | Winter Evening | % of Load | 0 | 2031 | 0.00053585
ENS | Preferred Plan | DLC-Thermostat | DLC-Thermostat-BYOT-MSHP | Residential Charitable | Residential LI | Winter Evening | % of Load | 0 | 2031 | 5.0849e-06
ENS | Preferred Plan | DLC-Thermostat | DLC-Thermostat-BYOT-MSHP | Residential Charitable | Residential Market Rate | Winter Evening | % of Load | 0 | 2031 | 4.8403e-05
ENS | Preferred Plan | DLC-Water Heating | DLC-Switch-Water Heating | Residential Charitable | Residential LI | Winter Morning | % of Load | 0 | 2031 | 6.7725e-05
ENS | Preferred Plan | DLC-Water Heating | DLC-Switch-Water Heating | Residential Charitable | Residential Market Rate | Winter Morning | % of Load | 0 | 2031 | 0.00077362
ENS | Preferred Plan | DLC-Water Heating | DLC-Switch-Water Heating | Residential Charitable | Residential LI | Winter Evening | % of Load | 0 | 2031 | 5.0692e-05
ENS | Preferred Plan | DLC-Water Heating | DLC-Switch-Water Heating | Residential Charitable | Residential Market Rate | Winter Evening | % of Load | 0 | 2031 | 0.00057904
ENS | Preferred Plan | C&I Curtailment | C&I Curtailment-Turnkey-Manual HVAC Control | General | Miscellaneous | Winter Morning | % of Load | 1 | 2031 | 0.0012724
ENS | Preferred Plan | C&I Curtailment | C&I Curtailment-Turnkey-Manual HVAC Control | General | Offices | Winter Morning | % of Load | 1 | 2031 | 8.7441e-05
ENS | Preferred Plan | C&I Curtailment | C&I Curtailment-Turnkey-Manual HVAC Control | General | Retail Trade | Winter Morning | % of Load | 1 | 2031 | 0.00029224
ENS | Preferred Plan | C&I Curtailment | C&I Curtailment-Turnkey-Manual HVAC Control | General | Services | Winter Morning | % of Load | 1 | 2031 | 0.00018895
ENS | Preferred Plan | C&I Curtailment | C&I Curtailment-Turnkey-Auto-DR HVAC Control | General | Miscellaneous | Winter Morning | % of Load | 1 | 2031 | 0.00012617
ENS | Preferred Plan | C&I Curtailment | C&I Curtailment-Turnkey-Auto-DR HVAC Control | General | Offices | Winter Morning | % of Load | 1 | 2031 | 8.6706e-06
ENS | Preferred Plan | C&I Curtailment | C&I Curtailment-Turnkey-Auto-DR HVAC Control | General | Retail Trade | Winter Morning | % of Load | 1 | 2031 | 2.8979e-05
ENS | Preferred Plan | C&I Curtailment | C&I Curtailment-Turnkey-Auto-DR HVAC Control | General | Services | Winter Morning | % of Load | 1 | 2031 | 1.8737e-05
ENS | Preferred Plan | C&I Curtailment | C&I Curtailment-Turnkey-Standard Lighting Control | General | Miscellaneous | Winter Morning | % of Load | 1 | 2031 | 0.00052965
ENS | Preferred Plan | C&I Curtailment | C&I Curtailment-Turnkey-Standard Lighting Control | General | Offices | Winter Morning | % of Load | 1 | 2031 | 1.0397e-05
ENS | Preferred Plan | C&I Curtailment | C&I Curtailment-Turnkey-Standard Lighting Control | General | Retail Trade | Winter Morning | % of Load | 1 | 2031 | 0.00011643
ENS | Preferred Plan | C&I Curtailment | C&I Curtailment-Turnkey-Standard Lighting Control | General | Services | Winter Morning | % of Load | 1 | 2031 | 7.5377e-05
ENS | Preferred Plan | C&I Curtailment | C&I Curtailment-Turnkey-Water Heating Control | General | Miscellaneous | Winter Morning | % of Load | 1 | 2031 | 3.5513e-05
ENS | Preferred Plan | C&I Curtailment | C&I Curtailment-Turnkey-Water Heating Control | General | Offices | Winter Morning | % of Load | 1 | 2031 | 9.4295e-07
ENS | Preferred Plan | C&I Curtailment | C&I Curtailment-Turnkey-Water Heating Control | General | Retail Trade | Winter Morning | % of Load | 1 | 2031 | 1.915e-05
ENS | Preferred Plan | C&I Curtailment | C&I Curtailment-Turnkey-Water Heating Control | General | Services | Winter Morning | % of Load | 1 | 2031 | 1.2365e-05
ENS | Preferred Plan | C&I Curtailment | C&I Curtailment-Turnkey-Other | General | Miscellaneous | Winter Morning | % of Load | 1 | 2031 | 0.00062023
ENS | Preferred Plan | C&I Curtailment | C&I Curtailment-Turnkey-Other | General | Offices | Winter Morning | % of Load | 1 | 2031 | 1.6869e-05
ENS | Preferred Plan | C&I Curtailment | C&I Curtailment-Turnkey-Other | General | Retail Trade | Winter Morning | % of Load | 1 | 2031 | 0.00019673
ENS | Preferred Plan | C&I Curtailment | C&I Curtailment-Turnkey-Other | General | Services | Winter Morning | % of Load | 1 | 2031 | 0.00012715
ENS | Preferred Plan | C&I Curtailment | C&I Curtailment-Turnkey-Manual HVAC Control | General | Miscellaneous | Winter Evening | % of Load | 1 | 2031 | 0.0013179
ENS | Preferred Plan | C&I Curtailment | C&I Curtailment-Turnkey-Manual HVAC Control | General | Offices | Winter Evening | % of Load | 1 | 2031 | 9.0565e-05
ENS | Preferred Plan | C&I Curtailment | C&I Curtailment-Turnkey-Manual HVAC Control | General | Retail Trade | Winter Evening | % of Load | 1 | 2031 | 0.00030269
ENS | Preferred Plan | C&I Curtailment | C&I Curtailment-Turnkey-Manual HVAC Control | General | Services | Winter Evening | % of Load | 1 | 2031 | 0.00019571
ENS | Preferred Plan | C&I Curtailment | C&I Curtailment-Turnkey-Auto-DR HVAC Control | General | Miscellaneous | Winter Evening | % of Load | 1 | 2031 | 0.00013068
ENS | Preferred Plan | C&I Curtailment | C&I Curtailment-Turnkey-Auto-DR HVAC Control | General | Offices | Winter Evening | % of Load | 1 | 2031 | 8.9805e-06
ENS | Preferred Plan | C&I Curtailment | C&I Curtailment-Turnkey-Auto-DR HVAC Control | General | Retail Trade | Winter Evening | % of Load | 1 | 2031 | 3.0015e-05
ENS | Preferred Plan | C&I Curtailment | C&I Curtailment-Turnkey-Auto-DR HVAC Control | General | Services | Winter Evening | % of Load | 1 | 2031 | 1.9406e-05
ENS | Preferred Plan | C&I Curtailment | C&I Curtailment-Turnkey-Standard Lighting Control | General | Miscellaneous | Winter Evening | % of Load | 1 | 2031 | 0.00054858
ENS | Preferred Plan | C&I Curtailment | C&I Curtailment-Turnkey-Standard Lighting Control | General | Offices | Winter Evening | % of Load | 1 | 2031 | 1.0769e-05
ENS | Preferred Plan | C&I Curtailment | C&I Curtailment-Turnkey-Standard Lighting Control | General | Retail Trade | Winter Evening | % of Load | 1 | 2031 | 0.00012059
ENS | Preferred Plan | C&I Curtailment | C&I Curtailment-Turnkey-Standard Lighting Control | General | Services | Winter Evening | % of Load | 1 | 2031 | 7.8071e-05
ENS | Preferred Plan | C&I Curtailment | C&I Curtailment-Turnkey-Water Heating Control | General | Miscellaneous | Winter Evening | % of Load | 1 | 2031 | 3.6782e-05
ENS | Preferred Plan | C&I Curtailment | C&I Curtailment-Turnkey-Water Heating Control | General | Offices | Winter Evening | % of Load | 1 | 2031 | 9.7664e-07
ENS | Preferred Plan | C&I Curtailment | C&I Curtailment-Turnkey-Water Heating Control | General | Retail Trade | Winter Evening | % of Load | 1 | 2031 | 1.9834e-05
ENS | Preferred Plan | C&I Curtailment | C&I Curtailment-Turnkey-Water Heating Control | General | Services | Winter Evening | % of Load | 1 | 2031 | 1.2807e-05
ENS | Preferred Plan | C&I Curtailment | C&I Curtailment-Turnkey-Other | General | Miscellaneous | Winter Evening | % of Load | 1 | 2031 | 0.0006424
ENS | Preferred Plan | C&I Curtailment | C&I Curtailment-Turnkey-Other | General | Offices | Winter Evening | % of Load | 1 | 2031 | 1.7471e-05
ENS | Preferred Plan | C&I Curtailment | C&I Curtailment-Turnkey-Other | General | Retail Trade | Winter Evening | % of Load | 1 | 2031 | 0.00020376
ENS | Preferred Plan | C&I Curtailment | C&I Curtailment-Turnkey-Other | General | Services | Winter Evening | % of Load | 1 | 2031 | 0.0001317
ENS | Preferred Plan | C&I Curtailment | C&I Curtailment-Turnkey-Manual HVAC Control | Large General | Miscellaneous | Winter Morning | % of Load | 1 | 2031 | 0.0010201
ENS | Preferred Plan | C&I Curtailment | C&I Curtailment-Turnkey-Manual HVAC Control | Large General | Retail Trade | Winter Morning | % of Load | 1 | 2031 | 4.253e-05
ENS | Preferred Plan | C&I Curtailment | C&I Curtailment-Turnkey-Manual HVAC Control | Large General | Services | Winter Morning | % of Load | 1 | 2031 | 6.8107e-05
ENS | Preferred Plan | C&I Curtailment | C&I Curtailment-Turnkey-Auto-DR HVAC Control | Large General | Miscellaneous | Winter Morning | % of Load | 1 | 2031 | 0.00010115
ENS | Preferred Plan | C&I Curtailment | C&I Curtailment-Turnkey-Auto-DR HVAC Control | Large General | Retail Trade | Winter Morning | % of Load | 1 | 2031 | 4.2173e-06
ENS | Preferred Plan | C&I Curtailment | C&I Curtailment-Turnkey-Auto-DR HVAC Control | Large General | Services | Winter Morning | % of Load | 1 | 2031 | 6.7535e-06
ENS | Preferred Plan | C&I Curtailment | C&I Curtailment-Turnkey-Standard Lighting Control | Large General | Miscellaneous | Winter Morning | % of Load | 1 | 2031 | 0.00044096
ENS | Preferred Plan | C&I Curtailment | C&I Curtailment-Turnkey-Standard Lighting Control | Large General | Retail Trade | Winter Morning | % of Load | 1 | 2031 | 1.6833e-05
ENS | Preferred Plan | C&I Curtailment | C&I Curtailment-Turnkey-Standard Lighting Control | Large General | Services | Winter Morning | % of Load | 1 | 2031 | 2.6957e-05
ENS | Preferred Plan | C&I Curtailment | C&I Curtailment-Turnkey-Water Heating Control | Large General | Miscellaneous | Winter Morning | % of Load | 1 | 2031 | 2.2393e-05
ENS | Preferred Plan | C&I Curtailment | C&I Curtailment-Turnkey-Water Heating Control | Large General | Retail Trade | Winter Morning | % of Load | 1 | 2031 | 2.8055e-06
ENS | Preferred Plan | C&I Curtailment | C&I Curtailment-Turnkey-Water Heating Control | Large General | Services | Winter Morning | % of Load | 1 | 2031 | 4.4927e-06
ENS | Preferred Plan | C&I Curtailment | C&I Curtailment-Turnkey-Other | Large General | Miscellaneous | Winter Morning | % of Load | 1 | 2031 | 0.00047863
ENS | Preferred Plan | C&I Curtailment | C&I Curtailment-Turnkey-Other | Large General | Retail Trade | Winter Morning | % of Load | 1 | 2031 | 2.8685e-05
ENS | Preferred Plan | C&I Curtailment | C&I Curtailment-Turnkey-Other | Large General | Services | Winter Morning | % of Load | 1 | 2031 | 4.5936e-05
ENS | Preferred Plan | C&I Curtailment | C&I Curtailment-Turnkey-Manual HVAC Control | Large General | Miscellaneous | Winter Evening | % of Load | 1 | 2031 | 0.00077618
ENS | Preferred Plan | C&I Curtailment | C&I Curtailment-Turnkey-Manual HVAC Control | Large General | Retail Trade | Winter Evening | % of Load | 1 | 2031 | 3.2362e-05
ENS | Preferred Plan | C&I Curtailment | C&I Curtailment-Turnkey-Manual HVAC Control | Large General | Services | Winter Evening | % of Load | 1 | 2031 | 5.1823e-05
ENS | Preferred Plan | C&I Curtailment | C&I Curtailment-Turnkey-Auto-DR HVAC Control | Large General | Miscellaneous | Winter Evening | % of Load | 1 | 2031 | 7.6966e-05
ENS | Preferred Plan | C&I Curtailment | C&I Curtailment-Turnkey-Auto-DR HVAC Control | Large General | Retail Trade | Winter Evening | % of Load | 1 | 2031 | 3.209e-06
ENS | Preferred Plan | C&I Curtailment | C&I Curtailment-Turnkey-Auto-DR HVAC Control | Large General | Services | Winter Evening | % of Load | 1 | 2031 | 5.1388e-06
ENS | Preferred Plan | C&I Curtailment | C&I Curtailment-Turnkey-Standard Lighting Control | Large General | Miscellaneous | Winter Evening | % of Load | 1 | 2031 | 0.00033553
ENS | Preferred Plan | C&I Curtailment | C&I Curtailment-Turnkey-Standard Lighting Control | Large General | Retail Trade | Winter Evening | % of Load | 1 | 2031 | 1.2809e-05
ENS | Preferred Plan | C&I Curtailment | C&I Curtailment-Turnkey-Standard Lighting Control | Large General | Services | Winter Evening | % of Load | 1 | 2031 | 2.0512e-05
ENS | Preferred Plan | C&I Curtailment | C&I Curtailment-Turnkey-Water Heating Control | Large General | Miscellaneous | Winter Evening | % of Load | 1 | 2031 | 1.7039e-05
ENS | Preferred Plan | C&I Curtailment | C&I Curtailment-Turnkey-Water Heating Control | Large General | Retail Trade | Winter Evening | % of Load | 1 | 2031 | 2.1347e-06
ENS | Preferred Plan | C&I Curtailment | C&I Curtailment-Turnkey-Water Heating Control | Large General | Services | Winter Evening | % of Load | 1 | 2031 | 3.4185e-06
ENS | Preferred Plan | C&I Curtailment | C&I Curtailment-Turnkey-Other | Large General | Miscellaneous | Winter Evening | % of Load | 1 | 2031 | 0.00036419
ENS | Preferred Plan | C&I Curtailment | C&I Curtailment-Turnkey-Other | Large General | Retail Trade | Winter Evening | % of Load | 1 | 2031 | 2.1827e-05
ENS | Preferred Plan | C&I Curtailment | C&I Curtailment-Turnkey-Other | Large General | Services | Winter Evening | % of Load | 1 | 2031 | 3.4953e-05
ENS | Preferred Plan | C&I Curtailment | C&I Curtailment-Turnkey-Manual HVAC Control | Small Industrial | Miscellaneous | Winter Morning | % of Load | 1 | 2031 | 0.0001694
ENS | Preferred Plan | C&I Curtailment | C&I Curtailment-Turnkey-Manual HVAC Control | Small Industrial | Offices | Winter Morning | % of Load | 1 | 2031 | 2.1709e-06
ENS | Preferred Plan | C&I Curtailment | C&I Curtailment-Turnkey-Manual HVAC Control | Small Industrial | Retail Trade | Winter Morning | % of Load | 1 | 2031 | 7.1552e-06
ENS | Preferred Plan | C&I Curtailment | C&I Curtailment-Turnkey-Manual HVAC Control | Small Industrial | Services | Winter Morning | % of Load | 1 | 2031 | 2.2605e-06
ENS | Preferred Plan | C&I Curtailment | C&I Curtailment-Turnkey-Auto-DR HVAC Control | Small Industrial | Miscellaneous | Winter Morning | % of Load | 1 | 2031 | 1.6798e-05
ENS | Preferred Plan | C&I Curtailment | C&I Curtailment-Turnkey-Auto-DR HVAC Control | Small Industrial | Offices | Winter Morning | % of Load | 1 | 2031 | 2.1526e-07
ENS | Preferred Plan | C&I Curtailment | C&I Curtailment-Turnkey-Auto-DR HVAC Control | Small Industrial | Retail Trade | Winter Morning | % of Load | 1 | 2031 | 7.0951e-07
ENS | Preferred Plan | C&I Curtailment | C&I Curtailment-Turnkey-Auto-DR HVAC Control | Small Industrial | Services | Winter Morning | % of Load | 1 | 2031 | 2.2415e-07
ENS | Preferred Plan | C&I Curtailment | C&I Curtailment-Turnkey-Standard Lighting Control | Small Industrial | Miscellaneous | Winter Morning | % of Load | 1 | 2031 | 5.2416e-05
ENS | Preferred Plan | C&I Curtailment | C&I Curtailment-Turnkey-Standard Lighting Control | Small Industrial | Offices | Winter Morning | % of Load | 1 | 2031 | 2.83e-07
ENS | Preferred Plan | C&I Curtailment | C&I Curtailment-Turnkey-Standard Lighting Control | Small Industrial | Retail Trade | Winter Morning | % of Load | 1 | 2031 | 3.0966e-06
ENS | Preferred Plan | C&I Curtailment | C&I Curtailment-Turnkey-Standard Lighting Control | Small Industrial | Services | Winter Morning | % of Load | 1 | 2031 | 9.7829e-07
ENS | Preferred Plan | C&I Curtailment | C&I Curtailment-Turnkey-Water Heating Control | Small Industrial | Miscellaneous | Winter Morning | % of Load | 1 | 2031 | 4.4254e-06
ENS | Preferred Plan | C&I Curtailment | C&I Curtailment-Turnkey-Water Heating Control | Small Industrial | Offices | Winter Morning | % of Load | 1 | 2031 | 2.2431e-08
ENS | Preferred Plan | C&I Curtailment | C&I Curtailment-Turnkey-Water Heating Control | Small Industrial | Retail Trade | Winter Morning | % of Load | 1 | 2031 | 4.2744e-07
ENS | Preferred Plan | C&I Curtailment | C&I Curtailment-Turnkey-Water Heating Control | Small Industrial | Services | Winter Morning | % of Load | 1 | 2031 | 1.3504e-07
ENS | Preferred Plan | C&I Curtailment | C&I Curtailment-Turnkey-Other | Small Industrial | Miscellaneous | Winter Morning | % of Load | 1 | 2031 | 6.7865e-05
ENS | Preferred Plan | C&I Curtailment | C&I Curtailment-Turnkey-Other | Small Industrial | Offices | Winter Morning | % of Load | 1 | 2031 | 4.2348e-07
ENS | Preferred Plan | C&I Curtailment | C&I Curtailment-Turnkey-Other | Small Industrial | Retail Trade | Winter Morning | % of Load | 1 | 2031 | 4.6952e-06
ENS | Preferred Plan | C&I Curtailment | C&I Curtailment-Turnkey-Other | Small Industrial | Services | Winter Morning | % of Load | 1 | 2031 | 1.4833e-06
ENS | Preferred Plan | C&I Curtailment | C&I Curtailment-Turnkey-Industrial | Small Industrial | Manufacturing | Winter Morning | % of Load | 1 | 2031 | 1.6132e-05
ENS | Preferred Plan | C&I Curtailment | C&I Curtailment-Turnkey-Manual HVAC Control | Small Industrial | Miscellaneous | Winter Evening | % of Load | 1 | 2031 | 0.00020572
ENS | Preferred Plan | C&I Curtailment | C&I Curtailment-Turnkey-Manual HVAC Control | Small Industrial | Offices | Winter Evening | % of Load | 1 | 2031 | 2.6362e-06
ENS | Preferred Plan | C&I Curtailment | C&I Curtailment-Turnkey-Manual HVAC Control | Small Industrial | Retail Trade | Winter Evening | % of Load | 1 | 2031 | 8.6889e-06
ENS | Preferred Plan | C&I Curtailment | C&I Curtailment-Turnkey-Manual HVAC Control | Small Industrial | Services | Winter Evening | % of Load | 1 | 2031 | 2.7451e-06
ENS | Preferred Plan | C&I Curtailment | C&I Curtailment-Turnkey-Auto-DR HVAC Control | Small Industrial | Miscellaneous | Winter Evening | % of Load | 1 | 2031 | 2.0399e-05
ENS | Preferred Plan | C&I Curtailment | C&I Curtailment-Turnkey-Auto-DR HVAC Control | Small Industrial | Offices | Winter Evening | % of Load | 1 | 2031 | 2.6141e-07
ENS | Preferred Plan | C&I Curtailment | C&I Curtailment-Turnkey-Auto-DR HVAC Control | Small Industrial | Retail Trade | Winter Evening | % of Load | 1 | 2031 | 8.6159e-07
ENS | Preferred Plan | C&I Curtailment | C&I Curtailment-Turnkey-Auto-DR HVAC Control | Small Industrial | Services | Winter Evening | % of Load | 1 | 2031 | 2.722e-07
ENS | Preferred Plan | C&I Curtailment | C&I Curtailment-Turnkey-Standard Lighting Control | Small Industrial | Miscellaneous | Winter Evening | % of Load | 1 | 2031 | 6.3651e-05
ENS | Preferred Plan | C&I Curtailment | C&I Curtailment-Turnkey-Standard Lighting Control | Small Industrial | Offices | Winter Evening | % of Load | 1 | 2031 | 3.4367e-07
ENS | Preferred Plan | C&I Curtailment | C&I Curtailment-Turnkey-Standard Lighting Control | Small Industrial | Retail Trade | Winter Evening | % of Load | 1 | 2031 | 3.7603e-06
ENS | Preferred Plan | C&I Curtailment | C&I Curtailment-Turnkey-Standard Lighting Control | Small Industrial | Services | Winter Evening | % of Load | 1 | 2031 | 1.188e-06
ENS | Preferred Plan | C&I Curtailment | C&I Curtailment-Turnkey-Water Heating Control | Small Industrial | Miscellaneous | Winter Evening | % of Load | 1 | 2031 | 5.374e-06
ENS | Preferred Plan | C&I Curtailment | C&I Curtailment-Turnkey-Water Heating Control | Small Industrial | Offices | Winter Evening | % of Load | 1 | 2031 | 2.7239e-08
ENS | Preferred Plan | C&I Curtailment | C&I Curtailment-Turnkey-Water Heating Control | Small Industrial | Retail Trade | Winter Evening | % of Load | 1 | 2031 | 5.1907e-07
ENS | Preferred Plan | C&I Curtailment | C&I Curtailment-Turnkey-Water Heating Control | Small Industrial | Services | Winter Evening | % of Load | 1 | 2031 | 1.6399e-07
ENS | Preferred Plan | C&I Curtailment | C&I Curtailment-Turnkey-Other | Small Industrial | Miscellaneous | Winter Evening | % of Load | 1 | 2031 | 8.2413e-05
ENS | Preferred Plan | C&I Curtailment | C&I Curtailment-Turnkey-Other | Small Industrial | Offices | Winter Evening | % of Load | 1 | 2031 | 5.1426e-07
ENS | Preferred Plan | C&I Curtailment | C&I Curtailment-Turnkey-Other | Small Industrial | Retail Trade | Winter Evening | % of Load | 1 | 2031 | 5.7017e-06
ENS | Preferred Plan | C&I Curtailment | C&I Curtailment-Turnkey-Other | Small Industrial | Services | Winter Evening | % of Load | 1 | 2031 | 1.8013e-06
ENS | Preferred Plan | C&I Curtailment | C&I Curtailment-Turnkey-Industrial | Small Industrial | Manufacturing | Winter Evening | % of Load | 1 | 2031 | 1.959e-05
ENS | Preferred Plan | C&I Curtailment | C&I Curtailment-Turnkey-Manual HVAC Control | Medium Industrial | Miscellaneous | Winter Morning | % of Load | 1 | 2031 | 0.0032386
ENS | Preferred Plan | C&I Curtailment | C&I Curtailment-Turnkey-Manual HVAC Control | Medium Industrial | Offices | Winter Morning | % of Load | 1 | 2031 | 5.2243e-05
ENS | Preferred Plan | C&I Curtailment | C&I Curtailment-Turnkey-Manual HVAC Control | Medium Industrial | Retail Trade | Winter Morning | % of Load | 1 | 2031 | 0.00071564
ENS | Preferred Plan | C&I Curtailment | C&I Curtailment-Turnkey-Manual HVAC Control | Medium Industrial | Services | Winter Morning | % of Load | 1 | 2031 | 3.2953e-05
ENS | Preferred Plan | C&I Curtailment | C&I Curtailment-Turnkey-Auto-DR HVAC Control | Medium Industrial | Miscellaneous | Winter Morning | % of Load | 1 | 2031 | 0.00032114
ENS | Preferred Plan | C&I Curtailment | C&I Curtailment-Turnkey-Auto-DR HVAC Control | Medium Industrial | Offices | Winter Morning | % of Load | 1 | 2031 | 5.1804e-06
ENS | Preferred Plan | C&I Curtailment | C&I Curtailment-Turnkey-Auto-DR HVAC Control | Medium Industrial | Retail Trade | Winter Morning | % of Load | 1 | 2031 | 7.0963e-05
ENS | Preferred Plan | C&I Curtailment | C&I Curtailment-Turnkey-Auto-DR HVAC Control | Medium Industrial | Services | Winter Morning | % of Load | 1 | 2031 | 3.2676e-06
ENS | Preferred Plan | C&I Curtailment | C&I Curtailment-Turnkey-Standard Lighting Control | Medium Industrial | Miscellaneous | Winter Morning | % of Load | 1 | 2031 | 0.0010021
ENS | Preferred Plan | C&I Curtailment | C&I Curtailment-Turnkey-Standard Lighting Control | Medium Industrial | Offices | Winter Morning | % of Load | 1 | 2031 | 6.8106e-06
ENS | Preferred Plan | C&I Curtailment | C&I Curtailment-Turnkey-Standard Lighting Control | Medium Industrial | Retail Trade | Winter Morning | % of Load | 1 | 2031 | 0.00030971
ENS | Preferred Plan | C&I Curtailment | C&I Curtailment-Turnkey-Standard Lighting Control | Medium Industrial | Services | Winter Morning | % of Load | 1 | 2031 | 1.4261e-05
ENS | Preferred Plan | C&I Curtailment | C&I Curtailment-Turnkey-Water Heating Control | Medium Industrial | Miscellaneous | Winter Morning | % of Load | 1 | 2031 | 8.4603e-05
ENS | Preferred Plan | C&I Curtailment | C&I Curtailment-Turnkey-Water Heating Control | Medium Industrial | Offices | Winter Morning | % of Load | 1 | 2031 | 5.3981e-07
ENS | Preferred Plan | C&I Curtailment | C&I Curtailment-Turnkey-Water Heating Control | Medium Industrial | Retail Trade | Winter Morning | % of Load | 1 | 2031 | 4.2751e-05
ENS | Preferred Plan | C&I Curtailment | C&I Curtailment-Turnkey-Water Heating Control | Medium Industrial | Services | Winter Morning | % of Load | 1 | 2031 | 1.9686e-06
ENS | Preferred Plan | C&I Curtailment | C&I Curtailment-Turnkey-Other | Medium Industrial | Miscellaneous | Winter Morning | % of Load | 1 | 2031 | 0.0012974
ENS | Preferred Plan | C&I Curtailment | C&I Curtailment-Turnkey-Other | Medium Industrial | Offices | Winter Morning | % of Load | 1 | 2031 | 1.0191e-05
ENS | Preferred Plan | C&I Curtailment | C&I Curtailment-Turnkey-Other | Medium Industrial | Retail Trade | Winter Morning | % of Load | 1 | 2031 | 0.0004696
ENS | Preferred Plan | C&I Curtailment | C&I Curtailment-Turnkey-Other | Medium Industrial | Services | Winter Morning | % of Load | 1 | 2031 | 2.1624e-05
ENS | Preferred Plan | C&I Curtailment | C&I Curtailment-Turnkey-Manual HVAC Control | Medium Industrial | Miscellaneous | Winter Evening | % of Load | 1 | 2031 | 0.0027714
ENS | Preferred Plan | C&I Curtailment | C&I Curtailment-Turnkey-Manual HVAC Control | Medium Industrial | Offices | Winter Evening | % of Load | 1 | 2031 | 4.4705e-05
ENS | Preferred Plan | C&I Curtailment | C&I Curtailment-Turnkey-Manual HVAC Control | Medium Industrial | Retail Trade | Winter Evening | % of Load | 1 | 2031 | 0.00061239
ENS | Preferred Plan | C&I Curtailment | C&I Curtailment-Turnkey-Manual HVAC Control | Medium Industrial | Services | Winter Evening | % of Load | 1 | 2031 | 2.8199e-05
ENS | Preferred Plan | C&I Curtailment | C&I Curtailment-Turnkey-Auto-DR HVAC Control | Medium Industrial | Miscellaneous | Winter Evening | % of Load | 1 | 2031 | 0.00027481
ENS | Preferred Plan | C&I Curtailment | C&I Curtailment-Turnkey-Auto-DR HVAC Control | Medium Industrial | Offices | Winter Evening | % of Load | 1 | 2031 | 4.433e-06
ENS | Preferred Plan | C&I Curtailment | C&I Curtailment-Turnkey-Auto-DR HVAC Control | Medium Industrial | Retail Trade | Winter Evening | % of Load | 1 | 2031 | 6.0725e-05
ENS | Preferred Plan | C&I Curtailment | C&I Curtailment-Turnkey-Auto-DR HVAC Control | Medium Industrial | Services | Winter Evening | % of Load | 1 | 2031 | 2.7962e-06
ENS | Preferred Plan | C&I Curtailment | C&I Curtailment-Turnkey-Standard Lighting Control | Medium Industrial | Miscellaneous | Winter Evening | % of Load | 1 | 2031 | 0.0008575
ENS | Preferred Plan | C&I Curtailment | C&I Curtailment-Turnkey-Standard Lighting Control | Medium Industrial | Offices | Winter Evening | % of Load | 1 | 2031 | 5.828e-06
ENS | Preferred Plan | C&I Curtailment | C&I Curtailment-Turnkey-Standard Lighting Control | Medium Industrial | Retail Trade | Winter Evening | % of Load | 1 | 2031 | 0.00026503
ENS | Preferred Plan | C&I Curtailment | C&I Curtailment-Turnkey-Standard Lighting Control | Medium Industrial | Services | Winter Evening | % of Load | 1 | 2031 | 1.2204e-05
ENS | Preferred Plan | C&I Curtailment | C&I Curtailment-Turnkey-Water Heating Control | Medium Industrial | Miscellaneous | Winter Evening | % of Load | 1 | 2031 | 7.2397e-05
ENS | Preferred Plan | C&I Curtailment | C&I Curtailment-Turnkey-Water Heating Control | Medium Industrial | Offices | Winter Evening | % of Load | 1 | 2031 | 4.6193e-07
ENS | Preferred Plan | C&I Curtailment | C&I Curtailment-Turnkey-Water Heating Control | Medium Industrial | Retail Trade | Winter Evening | % of Load | 1 | 2031 | 3.6583e-05
ENS | Preferred Plan | C&I Curtailment | C&I Curtailment-Turnkey-Water Heating Control | Medium Industrial | Services | Winter Evening | % of Load | 1 | 2031 | 1.6846e-06
ENS | Preferred Plan | C&I Curtailment | C&I Curtailment-Turnkey-Other | Medium Industrial | Miscellaneous | Winter Evening | % of Load | 1 | 2031 | 0.0011102
ENS | Preferred Plan | C&I Curtailment | C&I Curtailment-Turnkey-Other | Medium Industrial | Offices | Winter Evening | % of Load | 1 | 2031 | 8.7209e-06
ENS | Preferred Plan | C&I Curtailment | C&I Curtailment-Turnkey-Other | Medium Industrial | Retail Trade | Winter Evening | % of Load | 1 | 2031 | 0.00040185
ENS | Preferred Plan | C&I Curtailment | C&I Curtailment-Turnkey-Other | Medium Industrial | Services | Winter Evening | % of Load | 1 | 2031 | 1.8504e-05
ENS | Preferred Plan | C&I Curtailment | C&I Curtailment-Turnkey-Manual HVAC Control | Large Industrial | Miscellaneous | Winter Morning | % of Load | 1 | 2031 | 6.711e-05
ENS | Preferred Plan | C&I Curtailment | C&I Curtailment-Turnkey-Auto-DR HVAC Control | Large Industrial | Miscellaneous | Winter Morning | % of Load | 1 | 2031 | 6.6547e-06
ENS | Preferred Plan | C&I Curtailment | C&I Curtailment-Turnkey-Standard Lighting Control | Large Industrial | Miscellaneous | Winter Morning | % of Load | 1 | 2031 | 2.9011e-05
ENS | Preferred Plan | C&I Curtailment | C&I Curtailment-Turnkey-Water Heating Control | Large Industrial | Miscellaneous | Winter Morning | % of Load | 1 | 2031 | 1.4733e-06
ENS | Preferred Plan | C&I Curtailment | C&I Curtailment-Turnkey-Other | Large Industrial | Miscellaneous | Winter Morning | % of Load | 1 | 2031 | 3.1489e-05
ENS | Preferred Plan | C&I Curtailment | C&I Curtailment-Turnkey-Industrial | Large Industrial | Manufacturing | Winter Morning | % of Load | 1 | 2031 | 6.1457e-06
ENS | Preferred Plan | C&I Curtailment | C&I Curtailment-Turnkey-Manual HVAC Control | Large Industrial | Miscellaneous | Winter Evening | % of Load | 1 | 2031 | 5.9012e-05
ENS | Preferred Plan | C&I Curtailment | C&I Curtailment-Turnkey-Auto-DR HVAC Control | Large Industrial | Miscellaneous | Winter Evening | % of Load | 1 | 2031 | 5.8517e-06
ENS | Preferred Plan | C&I Curtailment | C&I Curtailment-Turnkey-Standard Lighting Control | Large Industrial | Miscellaneous | Winter Evening | % of Load | 1 | 2031 | 2.551e-05
ENS | Preferred Plan | C&I Curtailment | C&I Curtailment-Turnkey-Water Heating Control | Large Industrial | Miscellaneous | Winter Evening | % of Load | 1 | 2031 | 1.2955e-06
ENS | Preferred Plan | C&I Curtailment | C&I Curtailment-Turnkey-Other | Large Industrial | Miscellaneous | Winter Evening | % of Load | 1 | 2031 | 2.7689e-05
ENS | Preferred Plan | C&I Curtailment | C&I Curtailment-Turnkey-Industrial | Large Industrial | Manufacturing | Winter Evening | % of Load | 1 | 2031 | 5.4041e-06
ENS | Preferred Plan | C&I Loadshift to BUGs | C&I Loadshift to BUGs | Large General | Miscellaneous | Winter Morning | % of Load | 1 | 2031 | 0.0022791
ENS | Preferred Plan | C&I Loadshift to BUGs | C&I Loadshift to BUGs | Large General | Miscellaneous | Winter Evening | % of Load | 1 | 2031 | 0.0017342
ENS | Preferred Plan | C&I Loadshift to BUGs | C&I Loadshift to BUGs | Small Industrial | Miscellaneous | Winter Morning | % of Load | 1 | 2031 | 0.00063371
ENS | Preferred Plan | C&I Loadshift to BUGs | C&I Loadshift to BUGs | Small Industrial | Miscellaneous | Winter Evening | % of Load | 1 | 2031 | 0.00076955
ENS | Preferred Plan | C&I Loadshift to BUGs | C&I Loadshift to BUGs | Medium Industrial | Manufacturing | Winter Morning | % of Load | 1 | 2031 | 0.00043938
ENS | Preferred Plan | C&I Loadshift to BUGs | C&I Loadshift to BUGs | Medium Industrial | Miscellaneous | Winter Morning | % of Load | 1 | 2031 | 0.0019069
ENS | Preferred Plan | C&I Loadshift to BUGs | C&I Loadshift to BUGs | Medium Industrial | Manufacturing | Winter Evening | % of Load | 1 | 2031 | 0.00037599
ENS | Preferred Plan | C&I Loadshift to BUGs | C&I Loadshift to BUGs | Medium Industrial | Miscellaneous | Winter Evening | % of Load | 1 | 2031 | 0.0016318
ENS | Preferred Plan | Dynamic Pricing | Dynamic Pricing with enabling tech. | Small General | Manufacturing | Winter Morning | % of Load | 1 | 2031 | 6.4218e-06
ENS | Preferred Plan | Dynamic Pricing | Dynamic Pricing with enabling tech. | Small General | Manufacturing | Winter Evening | % of Load | 1 | 2031 | 6.5938e-06
ENS | Preferred Plan | Dynamic Pricing | Dynamic Pricing with enabling tech. | Residential Charitable | Residential LI | Winter Morning | % of Load | 1 | 2031 | 0.0028902
ENS | Preferred Plan | Dynamic Pricing | Dynamic Pricing with enabling tech. | Residential Charitable | Residential Market Rate | Winter Morning | % of Load | 1 | 2031 | 0.016412
ENS | Preferred Plan | Dynamic Pricing | Dynamic Pricing w/o enabling tech. | Residential Charitable | Residential LI | Winter Morning | % of Load | 1 | 2031 | 0.0015212
ENS | Preferred Plan | Dynamic Pricing | Dynamic Pricing w/o enabling tech. | Residential Charitable | Residential Market Rate | Winter Morning | % of Load | 1 | 2031 | 0.0086381
ENS | Preferred Plan | Dynamic Pricing | Dynamic Pricing with enabling tech. | Residential Charitable | Residential LI | Winter Evening | % of Load | 1 | 2031 | 0.0029105
ENS | Preferred Plan | Dynamic Pricing | Dynamic Pricing with enabling tech. | Residential Charitable | Residential Market Rate | Winter Evening | % of Load | 1 | 2031 | 0.016528
ENS | Preferred Plan | Dynamic Pricing | Dynamic Pricing w/o enabling tech. | Residential Charitable | Residential LI | Winter Evening | % of Load | 1 | 2031 | 0.0015319
ENS | Preferred Plan | Dynamic Pricing | Dynamic Pricing w/o enabling tech. | Residential Charitable | Residential Market Rate | Winter Evening | % of Load | 1 | 2031 | 0.0086988
ENS | Preferred Plan | Behavioral DR | Behavioral DR | Residential Charitable | Residential LI | Winter Morning | % of Load | 1 | 2031 | 0.00033764
ENS | Preferred Plan | Behavioral DR | Behavioral DR | Residential Charitable | Residential Market Rate | Winter Morning | % of Load | 1 | 2031 | 0.0019243
ENS | Preferred Plan | Behavioral DR | Behavioral DR | Residential Charitable | Residential LI | Winter Evening | % of Load | 1 | 2031 | 0.00034001
ENS | Preferred Plan | Behavioral DR | Behavioral DR | Residential Charitable | Residential Market Rate | Winter Evening | % of Load | 1 | 2031 | 0.0019378
ENS | Preferred Plan | Time-of-Use Rates (TOU) | Time-of-Use Rates (TOU) | Residential Charitable | Residential LI | Winter Morning | % of Load | 0 | 2031 | 0.00028436
ENS | Preferred Plan | Time-of-Use Rates (TOU) | Time-of-Use Rates (TOU) | Residential Charitable | Residential Market Rate | Winter Morning | % of Load | 0 | 2031 | 0.0016206
ENS | Preferred Plan | Time-of-Use Rates (TOU) | Time-of-Use Rates (TOU) | Residential Charitable | Residential LI | Winter Evening | % of Load | 0 | 2031 | 0.00028636
ENS | Preferred Plan | Time-of-Use Rates (TOU) | Time-of-Use Rates (TOU) | Residential Charitable | Residential Market Rate | Winter Evening | % of Load | 0 | 2031 | 0.001632
ENS | Preferred Plan | DLC-Thermostat | DLC-Thermostat-BYOT-Central Heat Pump | Residential Charitable | Residential LI | Winter Morning | % of Load | 0 | 2032 | 2.1453e-05
ENS | Preferred Plan | DLC-Thermostat | DLC-Thermostat-BYOT-Central Heat Pump | Residential Charitable | Residential Market Rate | Winter Morning | % of Load | 0 | 2032 | 0.00013128
ENS | Preferred Plan | DLC-Thermostat | DLC-Thermostat-DI-Baseboard Heating | Residential Charitable | Residential LI | Winter Morning | % of Load | 0 | 2032 | 0.00010915
ENS | Preferred Plan | DLC-Thermostat | DLC-Thermostat-DI-Baseboard Heating | Residential Charitable | Residential Market Rate | Winter Morning | % of Load | 0 | 2032 | 0.001039
ENS | Preferred Plan | DLC-Thermostat | DLC-Thermostat-BYOT-Baseboard Heating | Residential Charitable | Residential LI | Winter Morning | % of Load | 0 | 2032 | 1.2763e-05
ENS | Preferred Plan | DLC-Thermostat | DLC-Thermostat-BYOT-Baseboard Heating | Residential Charitable | Residential Market Rate | Winter Morning | % of Load | 0 | 2032 | 0.00012149
ENS | Preferred Plan | DLC-Thermostat | DLC-Thermostat-DI-MSHP | Residential Charitable | Residential LI | Winter Morning | % of Load | 0 | 2032 | 6.3252e-05
ENS | Preferred Plan | DLC-Thermostat | DLC-Thermostat-DI-MSHP | Residential Charitable | Residential Market Rate | Winter Morning | % of Load | 0 | 2032 | 0.00060209
ENS | Preferred Plan | DLC-Thermostat | DLC-Thermostat-BYOT-MSHP | Residential Charitable | Residential LI | Winter Morning | % of Load | 0 | 2032 | 5.7465e-06
ENS | Preferred Plan | DLC-Thermostat | DLC-Thermostat-BYOT-MSHP | Residential Charitable | Residential Market Rate | Winter Morning | % of Load | 0 | 2032 | 5.4701e-05
ENS | Preferred Plan | DLC-Thermostat | DLC-Thermostat-BYOT-Central Heat Pump | Residential Charitable | Residential LI | Winter Evening | % of Load | 0 | 2032 | 1.8974e-05
ENS | Preferred Plan | DLC-Thermostat | DLC-Thermostat-BYOT-Central Heat Pump | Residential Charitable | Residential Market Rate | Winter Evening | % of Load | 0 | 2032 | 0.00011611
ENS | Preferred Plan | DLC-Thermostat | DLC-Thermostat-DI-Baseboard Heating | Residential Charitable | Residential LI | Winter Evening | % of Load | 0 | 2032 | 9.6539e-05
ENS | Preferred Plan | DLC-Thermostat | DLC-Thermostat-DI-Baseboard Heating | Residential Charitable | Residential Market Rate | Winter Evening | % of Load | 0 | 2032 | 0.00091896
ENS | Preferred Plan | DLC-Thermostat | DLC-Thermostat-BYOT-Baseboard Heating | Residential Charitable | Residential LI | Winter Evening | % of Load | 0 | 2032 | 1.1288e-05
ENS | Preferred Plan | DLC-Thermostat | DLC-Thermostat-BYOT-Baseboard Heating | Residential Charitable | Residential Market Rate | Winter Evening | % of Load | 0 | 2032 | 0.00010745
ENS | Preferred Plan | DLC-Thermostat | DLC-Thermostat-DI-MSHP | Residential Charitable | Residential LI | Winter Evening | % of Load | 0 | 2032 | 5.5942e-05
ENS | Preferred Plan | DLC-Thermostat | DLC-Thermostat-DI-MSHP | Residential Charitable | Residential Market Rate | Winter Evening | % of Load | 0 | 2032 | 0.00053252
ENS | Preferred Plan | DLC-Thermostat | DLC-Thermostat-BYOT-MSHP | Residential Charitable | Residential LI | Winter Evening | % of Load | 0 | 2032 | 5.0824e-06
ENS | Preferred Plan | DLC-Thermostat | DLC-Thermostat-BYOT-MSHP | Residential Charitable | Residential Market Rate | Winter Evening | % of Load | 0 | 2032 | 4.838e-05
ENS | Preferred Plan | DLC-Water Heating | DLC-Switch-Water Heating | Residential Charitable | Residential LI | Winter Morning | % of Load | 0 | 2032 | 6.7385e-05
ENS | Preferred Plan | DLC-Water Heating | DLC-Switch-Water Heating | Residential Charitable | Residential Market Rate | Winter Morning | % of Load | 0 | 2032 | 0.00076973
ENS | Preferred Plan | DLC-Water Heating | DLC-Switch-Water Heating | Residential Charitable | Residential LI | Winter Evening | % of Load | 0 | 2032 | 5.0373e-05
ENS | Preferred Plan | DLC-Water Heating | DLC-Switch-Water Heating | Residential Charitable | Residential Market Rate | Winter Evening | % of Load | 0 | 2032 | 0.0005754
ENS | Preferred Plan | C&I Curtailment | C&I Curtailment-Turnkey-Manual HVAC Control | General | Miscellaneous | Winter Morning | % of Load | 1 | 2032 | 0.0012742
ENS | Preferred Plan | C&I Curtailment | C&I Curtailment-Turnkey-Manual HVAC Control | General | Offices | Winter Morning | % of Load | 1 | 2032 | 8.7563e-05
ENS | Preferred Plan | C&I Curtailment | C&I Curtailment-Turnkey-Manual HVAC Control | General | Retail Trade | Winter Morning | % of Load | 1 | 2032 | 0.00029265
ENS | Preferred Plan | C&I Curtailment | C&I Curtailment-Turnkey-Manual HVAC Control | General | Services | Winter Morning | % of Load | 1 | 2032 | 0.00018922
ENS | Preferred Plan | C&I Curtailment | C&I Curtailment-Turnkey-Auto-DR HVAC Control | General | Miscellaneous | Winter Morning | % of Load | 1 | 2032 | 0.00015793
ENS | Preferred Plan | C&I Curtailment | C&I Curtailment-Turnkey-Auto-DR HVAC Control | General | Offices | Winter Morning | % of Load | 1 | 2032 | 1.0853e-05
ENS | Preferred Plan | C&I Curtailment | C&I Curtailment-Turnkey-Auto-DR HVAC Control | General | Retail Trade | Winter Morning | % of Load | 1 | 2032 | 3.6274e-05
ENS | Preferred Plan | C&I Curtailment | C&I Curtailment-Turnkey-Auto-DR HVAC Control | General | Services | Winter Morning | % of Load | 1 | 2032 | 2.3454e-05
ENS | Preferred Plan | C&I Curtailment | C&I Curtailment-Turnkey-Standard Lighting Control | General | Miscellaneous | Winter Morning | % of Load | 1 | 2032 | 0.00053039
ENS | Preferred Plan | C&I Curtailment | C&I Curtailment-Turnkey-Standard Lighting Control | General | Offices | Winter Morning | % of Load | 1 | 2032 | 1.0412e-05
ENS | Preferred Plan | C&I Curtailment | C&I Curtailment-Turnkey-Standard Lighting Control | General | Retail Trade | Winter Morning | % of Load | 1 | 2032 | 0.00011659
ENS | Preferred Plan | C&I Curtailment | C&I Curtailment-Turnkey-Standard Lighting Control | General | Services | Winter Morning | % of Load | 1 | 2032 | 7.5483e-05
ENS | Preferred Plan | C&I Curtailment | C&I Curtailment-Turnkey-Water Heating Control | General | Miscellaneous | Winter Morning | % of Load | 1 | 2032 | 3.5562e-05
ENS | Preferred Plan | C&I Curtailment | C&I Curtailment-Turnkey-Water Heating Control | General | Offices | Winter Morning | % of Load | 1 | 2032 | 9.4427e-07
ENS | Preferred Plan | C&I Curtailment | C&I Curtailment-Turnkey-Water Heating Control | General | Retail Trade | Winter Morning | % of Load | 1 | 2032 | 1.9177e-05
ENS | Preferred Plan | C&I Curtailment | C&I Curtailment-Turnkey-Water Heating Control | General | Services | Winter Morning | % of Load | 1 | 2032 | 1.2382e-05
ENS | Preferred Plan | C&I Curtailment | C&I Curtailment-Turnkey-Other | General | Miscellaneous | Winter Morning | % of Load | 1 | 2032 | 0.0006211
ENS | Preferred Plan | C&I Curtailment | C&I Curtailment-Turnkey-Other | General | Offices | Winter Morning | % of Load | 1 | 2032 | 1.6892e-05
ENS | Preferred Plan | C&I Curtailment | C&I Curtailment-Turnkey-Other | General | Retail Trade | Winter Morning | % of Load | 1 | 2032 | 0.00019701
ENS | Preferred Plan | C&I Curtailment | C&I Curtailment-Turnkey-Other | General | Services | Winter Morning | % of Load | 1 | 2032 | 0.00012733
ENS | Preferred Plan | C&I Curtailment | C&I Curtailment-Turnkey-Manual HVAC Control | General | Miscellaneous | Winter Evening | % of Load | 1 | 2032 | 0.0013194
ENS | Preferred Plan | C&I Curtailment | C&I Curtailment-Turnkey-Manual HVAC Control | General | Offices | Winter Evening | % of Load | 1 | 2032 | 9.0674e-05
ENS | Preferred Plan | C&I Curtailment | C&I Curtailment-Turnkey-Manual HVAC Control | General | Retail Trade | Winter Evening | % of Load | 1 | 2032 | 0.00030305
ENS | Preferred Plan | C&I Curtailment | C&I Curtailment-Turnkey-Manual HVAC Control | General | Services | Winter Evening | % of Load | 1 | 2032 | 0.00019594
ENS | Preferred Plan | C&I Curtailment | C&I Curtailment-Turnkey-Auto-DR HVAC Control | General | Miscellaneous | Winter Evening | % of Load | 1 | 2032 | 0.00016355
ENS | Preferred Plan | C&I Curtailment | C&I Curtailment-Turnkey-Auto-DR HVAC Control | General | Offices | Winter Evening | % of Load | 1 | 2032 | 1.1239e-05
ENS | Preferred Plan | C&I Curtailment | C&I Curtailment-Turnkey-Auto-DR HVAC Control | General | Retail Trade | Winter Evening | % of Load | 1 | 2032 | 3.7563e-05
ENS | Preferred Plan | C&I Curtailment | C&I Curtailment-Turnkey-Auto-DR HVAC Control | General | Services | Winter Evening | % of Load | 1 | 2032 | 2.4287e-05
ENS | Preferred Plan | C&I Curtailment | C&I Curtailment-Turnkey-Standard Lighting Control | General | Miscellaneous | Winter Evening | % of Load | 1 | 2032 | 0.00054924
ENS | Preferred Plan | C&I Curtailment | C&I Curtailment-Turnkey-Standard Lighting Control | General | Offices | Winter Evening | % of Load | 1 | 2032 | 1.0782e-05
ENS | Preferred Plan | C&I Curtailment | C&I Curtailment-Turnkey-Standard Lighting Control | General | Retail Trade | Winter Evening | % of Load | 1 | 2032 | 0.00012074
ENS | Preferred Plan | C&I Curtailment | C&I Curtailment-Turnkey-Standard Lighting Control | General | Services | Winter Evening | % of Load | 1 | 2032 | 7.8165e-05
ENS | Preferred Plan | C&I Curtailment | C&I Curtailment-Turnkey-Water Heating Control | General | Miscellaneous | Winter Evening | % of Load | 1 | 2032 | 3.6826e-05
ENS | Preferred Plan | C&I Curtailment | C&I Curtailment-Turnkey-Water Heating Control | General | Offices | Winter Evening | % of Load | 1 | 2032 | 9.7782e-07
ENS | Preferred Plan | C&I Curtailment | C&I Curtailment-Turnkey-Water Heating Control | General | Retail Trade | Winter Evening | % of Load | 1 | 2032 | 1.9858e-05
ENS | Preferred Plan | C&I Curtailment | C&I Curtailment-Turnkey-Water Heating Control | General | Services | Winter Evening | % of Load | 1 | 2032 | 1.2822e-05
ENS | Preferred Plan | C&I Curtailment | C&I Curtailment-Turnkey-Other | General | Miscellaneous | Winter Evening | % of Load | 1 | 2032 | 0.00064317
ENS | Preferred Plan | C&I Curtailment | C&I Curtailment-Turnkey-Other | General | Offices | Winter Evening | % of Load | 1 | 2032 | 1.7493e-05
ENS | Preferred Plan | C&I Curtailment | C&I Curtailment-Turnkey-Other | General | Retail Trade | Winter Evening | % of Load | 1 | 2032 | 0.00020401
ENS | Preferred Plan | C&I Curtailment | C&I Curtailment-Turnkey-Other | General | Services | Winter Evening | % of Load | 1 | 2032 | 0.00013185
ENS | Preferred Plan | C&I Curtailment | C&I Curtailment-Turnkey-Manual HVAC Control | Large General | Miscellaneous | Winter Morning | % of Load | 1 | 2032 | 0.0010106
ENS | Preferred Plan | C&I Curtailment | C&I Curtailment-Turnkey-Manual HVAC Control | Large General | Retail Trade | Winter Morning | % of Load | 1 | 2032 | 4.2134e-05
ENS | Preferred Plan | C&I Curtailment | C&I Curtailment-Turnkey-Manual HVAC Control | Large General | Services | Winter Morning | % of Load | 1 | 2032 | 6.7473e-05
ENS | Preferred Plan | C&I Curtailment | C&I Curtailment-Turnkey-Auto-DR HVAC Control | Large General | Miscellaneous | Winter Morning | % of Load | 1 | 2032 | 0.00012526
ENS | Preferred Plan | C&I Curtailment | C&I Curtailment-Turnkey-Auto-DR HVAC Control | Large General | Retail Trade | Winter Morning | % of Load | 1 | 2032 | 5.2225e-06
ENS | Preferred Plan | C&I Curtailment | C&I Curtailment-Turnkey-Auto-DR HVAC Control | Large General | Services | Winter Morning | % of Load | 1 | 2032 | 8.3633e-06
ENS | Preferred Plan | C&I Curtailment | C&I Curtailment-Turnkey-Standard Lighting Control | Large General | Miscellaneous | Winter Morning | % of Load | 1 | 2032 | 0.00043686
ENS | Preferred Plan | C&I Curtailment | C&I Curtailment-Turnkey-Standard Lighting Control | Large General | Retail Trade | Winter Morning | % of Load | 1 | 2032 | 1.6677e-05
ENS | Preferred Plan | C&I Curtailment | C&I Curtailment-Turnkey-Standard Lighting Control | Large General | Services | Winter Morning | % of Load | 1 | 2032 | 2.6706e-05
ENS | Preferred Plan | C&I Curtailment | C&I Curtailment-Turnkey-Water Heating Control | Large General | Miscellaneous | Winter Morning | % of Load | 1 | 2032 | 2.2185e-05
ENS | Preferred Plan | C&I Curtailment | C&I Curtailment-Turnkey-Water Heating Control | Large General | Retail Trade | Winter Morning | % of Load | 1 | 2032 | 2.7794e-06
ENS | Preferred Plan | C&I Curtailment | C&I Curtailment-Turnkey-Water Heating Control | Large General | Services | Winter Morning | % of Load | 1 | 2032 | 4.4509e-06
ENS | Preferred Plan | C&I Curtailment | C&I Curtailment-Turnkey-Other | Large General | Miscellaneous | Winter Morning | % of Load | 1 | 2032 | 0.00047417
ENS | Preferred Plan | C&I Curtailment | C&I Curtailment-Turnkey-Other | Large General | Retail Trade | Winter Morning | % of Load | 1 | 2032 | 2.8418e-05
ENS | Preferred Plan | C&I Curtailment | C&I Curtailment-Turnkey-Other | Large General | Services | Winter Morning | % of Load | 1 | 2032 | 4.5508e-05
ENS | Preferred Plan | C&I Curtailment | C&I Curtailment-Turnkey-Manual HVAC Control | Large General | Miscellaneous | Winter Evening | % of Load | 1 | 2032 | 0.0007688
ENS | Preferred Plan | C&I Curtailment | C&I Curtailment-Turnkey-Manual HVAC Control | Large General | Retail Trade | Winter Evening | % of Load | 1 | 2032 | 3.2054e-05
ENS | Preferred Plan | C&I Curtailment | C&I Curtailment-Turnkey-Manual HVAC Control | Large General | Services | Winter Evening | % of Load | 1 | 2032 | 5.1331e-05
ENS | Preferred Plan | C&I Curtailment | C&I Curtailment-Turnkey-Auto-DR HVAC Control | Large General | Miscellaneous | Winter Evening | % of Load | 1 | 2032 | 9.5292e-05
ENS | Preferred Plan | C&I Curtailment | C&I Curtailment-Turnkey-Auto-DR HVAC Control | Large General | Retail Trade | Winter Evening | % of Load | 1 | 2032 | 3.9731e-06
ENS | Preferred Plan | C&I Curtailment | C&I Curtailment-Turnkey-Auto-DR HVAC Control | Large General | Services | Winter Evening | % of Load | 1 | 2032 | 6.3625e-06
ENS | Preferred Plan | C&I Curtailment | C&I Curtailment-Turnkey-Standard Lighting Control | Large General | Miscellaneous | Winter Evening | % of Load | 1 | 2032 | 0.00033234
ENS | Preferred Plan | C&I Curtailment | C&I Curtailment-Turnkey-Standard Lighting Control | Large General | Retail Trade | Winter Evening | % of Load | 1 | 2032 | 1.2687e-05
ENS | Preferred Plan | C&I Curtailment | C&I Curtailment-Turnkey-Standard Lighting Control | Large General | Services | Winter Evening | % of Load | 1 | 2032 | 2.0317e-05
ENS | Preferred Plan | C&I Curtailment | C&I Curtailment-Turnkey-Water Heating Control | Large General | Miscellaneous | Winter Evening | % of Load | 1 | 2032 | 1.6877e-05
ENS | Preferred Plan | C&I Curtailment | C&I Curtailment-Turnkey-Water Heating Control | Large General | Retail Trade | Winter Evening | % of Load | 1 | 2032 | 2.1144e-06
ENS | Preferred Plan | C&I Curtailment | C&I Curtailment-Turnkey-Water Heating Control | Large General | Services | Winter Evening | % of Load | 1 | 2032 | 3.386e-06
ENS | Preferred Plan | C&I Curtailment | C&I Curtailment-Turnkey-Other | Large General | Miscellaneous | Winter Evening | % of Load | 1 | 2032 | 0.00036073
ENS | Preferred Plan | C&I Curtailment | C&I Curtailment-Turnkey-Other | Large General | Retail Trade | Winter Evening | % of Load | 1 | 2032 | 2.1619e-05
ENS | Preferred Plan | C&I Curtailment | C&I Curtailment-Turnkey-Other | Large General | Services | Winter Evening | % of Load | 1 | 2032 | 3.4621e-05
ENS | Preferred Plan | C&I Curtailment | C&I Curtailment-Turnkey-Manual HVAC Control | Small Industrial | Miscellaneous | Winter Morning | % of Load | 1 | 2032 | 0.00016951
ENS | Preferred Plan | C&I Curtailment | C&I Curtailment-Turnkey-Manual HVAC Control | Small Industrial | Offices | Winter Morning | % of Load | 1 | 2032 | 2.1722e-06
ENS | Preferred Plan | C&I Curtailment | C&I Curtailment-Turnkey-Manual HVAC Control | Small Industrial | Retail Trade | Winter Morning | % of Load | 1 | 2032 | 7.1596e-06
ENS | Preferred Plan | C&I Curtailment | C&I Curtailment-Turnkey-Manual HVAC Control | Small Industrial | Services | Winter Morning | % of Load | 1 | 2032 | 2.2619e-06
ENS | Preferred Plan | C&I Curtailment | C&I Curtailment-Turnkey-Auto-DR HVAC Control | Small Industrial | Miscellaneous | Winter Morning | % of Load | 1 | 2032 | 2.1011e-05
ENS | Preferred Plan | C&I Curtailment | C&I Curtailment-Turnkey-Auto-DR HVAC Control | Small Industrial | Offices | Winter Morning | % of Load | 1 | 2032 | 2.6925e-07
ENS | Preferred Plan | C&I Curtailment | C&I Curtailment-Turnkey-Auto-DR HVAC Control | Small Industrial | Retail Trade | Winter Morning | % of Load | 1 | 2032 | 8.8744e-07
ENS | Preferred Plan | C&I Curtailment | C&I Curtailment-Turnkey-Auto-DR HVAC Control | Small Industrial | Services | Winter Morning | % of Load | 1 | 2032 | 2.8036e-07
ENS | Preferred Plan | C&I Curtailment | C&I Curtailment-Turnkey-Standard Lighting Control | Small Industrial | Miscellaneous | Winter Morning | % of Load | 1 | 2032 | 5.2448e-05
ENS | Preferred Plan | C&I Curtailment | C&I Curtailment-Turnkey-Standard Lighting Control | Small Industrial | Offices | Winter Morning | % of Load | 1 | 2032 | 2.8318e-07
ENS | Preferred Plan | C&I Curtailment | C&I Curtailment-Turnkey-Standard Lighting Control | Small Industrial | Retail Trade | Winter Morning | % of Load | 1 | 2032 | 3.0985e-06
ENS | Preferred Plan | C&I Curtailment | C&I Curtailment-Turnkey-Standard Lighting Control | Small Industrial | Services | Winter Morning | % of Load | 1 | 2032 | 9.789e-07
ENS | Preferred Plan | C&I Curtailment | C&I Curtailment-Turnkey-Water Heating Control | Small Industrial | Miscellaneous | Winter Morning | % of Load | 1 | 2032 | 4.4281e-06
ENS | Preferred Plan | C&I Curtailment | C&I Curtailment-Turnkey-Water Heating Control | Small Industrial | Offices | Winter Morning | % of Load | 1 | 2032 | 2.2445e-08
ENS | Preferred Plan | C&I Curtailment | C&I Curtailment-Turnkey-Water Heating Control | Small Industrial | Retail Trade | Winter Morning | % of Load | 1 | 2032 | 4.2771e-07
ENS | Preferred Plan | C&I Curtailment | C&I Curtailment-Turnkey-Water Heating Control | Small Industrial | Services | Winter Morning | % of Load | 1 | 2032 | 1.3512e-07
ENS | Preferred Plan | C&I Curtailment | C&I Curtailment-Turnkey-Other | Small Industrial | Miscellaneous | Winter Morning | % of Load | 1 | 2032 | 6.7908e-05
ENS | Preferred Plan | C&I Curtailment | C&I Curtailment-Turnkey-Other | Small Industrial | Offices | Winter Morning | % of Load | 1 | 2032 | 4.2374e-07
ENS | Preferred Plan | C&I Curtailment | C&I Curtailment-Turnkey-Other | Small Industrial | Retail Trade | Winter Morning | % of Load | 1 | 2032 | 4.6981e-06
ENS | Preferred Plan | C&I Curtailment | C&I Curtailment-Turnkey-Other | Small Industrial | Services | Winter Morning | % of Load | 1 | 2032 | 1.4843e-06
ENS | Preferred Plan | C&I Curtailment | C&I Curtailment-Turnkey-Industrial | Small Industrial | Manufacturing | Winter Morning | % of Load | 1 | 2032 | 1.6142e-05
ENS | Preferred Plan | C&I Curtailment | C&I Curtailment-Turnkey-Manual HVAC Control | Small Industrial | Miscellaneous | Winter Evening | % of Load | 1 | 2032 | 0.0002058
ENS | Preferred Plan | C&I Curtailment | C&I Curtailment-Turnkey-Manual HVAC Control | Small Industrial | Offices | Winter Evening | % of Load | 1 | 2032 | 2.6373e-06
ENS | Preferred Plan | C&I Curtailment | C&I Curtailment-Turnkey-Manual HVAC Control | Small Industrial | Retail Trade | Winter Evening | % of Load | 1 | 2032 | 8.6926e-06
ENS | Preferred Plan | C&I Curtailment | C&I Curtailment-Turnkey-Manual HVAC Control | Small Industrial | Services | Winter Evening | % of Load | 1 | 2032 | 2.7462e-06
ENS | Preferred Plan | C&I Curtailment | C&I Curtailment-Turnkey-Auto-DR HVAC Control | Small Industrial | Miscellaneous | Winter Evening | % of Load | 1 | 2032 | 2.5509e-05
ENS | Preferred Plan | C&I Curtailment | C&I Curtailment-Turnkey-Auto-DR HVAC Control | Small Industrial | Offices | Winter Evening | % of Load | 1 | 2032 | 3.269e-07
ENS | Preferred Plan | C&I Curtailment | C&I Curtailment-Turnkey-Auto-DR HVAC Control | Small Industrial | Retail Trade | Winter Evening | % of Load | 1 | 2032 | 1.0775e-06
ENS | Preferred Plan | C&I Curtailment | C&I Curtailment-Turnkey-Auto-DR HVAC Control | Small Industrial | Services | Winter Evening | % of Load | 1 | 2032 | 3.404e-07
ENS | Preferred Plan | C&I Curtailment | C&I Curtailment-Turnkey-Standard Lighting Control | Small Industrial | Miscellaneous | Winter Evening | % of Load | 1 | 2032 | 6.3679e-05
ENS | Preferred Plan | C&I Curtailment | C&I Curtailment-Turnkey-Standard Lighting Control | Small Industrial | Offices | Winter Evening | % of Load | 1 | 2032 | 3.4381e-07
ENS | Preferred Plan | C&I Curtailment | C&I Curtailment-Turnkey-Standard Lighting Control | Small Industrial | Retail Trade | Winter Evening | % of Load | 1 | 2032 | 3.7619e-06
ENS | Preferred Plan | C&I Curtailment | C&I Curtailment-Turnkey-Standard Lighting Control | Small Industrial | Services | Winter Evening | % of Load | 1 | 2032 | 1.1885e-06
ENS | Preferred Plan | C&I Curtailment | C&I Curtailment-Turnkey-Water Heating Control | Small Industrial | Miscellaneous | Winter Evening | % of Load | 1 | 2032 | 5.3763e-06
ENS | Preferred Plan | C&I Curtailment | C&I Curtailment-Turnkey-Water Heating Control | Small Industrial | Offices | Winter Evening | % of Load | 1 | 2032 | 2.7251e-08
ENS | Preferred Plan | C&I Curtailment | C&I Curtailment-Turnkey-Water Heating Control | Small Industrial | Retail Trade | Winter Evening | % of Load | 1 | 2032 | 5.1929e-07
ENS | Preferred Plan | C&I Curtailment | C&I Curtailment-Turnkey-Water Heating Control | Small Industrial | Services | Winter Evening | % of Load | 1 | 2032 | 1.6406e-07
ENS | Preferred Plan | C&I Curtailment | C&I Curtailment-Turnkey-Other | Small Industrial | Miscellaneous | Winter Evening | % of Load | 1 | 2032 | 8.2448e-05
ENS | Preferred Plan | C&I Curtailment | C&I Curtailment-Turnkey-Other | Small Industrial | Offices | Winter Evening | % of Load | 1 | 2032 | 5.1448e-07
ENS | Preferred Plan | C&I Curtailment | C&I Curtailment-Turnkey-Other | Small Industrial | Retail Trade | Winter Evening | % of Load | 1 | 2032 | 5.7041e-06
ENS | Preferred Plan | C&I Curtailment | C&I Curtailment-Turnkey-Other | Small Industrial | Services | Winter Evening | % of Load | 1 | 2032 | 1.8021e-06
ENS | Preferred Plan | C&I Curtailment | C&I Curtailment-Turnkey-Industrial | Small Industrial | Manufacturing | Winter Evening | % of Load | 1 | 2032 | 1.9598e-05
ENS | Preferred Plan | C&I Curtailment | C&I Curtailment-Turnkey-Manual HVAC Control | Medium Industrial | Miscellaneous | Winter Morning | % of Load | 1 | 2032 | 0.0032306
ENS | Preferred Plan | C&I Curtailment | C&I Curtailment-Turnkey-Manual HVAC Control | Medium Industrial | Offices | Winter Morning | % of Load | 1 | 2032 | 5.2114e-05
ENS | Preferred Plan | C&I Curtailment | C&I Curtailment-Turnkey-Manual HVAC Control | Medium Industrial | Retail Trade | Winter Morning | % of Load | 1 | 2032 | 0.00071387
ENS | Preferred Plan | C&I Curtailment | C&I Curtailment-Turnkey-Manual HVAC Control | Medium Industrial | Services | Winter Morning | % of Load | 1 | 2032 | 3.2872e-05
ENS | Preferred Plan | C&I Curtailment | C&I Curtailment-Turnkey-Auto-DR HVAC Control | Medium Industrial | Miscellaneous | Winter Morning | % of Load | 1 | 2032 | 0.00040044
ENS | Preferred Plan | C&I Curtailment | C&I Curtailment-Turnkey-Auto-DR HVAC Control | Medium Industrial | Offices | Winter Morning | % of Load | 1 | 2032 | 6.4595e-06
ENS | Preferred Plan | C&I Curtailment | C&I Curtailment-Turnkey-Auto-DR HVAC Control | Medium Industrial | Retail Trade | Winter Morning | % of Load | 1 | 2032 | 8.8485e-05
ENS | Preferred Plan | C&I Curtailment | C&I Curtailment-Turnkey-Auto-DR HVAC Control | Medium Industrial | Services | Winter Morning | % of Load | 1 | 2032 | 4.0744e-06
ENS | Preferred Plan | C&I Curtailment | C&I Curtailment-Turnkey-Standard Lighting Control | Medium Industrial | Miscellaneous | Winter Morning | % of Load | 1 | 2032 | 0.0009996
ENS | Preferred Plan | C&I Curtailment | C&I Curtailment-Turnkey-Standard Lighting Control | Medium Industrial | Offices | Winter Morning | % of Load | 1 | 2032 | 6.7938e-06
ENS | Preferred Plan | C&I Curtailment | C&I Curtailment-Turnkey-Standard Lighting Control | Medium Industrial | Retail Trade | Winter Morning | % of Load | 1 | 2032 | 0.00030895
ENS | Preferred Plan | C&I Curtailment | C&I Curtailment-Turnkey-Standard Lighting Control | Medium Industrial | Services | Winter Morning | % of Load | 1 | 2032 | 1.4226e-05
ENS | Preferred Plan | C&I Curtailment | C&I Curtailment-Turnkey-Water Heating Control | Medium Industrial | Miscellaneous | Winter Morning | % of Load | 1 | 2032 | 8.4394e-05
ENS | Preferred Plan | C&I Curtailment | C&I Curtailment-Turnkey-Water Heating Control | Medium Industrial | Offices | Winter Morning | % of Load | 1 | 2032 | 5.3848e-07
ENS | Preferred Plan | C&I Curtailment | C&I Curtailment-Turnkey-Water Heating Control | Medium Industrial | Retail Trade | Winter Morning | % of Load | 1 | 2032 | 4.2646e-05
ENS | Preferred Plan | C&I Curtailment | C&I Curtailment-Turnkey-Water Heating Control | Medium Industrial | Services | Winter Morning | % of Load | 1 | 2032 | 1.9637e-06
ENS | Preferred Plan | C&I Curtailment | C&I Curtailment-Turnkey-Other | Medium Industrial | Miscellaneous | Winter Morning | % of Load | 1 | 2032 | 0.0012942
ENS | Preferred Plan | C&I Curtailment | C&I Curtailment-Turnkey-Other | Medium Industrial | Offices | Winter Morning | % of Load | 1 | 2032 | 1.0166e-05
ENS | Preferred Plan | C&I Curtailment | C&I Curtailment-Turnkey-Other | Medium Industrial | Retail Trade | Winter Morning | % of Load | 1 | 2032 | 0.00046844
ENS | Preferred Plan | C&I Curtailment | C&I Curtailment-Turnkey-Other | Medium Industrial | Services | Winter Morning | % of Load | 1 | 2032 | 2.157e-05
ENS | Preferred Plan | C&I Curtailment | C&I Curtailment-Turnkey-Manual HVAC Control | Medium Industrial | Miscellaneous | Winter Evening | % of Load | 1 | 2032 | 0.002764
ENS | Preferred Plan | C&I Curtailment | C&I Curtailment-Turnkey-Manual HVAC Control | Medium Industrial | Offices | Winter Evening | % of Load | 1 | 2032 | 4.4586e-05
ENS | Preferred Plan | C&I Curtailment | C&I Curtailment-Turnkey-Manual HVAC Control | Medium Industrial | Retail Trade | Winter Evening | % of Load | 1 | 2032 | 0.00061076
ENS | Preferred Plan | C&I Curtailment | C&I Curtailment-Turnkey-Manual HVAC Control | Medium Industrial | Services | Winter Evening | % of Load | 1 | 2032 | 2.8124e-05
ENS | Preferred Plan | C&I Curtailment | C&I Curtailment-Turnkey-Auto-DR HVAC Control | Medium Industrial | Miscellaneous | Winter Evening | % of Load | 1 | 2032 | 0.0003426
ENS | Preferred Plan | C&I Curtailment | C&I Curtailment-Turnkey-Auto-DR HVAC Control | Medium Industrial | Offices | Winter Evening | % of Load | 1 | 2032 | 5.5265e-06
ENS | Preferred Plan | C&I Curtailment | C&I Curtailment-Turnkey-Auto-DR HVAC Control | Medium Industrial | Retail Trade | Winter Evening | % of Load | 1 | 2032 | 7.5704e-05
ENS | Preferred Plan | C&I Curtailment | C&I Curtailment-Turnkey-Auto-DR HVAC Control | Medium Industrial | Services | Winter Evening | % of Load | 1 | 2032 | 3.4859e-06
ENS | Preferred Plan | C&I Curtailment | C&I Curtailment-Turnkey-Standard Lighting Control | Medium Industrial | Miscellaneous | Winter Evening | % of Load | 1 | 2032 | 0.00085522
ENS | Preferred Plan | C&I Curtailment | C&I Curtailment-Turnkey-Standard Lighting Control | Medium Industrial | Offices | Winter Evening | % of Load | 1 | 2032 | 5.8125e-06
ENS | Preferred Plan | C&I Curtailment | C&I Curtailment-Turnkey-Standard Lighting Control | Medium Industrial | Retail Trade | Winter Evening | % of Load | 1 | 2032 | 0.00026432
ENS | Preferred Plan | C&I Curtailment | C&I Curtailment-Turnkey-Standard Lighting Control | Medium Industrial | Services | Winter Evening | % of Load | 1 | 2032 | 1.2171e-05
ENS | Preferred Plan | C&I Curtailment | C&I Curtailment-Turnkey-Water Heating Control | Medium Industrial | Miscellaneous | Winter Evening | % of Load | 1 | 2032 | 7.2204e-05
ENS | Preferred Plan | C&I Curtailment | C&I Curtailment-Turnkey-Water Heating Control | Medium Industrial | Offices | Winter Evening | % of Load | 1 | 2032 | 4.607e-07
ENS | Preferred Plan | C&I Curtailment | C&I Curtailment-Turnkey-Water Heating Control | Medium Industrial | Retail Trade | Winter Evening | % of Load | 1 | 2032 | 3.6486e-05
ENS | Preferred Plan | C&I Curtailment | C&I Curtailment-Turnkey-Water Heating Control | Medium Industrial | Services | Winter Evening | % of Load | 1 | 2032 | 1.6801e-06
ENS | Preferred Plan | C&I Curtailment | C&I Curtailment-Turnkey-Other | Medium Industrial | Miscellaneous | Winter Evening | % of Load | 1 | 2032 | 0.0011073
ENS | Preferred Plan | C&I Curtailment | C&I Curtailment-Turnkey-Other | Medium Industrial | Offices | Winter Evening | % of Load | 1 | 2032 | 8.6977e-06
ENS | Preferred Plan | C&I Curtailment | C&I Curtailment-Turnkey-Other | Medium Industrial | Retail Trade | Winter Evening | % of Load | 1 | 2032 | 0.00040078
ENS | Preferred Plan | C&I Curtailment | C&I Curtailment-Turnkey-Other | Medium Industrial | Services | Winter Evening | % of Load | 1 | 2032 | 1.8455e-05
ENS | Preferred Plan | C&I Curtailment | C&I Curtailment-Turnkey-Manual HVAC Control | Large Industrial | Miscellaneous | Winter Morning | % of Load | 1 | 2032 | 6.6439e-05
ENS | Preferred Plan | C&I Curtailment | C&I Curtailment-Turnkey-Auto-DR HVAC Control | Large Industrial | Miscellaneous | Winter Morning | % of Load | 1 | 2032 | 8.2351e-06
ENS | Preferred Plan | C&I Curtailment | C&I Curtailment-Turnkey-Standard Lighting Control | Large Industrial | Miscellaneous | Winter Morning | % of Load | 1 | 2032 | 2.8721e-05
ENS | Preferred Plan | C&I Curtailment | C&I Curtailment-Turnkey-Water Heating Control | Large Industrial | Miscellaneous | Winter Morning | % of Load | 1 | 2032 | 1.4585e-06
ENS | Preferred Plan | C&I Curtailment | C&I Curtailment-Turnkey-Other | Large Industrial | Miscellaneous | Winter Morning | % of Load | 1 | 2032 | 3.1174e-05
ENS | Preferred Plan | C&I Curtailment | C&I Curtailment-Turnkey-Industrial | Large Industrial | Manufacturing | Winter Morning | % of Load | 1 | 2032 | 6.0842e-06
ENS | Preferred Plan | C&I Curtailment | C&I Curtailment-Turnkey-Manual HVAC Control | Large Industrial | Miscellaneous | Winter Evening | % of Load | 1 | 2032 | 5.8411e-05
ENS | Preferred Plan | C&I Curtailment | C&I Curtailment-Turnkey-Auto-DR HVAC Control | Large Industrial | Miscellaneous | Winter Evening | % of Load | 1 | 2032 | 7.2401e-06
ENS | Preferred Plan | C&I Curtailment | C&I Curtailment-Turnkey-Standard Lighting Control | Large Industrial | Miscellaneous | Winter Evening | % of Load | 1 | 2032 | 2.525e-05
ENS | Preferred Plan | C&I Curtailment | C&I Curtailment-Turnkey-Water Heating Control | Large Industrial | Miscellaneous | Winter Evening | % of Load | 1 | 2032 | 1.2823e-06
ENS | Preferred Plan | C&I Curtailment | C&I Curtailment-Turnkey-Other | Large Industrial | Miscellaneous | Winter Evening | % of Load | 1 | 2032 | 2.7407e-05
ENS | Preferred Plan | C&I Curtailment | C&I Curtailment-Turnkey-Industrial | Large Industrial | Manufacturing | Winter Evening | % of Load | 1 | 2032 | 5.349e-06
ENS | Preferred Plan | C&I Loadshift to BUGs | C&I Loadshift to BUGs | Large General | Miscellaneous | Winter Morning | % of Load | 1 | 2032 | 0.0022579
ENS | Preferred Plan | C&I Loadshift to BUGs | C&I Loadshift to BUGs | Large General | Miscellaneous | Winter Evening | % of Load | 1 | 2032 | 0.0017177
ENS | Preferred Plan | C&I Loadshift to BUGs | C&I Loadshift to BUGs | Small Industrial | Miscellaneous | Winter Morning | % of Load | 1 | 2032 | 0.0006341
ENS | Preferred Plan | C&I Loadshift to BUGs | C&I Loadshift to BUGs | Small Industrial | Miscellaneous | Winter Evening | % of Load | 1 | 2032 | 0.00076988
ENS | Preferred Plan | C&I Loadshift to BUGs | C&I Loadshift to BUGs | Medium Industrial | Manufacturing | Winter Morning | % of Load | 1 | 2032 | 0.00043829
ENS | Preferred Plan | C&I Loadshift to BUGs | C&I Loadshift to BUGs | Medium Industrial | Miscellaneous | Winter Morning | % of Load | 1 | 2032 | 0.0019022
ENS | Preferred Plan | C&I Loadshift to BUGs | C&I Loadshift to BUGs | Medium Industrial | Manufacturing | Winter Evening | % of Load | 1 | 2032 | 0.00037498
ENS | Preferred Plan | C&I Loadshift to BUGs | C&I Loadshift to BUGs | Medium Industrial | Miscellaneous | Winter Evening | % of Load | 1 | 2032 | 0.0016274
ENS | Preferred Plan | Dynamic Pricing | Dynamic Pricing with enabling tech. | Small General | Manufacturing | Winter Morning | % of Load | 1 | 2032 | 6.5588e-06
ENS | Preferred Plan | Dynamic Pricing | Dynamic Pricing with enabling tech. | Small General | Manufacturing | Winter Evening | % of Load | 1 | 2032 | 6.7333e-06
ENS | Preferred Plan | Dynamic Pricing | Dynamic Pricing with enabling tech. | Residential Charitable | Residential LI | Winter Morning | % of Load | 1 | 2032 | 0.0028811
ENS | Preferred Plan | Dynamic Pricing | Dynamic Pricing with enabling tech. | Residential Charitable | Residential Market Rate | Winter Morning | % of Load | 1 | 2032 | 0.016361
ENS | Preferred Plan | Dynamic Pricing | Dynamic Pricing w/o enabling tech. | Residential Charitable | Residential LI | Winter Morning | % of Load | 1 | 2032 | 0.0015164
ENS | Preferred Plan | Dynamic Pricing | Dynamic Pricing w/o enabling tech. | Residential Charitable | Residential Market Rate | Winter Morning | % of Load | 1 | 2032 | 0.0086112
ENS | Preferred Plan | Dynamic Pricing | Dynamic Pricing with enabling tech. | Residential Charitable | Residential LI | Winter Evening | % of Load | 1 | 2032 | 0.0029008
ENS | Preferred Plan | Dynamic Pricing | Dynamic Pricing with enabling tech. | Residential Charitable | Residential Market Rate | Winter Evening | % of Load | 1 | 2032 | 0.016473
ENS | Preferred Plan | Dynamic Pricing | Dynamic Pricing w/o enabling tech. | Residential Charitable | Residential LI | Winter Evening | % of Load | 1 | 2032 | 0.0015267
ENS | Preferred Plan | Dynamic Pricing | Dynamic Pricing w/o enabling tech. | Residential Charitable | Residential Market Rate | Winter Evening | % of Load | 1 | 2032 | 0.00867
ENS | Preferred Plan | Behavioral DR | Behavioral DR | Residential Charitable | Residential LI | Winter Morning | % of Load | 1 | 2032 | 0.00033657
ENS | Preferred Plan | Behavioral DR | Behavioral DR | Residential Charitable | Residential Market Rate | Winter Morning | % of Load | 1 | 2032 | 0.0019182
ENS | Preferred Plan | Behavioral DR | Behavioral DR | Residential Charitable | Residential LI | Winter Evening | % of Load | 1 | 2032 | 0.00033887
ENS | Preferred Plan | Behavioral DR | Behavioral DR | Residential Charitable | Residential Market Rate | Winter Evening | % of Load | 1 | 2032 | 0.0019313
ENS | Preferred Plan | Time-of-Use Rates (TOU) | Time-of-Use Rates (TOU) | Residential Charitable | Residential LI | Winter Morning | % of Load | 0 | 2032 | 0.00028345
ENS | Preferred Plan | Time-of-Use Rates (TOU) | Time-of-Use Rates (TOU) | Residential Charitable | Residential Market Rate | Winter Morning | % of Load | 0 | 2032 | 0.0016155
ENS | Preferred Plan | Time-of-Use Rates (TOU) | Time-of-Use Rates (TOU) | Residential Charitable | Residential LI | Winter Evening | % of Load | 0 | 2032 | 0.00028539
ENS | Preferred Plan | Time-of-Use Rates (TOU) | Time-of-Use Rates (TOU) | Residential Charitable | Residential Market Rate | Winter Evening | % of Load | 0 | 2032 | 0.0016265
ENS | Preferred Plan | DLC-Thermostat | DLC-Thermostat-BYOT-Central Heat Pump | Residential Charitable | Residential LI | Winter Morning | % of Load | 0 | 2033 | 2.1442e-05
ENS | Preferred Plan | DLC-Thermostat | DLC-Thermostat-BYOT-Central Heat Pump | Residential Charitable | Residential Market Rate | Winter Morning | % of Load | 0 | 2033 | 0.00013121
ENS | Preferred Plan | DLC-Thermostat | DLC-Thermostat-DI-Baseboard Heating | Residential Charitable | Residential LI | Winter Morning | % of Load | 0 | 2033 | 0.00010915
ENS | Preferred Plan | DLC-Thermostat | DLC-Thermostat-DI-Baseboard Heating | Residential Charitable | Residential Market Rate | Winter Morning | % of Load | 0 | 2033 | 0.001039
ENS | Preferred Plan | DLC-Thermostat | DLC-Thermostat-BYOT-Baseboard Heating | Residential Charitable | Residential LI | Winter Morning | % of Load | 0 | 2033 | 1.2762e-05
ENS | Preferred Plan | DLC-Thermostat | DLC-Thermostat-BYOT-Baseboard Heating | Residential Charitable | Residential Market Rate | Winter Morning | % of Load | 0 | 2033 | 0.00012148
ENS | Preferred Plan | DLC-Thermostat | DLC-Thermostat-DI-MSHP | Residential Charitable | Residential LI | Winter Morning | % of Load | 0 | 2033 | 6.325e-05
ENS | Preferred Plan | DLC-Thermostat | DLC-Thermostat-DI-MSHP | Residential Charitable | Residential Market Rate | Winter Morning | % of Load | 0 | 2033 | 0.00060208
ENS | Preferred Plan | DLC-Thermostat | DLC-Thermostat-BYOT-MSHP | Residential Charitable | Residential LI | Winter Morning | % of Load | 0 | 2033 | 5.7802e-06
ENS | Preferred Plan | DLC-Thermostat | DLC-Thermostat-BYOT-MSHP | Residential Charitable | Residential Market Rate | Winter Morning | % of Load | 0 | 2033 | 5.5022e-05
ENS | Preferred Plan | DLC-Thermostat | DLC-Thermostat-BYOT-Central Heat Pump | Residential Charitable | Residential LI | Winter Evening | % of Load | 0 | 2033 | 1.8964e-05
ENS | Preferred Plan | DLC-Thermostat | DLC-Thermostat-BYOT-Central Heat Pump | Residential Charitable | Residential Market Rate | Winter Evening | % of Load | 0 | 2033 | 0.00011605
ENS | Preferred Plan | DLC-Thermostat | DLC-Thermostat-DI-Baseboard Heating | Residential Charitable | Residential LI | Winter Evening | % of Load | 0 | 2033 | 9.6539e-05
ENS | Preferred Plan | DLC-Thermostat | DLC-Thermostat-DI-Baseboard Heating | Residential Charitable | Residential Market Rate | Winter Evening | % of Load | 0 | 2033 | 0.00091896
ENS | Preferred Plan | DLC-Thermostat | DLC-Thermostat-BYOT-Baseboard Heating | Residential Charitable | Residential LI | Winter Evening | % of Load | 0 | 2033 | 1.1288e-05
ENS | Preferred Plan | DLC-Thermostat | DLC-Thermostat-BYOT-Baseboard Heating | Residential Charitable | Residential Market Rate | Winter Evening | % of Load | 0 | 2033 | 0.00010745
ENS | Preferred Plan | DLC-Thermostat | DLC-Thermostat-DI-MSHP | Residential Charitable | Residential LI | Winter Evening | % of Load | 0 | 2033 | 5.5941e-05
ENS | Preferred Plan | DLC-Thermostat | DLC-Thermostat-DI-MSHP | Residential Charitable | Residential Market Rate | Winter Evening | % of Load | 0 | 2033 | 0.0005325
ENS | Preferred Plan | DLC-Thermostat | DLC-Thermostat-BYOT-MSHP | Residential Charitable | Residential LI | Winter Evening | % of Load | 0 | 2033 | 5.1122e-06
ENS | Preferred Plan | DLC-Thermostat | DLC-Thermostat-BYOT-MSHP | Residential Charitable | Residential Market Rate | Winter Evening | % of Load | 0 | 2033 | 4.8663e-05
ENS | Preferred Plan | DLC-Water Heating | DLC-Switch-Water Heating | Residential Charitable | Residential LI | Winter Morning | % of Load | 0 | 2033 | 6.7381e-05
ENS | Preferred Plan | DLC-Water Heating | DLC-Switch-Water Heating | Residential Charitable | Residential Market Rate | Winter Morning | % of Load | 0 | 2033 | 0.00076968
ENS | Preferred Plan | DLC-Water Heating | DLC-Switch-Water Heating | Residential Charitable | Residential LI | Winter Evening | % of Load | 0 | 2033 | 5.037e-05
ENS | Preferred Plan | DLC-Water Heating | DLC-Switch-Water Heating | Residential Charitable | Residential Market Rate | Winter Evening | % of Load | 0 | 2033 | 0.00057536
ENS | Preferred Plan | C&I Curtailment | C&I Curtailment-Turnkey-Manual HVAC Control | General | Miscellaneous | Winter Morning | % of Load | 1 | 2033 | 0.0012742
ENS | Preferred Plan | C&I Curtailment | C&I Curtailment-Turnkey-Manual HVAC Control | General | Offices | Winter Morning | % of Load | 1 | 2033 | 8.7563e-05
ENS | Preferred Plan | C&I Curtailment | C&I Curtailment-Turnkey-Manual HVAC Control | General | Retail Trade | Winter Morning | % of Load | 1 | 2033 | 0.00029265
ENS | Preferred Plan | C&I Curtailment | C&I Curtailment-Turnkey-Manual HVAC Control | General | Services | Winter Morning | % of Load | 1 | 2033 | 0.00018922
ENS | Preferred Plan | C&I Curtailment | C&I Curtailment-Turnkey-Auto-DR HVAC Control | General | Miscellaneous | Winter Morning | % of Load | 1 | 2033 | 0.00019742
ENS | Preferred Plan | C&I Curtailment | C&I Curtailment-Turnkey-Auto-DR HVAC Control | General | Offices | Winter Morning | % of Load | 1 | 2033 | 1.3567e-05
ENS | Preferred Plan | C&I Curtailment | C&I Curtailment-Turnkey-Auto-DR HVAC Control | General | Retail Trade | Winter Morning | % of Load | 1 | 2033 | 4.5343e-05
ENS | Preferred Plan | C&I Curtailment | C&I Curtailment-Turnkey-Auto-DR HVAC Control | General | Services | Winter Morning | % of Load | 1 | 2033 | 2.9317e-05
ENS | Preferred Plan | C&I Curtailment | C&I Curtailment-Turnkey-Standard Lighting Control | General | Miscellaneous | Winter Morning | % of Load | 1 | 2033 | 0.00053039
ENS | Preferred Plan | C&I Curtailment | C&I Curtailment-Turnkey-Standard Lighting Control | General | Offices | Winter Morning | % of Load | 1 | 2033 | 1.0412e-05
ENS | Preferred Plan | C&I Curtailment | C&I Curtailment-Turnkey-Standard Lighting Control | General | Retail Trade | Winter Morning | % of Load | 1 | 2033 | 0.00011659
ENS | Preferred Plan | C&I Curtailment | C&I Curtailment-Turnkey-Standard Lighting Control | General | Services | Winter Morning | % of Load | 1 | 2033 | 7.5483e-05
ENS | Preferred Plan | C&I Curtailment | C&I Curtailment-Turnkey-Water Heating Control | General | Miscellaneous | Winter Morning | % of Load | 1 | 2033 | 3.5562e-05
ENS | Preferred Plan | C&I Curtailment | C&I Curtailment-Turnkey-Water Heating Control | General | Offices | Winter Morning | % of Load | 1 | 2033 | 9.4427e-07
ENS | Preferred Plan | C&I Curtailment | C&I Curtailment-Turnkey-Water Heating Control | General | Retail Trade | Winter Morning | % of Load | 1 | 2033 | 1.9177e-05
ENS | Preferred Plan | C&I Curtailment | C&I Curtailment-Turnkey-Water Heating Control | General | Services | Winter Morning | % of Load | 1 | 2033 | 1.2382e-05
ENS | Preferred Plan | C&I Curtailment | C&I Curtailment-Turnkey-Other | General | Miscellaneous | Winter Morning | % of Load | 1 | 2033 | 0.0006211
ENS | Preferred Plan | C&I Curtailment | C&I Curtailment-Turnkey-Other | General | Offices | Winter Morning | % of Load | 1 | 2033 | 1.6892e-05
ENS | Preferred Plan | C&I Curtailment | C&I Curtailment-Turnkey-Other | General | Retail Trade | Winter Morning | % of Load | 1 | 2033 | 0.00019701
ENS | Preferred Plan | C&I Curtailment | C&I Curtailment-Turnkey-Other | General | Services | Winter Morning | % of Load | 1 | 2033 | 0.00012733
ENS | Preferred Plan | C&I Curtailment | C&I Curtailment-Turnkey-Manual HVAC Control | General | Miscellaneous | Winter Evening | % of Load | 1 | 2033 | 0.0013194
ENS | Preferred Plan | C&I Curtailment | C&I Curtailment-Turnkey-Manual HVAC Control | General | Offices | Winter Evening | % of Load | 1 | 2033 | 9.0674e-05
ENS | Preferred Plan | C&I Curtailment | C&I Curtailment-Turnkey-Manual HVAC Control | General | Retail Trade | Winter Evening | % of Load | 1 | 2033 | 0.00030305
ENS | Preferred Plan | C&I Curtailment | C&I Curtailment-Turnkey-Manual HVAC Control | General | Services | Winter Evening | % of Load | 1 | 2033 | 0.00019594
ENS | Preferred Plan | C&I Curtailment | C&I Curtailment-Turnkey-Auto-DR HVAC Control | General | Miscellaneous | Winter Evening | % of Load | 1 | 2033 | 0.00020443
ENS | Preferred Plan | C&I Curtailment | C&I Curtailment-Turnkey-Auto-DR HVAC Control | General | Offices | Winter Evening | % of Load | 1 | 2033 | 1.4049e-05
ENS | Preferred Plan | C&I Curtailment | C&I Curtailment-Turnkey-Auto-DR HVAC Control | General | Retail Trade | Winter Evening | % of Load | 1 | 2033 | 4.6954e-05
ENS | Preferred Plan | C&I Curtailment | C&I Curtailment-Turnkey-Auto-DR HVAC Control | General | Services | Winter Evening | % of Load | 1 | 2033 | 3.0359e-05
ENS | Preferred Plan | C&I Curtailment | C&I Curtailment-Turnkey-Standard Lighting Control | General | Miscellaneous | Winter Evening | % of Load | 1 | 2033 | 0.00054924
ENS | Preferred Plan | C&I Curtailment | C&I Curtailment-Turnkey-Standard Lighting Control | General | Offices | Winter Evening | % of Load | 1 | 2033 | 1.0782e-05
ENS | Preferred Plan | C&I Curtailment | C&I Curtailment-Turnkey-Standard Lighting Control | General | Retail Trade | Winter Evening | % of Load | 1 | 2033 | 0.00012074
ENS | Preferred Plan | C&I Curtailment | C&I Curtailment-Turnkey-Standard Lighting Control | General | Services | Winter Evening | % of Load | 1 | 2033 | 7.8165e-05
ENS | Preferred Plan | C&I Curtailment | C&I Curtailment-Turnkey-Water Heating Control | General | Miscellaneous | Winter Evening | % of Load | 1 | 2033 | 3.6826e-05
ENS | Preferred Plan | C&I Curtailment | C&I Curtailment-Turnkey-Water Heating Control | General | Offices | Winter Evening | % of Load | 1 | 2033 | 9.7782e-07
ENS | Preferred Plan | C&I Curtailment | C&I Curtailment-Turnkey-Water Heating Control | General | Retail Trade | Winter Evening | % of Load | 1 | 2033 | 1.9858e-05
ENS | Preferred Plan | C&I Curtailment | C&I Curtailment-Turnkey-Water Heating Control | General | Services | Winter Evening | % of Load | 1 | 2033 | 1.2822e-05
ENS | Preferred Plan | C&I Curtailment | C&I Curtailment-Turnkey-Other | General | Miscellaneous | Winter Evening | % of Load | 1 | 2033 | 0.00064317
ENS | Preferred Plan | C&I Curtailment | C&I Curtailment-Turnkey-Other | General | Offices | Winter Evening | % of Load | 1 | 2033 | 1.7493e-05
ENS | Preferred Plan | C&I Curtailment | C&I Curtailment-Turnkey-Other | General | Retail Trade | Winter Evening | % of Load | 1 | 2033 | 0.00020401
ENS | Preferred Plan | C&I Curtailment | C&I Curtailment-Turnkey-Other | General | Services | Winter Evening | % of Load | 1 | 2033 | 0.00013185
ENS | Preferred Plan | C&I Curtailment | C&I Curtailment-Turnkey-Manual HVAC Control | Large General | Miscellaneous | Winter Morning | % of Load | 1 | 2033 | 0.0010106
ENS | Preferred Plan | C&I Curtailment | C&I Curtailment-Turnkey-Manual HVAC Control | Large General | Retail Trade | Winter Morning | % of Load | 1 | 2033 | 4.2134e-05
ENS | Preferred Plan | C&I Curtailment | C&I Curtailment-Turnkey-Manual HVAC Control | Large General | Services | Winter Morning | % of Load | 1 | 2033 | 6.7473e-05
ENS | Preferred Plan | C&I Curtailment | C&I Curtailment-Turnkey-Auto-DR HVAC Control | Large General | Miscellaneous | Winter Morning | % of Load | 1 | 2033 | 0.00015657
ENS | Preferred Plan | C&I Curtailment | C&I Curtailment-Turnkey-Auto-DR HVAC Control | Large General | Retail Trade | Winter Morning | % of Load | 1 | 2033 | 6.5282e-06
ENS | Preferred Plan | C&I Curtailment | C&I Curtailment-Turnkey-Auto-DR HVAC Control | Large General | Services | Winter Morning | % of Load | 1 | 2033 | 1.0454e-05
ENS | Preferred Plan | C&I Curtailment | C&I Curtailment-Turnkey-Standard Lighting Control | Large General | Miscellaneous | Winter Morning | % of Load | 1 | 2033 | 0.00043686
ENS | Preferred Plan | C&I Curtailment | C&I Curtailment-Turnkey-Standard Lighting Control | Large General | Retail Trade | Winter Morning | % of Load | 1 | 2033 | 1.6677e-05
ENS | Preferred Plan | C&I Curtailment | C&I Curtailment-Turnkey-Standard Lighting Control | Large General | Services | Winter Morning | % of Load | 1 | 2033 | 2.6706e-05
ENS | Preferred Plan | C&I Curtailment | C&I Curtailment-Turnkey-Water Heating Control | Large General | Miscellaneous | Winter Morning | % of Load | 1 | 2033 | 2.2185e-05
ENS | Preferred Plan | C&I Curtailment | C&I Curtailment-Turnkey-Water Heating Control | Large General | Retail Trade | Winter Morning | % of Load | 1 | 2033 | 2.7794e-06
ENS | Preferred Plan | C&I Curtailment | C&I Curtailment-Turnkey-Water Heating Control | Large General | Services | Winter Morning | % of Load | 1 | 2033 | 4.4509e-06
ENS | Preferred Plan | C&I Curtailment | C&I Curtailment-Turnkey-Other | Large General | Miscellaneous | Winter Morning | % of Load | 1 | 2033 | 0.00047417
ENS | Preferred Plan | C&I Curtailment | C&I Curtailment-Turnkey-Other | Large General | Retail Trade | Winter Morning | % of Load | 1 | 2033 | 2.8418e-05
ENS | Preferred Plan | C&I Curtailment | C&I Curtailment-Turnkey-Other | Large General | Services | Winter Morning | % of Load | 1 | 2033 | 4.5508e-05
ENS | Preferred Plan | C&I Curtailment | C&I Curtailment-Turnkey-Manual HVAC Control | Large General | Miscellaneous | Winter Evening | % of Load | 1 | 2033 | 0.0007688
ENS | Preferred Plan | C&I Curtailment | C&I Curtailment-Turnkey-Manual HVAC Control | Large General | Retail Trade | Winter Evening | % of Load | 1 | 2033 | 3.2054e-05
ENS | Preferred Plan | C&I Curtailment | C&I Curtailment-Turnkey-Manual HVAC Control | Large General | Services | Winter Evening | % of Load | 1 | 2033 | 5.1331e-05
ENS | Preferred Plan | C&I Curtailment | C&I Curtailment-Turnkey-Auto-DR HVAC Control | Large General | Miscellaneous | Winter Evening | % of Load | 1 | 2033 | 0.00011912
ENS | Preferred Plan | C&I Curtailment | C&I Curtailment-Turnkey-Auto-DR HVAC Control | Large General | Retail Trade | Winter Evening | % of Load | 1 | 2033 | 4.9664e-06
ENS | Preferred Plan | C&I Curtailment | C&I Curtailment-Turnkey-Auto-DR HVAC Control | Large General | Services | Winter Evening | % of Load | 1 | 2033 | 7.9531e-06
ENS | Preferred Plan | C&I Curtailment | C&I Curtailment-Turnkey-Standard Lighting Control | Large General | Miscellaneous | Winter Evening | % of Load | 1 | 2033 | 0.00033234
ENS | Preferred Plan | C&I Curtailment | C&I Curtailment-Turnkey-Standard Lighting Control | Large General | Retail Trade | Winter Evening | % of Load | 1 | 2033 | 1.2687e-05
ENS | Preferred Plan | C&I Curtailment | C&I Curtailment-Turnkey-Standard Lighting Control | Large General | Services | Winter Evening | % of Load | 1 | 2033 | 2.0317e-05
ENS | Preferred Plan | C&I Curtailment | C&I Curtailment-Turnkey-Water Heating Control | Large General | Miscellaneous | Winter Evening | % of Load | 1 | 2033 | 1.6877e-05
ENS | Preferred Plan | C&I Curtailment | C&I Curtailment-Turnkey-Water Heating Control | Large General | Retail Trade | Winter Evening | % of Load | 1 | 2033 | 2.1144e-06
ENS | Preferred Plan | C&I Curtailment | C&I Curtailment-Turnkey-Water Heating Control | Large General | Services | Winter Evening | % of Load | 1 | 2033 | 3.386e-06
ENS | Preferred Plan | C&I Curtailment | C&I Curtailment-Turnkey-Other | Large General | Miscellaneous | Winter Evening | % of Load | 1 | 2033 | 0.00036073
ENS | Preferred Plan | C&I Curtailment | C&I Curtailment-Turnkey-Other | Large General | Retail Trade | Winter Evening | % of Load | 1 | 2033 | 2.1619e-05
ENS | Preferred Plan | C&I Curtailment | C&I Curtailment-Turnkey-Other | Large General | Services | Winter Evening | % of Load | 1 | 2033 | 3.4621e-05
ENS | Preferred Plan | C&I Curtailment | C&I Curtailment-Turnkey-Manual HVAC Control | Small Industrial | Miscellaneous | Winter Morning | % of Load | 1 | 2033 | 0.00016951
ENS | Preferred Plan | C&I Curtailment | C&I Curtailment-Turnkey-Manual HVAC Control | Small Industrial | Offices | Winter Morning | % of Load | 1 | 2033 | 2.1722e-06
ENS | Preferred Plan | C&I Curtailment | C&I Curtailment-Turnkey-Manual HVAC Control | Small Industrial | Retail Trade | Winter Morning | % of Load | 1 | 2033 | 7.1596e-06
ENS | Preferred Plan | C&I Curtailment | C&I Curtailment-Turnkey-Manual HVAC Control | Small Industrial | Services | Winter Morning | % of Load | 1 | 2033 | 2.2619e-06
ENS | Preferred Plan | C&I Curtailment | C&I Curtailment-Turnkey-Auto-DR HVAC Control | Small Industrial | Miscellaneous | Winter Morning | % of Load | 1 | 2033 | 2.6263e-05
ENS | Preferred Plan | C&I Curtailment | C&I Curtailment-Turnkey-Auto-DR HVAC Control | Small Industrial | Offices | Winter Morning | % of Load | 1 | 2033 | 3.3656e-07
ENS | Preferred Plan | C&I Curtailment | C&I Curtailment-Turnkey-Auto-DR HVAC Control | Small Industrial | Retail Trade | Winter Morning | % of Load | 1 | 2033 | 1.1093e-06
ENS | Preferred Plan | C&I Curtailment | C&I Curtailment-Turnkey-Auto-DR HVAC Control | Small Industrial | Services | Winter Morning | % of Load | 1 | 2033 | 3.5045e-07
ENS | Preferred Plan | C&I Curtailment | C&I Curtailment-Turnkey-Standard Lighting Control | Small Industrial | Miscellaneous | Winter Morning | % of Load | 1 | 2033 | 5.2448e-05
ENS | Preferred Plan | C&I Curtailment | C&I Curtailment-Turnkey-Standard Lighting Control | Small Industrial | Offices | Winter Morning | % of Load | 1 | 2033 | 2.8318e-07
ENS | Preferred Plan | C&I Curtailment | C&I Curtailment-Turnkey-Standard Lighting Control | Small Industrial | Retail Trade | Winter Morning | % of Load | 1 | 2033 | 3.0985e-06
ENS | Preferred Plan | C&I Curtailment | C&I Curtailment-Turnkey-Standard Lighting Control | Small Industrial | Services | Winter Morning | % of Load | 1 | 2033 | 9.789e-07
ENS | Preferred Plan | C&I Curtailment | C&I Curtailment-Turnkey-Water Heating Control | Small Industrial | Miscellaneous | Winter Morning | % of Load | 1 | 2033 | 4.4281e-06
ENS | Preferred Plan | C&I Curtailment | C&I Curtailment-Turnkey-Water Heating Control | Small Industrial | Offices | Winter Morning | % of Load | 1 | 2033 | 2.2445e-08
ENS | Preferred Plan | C&I Curtailment | C&I Curtailment-Turnkey-Water Heating Control | Small Industrial | Retail Trade | Winter Morning | % of Load | 1 | 2033 | 4.2771e-07
ENS | Preferred Plan | C&I Curtailment | C&I Curtailment-Turnkey-Water Heating Control | Small Industrial | Services | Winter Morning | % of Load | 1 | 2033 | 1.3512e-07
ENS | Preferred Plan | C&I Curtailment | C&I Curtailment-Turnkey-Other | Small Industrial | Miscellaneous | Winter Morning | % of Load | 1 | 2033 | 6.7908e-05
ENS | Preferred Plan | C&I Curtailment | C&I Curtailment-Turnkey-Other | Small Industrial | Offices | Winter Morning | % of Load | 1 | 2033 | 4.2374e-07
ENS | Preferred Plan | C&I Curtailment | C&I Curtailment-Turnkey-Other | Small Industrial | Retail Trade | Winter Morning | % of Load | 1 | 2033 | 4.6981e-06
ENS | Preferred Plan | C&I Curtailment | C&I Curtailment-Turnkey-Other | Small Industrial | Services | Winter Morning | % of Load | 1 | 2033 | 1.4843e-06
ENS | Preferred Plan | C&I Curtailment | C&I Curtailment-Turnkey-Industrial | Small Industrial | Manufacturing | Winter Morning | % of Load | 1 | 2033 | 1.6142e-05
ENS | Preferred Plan | C&I Curtailment | C&I Curtailment-Turnkey-Manual HVAC Control | Small Industrial | Miscellaneous | Winter Evening | % of Load | 1 | 2033 | 0.0002058
ENS | Preferred Plan | C&I Curtailment | C&I Curtailment-Turnkey-Manual HVAC Control | Small Industrial | Offices | Winter Evening | % of Load | 1 | 2033 | 2.6373e-06
ENS | Preferred Plan | C&I Curtailment | C&I Curtailment-Turnkey-Manual HVAC Control | Small Industrial | Retail Trade | Winter Evening | % of Load | 1 | 2033 | 8.6926e-06
ENS | Preferred Plan | C&I Curtailment | C&I Curtailment-Turnkey-Manual HVAC Control | Small Industrial | Services | Winter Evening | % of Load | 1 | 2033 | 2.7462e-06
ENS | Preferred Plan | C&I Curtailment | C&I Curtailment-Turnkey-Auto-DR HVAC Control | Small Industrial | Miscellaneous | Winter Evening | % of Load | 1 | 2033 | 3.1887e-05
ENS | Preferred Plan | C&I Curtailment | C&I Curtailment-Turnkey-Auto-DR HVAC Control | Small Industrial | Offices | Winter Evening | % of Load | 1 | 2033 | 4.0862e-07
ENS | Preferred Plan | C&I Curtailment | C&I Curtailment-Turnkey-Auto-DR HVAC Control | Small Industrial | Retail Trade | Winter Evening | % of Load | 1 | 2033 | 1.3468e-06
ENS | Preferred Plan | C&I Curtailment | C&I Curtailment-Turnkey-Auto-DR HVAC Control | Small Industrial | Services | Winter Evening | % of Load | 1 | 2033 | 4.2549e-07
ENS | Preferred Plan | C&I Curtailment | C&I Curtailment-Turnkey-Standard Lighting Control | Small Industrial | Miscellaneous | Winter Evening | % of Load | 1 | 2033 | 6.3679e-05
ENS | Preferred Plan | C&I Curtailment | C&I Curtailment-Turnkey-Standard Lighting Control | Small Industrial | Offices | Winter Evening | % of Load | 1 | 2033 | 3.4381e-07
ENS | Preferred Plan | C&I Curtailment | C&I Curtailment-Turnkey-Standard Lighting Control | Small Industrial | Retail Trade | Winter Evening | % of Load | 1 | 2033 | 3.7619e-06
ENS | Preferred Plan | C&I Curtailment | C&I Curtailment-Turnkey-Standard Lighting Control | Small Industrial | Services | Winter Evening | % of Load | 1 | 2033 | 1.1885e-06
ENS | Preferred Plan | C&I Curtailment | C&I Curtailment-Turnkey-Water Heating Control | Small Industrial | Miscellaneous | Winter Evening | % of Load | 1 | 2033 | 5.3763e-06
ENS | Preferred Plan | C&I Curtailment | C&I Curtailment-Turnkey-Water Heating Control | Small Industrial | Offices | Winter Evening | % of Load | 1 | 2033 | 2.7251e-08
ENS | Preferred Plan | C&I Curtailment | C&I Curtailment-Turnkey-Water Heating Control | Small Industrial | Retail Trade | Winter Evening | % of Load | 1 | 2033 | 5.1929e-07
ENS | Preferred Plan | C&I Curtailment | C&I Curtailment-Turnkey-Water Heating Control | Small Industrial | Services | Winter Evening | % of Load | 1 | 2033 | 1.6406e-07
ENS | Preferred Plan | C&I Curtailment | C&I Curtailment-Turnkey-Other | Small Industrial | Miscellaneous | Winter Evening | % of Load | 1 | 2033 | 8.2448e-05
ENS | Preferred Plan | C&I Curtailment | C&I Curtailment-Turnkey-Other | Small Industrial | Offices | Winter Evening | % of Load | 1 | 2033 | 5.1448e-07
ENS | Preferred Plan | C&I Curtailment | C&I Curtailment-Turnkey-Other | Small Industrial | Retail Trade | Winter Evening | % of Load | 1 | 2033 | 5.7041e-06
ENS | Preferred Plan | C&I Curtailment | C&I Curtailment-Turnkey-Other | Small Industrial | Services | Winter Evening | % of Load | 1 | 2033 | 1.8021e-06
ENS | Preferred Plan | C&I Curtailment | C&I Curtailment-Turnkey-Industrial | Small Industrial | Manufacturing | Winter Evening | % of Load | 1 | 2033 | 1.9598e-05
ENS | Preferred Plan | C&I Curtailment | C&I Curtailment-Turnkey-Manual HVAC Control | Medium Industrial | Miscellaneous | Winter Morning | % of Load | 1 | 2033 | 0.0032306
ENS | Preferred Plan | C&I Curtailment | C&I Curtailment-Turnkey-Manual HVAC Control | Medium Industrial | Offices | Winter Morning | % of Load | 1 | 2033 | 5.2114e-05
ENS | Preferred Plan | C&I Curtailment | C&I Curtailment-Turnkey-Manual HVAC Control | Medium Industrial | Retail Trade | Winter Morning | % of Load | 1 | 2033 | 0.00071387
ENS | Preferred Plan | C&I Curtailment | C&I Curtailment-Turnkey-Manual HVAC Control | Medium Industrial | Services | Winter Morning | % of Load | 1 | 2033 | 3.2872e-05
ENS | Preferred Plan | C&I Curtailment | C&I Curtailment-Turnkey-Auto-DR HVAC Control | Medium Industrial | Miscellaneous | Winter Morning | % of Load | 1 | 2033 | 0.00050055
ENS | Preferred Plan | C&I Curtailment | C&I Curtailment-Turnkey-Auto-DR HVAC Control | Medium Industrial | Offices | Winter Morning | % of Load | 1 | 2033 | 8.0744e-06
ENS | Preferred Plan | C&I Curtailment | C&I Curtailment-Turnkey-Auto-DR HVAC Control | Medium Industrial | Retail Trade | Winter Morning | % of Load | 1 | 2033 | 0.00011061
ENS | Preferred Plan | C&I Curtailment | C&I Curtailment-Turnkey-Auto-DR HVAC Control | Medium Industrial | Services | Winter Morning | % of Load | 1 | 2033 | 5.0931e-06
ENS | Preferred Plan | C&I Curtailment | C&I Curtailment-Turnkey-Standard Lighting Control | Medium Industrial | Miscellaneous | Winter Morning | % of Load | 1 | 2033 | 0.0009996
ENS | Preferred Plan | C&I Curtailment | C&I Curtailment-Turnkey-Standard Lighting Control | Medium Industrial | Offices | Winter Morning | % of Load | 1 | 2033 | 6.7938e-06
ENS | Preferred Plan | C&I Curtailment | C&I Curtailment-Turnkey-Standard Lighting Control | Medium Industrial | Retail Trade | Winter Morning | % of Load | 1 | 2033 | 0.00030895
ENS | Preferred Plan | C&I Curtailment | C&I Curtailment-Turnkey-Standard Lighting Control | Medium Industrial | Services | Winter Morning | % of Load | 1 | 2033 | 1.4226e-05
ENS | Preferred Plan | C&I Curtailment | C&I Curtailment-Turnkey-Water Heating Control | Medium Industrial | Miscellaneous | Winter Morning | % of Load | 1 | 2033 | 8.4394e-05
ENS | Preferred Plan | C&I Curtailment | C&I Curtailment-Turnkey-Water Heating Control | Medium Industrial | Offices | Winter Morning | % of Load | 1 | 2033 | 5.3848e-07
ENS | Preferred Plan | C&I Curtailment | C&I Curtailment-Turnkey-Water Heating Control | Medium Industrial | Retail Trade | Winter Morning | % of Load | 1 | 2033 | 4.2646e-05
ENS | Preferred Plan | C&I Curtailment | C&I Curtailment-Turnkey-Water Heating Control | Medium Industrial | Services | Winter Morning | % of Load | 1 | 2033 | 1.9637e-06
ENS | Preferred Plan | C&I Curtailment | C&I Curtailment-Turnkey-Other | Medium Industrial | Miscellaneous | Winter Morning | % of Load | 1 | 2033 | 0.0012942
ENS | Preferred Plan | C&I Curtailment | C&I Curtailment-Turnkey-Other | Medium Industrial | Offices | Winter Morning | % of Load | 1 | 2033 | 1.0166e-05
ENS | Preferred Plan | C&I Curtailment | C&I Curtailment-Turnkey-Other | Medium Industrial | Retail Trade | Winter Morning | % of Load | 1 | 2033 | 0.00046844
ENS | Preferred Plan | C&I Curtailment | C&I Curtailment-Turnkey-Other | Medium Industrial | Services | Winter Morning | % of Load | 1 | 2033 | 2.157e-05
ENS | Preferred Plan | C&I Curtailment | C&I Curtailment-Turnkey-Manual HVAC Control | Medium Industrial | Miscellaneous | Winter Evening | % of Load | 1 | 2033 | 0.002764
ENS | Preferred Plan | C&I Curtailment | C&I Curtailment-Turnkey-Manual HVAC Control | Medium Industrial | Offices | Winter Evening | % of Load | 1 | 2033 | 4.4586e-05
ENS | Preferred Plan | C&I Curtailment | C&I Curtailment-Turnkey-Manual HVAC Control | Medium Industrial | Retail Trade | Winter Evening | % of Load | 1 | 2033 | 0.00061076
ENS | Preferred Plan | C&I Curtailment | C&I Curtailment-Turnkey-Manual HVAC Control | Medium Industrial | Services | Winter Evening | % of Load | 1 | 2033 | 2.8124e-05
ENS | Preferred Plan | C&I Curtailment | C&I Curtailment-Turnkey-Auto-DR HVAC Control | Medium Industrial | Miscellaneous | Winter Evening | % of Load | 1 | 2033 | 0.00042825
ENS | Preferred Plan | C&I Curtailment | C&I Curtailment-Turnkey-Auto-DR HVAC Control | Medium Industrial | Offices | Winter Evening | % of Load | 1 | 2033 | 6.9081e-06
ENS | Preferred Plan | C&I Curtailment | C&I Curtailment-Turnkey-Auto-DR HVAC Control | Medium Industrial | Retail Trade | Winter Evening | % of Load | 1 | 2033 | 9.4629e-05
ENS | Preferred Plan | C&I Curtailment | C&I Curtailment-Turnkey-Auto-DR HVAC Control | Medium Industrial | Services | Winter Evening | % of Load | 1 | 2033 | 4.3574e-06
ENS | Preferred Plan | C&I Curtailment | C&I Curtailment-Turnkey-Standard Lighting Control | Medium Industrial | Miscellaneous | Winter Evening | % of Load | 1 | 2033 | 0.00085522
ENS | Preferred Plan | C&I Curtailment | C&I Curtailment-Turnkey-Standard Lighting Control | Medium Industrial | Offices | Winter Evening | % of Load | 1 | 2033 | 5.8125e-06
ENS | Preferred Plan | C&I Curtailment | C&I Curtailment-Turnkey-Standard Lighting Control | Medium Industrial | Retail Trade | Winter Evening | % of Load | 1 | 2033 | 0.00026432
ENS | Preferred Plan | C&I Curtailment | C&I Curtailment-Turnkey-Standard Lighting Control | Medium Industrial | Services | Winter Evening | % of Load | 1 | 2033 | 1.2171e-05
ENS | Preferred Plan | C&I Curtailment | C&I Curtailment-Turnkey-Water Heating Control | Medium Industrial | Miscellaneous | Winter Evening | % of Load | 1 | 2033 | 7.2204e-05
ENS | Preferred Plan | C&I Curtailment | C&I Curtailment-Turnkey-Water Heating Control | Medium Industrial | Offices | Winter Evening | % of Load | 1 | 2033 | 4.607e-07
ENS | Preferred Plan | C&I Curtailment | C&I Curtailment-Turnkey-Water Heating Control | Medium Industrial | Retail Trade | Winter Evening | % of Load | 1 | 2033 | 3.6486e-05
ENS | Preferred Plan | C&I Curtailment | C&I Curtailment-Turnkey-Water Heating Control | Medium Industrial | Services | Winter Evening | % of Load | 1 | 2033 | 1.6801e-06
ENS | Preferred Plan | C&I Curtailment | C&I Curtailment-Turnkey-Other | Medium Industrial | Miscellaneous | Winter Evening | % of Load | 1 | 2033 | 0.0011073
ENS | Preferred Plan | C&I Curtailment | C&I Curtailment-Turnkey-Other | Medium Industrial | Offices | Winter Evening | % of Load | 1 | 2033 | 8.6977e-06
ENS | Preferred Plan | C&I Curtailment | C&I Curtailment-Turnkey-Other | Medium Industrial | Retail Trade | Winter Evening | % of Load | 1 | 2033 | 0.00040078
ENS | Preferred Plan | C&I Curtailment | C&I Curtailment-Turnkey-Other | Medium Industrial | Services | Winter Evening | % of Load | 1 | 2033 | 1.8455e-05
ENS | Preferred Plan | C&I Curtailment | C&I Curtailment-Turnkey-Manual HVAC Control | Large Industrial | Miscellaneous | Winter Morning | % of Load | 1 | 2033 | 6.6439e-05
ENS | Preferred Plan | C&I Curtailment | C&I Curtailment-Turnkey-Auto-DR HVAC Control | Large Industrial | Miscellaneous | Winter Morning | % of Load | 1 | 2033 | 1.0294e-05
ENS | Preferred Plan | C&I Curtailment | C&I Curtailment-Turnkey-Standard Lighting Control | Large Industrial | Miscellaneous | Winter Morning | % of Load | 1 | 2033 | 2.8721e-05
ENS | Preferred Plan | C&I Curtailment | C&I Curtailment-Turnkey-Water Heating Control | Large Industrial | Miscellaneous | Winter Morning | % of Load | 1 | 2033 | 1.4585e-06
ENS | Preferred Plan | C&I Curtailment | C&I Curtailment-Turnkey-Other | Large Industrial | Miscellaneous | Winter Morning | % of Load | 1 | 2033 | 3.1174e-05
ENS | Preferred Plan | C&I Curtailment | C&I Curtailment-Turnkey-Industrial | Large Industrial | Manufacturing | Winter Morning | % of Load | 1 | 2033 | 6.0842e-06
ENS | Preferred Plan | C&I Curtailment | C&I Curtailment-Turnkey-Manual HVAC Control | Large Industrial | Miscellaneous | Winter Evening | % of Load | 1 | 2033 | 5.8411e-05
ENS | Preferred Plan | C&I Curtailment | C&I Curtailment-Turnkey-Auto-DR HVAC Control | Large Industrial | Miscellaneous | Winter Evening | % of Load | 1 | 2033 | 9.0501e-06
ENS | Preferred Plan | C&I Curtailment | C&I Curtailment-Turnkey-Standard Lighting Control | Large Industrial | Miscellaneous | Winter Evening | % of Load | 1 | 2033 | 2.525e-05
ENS | Preferred Plan | C&I Curtailment | C&I Curtailment-Turnkey-Water Heating Control | Large Industrial | Miscellaneous | Winter Evening | % of Load | 1 | 2033 | 1.2823e-06
ENS | Preferred Plan | C&I Curtailment | C&I Curtailment-Turnkey-Other | Large Industrial | Miscellaneous | Winter Evening | % of Load | 1 | 2033 | 2.7407e-05
ENS | Preferred Plan | C&I Curtailment | C&I Curtailment-Turnkey-Industrial | Large Industrial | Manufacturing | Winter Evening | % of Load | 1 | 2033 | 5.349e-06
ENS | Preferred Plan | C&I Loadshift to BUGs | C&I Loadshift to BUGs | Large General | Miscellaneous | Winter Morning | % of Load | 1 | 2033 | 0.0022579
ENS | Preferred Plan | C&I Loadshift to BUGs | C&I Loadshift to BUGs | Large General | Miscellaneous | Winter Evening | % of Load | 1 | 2033 | 0.0017177
ENS | Preferred Plan | C&I Loadshift to BUGs | C&I Loadshift to BUGs | Small Industrial | Miscellaneous | Winter Morning | % of Load | 1 | 2033 | 0.0006341
ENS | Preferred Plan | C&I Loadshift to BUGs | C&I Loadshift to BUGs | Small Industrial | Miscellaneous | Winter Evening | % of Load | 1 | 2033 | 0.00076988
ENS | Preferred Plan | C&I Loadshift to BUGs | C&I Loadshift to BUGs | Medium Industrial | Manufacturing | Winter Morning | % of Load | 1 | 2033 | 0.00043829
ENS | Preferred Plan | C&I Loadshift to BUGs | C&I Loadshift to BUGs | Medium Industrial | Miscellaneous | Winter Morning | % of Load | 1 | 2033 | 0.0019022
ENS | Preferred Plan | C&I Loadshift to BUGs | C&I Loadshift to BUGs | Medium Industrial | Manufacturing | Winter Evening | % of Load | 1 | 2033 | 0.00037498
ENS | Preferred Plan | C&I Loadshift to BUGs | C&I Loadshift to BUGs | Medium Industrial | Miscellaneous | Winter Evening | % of Load | 1 | 2033 | 0.0016274
ENS | Preferred Plan | Dynamic Pricing | Dynamic Pricing with enabling tech. | Small General | Manufacturing | Winter Morning | % of Load | 1 | 2033 | 6.5588e-06
ENS | Preferred Plan | Dynamic Pricing | Dynamic Pricing with enabling tech. | Small General | Manufacturing | Winter Evening | % of Load | 1 | 2033 | 6.7333e-06
ENS | Preferred Plan | Dynamic Pricing | Dynamic Pricing with enabling tech. | Residential Charitable | Residential LI | Winter Morning | % of Load | 1 | 2033 | 0.0028812
ENS | Preferred Plan | Dynamic Pricing | Dynamic Pricing with enabling tech. | Residential Charitable | Residential Market Rate | Winter Morning | % of Load | 1 | 2033 | 0.016363
ENS | Preferred Plan | Dynamic Pricing | Dynamic Pricing w/o enabling tech. | Residential Charitable | Residential LI | Winter Morning | % of Load | 1 | 2033 | 0.0015164
ENS | Preferred Plan | Dynamic Pricing | Dynamic Pricing w/o enabling tech. | Residential Charitable | Residential Market Rate | Winter Morning | % of Load | 1 | 2033 | 0.0086119
ENS | Preferred Plan | Dynamic Pricing | Dynamic Pricing with enabling tech. | Residential Charitable | Residential LI | Winter Evening | % of Load | 1 | 2033 | 0.0029009
ENS | Preferred Plan | Dynamic Pricing | Dynamic Pricing with enabling tech. | Residential Charitable | Residential Market Rate | Winter Evening | % of Load | 1 | 2033 | 0.016474
ENS | Preferred Plan | Dynamic Pricing | Dynamic Pricing w/o enabling tech. | Residential Charitable | Residential LI | Winter Evening | % of Load | 1 | 2033 | 0.0015268
ENS | Preferred Plan | Dynamic Pricing | Dynamic Pricing w/o enabling tech. | Residential Charitable | Residential Market Rate | Winter Evening | % of Load | 1 | 2033 | 0.0086708
ENS | Preferred Plan | Behavioral DR | Behavioral DR | Residential Charitable | Residential LI | Winter Morning | % of Load | 1 | 2033 | 0.00033657
ENS | Preferred Plan | Behavioral DR | Behavioral DR | Residential Charitable | Residential Market Rate | Winter Morning | % of Load | 1 | 2033 | 0.0019183
ENS | Preferred Plan | Behavioral DR | Behavioral DR | Residential Charitable | Residential LI | Winter Evening | % of Load | 1 | 2033 | 0.00033887
ENS | Preferred Plan | Behavioral DR | Behavioral DR | Residential Charitable | Residential Market Rate | Winter Evening | % of Load | 1 | 2033 | 0.0019314
ENS | Preferred Plan | Time-of-Use Rates (TOU) | Time-of-Use Rates (TOU) | Residential Charitable | Residential LI | Winter Morning | % of Load | 0 | 2033 | 0.00028346
ENS | Preferred Plan | Time-of-Use Rates (TOU) | Time-of-Use Rates (TOU) | Residential Charitable | Residential Market Rate | Winter Morning | % of Load | 0 | 2033 | 0.0016155
ENS | Preferred Plan | Time-of-Use Rates (TOU) | Time-of-Use Rates (TOU) | Residential Charitable | Residential LI | Winter Evening | % of Load | 0 | 2033 | 0.00028539
ENS | Preferred Plan | Time-of-Use Rates (TOU) | Time-of-Use Rates (TOU) | Residential Charitable | Residential Market Rate | Winter Evening | % of Load | 0 | 2033 | 0.0016266
| Base | Behavioral DR | C&I Curtailment-Turnkey-Advanced Lighting Control | Medium Industrial |  | Winter Evening | % of Load | 0 | 2027 | 65535
| Base | Behavioral DR | C&I Curtailment-Turnkey-Water Heating Control | Medium Industrial |  | Winter Evening | % of Load | 1 | 2027 | 65535
| Base | Behavioral DR | C&I Curtailment-Turnkey-Water Heating Control | Medium Industrial |  | Winter Evening | % of Load | 0 | 2027 | 65535
| Base | Behavioral DR | C&I Curtailment-Turnkey-Other | Medium Industrial |  | Winter Evening | % of Load | 1 | 2027 | 65535
| Base | Behavioral DR | C&I Curtailment-Turnkey-Other | Medium Industrial |  | Winter Evening | % of Load | 0 | 2027 | 65535
| Base | Behavioral DR | Behavioral DR | Residential Charitable |  | Winter Morning | % of Load | 1 | 2027 | 65535
| Base | Behavioral DR | Behavioral DR | Residential Charitable |  | Winter Morning | % of Load | 0 | 2027 | 65535
| Base | Behavioral DR | Behavioral DR | Residential Charitable |  | Winter Evening | % of Load | 1 | 2027 | 65535
| Base | Behavioral DR | Behavioral DR | Residential Charitable |  | Winter Evening | % of Load | 0 | 2027 | 65535
| Base | Time-of-Use Rates (TOU) | DLC-Switch-Water Heating | Small General |  | Winter Morning | % of Load | 1 | 2027 | 65535
| Base | Time-of-Use Rates (TOU) | DLC-Switch-Water Heating | Small General |  | Winter Morning | % of Load | 0 | 2027 | 65535
| Base | Time-of-Use Rates (TOU) | DLC-BYOD-Water Heating | Small General |  | Winter Morning | % of Load | 1 | 2027 | 65535
| Base | Time-of-Use Rates (TOU) | DLC-BYOD-Water Heating | Small General |  | Winter Morning | % of Load | 0 | 2027 | 65535
| Base | Time-of-Use Rates (TOU) | DLC-Thermostat-DI-Central Heat Pump | Small General |  | Winter Morning | % of Load | 1 | 2027 | 65535
| Base | Time-of-Use Rates (TOU) | DLC-Thermostat-DI-Central Heat Pump | Small General |  | Winter Morning | % of Load | 0 | 2027 | 65535
| Base | Time-of-Use Rates (TOU) | DLC-Thermostat-BYOT-Central Heat Pump | Small General |  | Winter Morning | % of Load | 1 | 2027 | 65535
| Base | Time-of-Use Rates (TOU) | DLC-Thermostat-BYOT-Central Heat Pump | Small General |  | Winter Morning | % of Load | 0 | 2027 | 65535
| Base | Time-of-Use Rates (TOU) | DLC-Thermostat-HVAC | Small General |  | Winter Morning | % of Load | 1 | 2027 | 65535
| Base | Time-of-Use Rates (TOU) | DLC-Thermostat-HVAC | Small General |  | Winter Morning | % of Load | 0 | 2027 | 65535
| Base | Time-of-Use Rates (TOU) | DLC-Thermostat-DI-Baseboard Heating | Small General |  | Winter Morning | % of Load | 1 | 2027 | 65535
| Base | Time-of-Use Rates (TOU) | DLC-Thermostat-DI-Baseboard Heating | Small General |  | Winter Morning | % of Load | 0 | 2027 | 65535
| Base | Time-of-Use Rates (TOU) | DLC-Thermostat-BYOT-Baseboard Heating | Small General |  | Winter Morning | % of Load | 1 | 2027 | 65535
| Base | Time-of-Use Rates (TOU) | DLC-Thermostat-BYOT-Baseboard Heating | Small General |  | Winter Morning | % of Load | 0 | 2027 | 65535
| Base | Time-of-Use Rates (TOU) | DLC-Thermostat-DI-MSHP | Small General |  | Winter Morning | % of Load | 1 | 2027 | 65535
| Base | Time-of-Use Rates (TOU) | DLC-Thermostat-DI-MSHP | Small General |  | Winter Morning | % of Load | 0 | 2027 | 65535
| Base | Time-of-Use Rates (TOU) | DLC-Thermostat-BYOT-MSHP | Small General |  | Winter Morning | % of Load | 1 | 2027 | 65535
| Base | Time-of-Use Rates (TOU) | DLC-Thermostat-BYOT-MSHP | Small General |  | Winter Morning | % of Load | 0 | 2027 | 65535
| Base | Time-of-Use Rates (TOU) | C&I Curtailment-Turnkey-Manual HVAC Control | Small General |  | Winter Morning | % of Load | 1 | 2027 | 65535
| Base | Time-of-Use Rates (TOU) | C&I Curtailment-Turnkey-Manual HVAC Control | Small General |  | Winter Morning | % of Load | 0 | 2027 | 65535
| Base | Time-of-Use Rates (TOU) | C&I Curtailment-Turnkey-Auto-DR HVAC Control | Small General |  | Winter Morning | % of Load | 1 | 2027 | 65535
| Base | Time-of-Use Rates (TOU) | C&I Curtailment-Turnkey-Auto-DR HVAC Control | Small General |  | Winter Morning | % of Load | 0 | 2027 | 65535
| Base | Time-of-Use Rates (TOU) | C&I Curtailment-Turnkey-Standard Lighting Control | Small General |  | Winter Morning | % of Load | 1 | 2027 | 65535
| Base | Time-of-Use Rates (TOU) | C&I Curtailment-Turnkey-Standard Lighting Control | Small General |  | Winter Morning | % of Load | 0 | 2027 | 65535
| Base | Time-of-Use Rates (TOU) | C&I Curtailment-Turnkey-Advanced Lighting Control | Small General |  | Winter Morning | % of Load | 1 | 2027 | 65535
| Base | Time-of-Use Rates (TOU) | C&I Curtailment-Turnkey-Advanced Lighting Control | Small General |  | Winter Morning | % of Load | 0 | 2027 | 65535
| Base | Time-of-Use Rates (TOU) | C&I Curtailment-Turnkey-Water Heating Control | Small General |  | Winter Morning | % of Load | 1 | 2027 | 65535
| Base | Time-of-Use Rates (TOU) | C&I Curtailment-Turnkey-Water Heating Control | Small General |  | Winter Morning | % of Load | 0 | 2027 | 65535
| Base | Time-of-Use Rates (TOU) | C&I Curtailment-Turnkey-Other | Small General |  | Winter Morning | % of Load | 1 | 2027 | 65535
| Base | Time-of-Use Rates (TOU) | C&I Curtailment-Turnkey-Other | Small General |  | Winter Morning | % of Load | 0 | 2027 | 65535
| Base | Time-of-Use Rates (TOU) | Dynamic Pricing with enabling tech. | Small General |  | Winter Morning | % of Load | 1 | 2027 | 65535
| Base | Time-of-Use Rates (TOU) | Dynamic Pricing with enabling tech. | Small General |  | Winter Morning | % of Load | 0 | 2027 | 65535
| Base | Time-of-Use Rates (TOU) | Time-of-Use Rates (TOU) | Small General |  | Winter Morning | % of Load | 1 | 2027 | 65535
| Base | Time-of-Use Rates (TOU) | Time-of-Use Rates (TOU) | Small General |  | Winter Morning | % of Load | 0 | 2027 | 65535
| Base | Time-of-Use Rates (TOU) | DLC-Switch-Water Heating | Small General |  | Winter Evening | % of Load | 1 | 2027 | 65535
| Base | Time-of-Use Rates (TOU) | DLC-Switch-Water Heating | Small General |  | Winter Evening | % of Load | 0 | 2027 | 65535
| Base | Time-of-Use Rates (TOU) | DLC-BYOD-Water Heating | Small General |  | Winter Evening | % of Load | 1 | 2027 | 65535
| Base | Time-of-Use Rates (TOU) | DLC-BYOD-Water Heating | Small General |  | Winter Evening | % of Load | 0 | 2027 | 65535
| Base | Time-of-Use Rates (TOU) | DLC-Thermostat-DI-Central Heat Pump | Small General |  | Winter Evening | % of Load | 1 | 2027 | 65535
| Base | Time-of-Use Rates (TOU) | DLC-Thermostat-DI-Central Heat Pump | Small General |  | Winter Evening | % of Load | 0 | 2027 | 65535
| Base | Time-of-Use Rates (TOU) | DLC-Thermostat-BYOT-Central Heat Pump | Small General |  | Winter Evening | % of Load | 1 | 2027 | 65535
| Base | Time-of-Use Rates (TOU) | DLC-Thermostat-BYOT-Central Heat Pump | Small General |  | Winter Evening | % of Load | 0 | 2027 | 65535
| Base | Time-of-Use Rates (TOU) | DLC-Thermostat-HVAC | Small General |  | Winter Evening | % of Load | 1 | 2027 | 65535
| Base | Time-of-Use Rates (TOU) | DLC-Thermostat-HVAC | Small General |  | Winter Evening | % of Load | 0 | 2027 | 65535
| Base | Time-of-Use Rates (TOU) | DLC-Thermostat-DI-Baseboard Heating | Small General |  | Winter Evening | % of Load | 1 | 2027 | 65535
| Base | Time-of-Use Rates (TOU) | DLC-Thermostat-DI-Baseboard Heating | Small General |  | Winter Evening | % of Load | 0 | 2027 | 65535
| Base | Time-of-Use Rates (TOU) | DLC-Thermostat-BYOT-Baseboard Heating | Small General |  | Winter Evening | % of Load | 1 | 2027 | 65535
| Base | Time-of-Use Rates (TOU) | DLC-Thermostat-BYOT-Baseboard Heating | Small General |  | Winter Evening | % of Load | 0 | 2027 | 65535
| Base | Time-of-Use Rates (TOU) | DLC-Thermostat-DI-MSHP | Small General |  | Winter Evening | % of Load | 1 | 2027 | 65535
| Base | Time-of-Use Rates (TOU) | DLC-Thermostat-DI-MSHP | Small General |  | Winter Evening | % of Load | 0 | 2027 | 65535
| Base | Time-of-Use Rates (TOU) | DLC-Thermostat-BYOT-MSHP | Small General |  | Winter Evening | % of Load | 1 | 2027 | 65535
| Base | Time-of-Use Rates (TOU) | DLC-Thermostat-BYOT-MSHP | Small General |  | Winter Evening | % of Load | 0 | 2027 | 65535
| Base | Time-of-Use Rates (TOU) | C&I Curtailment-Turnkey-Manual HVAC Control | Small General |  | Winter Evening | % of Load | 1 | 2027 | 65535
| Base | Time-of-Use Rates (TOU) | C&I Curtailment-Turnkey-Manual HVAC Control | Small General |  | Winter Evening | % of Load | 0 | 2027 | 65535
| Base | Time-of-Use Rates (TOU) | C&I Curtailment-Turnkey-Auto-DR HVAC Control | Small General |  | Winter Evening | % of Load | 1 | 2027 | 65535
| Base | Time-of-Use Rates (TOU) | C&I Curtailment-Turnkey-Auto-DR HVAC Control | Small General |  | Winter Evening | % of Load | 0 | 2027 | 65535
| Base | Time-of-Use Rates (TOU) | C&I Curtailment-Turnkey-Standard Lighting Control | Small General |  | Winter Evening | % of Load | 1 | 2027 | 65535
| Base | Time-of-Use Rates (TOU) | C&I Curtailment-Turnkey-Standard Lighting Control | Small General |  | Winter Evening | % of Load | 0 | 2027 | 65535
| Base | Time-of-Use Rates (TOU) | C&I Curtailment-Turnkey-Advanced Lighting Control | Small General |  | Winter Evening | % of Load | 1 | 2027 | 65535
| Base | Time-of-Use Rates (TOU) | C&I Curtailment-Turnkey-Advanced Lighting Control | Small General |  | Winter Evening | % of Load | 0 | 2027 | 65535
| Base | Time-of-Use Rates (TOU) | C&I Curtailment-Turnkey-Water Heating Control | Small General |  | Winter Evening | % of Load | 1 | 2027 | 65535
| Base | Time-of-Use Rates (TOU) | C&I Curtailment-Turnkey-Water Heating Control | Small General |  | Winter Evening | % of Load | 0 | 2027 | 65535
| Base | Time-of-Use Rates (TOU) | C&I Curtailment-Turnkey-Other | Small General |  | Winter Evening | % of Load | 1 | 2027 | 65535
| Base | Time-of-Use Rates (TOU) | C&I Curtailment-Turnkey-Other | Small General |  | Winter Evening | % of Load | 0 | 2027 | 65535
| Base | Time-of-Use Rates (TOU) | Dynamic Pricing with enabling tech. | Small General |  | Winter Evening | % of Load | 1 | 2027 | 65535
| Base | Time-of-Use Rates (TOU) | Dynamic Pricing with enabling tech. | Small General |  | Winter Evening | % of Load | 0 | 2027 | 65535
| Base | Time-of-Use Rates (TOU) | Time-of-Use Rates (TOU) | Small General |  | Winter Evening | % of Load | 1 | 2027 | 65535
| Base | Time-of-Use Rates (TOU) | Time-of-Use Rates (TOU) | Small General |  | Winter Evening | % of Load | 0 | 2027 | 65535
| Base | Time-of-Use Rates (TOU) | DLC-Switch-Water Heating | General |  | Winter Morning | % of Load | 1 | 2027 | 65535
| Base | Time-of-Use Rates (TOU) | DLC-Switch-Water Heating | General |  | Winter Morning | % of Load | 0 | 2027 | 65535
| Base | Time-of-Use Rates (TOU) | DLC-BYOD-Water Heating | General |  | Winter Morning | % of Load | 1 | 2027 | 65535
| Base | Time-of-Use Rates (TOU) | DLC-BYOD-Water Heating | General |  | Winter Morning | % of Load | 0 | 2027 | 65535
| Base | Time-of-Use Rates (TOU) | DLC-Thermostat-DI-Central Heat Pump | General |  | Winter Morning | % of Load | 1 | 2027 | 65535
| Base | Time-of-Use Rates (TOU) | DLC-Thermostat-DI-Central Heat Pump | General |  | Winter Morning | % of Load | 0 | 2027 | 65535
| Base | Time-of-Use Rates (TOU) | DLC-Thermostat-BYOT-Central Heat Pump | General |  | Winter Morning | % of Load | 1 | 2027 | 65535
| Base | Time-of-Use Rates (TOU) | DLC-Thermostat-BYOT-Central Heat Pump | General |  | Winter Morning | % of Load | 0 | 2027 | 65535
| Base | Time-of-Use Rates (TOU) | DLC-Thermostat-HVAC | General |  | Winter Morning | % of Load | 1 | 2027 | 65535
| Base | Time-of-Use Rates (TOU) | DLC-Thermostat-HVAC | General |  | Winter Morning | % of Load | 0 | 2027 | 65535
| Base | Time-of-Use Rates (TOU) | DLC-Thermostat-DI-Baseboard Heating | General |  | Winter Morning | % of Load | 1 | 2027 | 65535
| Base | Time-of-Use Rates (TOU) | DLC-Thermostat-DI-Baseboard Heating | General |  | Winter Morning | % of Load | 0 | 2027 | 65535
| Base | Time-of-Use Rates (TOU) | DLC-Thermostat-BYOT-Baseboard Heating | General |  | Winter Morning | % of Load | 1 | 2027 | 65535
| Base | Time-of-Use Rates (TOU) | DLC-Thermostat-BYOT-Baseboard Heating | General |  | Winter Morning | % of Load | 0 | 2027 | 65535
| Base | Time-of-Use Rates (TOU) | DLC-Thermostat-DI-MSHP | General |  | Winter Morning | % of Load | 1 | 2027 | 65535
| Base | Time-of-Use Rates (TOU) | DLC-Thermostat-DI-MSHP | General |  | Winter Morning | % of Load | 0 | 2027 | 65535
| Base | Time-of-Use Rates (TOU) | DLC-Thermostat-BYOT-MSHP | General |  | Winter Morning | % of Load | 1 | 2027 | 65535
| Base | Time-of-Use Rates (TOU) | DLC-Thermostat-BYOT-MSHP | General |  | Winter Morning | % of Load | 0 | 2027 | 65535
| Base | Time-of-Use Rates (TOU) | C&I Curtailment-Turnkey-Manual HVAC Control | General |  | Winter Morning | % of Load | 1 | 2027 | 65535
| Base | Time-of-Use Rates (TOU) | C&I Curtailment-Turnkey-Manual HVAC Control | General |  | Winter Morning | % of Load | 0 | 2027 | 65535
| Base | Time-of-Use Rates (TOU) | C&I Curtailment-Turnkey-Auto-DR HVAC Control | General |  | Winter Morning | % of Load | 1 | 2027 | 65535
| Base | Time-of-Use Rates (TOU) | C&I Curtailment-Turnkey-Auto-DR HVAC Control | General |  | Winter Morning | % of Load | 0 | 2027 | 65535
| Base | Time-of-Use Rates (TOU) | C&I Curtailment-Turnkey-Standard Lighting Control | General |  | Winter Morning | % of Load | 1 | 2027 | 65535
| Base | Time-of-Use Rates (TOU) | C&I Curtailment-Turnkey-Standard Lighting Control | General |  | Winter Morning | % of Load | 0 | 2027 | 65535
| Base | Time-of-Use Rates (TOU) | C&I Curtailment-Turnkey-Advanced Lighting Control | General |  | Winter Morning | % of Load | 1 | 2027 | 65535
| Base | Time-of-Use Rates (TOU) | C&I Curtailment-Turnkey-Advanced Lighting Control | General |  | Winter Morning | % of Load | 0 | 2027 | 65535
| Base | Time-of-Use Rates (TOU) | C&I Curtailment-Turnkey-Water Heating Control | General |  | Winter Morning | % of Load | 1 | 2027 | 65535
| Base | Time-of-Use Rates (TOU) | C&I Curtailment-Turnkey-Water Heating Control | General |  | Winter Morning | % of Load | 0 | 2027 | 65535
| Base | Time-of-Use Rates (TOU) | C&I Curtailment-Turnkey-Other | General |  | Winter Morning | % of Load | 1 | 2027 | 65535
| Base | Time-of-Use Rates (TOU) | C&I Curtailment-Turnkey-Other | General |  | Winter Morning | % of Load | 0 | 2027 | 65535
| Base | Time-of-Use Rates (TOU) | Time-of-Use Rates (TOU) | General |  | Winter Morning | % of Load | 1 | 2027 | 65535
| Base | Time-of-Use Rates (TOU) | Time-of-Use Rates (TOU) | General |  | Winter Morning | % of Load | 0 | 2027 | 65535
| Base | Time-of-Use Rates (TOU) | DLC-Switch-Water Heating | General |  | Winter Evening | % of Load | 1 | 2027 | 65535
| Base | Time-of-Use Rates (TOU) | DLC-Switch-Water Heating | General |  | Winter Evening | % of Load | 0 | 2027 | 65535
| Base | Time-of-Use Rates (TOU) | DLC-BYOD-Water Heating | General |  | Winter Evening | % of Load | 1 | 2027 | 65535
| Base | Time-of-Use Rates (TOU) | DLC-BYOD-Water Heating | General |  | Winter Evening | % of Load | 0 | 2027 | 65535
| Base | Time-of-Use Rates (TOU) | DLC-Thermostat-DI-Central Heat Pump | General |  | Winter Evening | % of Load | 1 | 2027 | 65535
| Base | Time-of-Use Rates (TOU) | DLC-Thermostat-DI-Central Heat Pump | General |  | Winter Evening | % of Load | 0 | 2027 | 65535
| Base | Time-of-Use Rates (TOU) | DLC-Thermostat-BYOT-Central Heat Pump | General |  | Winter Evening | % of Load | 1 | 2027 | 65535
| Base | Time-of-Use Rates (TOU) | DLC-Thermostat-BYOT-Central Heat Pump | General |  | Winter Evening | % of Load | 0 | 2027 | 65535
| Base | Time-of-Use Rates (TOU) | DLC-Thermostat-HVAC | General |  | Winter Evening | % of Load | 1 | 2027 | 65535
| Base | Time-of-Use Rates (TOU) | DLC-Thermostat-HVAC | General |  | Winter Evening | % of Load | 0 | 2027 | 65535
| Base | Time-of-Use Rates (TOU) | DLC-Thermostat-DI-Baseboard Heating | General |  | Winter Evening | % of Load | 1 | 2027 | 65535
| Base | Time-of-Use Rates (TOU) | DLC-Thermostat-DI-Baseboard Heating | General |  | Winter Evening | % of Load | 0 | 2027 | 65535
| Base | Time-of-Use Rates (TOU) | DLC-Thermostat-BYOT-Baseboard Heating | General |  | Winter Evening | % of Load | 1 | 2027 | 65535
| Base | Time-of-Use Rates (TOU) | DLC-Thermostat-BYOT-Baseboard Heating | General |  | Winter Evening | % of Load | 0 | 2027 | 65535
| Base | Time-of-Use Rates (TOU) | DLC-Thermostat-DI-MSHP | General |  | Winter Evening | % of Load | 1 | 2027 | 65535
| Base | Time-of-Use Rates (TOU) | DLC-Thermostat-DI-MSHP | General |  | Winter Evening | % of Load | 0 | 2027 | 65535
| Base | Time-of-Use Rates (TOU) | DLC-Thermostat-BYOT-MSHP | General |  | Winter Evening | % of Load | 1 | 2027 | 65535
| Base | Time-of-Use Rates (TOU) | DLC-Thermostat-BYOT-MSHP | General |  | Winter Evening | % of Load | 0 | 2027 | 65535
| Base | Time-of-Use Rates (TOU) | C&I Curtailment-Turnkey-Manual HVAC Control | General |  | Winter Evening | % of Load | 1 | 2027 | 65535
| Base | Time-of-Use Rates (TOU) | C&I Curtailment-Turnkey-Manual HVAC Control | General |  | Winter Evening | % of Load | 0 | 2027 | 65535
| Base | Time-of-Use Rates (TOU) | C&I Curtailment-Turnkey-Auto-DR HVAC Control | General |  | Winter Evening | % of Load | 1 | 2027 | 65535
| Base | Time-of-Use Rates (TOU) | C&I Curtailment-Turnkey-Auto-DR HVAC Control | General |  | Winter Evening | % of Load | 0 | 2027 | 65535
| Base | Time-of-Use Rates (TOU) | C&I Curtailment-Turnkey-Standard Lighting Control | General |  | Winter Evening | % of Load | 1 | 2027 | 65535
| Base | Time-of-Use Rates (TOU) | C&I Curtailment-Turnkey-Standard Lighting Control | General |  | Winter Evening | % of Load | 0 | 2027 | 65535
| Base | Time-of-Use Rates (TOU) | C&I Curtailment-Turnkey-Advanced Lighting Control | General |  | Winter Evening | % of Load | 1 | 2027 | 65535
| Base | Time-of-Use Rates (TOU) | C&I Curtailment-Turnkey-Advanced Lighting Control | General |  | Winter Evening | % of Load | 0 | 2027 | 65535
| Base | Time-of-Use Rates (TOU) | C&I Curtailment-Turnkey-Water Heating Control | General |  | Winter Evening | % of Load | 1 | 2027 | 65535
| Base | Time-of-Use Rates (TOU) | C&I Curtailment-Turnkey-Water Heating Control | General |  | Winter Evening | % of Load | 0 | 2027 | 65535
| Base | Time-of-Use Rates (TOU) | C&I Curtailment-Turnkey-Other | General |  | Winter Evening | % of Load | 1 | 2027 | 65535
| Base | Time-of-Use Rates (TOU) | C&I Curtailment-Turnkey-Other | General |  | Winter Evening | % of Load | 0 | 2027 | 65535
| Base | Time-of-Use Rates (TOU) | Time-of-Use Rates (TOU) | General |  | Winter Evening | % of Load | 1 | 2027 | 65535
| Base | Time-of-Use Rates (TOU) | Time-of-Use Rates (TOU) | General |  | Winter Evening | % of Load | 0 | 2027 | 65535
| Base | Time-of-Use Rates (TOU) | DLC-Switch-Water Heating | Small Industrial |  | Winter Morning | % of Load | 1 | 2027 | 65535
| Base | Time-of-Use Rates (TOU) | DLC-Switch-Water Heating | Small Industrial |  | Winter Morning | % of Load | 0 | 2027 | 65535
| Base | Time-of-Use Rates (TOU) | DLC-BYOD-Water Heating | Small Industrial |  | Winter Morning | % of Load | 1 | 2027 | 65535
| Base | Time-of-Use Rates (TOU) | DLC-BYOD-Water Heating | Small Industrial |  | Winter Morning | % of Load | 0 | 2027 | 65535
| Base | Time-of-Use Rates (TOU) | DLC-Thermostat-DI-Central Heat Pump | Small Industrial |  | Winter Morning | % of Load | 1 | 2027 | 65535
| Base | Time-of-Use Rates (TOU) | DLC-Thermostat-DI-Central Heat Pump | Small Industrial |  | Winter Morning | % of Load | 0 | 2027 | 65535
| Base | Time-of-Use Rates (TOU) | DLC-Thermostat-BYOT-Central Heat Pump | Small Industrial |  | Winter Morning | % of Load | 1 | 2027 | 65535
| Base | Time-of-Use Rates (TOU) | DLC-Thermostat-BYOT-Central Heat Pump | Small Industrial |  | Winter Morning | % of Load | 0 | 2027 | 65535
| Base | Time-of-Use Rates (TOU) | DLC-Thermostat-HVAC | Small Industrial |  | Winter Morning | % of Load | 1 | 2027 | 65535
| Base | Time-of-Use Rates (TOU) | DLC-Thermostat-HVAC | Small Industrial |  | Winter Morning | % of Load | 0 | 2027 | 65535
| Base | Time-of-Use Rates (TOU) | DLC-Thermostat-DI-Baseboard Heating | Small Industrial |  | Winter Morning | % of Load | 1 | 2027 | 65535
| Base | Time-of-Use Rates (TOU) | DLC-Thermostat-DI-Baseboard Heating | Small Industrial |  | Winter Morning | % of Load | 0 | 2027 | 65535
| Base | Time-of-Use Rates (TOU) | DLC-Thermostat-BYOT-Baseboard Heating | Small Industrial |  | Winter Morning | % of Load | 1 | 2027 | 65535
| Base | Time-of-Use Rates (TOU) | DLC-Thermostat-BYOT-Baseboard Heating | Small Industrial |  | Winter Morning | % of Load | 0 | 2027 | 65535
| Base | Time-of-Use Rates (TOU) | DLC-Thermostat-DI-MSHP | Small Industrial |  | Winter Morning | % of Load | 1 | 2027 | 65535
| Base | Time-of-Use Rates (TOU) | DLC-Thermostat-DI-MSHP | Small Industrial |  | Winter Morning | % of Load | 0 | 2027 | 65535
| Base | Time-of-Use Rates (TOU) | DLC-Thermostat-BYOT-MSHP | Small Industrial |  | Winter Morning | % of Load | 1 | 2027 | 65535
| Base | Time-of-Use Rates (TOU) | DLC-Thermostat-BYOT-MSHP | Small Industrial |  | Winter Morning | % of Load | 0 | 2027 | 65535
| Base | Time-of-Use Rates (TOU) | C&I Curtailment-Turnkey-Manual HVAC Control | Small Industrial |  | Winter Morning | % of Load | 1 | 2027 | 65535
| Base | Time-of-Use Rates (TOU) | C&I Curtailment-Turnkey-Manual HVAC Control | Small Industrial |  | Winter Morning | % of Load | 0 | 2027 | 65535
| Base | Time-of-Use Rates (TOU) | C&I Curtailment-Turnkey-Auto-DR HVAC Control | Small Industrial |  | Winter Morning | % of Load | 1 | 2027 | 65535
| Base | Time-of-Use Rates (TOU) | C&I Curtailment-Turnkey-Auto-DR HVAC Control | Small Industrial |  | Winter Morning | % of Load | 0 | 2027 | 65535
| Base | Time-of-Use Rates (TOU) | C&I Curtailment-Turnkey-Standard Lighting Control | Small Industrial |  | Winter Morning | % of Load | 1 | 2027 | 65535
| Base | Time-of-Use Rates (TOU) | C&I Curtailment-Turnkey-Standard Lighting Control | Small Industrial |  | Winter Morning | % of Load | 0 | 2027 | 65535
| Base | Time-of-Use Rates (TOU) | C&I Curtailment-Turnkey-Advanced Lighting Control | Small Industrial |  | Winter Morning | % of Load | 1 | 2027 | 65535
| Base | Time-of-Use Rates (TOU) | C&I Curtailment-Turnkey-Advanced Lighting Control | Small Industrial |  | Winter Morning | % of Load | 0 | 2027 | 65535
| Base | Time-of-Use Rates (TOU) | C&I Curtailment-Turnkey-Water Heating Control | Small Industrial |  | Winter Morning | % of Load | 1 | 2027 | 65535
| Base | Time-of-Use Rates (TOU) | C&I Curtailment-Turnkey-Water Heating Control | Small Industrial |  | Winter Morning | % of Load | 0 | 2027 | 65535
| Base | Time-of-Use Rates (TOU) | C&I Curtailment-Turnkey-Other | Small Industrial |  | Winter Morning | % of Load | 1 | 2027 | 65535
| Base | Time-of-Use Rates (TOU) | C&I Curtailment-Turnkey-Other | Small Industrial |  | Winter Morning | % of Load | 0 | 2027 | 65535
| Base | Time-of-Use Rates (TOU) | C&I Curtailment-Turnkey-Industrial | Small Industrial |  | Winter Morning | % of Load | 1 | 2027 | 65535
| Base | Time-of-Use Rates (TOU) | C&I Curtailment-Turnkey-Industrial | Small Industrial |  | Winter Morning | % of Load | 0 | 2027 | 65535
| Base | Time-of-Use Rates (TOU) | Time-of-Use Rates (TOU) | Small Industrial |  | Winter Morning | % of Load | 1 | 2027 | 65535
| Base | Time-of-Use Rates (TOU) | Time-of-Use Rates (TOU) | Small Industrial |  | Winter Morning | % of Load | 0 | 2027 | 65535
| Base | Time-of-Use Rates (TOU) | DLC-Switch-Water Heating | Small Industrial |  | Winter Evening | % of Load | 1 | 2027 | 65535
| Base | Time-of-Use Rates (TOU) | DLC-Switch-Water Heating | Small Industrial |  | Winter Evening | % of Load | 0 | 2027 | 65535
| Base | Time-of-Use Rates (TOU) | DLC-BYOD-Water Heating | Small Industrial |  | Winter Evening | % of Load | 1 | 2027 | 65535
| Base | Time-of-Use Rates (TOU) | DLC-BYOD-Water Heating | Small Industrial |  | Winter Evening | % of Load | 0 | 2027 | 65535
| Base | Time-of-Use Rates (TOU) | DLC-Thermostat-DI-Central Heat Pump | Small Industrial |  | Winter Evening | % of Load | 1 | 2027 | 65535
| Base | Time-of-Use Rates (TOU) | DLC-Thermostat-DI-Central Heat Pump | Small Industrial |  | Winter Evening | % of Load | 0 | 2027 | 65535
| Base | Time-of-Use Rates (TOU) | DLC-Thermostat-BYOT-Central Heat Pump | Small Industrial |  | Winter Evening | % of Load | 1 | 2027 | 65535
| Base | Time-of-Use Rates (TOU) | DLC-Thermostat-BYOT-Central Heat Pump | Small Industrial |  | Winter Evening | % of Load | 0 | 2027 | 65535
| Base | Time-of-Use Rates (TOU) | DLC-Thermostat-HVAC | Small Industrial |  | Winter Evening | % of Load | 1 | 2027 | 65535
| Base | Time-of-Use Rates (TOU) | DLC-Thermostat-HVAC | Small Industrial |  | Winter Evening | % of Load | 0 | 2027 | 65535
| Base | Time-of-Use Rates (TOU) | DLC-Thermostat-DI-Baseboard Heating | Small Industrial |  | Winter Evening | % of Load | 1 | 2027 | 65535
| Base | Time-of-Use Rates (TOU) | DLC-Thermostat-DI-Baseboard Heating | Small Industrial |  | Winter Evening | % of Load | 0 | 2027 | 65535
| Base | Time-of-Use Rates (TOU) | DLC-Thermostat-BYOT-Baseboard Heating | Small Industrial |  | Winter Evening | % of Load | 1 | 2027 | 65535
| Base | Time-of-Use Rates (TOU) | DLC-Thermostat-BYOT-Baseboard Heating | Small Industrial |  | Winter Evening | % of Load | 0 | 2027 | 65535
| Base | Time-of-Use Rates (TOU) | DLC-Thermostat-DI-MSHP | Small Industrial |  | Winter Evening | % of Load | 1 | 2027 | 65535
| Base | Time-of-Use Rates (TOU) | DLC-Thermostat-DI-MSHP | Small Industrial |  | Winter Evening | % of Load | 0 | 2027 | 65535
| Base | Time-of-Use Rates (TOU) | DLC-Thermostat-BYOT-MSHP | Small Industrial |  | Winter Evening | % of Load | 1 | 2027 | 65535
| Base | Time-of-Use Rates (TOU) | DLC-Thermostat-BYOT-MSHP | Small Industrial |  | Winter Evening | % of Load | 0 | 2027 | 65535
| Base | Time-of-Use Rates (TOU) | C&I Curtailment-Turnkey-Manual HVAC Control | Small Industrial |  | Winter Evening | % of Load | 1 | 2027 | 65535
| Base | Time-of-Use Rates (TOU) | C&I Curtailment-Turnkey-Manual HVAC Control | Small Industrial |  | Winter Evening | % of Load | 0 | 2027 | 65535
| Base | Time-of-Use Rates (TOU) | C&I Curtailment-Turnkey-Auto-DR HVAC Control | Small Industrial |  | Winter Evening | % of Load | 1 | 2027 | 65535
| Base | Time-of-Use Rates (TOU) | C&I Curtailment-Turnkey-Auto-DR HVAC Control | Small Industrial |  | Winter Evening | % of Load | 0 | 2027 | 65535
| Base | Time-of-Use Rates (TOU) | C&I Curtailment-Turnkey-Standard Lighting Control | Small Industrial |  | Winter Evening | % of Load | 1 | 2027 | 65535
| Base | Time-of-Use Rates (TOU) | C&I Curtailment-Turnkey-Standard Lighting Control | Small Industrial |  | Winter Evening | % of Load | 0 | 2027 | 65535
| Base | Time-of-Use Rates (TOU) | C&I Curtailment-Turnkey-Advanced Lighting Control | Small Industrial |  | Winter Evening | % of Load | 1 | 2027 | 65535
| Base | Time-of-Use Rates (TOU) | C&I Curtailment-Turnkey-Advanced Lighting Control | Small Industrial |  | Winter Evening | % of Load | 0 | 2027 | 65535
| Base | Time-of-Use Rates (TOU) | C&I Curtailment-Turnkey-Water Heating Control | Small Industrial |  | Winter Evening | % of Load | 1 | 2027 | 65535
| Base | Time-of-Use Rates (TOU) | C&I Curtailment-Turnkey-Water Heating Control | Small Industrial |  | Winter Evening | % of Load | 0 | 2027 | 65535
| Base | Time-of-Use Rates (TOU) | C&I Curtailment-Turnkey-Other | Small Industrial |  | Winter Evening | % of Load | 1 | 2027 | 65535
| Base | Time-of-Use Rates (TOU) | C&I Curtailment-Turnkey-Other | Small Industrial |  | Winter Evening | % of Load | 0 | 2027 | 65535
| Base | Time-of-Use Rates (TOU) | C&I Curtailment-Turnkey-Industrial | Small Industrial |  | Winter Evening | % of Load | 1 | 2027 | 65535
| Base | Time-of-Use Rates (TOU) | C&I Curtailment-Turnkey-Industrial | Small Industrial |  | Winter Evening | % of Load | 0 | 2027 | 65535
| Base | Time-of-Use Rates (TOU) | Time-of-Use Rates (TOU) | Small Industrial |  | Winter Evening | % of Load | 1 | 2027 | 65535
| Base | Time-of-Use Rates (TOU) | Time-of-Use Rates (TOU) | Small Industrial |  | Winter Evening | % of Load | 0 | 2027 | 65535
| Base | Time-of-Use Rates (TOU) | DLC-Switch-Water Heating | Medium Industrial |  | Winter Morning | % of Load | 1 | 2027 | 65535
| Base | Time-of-Use Rates (TOU) | DLC-Switch-Water Heating | Medium Industrial |  | Winter Morning | % of Load | 0 | 2027 | 65535
| Base | Time-of-Use Rates (TOU) | DLC-BYOD-Water Heating | Medium Industrial |  | Winter Morning | % of Load | 1 | 2027 | 65535
| Base | Time-of-Use Rates (TOU) | DLC-BYOD-Water Heating | Medium Industrial |  | Winter Morning | % of Load | 0 | 2027 | 65535
| Base | Time-of-Use Rates (TOU) | DLC-Thermostat-DI-Central Heat Pump | Medium Industrial |  | Winter Morning | % of Load | 1 | 2027 | 65535
| Base | Time-of-Use Rates (TOU) | DLC-Thermostat-DI-Central Heat Pump | Medium Industrial |  | Winter Morning | % of Load | 0 | 2027 | 65535
| Base | Time-of-Use Rates (TOU) | DLC-Thermostat-BYOT-Central Heat Pump | Medium Industrial |  | Winter Morning | % of Load | 1 | 2027 | 65535
| Base | Time-of-Use Rates (TOU) | DLC-Thermostat-BYOT-Central Heat Pump | Medium Industrial |  | Winter Morning | % of Load | 0 | 2027 | 65535
| Base | Time-of-Use Rates (TOU) | DLC-Thermostat-HVAC | Medium Industrial |  | Winter Morning | % of Load | 1 | 2027 | 65535
| Base | Time-of-Use Rates (TOU) | DLC-Thermostat-HVAC | Medium Industrial |  | Winter Morning | % of Load | 0 | 2027 | 65535
| Base | Time-of-Use Rates (TOU) | DLC-Thermostat-DI-Baseboard Heating | Medium Industrial |  | Winter Morning | % of Load | 1 | 2027 | 65535
| Base | Time-of-Use Rates (TOU) | DLC-Thermostat-DI-Baseboard Heating | Medium Industrial |  | Winter Morning | % of Load | 0 | 2027 | 65535
| Base | Time-of-Use Rates (TOU) | DLC-Thermostat-BYOT-Baseboard Heating | Medium Industrial |  | Winter Morning | % of Load | 1 | 2027 | 65535
| Base | Time-of-Use Rates (TOU) | DLC-Thermostat-BYOT-Baseboard Heating | Medium Industrial |  | Winter Morning | % of Load | 0 | 2027 | 65535
| Base | Time-of-Use Rates (TOU) | DLC-Thermostat-DI-MSHP | Medium Industrial |  | Winter Morning | % of Load | 1 | 2027 | 65535
| Base | Time-of-Use Rates (TOU) | DLC-Thermostat-DI-MSHP | Medium Industrial |  | Winter Morning | % of Load | 0 | 2027 | 65535
| Base | Time-of-Use Rates (TOU) | DLC-Thermostat-BYOT-MSHP | Medium Industrial |  | Winter Morning | % of Load | 1 | 2027 | 65535
| Base | Time-of-Use Rates (TOU) | DLC-Thermostat-BYOT-MSHP | Medium Industrial |  | Winter Morning | % of Load | 0 | 2027 | 65535
| Base | Time-of-Use Rates (TOU) | C&I Curtailment-Turnkey-Manual HVAC Control | Medium Industrial |  | Winter Morning | % of Load | 1 | 2027 | 65535
| Base | Time-of-Use Rates (TOU) | C&I Curtailment-Turnkey-Manual HVAC Control | Medium Industrial |  | Winter Morning | % of Load | 0 | 2027 | 65535
| Base | Time-of-Use Rates (TOU) | C&I Curtailment-Turnkey-Auto-DR HVAC Control | Medium Industrial |  | Winter Morning | % of Load | 1 | 2027 | 65535
| Base | Time-of-Use Rates (TOU) | C&I Curtailment-Turnkey-Auto-DR HVAC Control | Medium Industrial |  | Winter Morning | % of Load | 0 | 2027 | 65535
| Base | Time-of-Use Rates (TOU) | C&I Curtailment-Turnkey-Standard Lighting Control | Medium Industrial |  | Winter Morning | % of Load | 1 | 2027 | 65535
| Base | Time-of-Use Rates (TOU) | C&I Curtailment-Turnkey-Standard Lighting Control | Medium Industrial |  | Winter Morning | % of Load | 0 | 2027 | 65535
| Base | Time-of-Use Rates (TOU) | C&I Curtailment-Turnkey-Advanced Lighting Control | Medium Industrial |  | Winter Morning | % of Load | 1 | 2027 | 65535
| Base | Time-of-Use Rates (TOU) | C&I Curtailment-Turnkey-Advanced Lighting Control | Medium Industrial |  | Winter Morning | % of Load | 0 | 2027 | 65535
| Base | Time-of-Use Rates (TOU) | C&I Curtailment-Turnkey-Water Heating Control | Medium Industrial |  | Winter Morning | % of Load | 1 | 2027 | 65535
| Base | Time-of-Use Rates (TOU) | C&I Curtailment-Turnkey-Water Heating Control | Medium Industrial |  | Winter Morning | % of Load | 0 | 2027 | 65535
| Base | Time-of-Use Rates (TOU) | C&I Curtailment-Turnkey-Other | Medium Industrial |  | Winter Morning | % of Load | 1 | 2027 | 65535
| Base | Time-of-Use Rates (TOU) | C&I Curtailment-Turnkey-Other | Medium Industrial |  | Winter Morning | % of Load | 0 | 2027 | 65535
| Base | Time-of-Use Rates (TOU) | Time-of-Use Rates (TOU) | Medium Industrial |  | Winter Morning | % of Load | 1 | 2027 | 65535
| Base | Time-of-Use Rates (TOU) | Time-of-Use Rates (TOU) | Medium Industrial |  | Winter Morning | % of Load | 0 | 2027 | 65535
| Base | Time-of-Use Rates (TOU) | DLC-Switch-Water Heating | Medium Industrial |  | Winter Evening | % of Load | 1 | 2027 | 65535
| Base | Time-of-Use Rates (TOU) | DLC-Switch-Water Heating | Medium Industrial |  | Winter Evening | % of Load | 0 | 2027 | 65535
| Base | Time-of-Use Rates (TOU) | DLC-BYOD-Water Heating | Medium Industrial |  | Winter Evening | % of Load | 1 | 2027 | 65535
| Base | Time-of-Use Rates (TOU) | DLC-BYOD-Water Heating | Medium Industrial |  | Winter Evening | % of Load | 0 | 2027 | 65535
| Base | Time-of-Use Rates (TOU) | DLC-Thermostat-DI-Central Heat Pump | Medium Industrial |  | Winter Evening | % of Load | 1 | 2027 | 65535
| Base | Time-of-Use Rates (TOU) | DLC-Thermostat-DI-Central Heat Pump | Medium Industrial |  | Winter Evening | % of Load | 0 | 2027 | 65535
| Base | Time-of-Use Rates (TOU) | DLC-Thermostat-BYOT-Central Heat Pump | Medium Industrial |  | Winter Evening | % of Load | 1 | 2027 | 65535
| Base | Time-of-Use Rates (TOU) | DLC-Thermostat-BYOT-Central Heat Pump | Medium Industrial |  | Winter Evening | % of Load | 0 | 2027 | 65535
| Base | Time-of-Use Rates (TOU) | DLC-Thermostat-HVAC | Medium Industrial |  | Winter Evening | % of Load | 1 | 2027 | 65535
| Base | Time-of-Use Rates (TOU) | DLC-Thermostat-HVAC | Medium Industrial |  | Winter Evening | % of Load | 0 | 2027 | 65535
| Base | Time-of-Use Rates (TOU) | DLC-Thermostat-DI-Baseboard Heating | Medium Industrial |  | Winter Evening | % of Load | 1 | 2027 | 65535
| Base | Time-of-Use Rates (TOU) | DLC-Thermostat-DI-Baseboard Heating | Medium Industrial |  | Winter Evening | % of Load | 0 | 2027 | 65535
| Base | Time-of-Use Rates (TOU) | DLC-Thermostat-BYOT-Baseboard Heating | Medium Industrial |  | Winter Evening | % of Load | 1 | 2027 | 65535
| Base | Time-of-Use Rates (TOU) | DLC-Thermostat-BYOT-Baseboard Heating | Medium Industrial |  | Winter Evening | % of Load | 0 | 2027 | 65535
| Base | Time-of-Use Rates (TOU) | DLC-Thermostat-DI-MSHP | Medium Industrial |  | Winter Evening | % of Load | 1 | 2027 | 65535
| Base | Time-of-Use Rates (TOU) | DLC-Thermostat-DI-MSHP | Medium Industrial |  | Winter Evening | % of Load | 0 | 2027 | 65535
| Base | Time-of-Use Rates (TOU) | DLC-Thermostat-BYOT-MSHP | Medium Industrial |  | Winter Evening | % of Load | 1 | 2027 | 65535
| Base | Time-of-Use Rates (TOU) | DLC-Thermostat-BYOT-MSHP | Medium Industrial |  | Winter Evening | % of Load | 0 | 2027 | 65535
| Base | Time-of-Use Rates (TOU) | C&I Curtailment-Turnkey-Manual HVAC Control | Medium Industrial |  | Winter Evening | % of Load | 1 | 2027 | 65535
| Base | Time-of-Use Rates (TOU) | C&I Curtailment-Turnkey-Manual HVAC Control | Medium Industrial |  | Winter Evening | % of Load | 0 | 2027 | 65535
| Base | Time-of-Use Rates (TOU) | C&I Curtailment-Turnkey-Auto-DR HVAC Control | Medium Industrial |  | Winter Evening | % of Load | 1 | 2027 | 65535
| Base | Time-of-Use Rates (TOU) | C&I Curtailment-Turnkey-Auto-DR HVAC Control | Medium Industrial |  | Winter Evening | % of Load | 0 | 2027 | 65535
| Base | Time-of-Use Rates (TOU) | C&I Curtailment-Turnkey-Standard Lighting Control | Medium Industrial |  | Winter Evening | % of Load | 1 | 2027 | 65535
| Base | Time-of-Use Rates (TOU) | C&I Curtailment-Turnkey-Standard Lighting Control | Medium Industrial |  | Winter Evening | % of Load | 0 | 2027 | 65535
| Base | Time-of-Use Rates (TOU) | C&I Curtailment-Turnkey-Advanced Lighting Control | Medium Industrial |  | Winter Evening | % of Load | 1 | 2027 | 65535
| Base | Time-of-Use Rates (TOU) | C&I Curtailment-Turnkey-Advanced Lighting Control | Medium Industrial |  | Winter Evening | % of Load | 0 | 2027 | 65535
| Base | Time-of-Use Rates (TOU) | C&I Curtailment-Turnkey-Water Heating Control | Medium Industrial |  | Winter Evening | % of Load | 1 | 2027 | 65535
| Base | Time-of-Use Rates (TOU) | C&I Curtailment-Turnkey-Water Heating Control | Medium Industrial |  | Winter Evening | % of Load | 0 | 2027 | 65535
| Base | Time-of-Use Rates (TOU) | C&I Curtailment-Turnkey-Other | Medium Industrial |  | Winter Evening | % of Load | 1 | 2027 | 65535
| Base | Time-of-Use Rates (TOU) | C&I Curtailment-Turnkey-Other | Medium Industrial |  | Winter Evening | % of Load | 0 | 2027 | 65535
| Base | Time-of-Use Rates (TOU) | Time-of-Use Rates (TOU) | Medium Industrial |  | Winter Evening | % of Load | 1 | 2027 | 65535
| Base | Time-of-Use Rates (TOU) | Time-of-Use Rates (TOU) | Medium Industrial |  | Winter Evening | % of Load | 0 | 2027 | 65535
| Base | Time-of-Use Rates (TOU) | Time-of-Use Rates (TOU) | Residential Charitable |  | Winter Morning | % of Load | 1 | 2027 | 65535
| Base | Time-of-Use Rates (TOU) | Time-of-Use Rates (TOU) | Residential Charitable |  | Winter Morning | % of Load | 0 | 2027 | 65535
| Base | Time-of-Use Rates (TOU) | Time-of-Use Rates (TOU) | Residential Charitable |  | Winter Evening | % of Load | 1 | 2027 | 65535
| Base | Time-of-Use Rates (TOU) | Time-of-Use Rates (TOU) | Residential Charitable |  | Winter Evening | % of Load | 0 | 2027 | 65535
| Base | DLC-Thermostat | DLC-Switch-Water Heating | Small General |  | Winter Morning | % of Load | 1 | 2028 | 65535
| Base | DLC-Thermostat | DLC-Switch-Water Heating | Small General |  | Winter Morning | % of Load | 0 | 2028 | 65535
| Base | DLC-Thermostat | DLC-BYOD-Water Heating | Small General |  | Winter Morning | % of Load | 1 | 2028 | 65535
| Base | DLC-Thermostat | DLC-BYOD-Water Heating | Small General |  | Winter Morning | % of Load | 0 | 2028 | 65535
| Base | DLC-Thermostat | DLC-Thermostat-DI-Central Heat Pump | Small General |  | Winter Morning | % of Load | 1 | 2028 | 65535
| Base | DLC-Thermostat | DLC-Thermostat-DI-Central Heat Pump | Small General |  | Winter Morning | % of Load | 0 | 2028 | 65535
| Base | DLC-Thermostat | DLC-Thermostat-BYOT-Central Heat Pump | Small General |  | Winter Morning | % of Load | 1 | 2028 | 65535
| Base | DLC-Thermostat | DLC-Thermostat-BYOT-Central Heat Pump | Small General |  | Winter Morning | % of Load | 0 | 2028 | 65535
| Base | DLC-Thermostat | DLC-Thermostat-HVAC | Small General |  | Winter Morning | % of Load | 1 | 2028 | 65535
| Base | DLC-Thermostat | DLC-Thermostat-HVAC | Small General |  | Winter Morning | % of Load | 0 | 2028 | 65535
| Base | DLC-Thermostat | DLC-Thermostat-DI-Baseboard Heating | Small General |  | Winter Morning | % of Load | 1 | 2028 | 65535
| Base | DLC-Thermostat | DLC-Thermostat-DI-Baseboard Heating | Small General |  | Winter Morning | % of Load | 0 | 2028 | 65535
| Base | DLC-Thermostat | DLC-Thermostat-BYOT-Baseboard Heating | Small General |  | Winter Morning | % of Load | 1 | 2028 | 65535
| Base | DLC-Thermostat | DLC-Thermostat-BYOT-Baseboard Heating | Small General |  | Winter Morning | % of Load | 0 | 2028 | 65535
| Base | DLC-Thermostat | DLC-Thermostat-DI-MSHP | Small General |  | Winter Morning | % of Load | 1 | 2028 | 65535
| Base | DLC-Thermostat | DLC-Thermostat-DI-MSHP | Small General |  | Winter Morning | % of Load | 0 | 2028 | 65535
| Base | DLC-Thermostat | DLC-Thermostat-BYOT-MSHP | Small General |  | Winter Morning | % of Load | 1 | 2028 | 65535
| Base | DLC-Thermostat | DLC-Thermostat-BYOT-MSHP | Small General |  | Winter Morning | % of Load | 0 | 2028 | 65535
| Base | DLC-Thermostat | C&I Curtailment-Turnkey-Manual HVAC Control | Small General |  | Winter Morning | % of Load | 1 | 2028 | 65535
| Base | DLC-Thermostat | C&I Curtailment-Turnkey-Manual HVAC Control | Small General |  | Winter Morning | % of Load | 0 | 2028 | 65535
| Base | DLC-Thermostat | C&I Curtailment-Turnkey-Auto-DR HVAC Control | Small General |  | Winter Morning | % of Load | 1 | 2028 | 65535
| Base | DLC-Thermostat | C&I Curtailment-Turnkey-Auto-DR HVAC Control | Small General |  | Winter Morning | % of Load | 0 | 2028 | 65535
| Base | DLC-Thermostat | C&I Curtailment-Turnkey-Standard Lighting Control | Small General |  | Winter Morning | % of Load | 1 | 2028 | 65535
| Base | DLC-Thermostat | C&I Curtailment-Turnkey-Standard Lighting Control | Small General |  | Winter Morning | % of Load | 0 | 2028 | 65535
| Base | DLC-Thermostat | C&I Curtailment-Turnkey-Advanced Lighting Control | Small General |  | Winter Morning | % of Load | 1 | 2028 | 65535
| Base | DLC-Thermostat | C&I Curtailment-Turnkey-Advanced Lighting Control | Small General |  | Winter Morning | % of Load | 0 | 2028 | 65535
| Base | DLC-Thermostat | C&I Curtailment-Turnkey-Water Heating Control | Small General |  | Winter Morning | % of Load | 1 | 2028 | 65535
| Base | DLC-Thermostat | C&I Curtailment-Turnkey-Water Heating Control | Small General |  | Winter Morning | % of Load | 0 | 2028 | 65535
| Base | DLC-Thermostat | C&I Curtailment-Turnkey-Other | Small General |  | Winter Morning | % of Load | 1 | 2028 | 65535
| Base | DLC-Thermostat | C&I Curtailment-Turnkey-Other | Small General |  | Winter Morning | % of Load | 0 | 2028 | 65535
| Base | DLC-Thermostat | Dynamic Pricing with enabling tech. | Small General |  | Winter Morning | % of Load | 1 | 2028 | 65535
| Base | DLC-Thermostat | Dynamic Pricing with enabling tech. | Small General |  | Winter Morning | % of Load | 0 | 2028 | 65535
| Base | DLC-Thermostat | DLC-Switch-Water Heating | Small General |  | Winter Evening | % of Load | 1 | 2028 | 65535
| Base | DLC-Thermostat | DLC-Switch-Water Heating | Small General |  | Winter Evening | % of Load | 0 | 2028 | 65535
| Base | DLC-Thermostat | DLC-BYOD-Water Heating | Small General |  | Winter Evening | % of Load | 1 | 2028 | 65535
| Base | DLC-Thermostat | DLC-BYOD-Water Heating | Small General |  | Winter Evening | % of Load | 0 | 2028 | 65535
| Base | DLC-Thermostat | DLC-Thermostat-DI-Central Heat Pump | Small General |  | Winter Evening | % of Load | 1 | 2028 | 65535
| Base | DLC-Thermostat | DLC-Thermostat-DI-Central Heat Pump | Small General |  | Winter Evening | % of Load | 0 | 2028 | 65535
| Base | DLC-Thermostat | DLC-Thermostat-BYOT-Central Heat Pump | Small General |  | Winter Evening | % of Load | 1 | 2028 | 65535
| Base | DLC-Thermostat | DLC-Thermostat-BYOT-Central Heat Pump | Small General |  | Winter Evening | % of Load | 0 | 2028 | 65535
| Base | DLC-Thermostat | DLC-Thermostat-HVAC | Small General |  | Winter Evening | % of Load | 1 | 2028 | 65535
| Base | DLC-Thermostat | DLC-Thermostat-HVAC | Small General |  | Winter Evening | % of Load | 0 | 2028 | 65535
| Base | DLC-Thermostat | DLC-Thermostat-DI-Baseboard Heating | Small General |  | Winter Evening | % of Load | 1 | 2028 | 65535
| Base | DLC-Thermostat | DLC-Thermostat-DI-Baseboard Heating | Small General |  | Winter Evening | % of Load | 0 | 2028 | 65535
| Base | DLC-Thermostat | DLC-Thermostat-BYOT-Baseboard Heating | Small General |  | Winter Evening | % of Load | 1 | 2028 | 65535
| Base | DLC-Thermostat | DLC-Thermostat-BYOT-Baseboard Heating | Small General |  | Winter Evening | % of Load | 0 | 2028 | 65535
| Base | DLC-Thermostat | DLC-Thermostat-DI-MSHP | Small General |  | Winter Evening | % of Load | 1 | 2028 | 65535
| Base | DLC-Thermostat | DLC-Thermostat-DI-MSHP | Small General |  | Winter Evening | % of Load | 0 | 2028 | 65535
| Base | DLC-Thermostat | DLC-Thermostat-BYOT-MSHP | Small General |  | Winter Evening | % of Load | 1 | 2028 | 65535
| Base | DLC-Thermostat | DLC-Thermostat-BYOT-MSHP | Small General |  | Winter Evening | % of Load | 0 | 2028 | 65535
| Base | DLC-Thermostat | C&I Curtailment-Turnkey-Manual HVAC Control | Small General |  | Winter Evening | % of Load | 1 | 2028 | 65535
| Base | DLC-Thermostat | C&I Curtailment-Turnkey-Manual HVAC Control | Small General |  | Winter Evening | % of Load | 0 | 2028 | 65535
| Base | DLC-Thermostat | C&I Curtailment-Turnkey-Auto-DR HVAC Control | Small General |  | Winter Evening | % of Load | 1 | 2028 | 65535
| Base | DLC-Thermostat | C&I Curtailment-Turnkey-Auto-DR HVAC Control | Small General |  | Winter Evening | % of Load | 0 | 2028 | 65535
| Base | DLC-Thermostat | C&I Curtailment-Turnkey-Standard Lighting Control | Small General |  | Winter Evening | % of Load | 1 | 2028 | 65535
| Base | DLC-Thermostat | C&I Curtailment-Turnkey-Standard Lighting Control | Small General |  | Winter Evening | % of Load | 0 | 2028 | 65535
| Base | DLC-Thermostat | C&I Curtailment-Turnkey-Advanced Lighting Control | Small General |  | Winter Evening | % of Load | 1 | 2028 | 65535
| Base | DLC-Thermostat | C&I Curtailment-Turnkey-Advanced Lighting Control | Small General |  | Winter Evening | % of Load | 0 | 2028 | 65535
| Base | DLC-Thermostat | C&I Curtailment-Turnkey-Water Heating Control | Small General |  | Winter Evening | % of Load | 1 | 2028 | 65535
| Base | DLC-Thermostat | C&I Curtailment-Turnkey-Water Heating Control | Small General |  | Winter Evening | % of Load | 0 | 2028 | 65535
| Base | DLC-Thermostat | C&I Curtailment-Turnkey-Other | Small General |  | Winter Evening | % of Load | 1 | 2028 | 65535
| Base | DLC-Thermostat | C&I Curtailment-Turnkey-Other | Small General |  | Winter Evening | % of Load | 0 | 2028 | 65535
| Base | DLC-Thermostat | Dynamic Pricing with enabling tech. | Small General |  | Winter Evening | % of Load | 1 | 2028 | 65535
| Base | DLC-Thermostat | Dynamic Pricing with enabling tech. | Small General |  | Winter Evening | % of Load | 0 | 2028 | 65535
| Base | DLC-Thermostat | DLC-Switch-Water Heating | General |  | Winter Morning | % of Load | 1 | 2028 | 65535
| Base | DLC-Thermostat | DLC-Switch-Water Heating | General |  | Winter Morning | % of Load | 0 | 2028 | 65535
| Base | DLC-Thermostat | DLC-BYOD-Water Heating | General |  | Winter Morning | % of Load | 1 | 2028 | 65535
| Base | DLC-Thermostat | DLC-BYOD-Water Heating | General |  | Winter Morning | % of Load | 0 | 2028 | 65535
| Base | DLC-Thermostat | DLC-Thermostat-DI-Central Heat Pump | General |  | Winter Morning | % of Load | 1 | 2028 | 65535
| Base | DLC-Thermostat | DLC-Thermostat-DI-Central Heat Pump | General |  | Winter Morning | % of Load | 0 | 2028 | 65535
| Base | DLC-Thermostat | DLC-Thermostat-BYOT-Central Heat Pump | General |  | Winter Morning | % of Load | 1 | 2028 | 65535
| Base | DLC-Thermostat | DLC-Thermostat-BYOT-Central Heat Pump | General |  | Winter Morning | % of Load | 0 | 2028 | 65535
| Base | DLC-Thermostat | DLC-Thermostat-HVAC | General |  | Winter Morning | % of Load | 1 | 2028 | 65535
| Base | DLC-Thermostat | DLC-Thermostat-HVAC | General |  | Winter Morning | % of Load | 0 | 2028 | 65535
| Base | DLC-Thermostat | DLC-Thermostat-DI-Baseboard Heating | General |  | Winter Morning | % of Load | 1 | 2028 | 65535
| Base | DLC-Thermostat | DLC-Thermostat-DI-Baseboard Heating | General |  | Winter Morning | % of Load | 0 | 2028 | 65535
| Base | DLC-Thermostat | DLC-Thermostat-BYOT-Baseboard Heating | General |  | Winter Morning | % of Load | 1 | 2028 | 65535
| Base | DLC-Thermostat | DLC-Thermostat-BYOT-Baseboard Heating | General |  | Winter Morning | % of Load | 0 | 2028 | 65535
| Base | DLC-Thermostat | DLC-Thermostat-DI-MSHP | General |  | Winter Morning | % of Load | 1 | 2028 | 65535
| Base | DLC-Thermostat | DLC-Thermostat-DI-MSHP | General |  | Winter Morning | % of Load | 0 | 2028 | 65535
| Base | DLC-Thermostat | DLC-Thermostat-BYOT-MSHP | General |  | Winter Morning | % of Load | 1 | 2028 | 65535
| Base | DLC-Thermostat | DLC-Thermostat-BYOT-MSHP | General |  | Winter Morning | % of Load | 0 | 2028 | 65535
| Base | DLC-Thermostat | C&I Curtailment-Turnkey-Manual HVAC Control | General |  | Winter Morning | % of Load | 1 | 2028 | 65535
| Base | DLC-Thermostat | C&I Curtailment-Turnkey-Manual HVAC Control | General |  | Winter Morning | % of Load | 0 | 2028 | 65535
| Base | DLC-Thermostat | C&I Curtailment-Turnkey-Auto-DR HVAC Control | General |  | Winter Morning | % of Load | 1 | 2028 | 65535
| Base | DLC-Thermostat | C&I Curtailment-Turnkey-Auto-DR HVAC Control | General |  | Winter Morning | % of Load | 0 | 2028 | 65535
| Base | DLC-Thermostat | C&I Curtailment-Turnkey-Standard Lighting Control | General |  | Winter Morning | % of Load | 1 | 2028 | 65535
| Base | DLC-Thermostat | C&I Curtailment-Turnkey-Standard Lighting Control | General |  | Winter Morning | % of Load | 0 | 2028 | 65535
| Base | DLC-Thermostat | C&I Curtailment-Turnkey-Advanced Lighting Control | General |  | Winter Morning | % of Load | 1 | 2028 | 65535
| Base | DLC-Thermostat | C&I Curtailment-Turnkey-Advanced Lighting Control | General |  | Winter Morning | % of Load | 0 | 2028 | 65535
| Base | DLC-Thermostat | C&I Curtailment-Turnkey-Water Heating Control | General |  | Winter Morning | % of Load | 1 | 2028 | 65535
| Base | DLC-Thermostat | C&I Curtailment-Turnkey-Water Heating Control | General |  | Winter Morning | % of Load | 0 | 2028 | 65535
| Base | DLC-Thermostat | C&I Curtailment-Turnkey-Other | General |  | Winter Morning | % of Load | 1 | 2028 | 65535
| Base | DLC-Thermostat | C&I Curtailment-Turnkey-Other | General |  | Winter Morning | % of Load | 0 | 2028 | 65535
| Base | DLC-Thermostat | DLC-Switch-Water Heating | General |  | Winter Evening | % of Load | 1 | 2028 | 65535
| Base | DLC-Thermostat | DLC-Switch-Water Heating | General |  | Winter Evening | % of Load | 0 | 2028 | 65535
| Base | DLC-Thermostat | DLC-BYOD-Water Heating | General |  | Winter Evening | % of Load | 1 | 2028 | 65535
| Base | DLC-Thermostat | DLC-BYOD-Water Heating | General |  | Winter Evening | % of Load | 0 | 2028 | 65535
| Base | DLC-Thermostat | DLC-Thermostat-DI-Central Heat Pump | General |  | Winter Evening | % of Load | 1 | 2028 | 65535
| Base | DLC-Thermostat | DLC-Thermostat-DI-Central Heat Pump | General |  | Winter Evening | % of Load | 0 | 2028 | 65535
| Base | DLC-Thermostat | DLC-Thermostat-BYOT-Central Heat Pump | General |  | Winter Evening | % of Load | 1 | 2028 | 65535
| Base | DLC-Thermostat | DLC-Thermostat-BYOT-Central Heat Pump | General |  | Winter Evening | % of Load | 0 | 2028 | 65535
| Base | DLC-Thermostat | DLC-Thermostat-HVAC | General |  | Winter Evening | % of Load | 1 | 2028 | 65535
| Base | DLC-Thermostat | DLC-Thermostat-HVAC | General |  | Winter Evening | % of Load | 0 | 2028 | 65535
| Base | DLC-Thermostat | DLC-Thermostat-DI-Baseboard Heating | General |  | Winter Evening | % of Load | 1 | 2028 | 65535
| Base | DLC-Thermostat | DLC-Thermostat-DI-Baseboard Heating | General |  | Winter Evening | % of Load | 0 | 2028 | 65535
| Base | DLC-Thermostat | DLC-Thermostat-BYOT-Baseboard Heating | General |  | Winter Evening | % of Load | 1 | 2028 | 65535
| Base | DLC-Thermostat | DLC-Thermostat-BYOT-Baseboard Heating | General |  | Winter Evening | % of Load | 0 | 2028 | 65535
| Base | DLC-Thermostat | DLC-Thermostat-DI-MSHP | General |  | Winter Evening | % of Load | 1 | 2028 | 65535
| Base | DLC-Thermostat | DLC-Thermostat-DI-MSHP | General |  | Winter Evening | % of Load | 0 | 2028 | 65535
| Base | DLC-Thermostat | DLC-Thermostat-BYOT-MSHP | General |  | Winter Evening | % of Load | 1 | 2028 | 65535
| Base | DLC-Thermostat | DLC-Thermostat-BYOT-MSHP | General |  | Winter Evening | % of Load | 0 | 2028 | 65535
| Base | DLC-Thermostat | C&I Curtailment-Turnkey-Manual HVAC Control | General |  | Winter Evening | % of Load | 1 | 2028 | 65535
| Base | DLC-Thermostat | C&I Curtailment-Turnkey-Manual HVAC Control | General |  | Winter Evening | % of Load | 0 | 2028 | 65535
| Base | DLC-Thermostat | C&I Curtailment-Turnkey-Auto-DR HVAC Control | General |  | Winter Evening | % of Load | 1 | 2028 | 65535
| Base | DLC-Thermostat | C&I Curtailment-Turnkey-Auto-DR HVAC Control | General |  | Winter Evening | % of Load | 0 | 2028 | 65535
| Base | DLC-Thermostat | C&I Curtailment-Turnkey-Standard Lighting Control | General |  | Winter Evening | % of Load | 1 | 2028 | 65535
| Base | DLC-Thermostat | C&I Curtailment-Turnkey-Standard Lighting Control | General |  | Winter Evening | % of Load | 0 | 2028 | 65535
| Base | DLC-Thermostat | C&I Curtailment-Turnkey-Advanced Lighting Control | General |  | Winter Evening | % of Load | 1 | 2028 | 65535
| Base | DLC-Thermostat | C&I Curtailment-Turnkey-Advanced Lighting Control | General |  | Winter Evening | % of Load | 0 | 2028 | 65535
| Base | DLC-Thermostat | C&I Curtailment-Turnkey-Water Heating Control | General |  | Winter Evening | % of Load | 1 | 2028 | 65535
| Base | DLC-Thermostat | C&I Curtailment-Turnkey-Water Heating Control | General |  | Winter Evening | % of Load | 0 | 2028 | 65535
| Base | DLC-Thermostat | C&I Curtailment-Turnkey-Other | General |  | Winter Evening | % of Load | 1 | 2028 | 65535
| Base | DLC-Thermostat | C&I Curtailment-Turnkey-Other | General |  | Winter Evening | % of Load | 0 | 2028 | 65535
| Base | DLC-Thermostat | DLC-Switch-Water Heating | Small Industrial |  | Winter Morning | % of Load | 1 | 2028 | 65535
| Base | DLC-Thermostat | DLC-Switch-Water Heating | Small Industrial |  | Winter Morning | % of Load | 0 | 2028 | 65535
| Base | DLC-Thermostat | DLC-BYOD-Water Heating | Small Industrial |  | Winter Morning | % of Load | 1 | 2028 | 65535
| Base | DLC-Thermostat | DLC-BYOD-Water Heating | Small Industrial |  | Winter Morning | % of Load | 0 | 2028 | 65535
| Base | DLC-Thermostat | DLC-Thermostat-DI-Central Heat Pump | Small Industrial |  | Winter Morning | % of Load | 1 | 2028 | 65535
| Base | DLC-Thermostat | DLC-Thermostat-DI-Central Heat Pump | Small Industrial |  | Winter Morning | % of Load | 0 | 2028 | 65535
| Base | DLC-Thermostat | DLC-Thermostat-BYOT-Central Heat Pump | Small Industrial |  | Winter Morning | % of Load | 1 | 2028 | 65535
| Base | DLC-Thermostat | DLC-Thermostat-BYOT-Central Heat Pump | Small Industrial |  | Winter Morning | % of Load | 0 | 2028 | 65535
| Base | DLC-Thermostat | DLC-Thermostat-HVAC | Small Industrial |  | Winter Morning | % of Load | 1 | 2028 | 65535
| Base | DLC-Thermostat | DLC-Thermostat-HVAC | Small Industrial |  | Winter Morning | % of Load | 0 | 2028 | 65535
| Base | DLC-Thermostat | DLC-Thermostat-DI-Baseboard Heating | Small Industrial |  | Winter Morning | % of Load | 1 | 2028 | 65535
| Base | DLC-Thermostat | DLC-Thermostat-DI-Baseboard Heating | Small Industrial |  | Winter Morning | % of Load | 0 | 2028 | 65535
| Base | DLC-Thermostat | DLC-Thermostat-BYOT-Baseboard Heating | Small Industrial |  | Winter Morning | % of Load | 1 | 2028 | 65535
| Base | DLC-Thermostat | DLC-Thermostat-BYOT-Baseboard Heating | Small Industrial |  | Winter Morning | % of Load | 0 | 2028 | 65535
| Base | DLC-Thermostat | DLC-Thermostat-DI-MSHP | Small Industrial |  | Winter Morning | % of Load | 1 | 2028 | 65535
| Base | DLC-Thermostat | DLC-Thermostat-DI-MSHP | Small Industrial |  | Winter Morning | % of Load | 0 | 2028 | 65535
| Base | DLC-Thermostat | DLC-Thermostat-BYOT-MSHP | Small Industrial |  | Winter Morning | % of Load | 1 | 2028 | 65535
| Base | DLC-Thermostat | DLC-Thermostat-BYOT-MSHP | Small Industrial |  | Winter Morning | % of Load | 0 | 2028 | 65535
| Base | DLC-Thermostat | C&I Curtailment-Turnkey-Manual HVAC Control | Small Industrial |  | Winter Morning | % of Load | 1 | 2028 | 65535
| Base | DLC-Thermostat | C&I Curtailment-Turnkey-Manual HVAC Control | Small Industrial |  | Winter Morning | % of Load | 0 | 2028 | 65535
| Base | DLC-Thermostat | C&I Curtailment-Turnkey-Auto-DR HVAC Control | Small Industrial |  | Winter Morning | % of Load | 1 | 2028 | 65535
| Base | DLC-Thermostat | C&I Curtailment-Turnkey-Auto-DR HVAC Control | Small Industrial |  | Winter Morning | % of Load | 0 | 2028 | 65535
| Base | DLC-Thermostat | C&I Curtailment-Turnkey-Standard Lighting Control | Small Industrial |  | Winter Morning | % of Load | 1 | 2028 | 65535
| Base | DLC-Thermostat | C&I Curtailment-Turnkey-Standard Lighting Control | Small Industrial |  | Winter Morning | % of Load | 0 | 2028 | 65535
| Base | DLC-Thermostat | C&I Curtailment-Turnkey-Advanced Lighting Control | Small Industrial |  | Winter Morning | % of Load | 1 | 2028 | 65535
| Base | DLC-Thermostat | C&I Curtailment-Turnkey-Advanced Lighting Control | Small Industrial |  | Winter Morning | % of Load | 0 | 2028 | 65535
| Base | DLC-Thermostat | C&I Curtailment-Turnkey-Water Heating Control | Small Industrial |  | Winter Morning | % of Load | 1 | 2028 | 65535
| Base | DLC-Thermostat | C&I Curtailment-Turnkey-Water Heating Control | Small Industrial |  | Winter Morning | % of Load | 0 | 2028 | 65535
| Base | DLC-Thermostat | C&I Curtailment-Turnkey-Other | Small Industrial |  | Winter Morning | % of Load | 1 | 2028 | 65535
| Base | DLC-Thermostat | C&I Curtailment-Turnkey-Other | Small Industrial |  | Winter Morning | % of Load | 0 | 2028 | 65535
| Base | DLC-Thermostat | C&I Curtailment-Turnkey-Industrial | Small Industrial |  | Winter Morning | % of Load | 1 | 2028 | 65535
| Base | DLC-Thermostat | C&I Curtailment-Turnkey-Industrial | Small Industrial |  | Winter Morning | % of Load | 0 | 2028 | 65535
| Base | DLC-Thermostat | DLC-Switch-Water Heating | Small Industrial |  | Winter Evening | % of Load | 1 | 2028 | 65535
| Base | DLC-Thermostat | DLC-Switch-Water Heating | Small Industrial |  | Winter Evening | % of Load | 0 | 2028 | 65535
| Base | DLC-Thermostat | DLC-BYOD-Water Heating | Small Industrial |  | Winter Evening | % of Load | 1 | 2028 | 65535
| Base | DLC-Thermostat | DLC-BYOD-Water Heating | Small Industrial |  | Winter Evening | % of Load | 0 | 2028 | 65535
| Base | DLC-Thermostat | DLC-Thermostat-DI-Central Heat Pump | Small Industrial |  | Winter Evening | % of Load | 1 | 2028 | 65535
| Base | DLC-Thermostat | DLC-Thermostat-DI-Central Heat Pump | Small Industrial |  | Winter Evening | % of Load | 0 | 2028 | 65535
| Base | DLC-Thermostat | DLC-Thermostat-BYOT-Central Heat Pump | Small Industrial |  | Winter Evening | % of Load | 1 | 2028 | 65535
| Base | DLC-Thermostat | DLC-Thermostat-BYOT-Central Heat Pump | Small Industrial |  | Winter Evening | % of Load | 0 | 2028 | 65535
| Base | DLC-Thermostat | DLC-Thermostat-HVAC | Small Industrial |  | Winter Evening | % of Load | 1 | 2028 | 65535
| Base | DLC-Thermostat | DLC-Thermostat-HVAC | Small Industrial |  | Winter Evening | % of Load | 0 | 2028 | 65535
| Base | DLC-Thermostat | DLC-Thermostat-DI-Baseboard Heating | Small Industrial |  | Winter Evening | % of Load | 1 | 2028 | 65535
| Base | DLC-Thermostat | DLC-Thermostat-DI-Baseboard Heating | Small Industrial |  | Winter Evening | % of Load | 0 | 2028 | 65535
| Base | DLC-Thermostat | DLC-Thermostat-BYOT-Baseboard Heating | Small Industrial |  | Winter Evening | % of Load | 1 | 2028 | 65535
| Base | DLC-Thermostat | DLC-Thermostat-BYOT-Baseboard Heating | Small Industrial |  | Winter Evening | % of Load | 0 | 2028 | 65535
| Base | DLC-Thermostat | DLC-Thermostat-DI-MSHP | Small Industrial |  | Winter Evening | % of Load | 1 | 2028 | 65535
| Base | DLC-Thermostat | DLC-Thermostat-DI-MSHP | Small Industrial |  | Winter Evening | % of Load | 0 | 2028 | 65535
| Base | DLC-Thermostat | DLC-Thermostat-BYOT-MSHP | Small Industrial |  | Winter Evening | % of Load | 1 | 2028 | 65535
| Base | DLC-Thermostat | DLC-Thermostat-BYOT-MSHP | Small Industrial |  | Winter Evening | % of Load | 0 | 2028 | 65535
| Base | DLC-Thermostat | C&I Curtailment-Turnkey-Manual HVAC Control | Small Industrial |  | Winter Evening | % of Load | 1 | 2028 | 65535
| Base | DLC-Thermostat | C&I Curtailment-Turnkey-Manual HVAC Control | Small Industrial |  | Winter Evening | % of Load | 0 | 2028 | 65535
| Base | DLC-Thermostat | C&I Curtailment-Turnkey-Auto-DR HVAC Control | Small Industrial |  | Winter Evening | % of Load | 1 | 2028 | 65535
| Base | DLC-Thermostat | C&I Curtailment-Turnkey-Auto-DR HVAC Control | Small Industrial |  | Winter Evening | % of Load | 0 | 2028 | 65535
| Base | DLC-Thermostat | C&I Curtailment-Turnkey-Standard Lighting Control | Small Industrial |  | Winter Evening | % of Load | 1 | 2028 | 65535
| Base | DLC-Thermostat | C&I Curtailment-Turnkey-Standard Lighting Control | Small Industrial |  | Winter Evening | % of Load | 0 | 2028 | 65535
| Base | DLC-Thermostat | C&I Curtailment-Turnkey-Advanced Lighting Control | Small Industrial |  | Winter Evening | % of Load | 1 | 2028 | 65535
| Base | DLC-Thermostat | C&I Curtailment-Turnkey-Advanced Lighting Control | Small Industrial |  | Winter Evening | % of Load | 0 | 2028 | 65535
| Base | DLC-Thermostat | C&I Curtailment-Turnkey-Water Heating Control | Small Industrial |  | Winter Evening | % of Load | 1 | 2028 | 65535
| Base | DLC-Thermostat | C&I Curtailment-Turnkey-Water Heating Control | Small Industrial |  | Winter Evening | % of Load | 0 | 2028 | 65535
| Base | DLC-Thermostat | C&I Curtailment-Turnkey-Other | Small Industrial |  | Winter Evening | % of Load | 1 | 2028 | 65535
| Base | DLC-Thermostat | C&I Curtailment-Turnkey-Other | Small Industrial |  | Winter Evening | % of Load | 0 | 2028 | 65535
| Base | DLC-Thermostat | C&I Curtailment-Turnkey-Industrial | Small Industrial |  | Winter Evening | % of Load | 1 | 2028 | 65535
| Base | DLC-Thermostat | C&I Curtailment-Turnkey-Industrial | Small Industrial |  | Winter Evening | % of Load | 0 | 2028 | 65535
| Base | DLC-Thermostat | DLC-Switch-Water Heating | Medium Industrial |  | Winter Morning | % of Load | 1 | 2028 | 65535
| Base | DLC-Thermostat | DLC-Switch-Water Heating | Medium Industrial |  | Winter Morning | % of Load | 0 | 2028 | 65535
| Base | DLC-Thermostat | DLC-BYOD-Water Heating | Medium Industrial |  | Winter Morning | % of Load | 1 | 2028 | 65535
| Base | DLC-Thermostat | DLC-BYOD-Water Heating | Medium Industrial |  | Winter Morning | % of Load | 0 | 2028 | 65535
| Base | DLC-Thermostat | DLC-Thermostat-DI-Central Heat Pump | Medium Industrial |  | Winter Morning | % of Load | 1 | 2028 | 65535
| Base | DLC-Thermostat | DLC-Thermostat-DI-Central Heat Pump | Medium Industrial |  | Winter Morning | % of Load | 0 | 2028 | 65535
| Base | DLC-Thermostat | DLC-Thermostat-BYOT-Central Heat Pump | Medium Industrial |  | Winter Morning | % of Load | 1 | 2028 | 65535
| Base | DLC-Thermostat | DLC-Thermostat-BYOT-Central Heat Pump | Medium Industrial |  | Winter Morning | % of Load | 0 | 2028 | 65535
| Base | DLC-Thermostat | DLC-Thermostat-HVAC | Medium Industrial |  | Winter Morning | % of Load | 1 | 2028 | 65535
| Base | DLC-Thermostat | DLC-Thermostat-HVAC | Medium Industrial |  | Winter Morning | % of Load | 0 | 2028 | 65535
| Base | DLC-Thermostat | DLC-Thermostat-DI-Baseboard Heating | Medium Industrial |  | Winter Morning | % of Load | 1 | 2028 | 65535
| Base | DLC-Thermostat | DLC-Thermostat-DI-Baseboard Heating | Medium Industrial |  | Winter Morning | % of Load | 0 | 2028 | 65535
| Base | DLC-Thermostat | DLC-Thermostat-BYOT-Baseboard Heating | Medium Industrial |  | Winter Morning | % of Load | 1 | 2028 | 65535
| Base | DLC-Thermostat | DLC-Thermostat-BYOT-Baseboard Heating | Medium Industrial |  | Winter Morning | % of Load | 0 | 2028 | 65535
| Base | DLC-Thermostat | DLC-Thermostat-DI-MSHP | Medium Industrial |  | Winter Morning | % of Load | 1 | 2028 | 65535
| Base | DLC-Thermostat | DLC-Thermostat-DI-MSHP | Medium Industrial |  | Winter Morning | % of Load | 0 | 2028 | 65535
| Base | DLC-Thermostat | DLC-Thermostat-BYOT-MSHP | Medium Industrial |  | Winter Morning | % of Load | 1 | 2028 | 65535
| Base | DLC-Thermostat | DLC-Thermostat-BYOT-MSHP | Medium Industrial |  | Winter Morning | % of Load | 0 | 2028 | 65535
| Base | DLC-Thermostat | C&I Curtailment-Turnkey-Manual HVAC Control | Medium Industrial |  | Winter Morning | % of Load | 1 | 2028 | 65535
| Base | DLC-Thermostat | C&I Curtailment-Turnkey-Manual HVAC Control | Medium Industrial |  | Winter Morning | % of Load | 0 | 2028 | 65535
| Base | DLC-Thermostat | C&I Curtailment-Turnkey-Auto-DR HVAC Control | Medium Industrial |  | Winter Morning | % of Load | 1 | 2028 | 65535
| Base | DLC-Thermostat | C&I Curtailment-Turnkey-Auto-DR HVAC Control | Medium Industrial |  | Winter Morning | % of Load | 0 | 2028 | 65535
| Base | DLC-Thermostat | C&I Curtailment-Turnkey-Standard Lighting Control | Medium Industrial |  | Winter Morning | % of Load | 1 | 2028 | 65535
| Base | DLC-Thermostat | C&I Curtailment-Turnkey-Standard Lighting Control | Medium Industrial |  | Winter Morning | % of Load | 0 | 2028 | 65535
| Base | DLC-Thermostat | C&I Curtailment-Turnkey-Advanced Lighting Control | Medium Industrial |  | Winter Morning | % of Load | 1 | 2028 | 65535
| Base | DLC-Thermostat | C&I Curtailment-Turnkey-Advanced Lighting Control | Medium Industrial |  | Winter Morning | % of Load | 0 | 2028 | 65535
| Base | DLC-Thermostat | C&I Curtailment-Turnkey-Water Heating Control | Medium Industrial |  | Winter Morning | % of Load | 1 | 2028 | 65535
| Base | DLC-Thermostat | C&I Curtailment-Turnkey-Water Heating Control | Medium Industrial |  | Winter Morning | % of Load | 0 | 2028 | 65535
| Base | DLC-Thermostat | C&I Curtailment-Turnkey-Other | Medium Industrial |  | Winter Morning | % of Load | 1 | 2028 | 65535
| Base | DLC-Thermostat | C&I Curtailment-Turnkey-Other | Medium Industrial |  | Winter Morning | % of Load | 0 | 2028 | 65535
| Base | DLC-Thermostat | DLC-Switch-Water Heating | Medium Industrial |  | Winter Evening | % of Load | 1 | 2028 | 65535
| Base | DLC-Thermostat | DLC-Switch-Water Heating | Medium Industrial |  | Winter Evening | % of Load | 0 | 2028 | 65535
| Base | DLC-Thermostat | DLC-BYOD-Water Heating | Medium Industrial |  | Winter Evening | % of Load | 1 | 2028 | 65535
| Base | DLC-Thermostat | DLC-BYOD-Water Heating | Medium Industrial |  | Winter Evening | % of Load | 0 | 2028 | 65535
| Base | DLC-Thermostat | DLC-Thermostat-DI-Central Heat Pump | Medium Industrial |  | Winter Evening | % of Load | 1 | 2028 | 65535
| Base | DLC-Thermostat | DLC-Thermostat-DI-Central Heat Pump | Medium Industrial |  | Winter Evening | % of Load | 0 | 2028 | 65535
| Base | DLC-Thermostat | DLC-Thermostat-BYOT-Central Heat Pump | Medium Industrial |  | Winter Evening | % of Load | 1 | 2028 | 65535
| Base | DLC-Thermostat | DLC-Thermostat-BYOT-Central Heat Pump | Medium Industrial |  | Winter Evening | % of Load | 0 | 2028 | 65535
| Base | DLC-Thermostat | DLC-Thermostat-HVAC | Medium Industrial |  | Winter Evening | % of Load | 1 | 2028 | 65535
| Base | DLC-Thermostat | DLC-Thermostat-HVAC | Medium Industrial |  | Winter Evening | % of Load | 0 | 2028 | 65535
| Base | DLC-Thermostat | DLC-Thermostat-DI-Baseboard Heating | Medium Industrial |  | Winter Evening | % of Load | 1 | 2028 | 65535
| Base | DLC-Thermostat | DLC-Thermostat-DI-Baseboard Heating | Medium Industrial |  | Winter Evening | % of Load | 0 | 2028 | 65535
| Base | DLC-Thermostat | DLC-Thermostat-BYOT-Baseboard Heating | Medium Industrial |  | Winter Evening | % of Load | 1 | 2028 | 65535
| Base | DLC-Thermostat | DLC-Thermostat-BYOT-Baseboard Heating | Medium Industrial |  | Winter Evening | % of Load | 0 | 2028 | 65535
| Base | DLC-Thermostat | DLC-Thermostat-DI-MSHP | Medium Industrial |  | Winter Evening | % of Load | 1 | 2028 | 65535
| Base | DLC-Thermostat | DLC-Thermostat-DI-MSHP | Medium Industrial |  | Winter Evening | % of Load | 0 | 2028 | 65535
| Base | DLC-Thermostat | DLC-Thermostat-BYOT-MSHP | Medium Industrial |  | Winter Evening | % of Load | 1 | 2028 | 65535
| Base | DLC-Thermostat | DLC-Thermostat-BYOT-MSHP | Medium Industrial |  | Winter Evening | % of Load | 0 | 2028 | 65535
| Base | DLC-Thermostat | C&I Curtailment-Turnkey-Manual HVAC Control | Medium Industrial |  | Winter Evening | % of Load | 1 | 2028 | 65535
| Base | DLC-Thermostat | C&I Curtailment-Turnkey-Manual HVAC Control | Medium Industrial |  | Winter Evening | % of Load | 0 | 2028 | 65535
| Base | DLC-Thermostat | C&I Curtailment-Turnkey-Auto-DR HVAC Control | Medium Industrial |  | Winter Evening | % of Load | 1 | 2028 | 65535
| Base | DLC-Thermostat | C&I Curtailment-Turnkey-Auto-DR HVAC Control | Medium Industrial |  | Winter Evening | % of Load | 0 | 2028 | 65535
| Base | DLC-Thermostat | C&I Curtailment-Turnkey-Standard Lighting Control | Medium Industrial |  | Winter Evening | % of Load | 1 | 2028 | 65535
| Base | DLC-Thermostat | C&I Curtailment-Turnkey-Standard Lighting Control | Medium Industrial |  | Winter Evening | % of Load | 0 | 2028 | 65535
| Base | DLC-Thermostat | C&I Curtailment-Turnkey-Advanced Lighting Control | Medium Industrial |  | Winter Evening | % of Load | 1 | 2028 | 65535
| Base | DLC-Thermostat | C&I Curtailment-Turnkey-Advanced Lighting Control | Medium Industrial |  | Winter Evening | % of Load | 0 | 2028 | 65535
| Base | DLC-Thermostat | C&I Curtailment-Turnkey-Water Heating Control | Medium Industrial |  | Winter Evening | % of Load | 1 | 2028 | 65535
| Base | DLC-Thermostat | C&I Curtailment-Turnkey-Water Heating Control | Medium Industrial |  | Winter Evening | % of Load | 0 | 2028 | 65535
| Base | DLC-Thermostat | C&I Curtailment-Turnkey-Other | Medium Industrial |  | Winter Evening | % of Load | 1 | 2028 | 65535
| Base | DLC-Thermostat | C&I Curtailment-Turnkey-Other | Medium Industrial |  | Winter Evening | % of Load | 0 | 2028 | 65535
| Base | DLC-Thermostat | DLC-Thermostat-DI-Central Heat Pump | Residential Charitable |  | Winter Morning | % of Load | 1 | 2028 | 65535
| Base | DLC-Thermostat | DLC-Thermostat-DI-Central Heat Pump | Residential Charitable |  | Winter Morning | % of Load | 0 | 2028 | 65535
| Base | DLC-Thermostat | DLC-Thermostat-BYOT-Central Heat Pump | Residential Charitable |  | Winter Morning | % of Load | 1 | 2028 | 65535
| Base | DLC-Thermostat | DLC-Thermostat-BYOT-Central Heat Pump | Residential Charitable |  | Winter Morning | % of Load | 0 | 2028 | 65535
| Base | DLC-Thermostat | DLC-Thermostat-DI-Baseboard Heating | Residential Charitable |  | Winter Morning | % of Load | 1 | 2028 | 65535
| Base | DLC-Thermostat | DLC-Thermostat-DI-Baseboard Heating | Residential Charitable |  | Winter Morning | % of Load | 0 | 2028 | 65535
| Base | DLC-Thermostat | DLC-Thermostat-BYOT-Baseboard Heating | Residential Charitable |  | Winter Morning | % of Load | 1 | 2028 | 65535
| Base | DLC-Thermostat | DLC-Thermostat-BYOT-Baseboard Heating | Residential Charitable |  | Winter Morning | % of Load | 0 | 2028 | 65535
| Base | DLC-Thermostat | DLC-Thermostat-DI-MSHP | Residential Charitable |  | Winter Morning | % of Load | 1 | 2028 | 65535
| Base | DLC-Thermostat | DLC-Thermostat-DI-MSHP | Residential Charitable |  | Winter Morning | % of Load | 0 | 2028 | 65535
| Base | DLC-Thermostat | DLC-Thermostat-BYOT-MSHP | Residential Charitable |  | Winter Morning | % of Load | 1 | 2028 | 65535
| Base | DLC-Thermostat | DLC-Thermostat-BYOT-MSHP | Residential Charitable |  | Winter Morning | % of Load | 0 | 2028 | 65535
| Base | DLC-Thermostat | DLC-Thermostat-DI-Central Heat Pump | Residential Charitable |  | Winter Evening | % of Load | 1 | 2028 | 65535
| Base | DLC-Thermostat | DLC-Thermostat-DI-Central Heat Pump | Residential Charitable |  | Winter Evening | % of Load | 0 | 2028 | 65535
| Base | DLC-Thermostat | DLC-Thermostat-BYOT-Central Heat Pump | Residential Charitable |  | Winter Evening | % of Load | 1 | 2028 | 65535
| Base | DLC-Thermostat | DLC-Thermostat-BYOT-Central Heat Pump | Residential Charitable |  | Winter Evening | % of Load | 0 | 2028 | 65535
| Base | DLC-Thermostat | DLC-Thermostat-DI-Baseboard Heating | Residential Charitable |  | Winter Evening | % of Load | 1 | 2028 | 65535
| Base | DLC-Thermostat | DLC-Thermostat-DI-Baseboard Heating | Residential Charitable |  | Winter Evening | % of Load | 0 | 2028 | 65535
| Base | DLC-Thermostat | DLC-Thermostat-BYOT-Baseboard Heating | Residential Charitable |  | Winter Evening | % of Load | 1 | 2028 | 65535
| Base | DLC-Thermostat | DLC-Thermostat-BYOT-Baseboard Heating | Residential Charitable |  | Winter Evening | % of Load | 0 | 2028 | 65535
| Base | DLC-Thermostat | DLC-Thermostat-DI-MSHP | Residential Charitable |  | Winter Evening | % of Load | 1 | 2028 | 65535
| Base | DLC-Thermostat | DLC-Thermostat-DI-MSHP | Residential Charitable |  | Winter Evening | % of Load | 0 | 2028 | 65535
| Base | DLC-Thermostat | DLC-Thermostat-BYOT-MSHP | Residential Charitable |  | Winter Evening | % of Load | 1 | 2028 | 65535
| Base | DLC-Thermostat | DLC-Thermostat-BYOT-MSHP | Residential Charitable |  | Winter Evening | % of Load | 0 | 2028 | 65535
| Base | DLC-Water Heating | DLC-Switch-Water Heating | Small General |  | Winter Morning | % of Load | 1 | 2028 | 65535
| Base | DLC-Water Heating | DLC-Switch-Water Heating | Small General |  | Winter Morning | % of Load | 0 | 2028 | 65535
| Base | DLC-Water Heating | DLC-BYOD-Water Heating | Small General |  | Winter Morning | % of Load | 1 | 2028 | 65535
| Base | DLC-Water Heating | DLC-BYOD-Water Heating | Small General |  | Winter Morning | % of Load | 0 | 2028 | 65535
| Base | DLC-Water Heating | DLC-Thermostat-DI-Central Heat Pump | Small General |  | Winter Morning | % of Load | 1 | 2028 | 65535
| Base | DLC-Water Heating | DLC-Thermostat-DI-Central Heat Pump | Small General |  | Winter Morning | % of Load | 0 | 2028 | 65535
| Base | DLC-Water Heating | DLC-Thermostat-BYOT-Central Heat Pump | Small General |  | Winter Morning | % of Load | 1 | 2028 | 65535
| Base | DLC-Water Heating | DLC-Thermostat-BYOT-Central Heat Pump | Small General |  | Winter Morning | % of Load | 0 | 2028 | 65535
| Base | DLC-Water Heating | DLC-Thermostat-HVAC | Small General |  | Winter Morning | % of Load | 1 | 2028 | 65535
| Base | DLC-Water Heating | DLC-Thermostat-HVAC | Small General |  | Winter Morning | % of Load | 0 | 2028 | 65535
| Base | DLC-Water Heating | DLC-Thermostat-DI-Baseboard Heating | Small General |  | Winter Morning | % of Load | 1 | 2028 | 65535
| Base | DLC-Water Heating | DLC-Thermostat-DI-Baseboard Heating | Small General |  | Winter Morning | % of Load | 0 | 2028 | 65535
| Base | DLC-Water Heating | DLC-Thermostat-BYOT-Baseboard Heating | Small General |  | Winter Morning | % of Load | 1 | 2028 | 65535
| Base | DLC-Water Heating | DLC-Thermostat-BYOT-Baseboard Heating | Small General |  | Winter Morning | % of Load | 0 | 2028 | 65535
| Base | DLC-Water Heating | DLC-Thermostat-DI-MSHP | Small General |  | Winter Morning | % of Load | 1 | 2028 | 65535
| Base | DLC-Water Heating | DLC-Thermostat-DI-MSHP | Small General |  | Winter Morning | % of Load | 0 | 2028 | 65535
| Base | DLC-Water Heating | DLC-Thermostat-BYOT-MSHP | Small General |  | Winter Morning | % of Load | 1 | 2028 | 65535
| Base | DLC-Water Heating | DLC-Thermostat-BYOT-MSHP | Small General |  | Winter Morning | % of Load | 0 | 2028 | 65535
| Base | DLC-Water Heating | C&I Curtailment-Turnkey-Manual HVAC Control | Small General |  | Winter Morning | % of Load | 1 | 2028 | 65535
| Base | DLC-Water Heating | C&I Curtailment-Turnkey-Manual HVAC Control | Small General |  | Winter Morning | % of Load | 0 | 2028 | 65535
| Base | DLC-Water Heating | C&I Curtailment-Turnkey-Auto-DR HVAC Control | Small General |  | Winter Morning | % of Load | 1 | 2028 | 65535
| Base | DLC-Water Heating | C&I Curtailment-Turnkey-Auto-DR HVAC Control | Small General |  | Winter Morning | % of Load | 0 | 2028 | 65535
| Base | DLC-Water Heating | C&I Curtailment-Turnkey-Standard Lighting Control | Small General |  | Winter Morning | % of Load | 1 | 2028 | 65535
| Base | DLC-Water Heating | C&I Curtailment-Turnkey-Standard Lighting Control | Small General |  | Winter Morning | % of Load | 0 | 2028 | 65535
| Base | DLC-Water Heating | C&I Curtailment-Turnkey-Advanced Lighting Control | Small General |  | Winter Morning | % of Load | 1 | 2028 | 65535
| Base | DLC-Water Heating | C&I Curtailment-Turnkey-Advanced Lighting Control | Small General |  | Winter Morning | % of Load | 0 | 2028 | 65535
| Base | DLC-Water Heating | C&I Curtailment-Turnkey-Water Heating Control | Small General |  | Winter Morning | % of Load | 1 | 2028 | 65535
| Base | DLC-Water Heating | C&I Curtailment-Turnkey-Water Heating Control | Small General |  | Winter Morning | % of Load | 0 | 2028 | 65535
| Base | DLC-Water Heating | C&I Curtailment-Turnkey-Other | Small General |  | Winter Morning | % of Load | 1 | 2028 | 65535
| Base | DLC-Water Heating | C&I Curtailment-Turnkey-Other | Small General |  | Winter Morning | % of Load | 0 | 2028 | 65535
| Base | DLC-Water Heating | Dynamic Pricing with enabling tech. | Small General |  | Winter Morning | % of Load | 1 | 2028 | 65535
| Base | DLC-Water Heating | Dynamic Pricing with enabling tech. | Small General |  | Winter Morning | % of Load | 0 | 2028 | 65535
| Base | DLC-Water Heating | DLC-Switch-Water Heating | Small General |  | Winter Evening | % of Load | 1 | 2028 | 65535
| Base | DLC-Water Heating | DLC-Switch-Water Heating | Small General |  | Winter Evening | % of Load | 0 | 2028 | 65535
| Base | DLC-Water Heating | DLC-BYOD-Water Heating | Small General |  | Winter Evening | % of Load | 1 | 2028 | 65535
| Base | DLC-Water Heating | DLC-BYOD-Water Heating | Small General |  | Winter Evening | % of Load | 0 | 2028 | 65535
| Base | DLC-Water Heating | DLC-Thermostat-DI-Central Heat Pump | Small General |  | Winter Evening | % of Load | 1 | 2028 | 65535
| Base | DLC-Water Heating | DLC-Thermostat-DI-Central Heat Pump | Small General |  | Winter Evening | % of Load | 0 | 2028 | 65535
| Base | DLC-Water Heating | DLC-Thermostat-BYOT-Central Heat Pump | Small General |  | Winter Evening | % of Load | 1 | 2028 | 65535
| Base | DLC-Water Heating | DLC-Thermostat-BYOT-Central Heat Pump | Small General |  | Winter Evening | % of Load | 0 | 2028 | 65535
| Base | DLC-Water Heating | DLC-Thermostat-HVAC | Small General |  | Winter Evening | % of Load | 1 | 2028 | 65535
| Base | DLC-Water Heating | DLC-Thermostat-HVAC | Small General |  | Winter Evening | % of Load | 0 | 2028 | 65535
| Base | DLC-Water Heating | DLC-Thermostat-DI-Baseboard Heating | Small General |  | Winter Evening | % of Load | 1 | 2028 | 65535
| Base | DLC-Water Heating | DLC-Thermostat-DI-Baseboard Heating | Small General |  | Winter Evening | % of Load | 0 | 2028 | 65535
| Base | DLC-Water Heating | DLC-Thermostat-BYOT-Baseboard Heating | Small General |  | Winter Evening | % of Load | 1 | 2028 | 65535
| Base | DLC-Water Heating | DLC-Thermostat-BYOT-Baseboard Heating | Small General |  | Winter Evening | % of Load | 0 | 2028 | 65535
| Base | DLC-Water Heating | DLC-Thermostat-DI-MSHP | Small General |  | Winter Evening | % of Load | 1 | 2028 | 65535
| Base | DLC-Water Heating | DLC-Thermostat-DI-MSHP | Small General |  | Winter Evening | % of Load | 0 | 2028 | 65535
| Base | DLC-Water Heating | DLC-Thermostat-BYOT-MSHP | Small General |  | Winter Evening | % of Load | 1 | 2028 | 65535
| Base | DLC-Water Heating | DLC-Thermostat-BYOT-MSHP | Small General |  | Winter Evening | % of Load | 0 | 2028 | 65535
| Base | DLC-Water Heating | C&I Curtailment-Turnkey-Manual HVAC Control | Small General |  | Winter Evening | % of Load | 1 | 2028 | 65535
| Base | DLC-Water Heating | C&I Curtailment-Turnkey-Manual HVAC Control | Small General |  | Winter Evening | % of Load | 0 | 2028 | 65535
| Base | DLC-Water Heating | C&I Curtailment-Turnkey-Auto-DR HVAC Control | Small General |  | Winter Evening | % of Load | 1 | 2028 | 65535
| Base | DLC-Water Heating | C&I Curtailment-Turnkey-Auto-DR HVAC Control | Small General |  | Winter Evening | % of Load | 0 | 2028 | 65535
| Base | DLC-Water Heating | C&I Curtailment-Turnkey-Standard Lighting Control | Small General |  | Winter Evening | % of Load | 1 | 2028 | 65535
| Base | DLC-Water Heating | C&I Curtailment-Turnkey-Standard Lighting Control | Small General |  | Winter Evening | % of Load | 0 | 2028 | 65535
| Base | DLC-Water Heating | C&I Curtailment-Turnkey-Advanced Lighting Control | Small General |  | Winter Evening | % of Load | 1 | 2028 | 65535
| Base | DLC-Water Heating | C&I Curtailment-Turnkey-Advanced Lighting Control | Small General |  | Winter Evening | % of Load | 0 | 2028 | 65535
| Base | DLC-Water Heating | C&I Curtailment-Turnkey-Water Heating Control | Small General |  | Winter Evening | % of Load | 1 | 2028 | 65535
| Base | DLC-Water Heating | C&I Curtailment-Turnkey-Water Heating Control | Small General |  | Winter Evening | % of Load | 0 | 2028 | 65535
| Base | DLC-Water Heating | C&I Curtailment-Turnkey-Other | Small General |  | Winter Evening | % of Load | 1 | 2028 | 65535
| Base | DLC-Water Heating | C&I Curtailment-Turnkey-Other | Small General |  | Winter Evening | % of Load | 0 | 2028 | 65535
| Base | DLC-Water Heating | Dynamic Pricing with enabling tech. | Small General |  | Winter Evening | % of Load | 1 | 2028 | 65535
| Base | DLC-Water Heating | Dynamic Pricing with enabling tech. | Small General |  | Winter Evening | % of Load | 0 | 2028 | 65535
| Base | DLC-Water Heating | DLC-Switch-Water Heating | General |  | Winter Morning | % of Load | 1 | 2028 | 65535
| Base | DLC-Water Heating | DLC-Switch-Water Heating | General |  | Winter Morning | % of Load | 0 | 2028 | 65535
| Base | DLC-Water Heating | DLC-BYOD-Water Heating | General |  | Winter Morning | % of Load | 1 | 2028 | 65535
| Base | DLC-Water Heating | DLC-BYOD-Water Heating | General |  | Winter Morning | % of Load | 0 | 2028 | 65535
| Base | DLC-Water Heating | DLC-Thermostat-DI-Central Heat Pump | General |  | Winter Morning | % of Load | 1 | 2028 | 65535
| Base | DLC-Water Heating | DLC-Thermostat-DI-Central Heat Pump | General |  | Winter Morning | % of Load | 0 | 2028 | 65535
| Base | DLC-Water Heating | DLC-Thermostat-BYOT-Central Heat Pump | General |  | Winter Morning | % of Load | 1 | 2028 | 65535
| Base | DLC-Water Heating | DLC-Thermostat-BYOT-Central Heat Pump | General |  | Winter Morning | % of Load | 0 | 2028 | 65535
| Base | DLC-Water Heating | DLC-Thermostat-HVAC | General |  | Winter Morning | % of Load | 1 | 2028 | 65535
| Base | DLC-Water Heating | DLC-Thermostat-HVAC | General |  | Winter Morning | % of Load | 0 | 2028 | 65535
| Base | DLC-Water Heating | DLC-Thermostat-DI-Baseboard Heating | General |  | Winter Morning | % of Load | 1 | 2028 | 65535
| Base | DLC-Water Heating | DLC-Thermostat-DI-Baseboard Heating | General |  | Winter Morning | % of Load | 0 | 2028 | 65535
| Base | DLC-Water Heating | DLC-Thermostat-BYOT-Baseboard Heating | General |  | Winter Morning | % of Load | 1 | 2028 | 65535
| Base | DLC-Water Heating | DLC-Thermostat-BYOT-Baseboard Heating | General |  | Winter Morning | % of Load | 0 | 2028 | 65535
| Base | DLC-Water Heating | DLC-Thermostat-DI-MSHP | General |  | Winter Morning | % of Load | 1 | 2028 | 65535
| Base | DLC-Water Heating | DLC-Thermostat-DI-MSHP | General |  | Winter Morning | % of Load | 0 | 2028 | 65535
| Base | DLC-Water Heating | DLC-Thermostat-BYOT-MSHP | General |  | Winter Morning | % of Load | 1 | 2028 | 65535
| Base | DLC-Water Heating | DLC-Thermostat-BYOT-MSHP | General |  | Winter Morning | % of Load | 0 | 2028 | 65535
| Base | DLC-Water Heating | C&I Curtailment-Turnkey-Manual HVAC Control | General |  | Winter Morning | % of Load | 1 | 2028 | 65535
| Base | DLC-Water Heating | C&I Curtailment-Turnkey-Manual HVAC Control | General |  | Winter Morning | % of Load | 0 | 2028 | 65535
| Base | DLC-Water Heating | C&I Curtailment-Turnkey-Auto-DR HVAC Control | General |  | Winter Morning | % of Load | 1 | 2028 | 65535
| Base | DLC-Water Heating | C&I Curtailment-Turnkey-Auto-DR HVAC Control | General |  | Winter Morning | % of Load | 0 | 2028 | 65535
| Base | DLC-Water Heating | C&I Curtailment-Turnkey-Standard Lighting Control | General |  | Winter Morning | % of Load | 1 | 2028 | 65535
| Base | DLC-Water Heating | C&I Curtailment-Turnkey-Standard Lighting Control | General |  | Winter Morning | % of Load | 0 | 2028 | 65535
| Base | DLC-Water Heating | C&I Curtailment-Turnkey-Advanced Lighting Control | General |  | Winter Morning | % of Load | 1 | 2028 | 65535
| Base | DLC-Water Heating | C&I Curtailment-Turnkey-Advanced Lighting Control | General |  | Winter Morning | % of Load | 0 | 2028 | 65535
| Base | DLC-Water Heating | C&I Curtailment-Turnkey-Water Heating Control | General |  | Winter Morning | % of Load | 1 | 2028 | 65535
| Base | DLC-Water Heating | C&I Curtailment-Turnkey-Water Heating Control | General |  | Winter Morning | % of Load | 0 | 2028 | 65535
| Base | DLC-Water Heating | C&I Curtailment-Turnkey-Other | General |  | Winter Morning | % of Load | 1 | 2028 | 65535
| Base | DLC-Water Heating | C&I Curtailment-Turnkey-Other | General |  | Winter Morning | % of Load | 0 | 2028 | 65535
| Base | DLC-Water Heating | DLC-Switch-Water Heating | General |  | Winter Evening | % of Load | 1 | 2028 | 65535
| Base | DLC-Water Heating | DLC-Switch-Water Heating | General |  | Winter Evening | % of Load | 0 | 2028 | 65535
| Base | DLC-Water Heating | DLC-BYOD-Water Heating | General |  | Winter Evening | % of Load | 1 | 2028 | 65535
| Base | DLC-Water Heating | DLC-BYOD-Water Heating | General |  | Winter Evening | % of Load | 0 | 2028 | 65535
| Base | DLC-Water Heating | DLC-Thermostat-DI-Central Heat Pump | General |  | Winter Evening | % of Load | 1 | 2028 | 65535
| Base | DLC-Water Heating | DLC-Thermostat-DI-Central Heat Pump | General |  | Winter Evening | % of Load | 0 | 2028 | 65535
| Base | DLC-Water Heating | DLC-Thermostat-BYOT-Central Heat Pump | General |  | Winter Evening | % of Load | 1 | 2028 | 65535
| Base | DLC-Water Heating | DLC-Thermostat-BYOT-Central Heat Pump | General |  | Winter Evening | % of Load | 0 | 2028 | 65535
| Base | DLC-Water Heating | DLC-Thermostat-HVAC | General |  | Winter Evening | % of Load | 1 | 2028 | 65535
| Base | DLC-Water Heating | DLC-Thermostat-HVAC | General |  | Winter Evening | % of Load | 0 | 2028 | 65535
| Base | DLC-Water Heating | DLC-Thermostat-DI-Baseboard Heating | General |  | Winter Evening | % of Load | 1 | 2028 | 65535
| Base | DLC-Water Heating | DLC-Thermostat-DI-Baseboard Heating | General |  | Winter Evening | % of Load | 0 | 2028 | 65535
| Base | DLC-Water Heating | DLC-Thermostat-BYOT-Baseboard Heating | General |  | Winter Evening | % of Load | 1 | 2028 | 65535
| Base | DLC-Water Heating | DLC-Thermostat-BYOT-Baseboard Heating | General |  | Winter Evening | % of Load | 0 | 2028 | 65535
| Base | DLC-Water Heating | DLC-Thermostat-DI-MSHP | General |  | Winter Evening | % of Load | 1 | 2028 | 65535
| Base | DLC-Water Heating | DLC-Thermostat-DI-MSHP | General |  | Winter Evening | % of Load | 0 | 2028 | 65535
| Base | DLC-Water Heating | DLC-Thermostat-BYOT-MSHP | General |  | Winter Evening | % of Load | 1 | 2028 | 65535
| Base | DLC-Water Heating | DLC-Thermostat-BYOT-MSHP | General |  | Winter Evening | % of Load | 0 | 2028 | 65535
| Base | DLC-Water Heating | C&I Curtailment-Turnkey-Manual HVAC Control | General |  | Winter Evening | % of Load | 1 | 2028 | 65535
| Base | DLC-Water Heating | C&I Curtailment-Turnkey-Manual HVAC Control | General |  | Winter Evening | % of Load | 0 | 2028 | 65535
| Base | DLC-Water Heating | C&I Curtailment-Turnkey-Auto-DR HVAC Control | General |  | Winter Evening | % of Load | 1 | 2028 | 65535
| Base | DLC-Water Heating | C&I Curtailment-Turnkey-Auto-DR HVAC Control | General |  | Winter Evening | % of Load | 0 | 2028 | 65535
| Base | DLC-Water Heating | C&I Curtailment-Turnkey-Standard Lighting Control | General |  | Winter Evening | % of Load | 1 | 2028 | 65535
| Base | DLC-Water Heating | C&I Curtailment-Turnkey-Standard Lighting Control | General |  | Winter Evening | % of Load | 0 | 2028 | 65535
| Base | DLC-Water Heating | C&I Curtailment-Turnkey-Advanced Lighting Control | General |  | Winter Evening | % of Load | 1 | 2028 | 65535
| Base | DLC-Water Heating | C&I Curtailment-Turnkey-Advanced Lighting Control | General |  | Winter Evening | % of Load | 0 | 2028 | 65535
| Base | DLC-Water Heating | C&I Curtailment-Turnkey-Water Heating Control | General |  | Winter Evening | % of Load | 1 | 2028 | 65535
| Base | DLC-Water Heating | C&I Curtailment-Turnkey-Water Heating Control | General |  | Winter Evening | % of Load | 0 | 2028 | 65535
| Base | DLC-Water Heating | C&I Curtailment-Turnkey-Other | General |  | Winter Evening | % of Load | 1 | 2028 | 65535
| Base | DLC-Water Heating | C&I Curtailment-Turnkey-Other | General |  | Winter Evening | % of Load | 0 | 2028 | 65535
| Base | DLC-Water Heating | DLC-Switch-Water Heating | Small Industrial |  | Winter Morning | % of Load | 1 | 2028 | 65535
| Base | DLC-Water Heating | DLC-Switch-Water Heating | Small Industrial |  | Winter Morning | % of Load | 0 | 2028 | 65535
| Base | DLC-Water Heating | DLC-BYOD-Water Heating | Small Industrial |  | Winter Morning | % of Load | 1 | 2028 | 65535
| Base | DLC-Water Heating | DLC-BYOD-Water Heating | Small Industrial |  | Winter Morning | % of Load | 0 | 2028 | 65535
| Base | DLC-Water Heating | DLC-Thermostat-DI-Central Heat Pump | Small Industrial |  | Winter Morning | % of Load | 1 | 2028 | 65535
| Base | DLC-Water Heating | DLC-Thermostat-DI-Central Heat Pump | Small Industrial |  | Winter Morning | % of Load | 0 | 2028 | 65535
| Base | DLC-Water Heating | DLC-Thermostat-BYOT-Central Heat Pump | Small Industrial |  | Winter Morning | % of Load | 1 | 2028 | 65535
| Base | DLC-Water Heating | DLC-Thermostat-BYOT-Central Heat Pump | Small Industrial |  | Winter Morning | % of Load | 0 | 2028 | 65535
| Base | DLC-Water Heating | DLC-Thermostat-HVAC | Small Industrial |  | Winter Morning | % of Load | 1 | 2028 | 65535
| Base | DLC-Water Heating | DLC-Thermostat-HVAC | Small Industrial |  | Winter Morning | % of Load | 0 | 2028 | 65535
| Base | DLC-Water Heating | DLC-Thermostat-DI-Baseboard Heating | Small Industrial |  | Winter Morning | % of Load | 1 | 2028 | 65535
| Base | DLC-Water Heating | DLC-Thermostat-DI-Baseboard Heating | Small Industrial |  | Winter Morning | % of Load | 0 | 2028 | 65535
| Base | DLC-Water Heating | DLC-Thermostat-BYOT-Baseboard Heating | Small Industrial |  | Winter Morning | % of Load | 1 | 2028 | 65535
| Base | DLC-Water Heating | DLC-Thermostat-BYOT-Baseboard Heating | Small Industrial |  | Winter Morning | % of Load | 0 | 2028 | 65535
| Base | DLC-Water Heating | DLC-Thermostat-DI-MSHP | Small Industrial |  | Winter Morning | % of Load | 1 | 2028 | 65535
| Base | DLC-Water Heating | DLC-Thermostat-DI-MSHP | Small Industrial |  | Winter Morning | % of Load | 0 | 2028 | 65535
| Base | DLC-Water Heating | DLC-Thermostat-BYOT-MSHP | Small Industrial |  | Winter Morning | % of Load | 1 | 2028 | 65535
| Base | DLC-Water Heating | DLC-Thermostat-BYOT-MSHP | Small Industrial |  | Winter Morning | % of Load | 0 | 2028 | 65535
| Base | DLC-Water Heating | C&I Curtailment-Turnkey-Manual HVAC Control | Small Industrial |  | Winter Morning | % of Load | 1 | 2028 | 65535
| Base | DLC-Water Heating | C&I Curtailment-Turnkey-Manual HVAC Control | Small Industrial |  | Winter Morning | % of Load | 0 | 2028 | 65535
| Base | DLC-Water Heating | C&I Curtailment-Turnkey-Auto-DR HVAC Control | Small Industrial |  | Winter Morning | % of Load | 1 | 2028 | 65535
| Base | DLC-Water Heating | C&I Curtailment-Turnkey-Auto-DR HVAC Control | Small Industrial |  | Winter Morning | % of Load | 0 | 2028 | 65535
| Base | DLC-Water Heating | C&I Curtailment-Turnkey-Standard Lighting Control | Small Industrial |  | Winter Morning | % of Load | 1 | 2028 | 65535
| Base | DLC-Water Heating | C&I Curtailment-Turnkey-Standard Lighting Control | Small Industrial |  | Winter Morning | % of Load | 0 | 2028 | 65535
| Base | DLC-Water Heating | C&I Curtailment-Turnkey-Advanced Lighting Control | Small Industrial |  | Winter Morning | % of Load | 1 | 2028 | 65535
| Base | DLC-Water Heating | C&I Curtailment-Turnkey-Advanced Lighting Control | Small Industrial |  | Winter Morning | % of Load | 0 | 2028 | 65535
| Base | DLC-Water Heating | C&I Curtailment-Turnkey-Water Heating Control | Small Industrial |  | Winter Morning | % of Load | 1 | 2028 | 65535
| Base | DLC-Water Heating | C&I Curtailment-Turnkey-Water Heating Control | Small Industrial |  | Winter Morning | % of Load | 0 | 2028 | 65535
| Base | DLC-Water Heating | C&I Curtailment-Turnkey-Other | Small Industrial |  | Winter Morning | % of Load | 1 | 2028 | 65535
| Base | DLC-Water Heating | C&I Curtailment-Turnkey-Other | Small Industrial |  | Winter Morning | % of Load | 0 | 2028 | 65535
| Base | DLC-Water Heating | C&I Curtailment-Turnkey-Industrial | Small Industrial |  | Winter Morning | % of Load | 1 | 2028 | 65535
| Base | DLC-Water Heating | C&I Curtailment-Turnkey-Industrial | Small Industrial |  | Winter Morning | % of Load | 0 | 2028 | 65535
| Base | DLC-Water Heating | DLC-Switch-Water Heating | Small Industrial |  | Winter Evening | % of Load | 1 | 2028 | 65535
| Base | DLC-Water Heating | DLC-Switch-Water Heating | Small Industrial |  | Winter Evening | % of Load | 0 | 2028 | 65535
| Base | DLC-Water Heating | DLC-BYOD-Water Heating | Small Industrial |  | Winter Evening | % of Load | 1 | 2028 | 65535
| Base | DLC-Water Heating | DLC-BYOD-Water Heating | Small Industrial |  | Winter Evening | % of Load | 0 | 2028 | 65535
| Base | DLC-Water Heating | DLC-Thermostat-DI-Central Heat Pump | Small Industrial |  | Winter Evening | % of Load | 1 | 2028 | 65535
| Base | DLC-Water Heating | DLC-Thermostat-DI-Central Heat Pump | Small Industrial |  | Winter Evening | % of Load | 0 | 2028 | 65535
| Base | DLC-Water Heating | DLC-Thermostat-BYOT-Central Heat Pump | Small Industrial |  | Winter Evening | % of Load | 1 | 2028 | 65535
| Base | DLC-Water Heating | DLC-Thermostat-BYOT-Central Heat Pump | Small Industrial |  | Winter Evening | % of Load | 0 | 2028 | 65535
| Base | DLC-Water Heating | DLC-Thermostat-HVAC | Small Industrial |  | Winter Evening | % of Load | 1 | 2028 | 65535
| Base | DLC-Water Heating | DLC-Thermostat-HVAC | Small Industrial |  | Winter Evening | % of Load | 0 | 2028 | 65535
| Base | DLC-Water Heating | DLC-Thermostat-DI-Baseboard Heating | Small Industrial |  | Winter Evening | % of Load | 1 | 2028 | 65535
| Base | DLC-Water Heating | DLC-Thermostat-DI-Baseboard Heating | Small Industrial |  | Winter Evening | % of Load | 0 | 2028 | 65535
| Base | DLC-Water Heating | DLC-Thermostat-BYOT-Baseboard Heating | Small Industrial |  | Winter Evening | % of Load | 1 | 2028 | 65535
| Base | DLC-Water Heating | DLC-Thermostat-BYOT-Baseboard Heating | Small Industrial |  | Winter Evening | % of Load | 0 | 2028 | 65535
| Base | DLC-Water Heating | DLC-Thermostat-DI-MSHP | Small Industrial |  | Winter Evening | % of Load | 1 | 2028 | 65535
| Base | DLC-Water Heating | DLC-Thermostat-DI-MSHP | Small Industrial |  | Winter Evening | % of Load | 0 | 2028 | 65535
| Base | DLC-Water Heating | DLC-Thermostat-BYOT-MSHP | Small Industrial |  | Winter Evening | % of Load | 1 | 2028 | 65535
| Base | DLC-Water Heating | DLC-Thermostat-BYOT-MSHP | Small Industrial |  | Winter Evening | % of Load | 0 | 2028 | 65535
| Base | DLC-Water Heating | C&I Curtailment-Turnkey-Manual HVAC Control | Small Industrial |  | Winter Evening | % of Load | 1 | 2028 | 65535
| Base | DLC-Water Heating | C&I Curtailment-Turnkey-Manual HVAC Control | Small Industrial |  | Winter Evening | % of Load | 0 | 2028 | 65535
| Base | DLC-Water Heating | C&I Curtailment-Turnkey-Auto-DR HVAC Control | Small Industrial |  | Winter Evening | % of Load | 1 | 2028 | 65535
| Base | DLC-Water Heating | C&I Curtailment-Turnkey-Auto-DR HVAC Control | Small Industrial |  | Winter Evening | % of Load | 0 | 2028 | 65535
| Base | DLC-Water Heating | C&I Curtailment-Turnkey-Standard Lighting Control | Small Industrial |  | Winter Evening | % of Load | 1 | 2028 | 65535
| Base | DLC-Water Heating | C&I Curtailment-Turnkey-Standard Lighting Control | Small Industrial |  | Winter Evening | % of Load | 0 | 2028 | 65535
| Base | DLC-Water Heating | C&I Curtailment-Turnkey-Advanced Lighting Control | Small Industrial |  | Winter Evening | % of Load | 1 | 2028 | 65535
| Base | DLC-Water Heating | C&I Curtailment-Turnkey-Advanced Lighting Control | Small Industrial |  | Winter Evening | % of Load | 0 | 2028 | 65535
| Base | DLC-Water Heating | C&I Curtailment-Turnkey-Water Heating Control | Small Industrial |  | Winter Evening | % of Load | 1 | 2028 | 65535
| Base | DLC-Water Heating | C&I Curtailment-Turnkey-Water Heating Control | Small Industrial |  | Winter Evening | % of Load | 0 | 2028 | 65535
| Base | DLC-Water Heating | C&I Curtailment-Turnkey-Other | Small Industrial |  | Winter Evening | % of Load | 1 | 2028 | 65535
| Base | DLC-Water Heating | C&I Curtailment-Turnkey-Other | Small Industrial |  | Winter Evening | % of Load | 0 | 2028 | 65535
| Base | DLC-Water Heating | C&I Curtailment-Turnkey-Industrial | Small Industrial |  | Winter Evening | % of Load | 1 | 2028 | 65535
| Base | DLC-Water Heating | C&I Curtailment-Turnkey-Industrial | Small Industrial |  | Winter Evening | % of Load | 0 | 2028 | 65535
| Base | DLC-Water Heating | DLC-Switch-Water Heating | Medium Industrial |  | Winter Morning | % of Load | 1 | 2028 | 65535
| Base | DLC-Water Heating | DLC-Switch-Water Heating | Medium Industrial |  | Winter Morning | % of Load | 0 | 2028 | 65535
| Base | DLC-Water Heating | DLC-BYOD-Water Heating | Medium Industrial |  | Winter Morning | % of Load | 1 | 2028 | 65535
| Base | DLC-Water Heating | DLC-BYOD-Water Heating | Medium Industrial |  | Winter Morning | % of Load | 0 | 2028 | 65535
| Base | DLC-Water Heating | DLC-Thermostat-DI-Central Heat Pump | Medium Industrial |  | Winter Morning | % of Load | 1 | 2028 | 65535
| Base | DLC-Water Heating | DLC-Thermostat-DI-Central Heat Pump | Medium Industrial |  | Winter Morning | % of Load | 0 | 2028 | 65535
| Base | DLC-Water Heating | DLC-Thermostat-BYOT-Central Heat Pump | Medium Industrial |  | Winter Morning | % of Load | 1 | 2028 | 65535
| Base | DLC-Water Heating | DLC-Thermostat-BYOT-Central Heat Pump | Medium Industrial |  | Winter Morning | % of Load | 0 | 2028 | 65535
| Base | DLC-Water Heating | DLC-Thermostat-HVAC | Medium Industrial |  | Winter Morning | % of Load | 1 | 2028 | 65535
| Base | DLC-Water Heating | DLC-Thermostat-HVAC | Medium Industrial |  | Winter Morning | % of Load | 0 | 2028 | 65535
| Base | DLC-Water Heating | DLC-Thermostat-DI-Baseboard Heating | Medium Industrial |  | Winter Morning | % of Load | 1 | 2028 | 65535
| Base | DLC-Water Heating | DLC-Thermostat-DI-Baseboard Heating | Medium Industrial |  | Winter Morning | % of Load | 0 | 2028 | 65535
| Base | DLC-Water Heating | DLC-Thermostat-BYOT-Baseboard Heating | Medium Industrial |  | Winter Morning | % of Load | 1 | 2028 | 65535
| Base | DLC-Water Heating | DLC-Thermostat-BYOT-Baseboard Heating | Medium Industrial |  | Winter Morning | % of Load | 0 | 2028 | 65535
| Base | DLC-Water Heating | DLC-Thermostat-DI-MSHP | Medium Industrial |  | Winter Morning | % of Load | 1 | 2028 | 65535
| Base | DLC-Water Heating | DLC-Thermostat-DI-MSHP | Medium Industrial |  | Winter Morning | % of Load | 0 | 2028 | 65535
| Base | DLC-Water Heating | DLC-Thermostat-BYOT-MSHP | Medium Industrial |  | Winter Morning | % of Load | 1 | 2028 | 65535
| Base | DLC-Water Heating | DLC-Thermostat-BYOT-MSHP | Medium Industrial |  | Winter Morning | % of Load | 0 | 2028 | 65535
| Base | DLC-Water Heating | C&I Curtailment-Turnkey-Manual HVAC Control | Medium Industrial |  | Winter Morning | % of Load | 1 | 2028 | 65535
| Base | DLC-Water Heating | C&I Curtailment-Turnkey-Manual HVAC Control | Medium Industrial |  | Winter Morning | % of Load | 0 | 2028 | 65535
| Base | DLC-Water Heating | C&I Curtailment-Turnkey-Auto-DR HVAC Control | Medium Industrial |  | Winter Morning | % of Load | 1 | 2028 | 65535
| Base | DLC-Water Heating | C&I Curtailment-Turnkey-Auto-DR HVAC Control | Medium Industrial |  | Winter Morning | % of Load | 0 | 2028 | 65535
| Base | DLC-Water Heating | C&I Curtailment-Turnkey-Standard Lighting Control | Medium Industrial |  | Winter Morning | % of Load | 1 | 2028 | 65535
| Base | DLC-Water Heating | C&I Curtailment-Turnkey-Standard Lighting Control | Medium Industrial |  | Winter Morning | % of Load | 0 | 2028 | 65535
| Base | DLC-Water Heating | C&I Curtailment-Turnkey-Advanced Lighting Control | Medium Industrial |  | Winter Morning | % of Load | 1 | 2028 | 65535
| Base | DLC-Water Heating | C&I Curtailment-Turnkey-Advanced Lighting Control | Medium Industrial |  | Winter Morning | % of Load | 0 | 2028 | 65535
| Base | DLC-Water Heating | C&I Curtailment-Turnkey-Water Heating Control | Medium Industrial |  | Winter Morning | % of Load | 1 | 2028 | 65535
| Base | DLC-Water Heating | C&I Curtailment-Turnkey-Water Heating Control | Medium Industrial |  | Winter Morning | % of Load | 0 | 2028 | 65535
| Base | DLC-Water Heating | C&I Curtailment-Turnkey-Other | Medium Industrial |  | Winter Morning | % of Load | 1 | 2028 | 65535
| Base | DLC-Water Heating | C&I Curtailment-Turnkey-Other | Medium Industrial |  | Winter Morning | % of Load | 0 | 2028 | 65535
| Base | DLC-Water Heating | DLC-Switch-Water Heating | Medium Industrial |  | Winter Evening | % of Load | 1 | 2028 | 65535
| Base | DLC-Water Heating | DLC-Switch-Water Heating | Medium Industrial |  | Winter Evening | % of Load | 0 | 2028 | 65535
| Base | DLC-Water Heating | DLC-BYOD-Water Heating | Medium Industrial |  | Winter Evening | % of Load | 1 | 2028 | 65535
| Base | DLC-Water Heating | DLC-BYOD-Water Heating | Medium Industrial |  | Winter Evening | % of Load | 0 | 2028 | 65535
| Base | DLC-Water Heating | DLC-Thermostat-DI-Central Heat Pump | Medium Industrial |  | Winter Evening | % of Load | 1 | 2028 | 65535
| Base | DLC-Water Heating | DLC-Thermostat-DI-Central Heat Pump | Medium Industrial |  | Winter Evening | % of Load | 0 | 2028 | 65535
| Base | DLC-Water Heating | DLC-Thermostat-BYOT-Central Heat Pump | Medium Industrial |  | Winter Evening | % of Load | 1 | 2028 | 65535
| Base | DLC-Water Heating | DLC-Thermostat-BYOT-Central Heat Pump | Medium Industrial |  | Winter Evening | % of Load | 0 | 2028 | 65535
| Base | DLC-Water Heating | DLC-Thermostat-HVAC | Medium Industrial |  | Winter Evening | % of Load | 1 | 2028 | 65535
| Base | DLC-Water Heating | DLC-Thermostat-HVAC | Medium Industrial |  | Winter Evening | % of Load | 0 | 2028 | 65535
| Base | DLC-Water Heating | DLC-Thermostat-DI-Baseboard Heating | Medium Industrial |  | Winter Evening | % of Load | 1 | 2028 | 65535
| Base | DLC-Water Heating | DLC-Thermostat-DI-Baseboard Heating | Medium Industrial |  | Winter Evening | % of Load | 0 | 2028 | 65535
| Base | DLC-Water Heating | DLC-Thermostat-BYOT-Baseboard Heating | Medium Industrial |  | Winter Evening | % of Load | 1 | 2028 | 65535
| Base | DLC-Water Heating | DLC-Thermostat-BYOT-Baseboard Heating | Medium Industrial |  | Winter Evening | % of Load | 0 | 2028 | 65535
| Base | DLC-Water Heating | DLC-Thermostat-DI-MSHP | Medium Industrial |  | Winter Evening | % of Load | 1 | 2028 | 65535
| Base | DLC-Water Heating | DLC-Thermostat-DI-MSHP | Medium Industrial |  | Winter Evening | % of Load | 0 | 2028 | 65535
| Base | DLC-Water Heating | DLC-Thermostat-BYOT-MSHP | Medium Industrial |  | Winter Evening | % of Load | 1 | 2028 | 65535
| Base | DLC-Water Heating | DLC-Thermostat-BYOT-MSHP | Medium Industrial |  | Winter Evening | % of Load | 0 | 2028 | 65535
| Base | DLC-Water Heating | C&I Curtailment-Turnkey-Manual HVAC Control | Medium Industrial |  | Winter Evening | % of Load | 1 | 2028 | 65535
| Base | DLC-Water Heating | C&I Curtailment-Turnkey-Manual HVAC Control | Medium Industrial |  | Winter Evening | % of Load | 0 | 2028 | 65535
| Base | DLC-Water Heating | C&I Curtailment-Turnkey-Auto-DR HVAC Control | Medium Industrial |  | Winter Evening | % of Load | 1 | 2028 | 65535
| Base | DLC-Water Heating | C&I Curtailment-Turnkey-Auto-DR HVAC Control | Medium Industrial |  | Winter Evening | % of Load | 0 | 2028 | 65535
| Base | DLC-Water Heating | C&I Curtailment-Turnkey-Standard Lighting Control | Medium Industrial |  | Winter Evening | % of Load | 1 | 2028 | 65535
| Base | DLC-Water Heating | C&I Curtailment-Turnkey-Standard Lighting Control | Medium Industrial |  | Winter Evening | % of Load | 0 | 2028 | 65535
| Base | DLC-Water Heating | C&I Curtailment-Turnkey-Advanced Lighting Control | Medium Industrial |  | Winter Evening | % of Load | 1 | 2028 | 65535
| Base | DLC-Water Heating | C&I Curtailment-Turnkey-Advanced Lighting Control | Medium Industrial |  | Winter Evening | % of Load | 0 | 2028 | 65535
| Base | DLC-Water Heating | C&I Curtailment-Turnkey-Water Heating Control | Medium Industrial |  | Winter Evening | % of Load | 1 | 2028 | 65535
| Base | DLC-Water Heating | C&I Curtailment-Turnkey-Water Heating Control | Medium Industrial |  | Winter Evening | % of Load | 0 | 2028 | 65535
| Base | DLC-Water Heating | C&I Curtailment-Turnkey-Other | Medium Industrial |  | Winter Evening | % of Load | 1 | 2028 | 65535
| Base | DLC-Water Heating | C&I Curtailment-Turnkey-Other | Medium Industrial |  | Winter Evening | % of Load | 0 | 2028 | 65535
| Base | DLC-Water Heating | DLC-Switch-Water Heating | Residential Charitable |  | Winter Morning | % of Load | 1 | 2028 | 65535
| Base | DLC-Water Heating | DLC-Switch-Water Heating | Residential Charitable |  | Winter Morning | % of Load | 0 | 2028 | 65535
| Base | DLC-Water Heating | DLC-BYOD-Water Heating | Residential Charitable |  | Winter Morning | % of Load | 1 | 2028 | 65535
| Base | DLC-Water Heating | DLC-BYOD-Water Heating | Residential Charitable |  | Winter Morning | % of Load | 0 | 2028 | 65535
| Base | DLC-Water Heating | DLC-Switch-Water Heating | Residential Charitable |  | Winter Evening | % of Load | 1 | 2028 | 65535
| Base | DLC-Water Heating | DLC-Switch-Water Heating | Residential Charitable |  | Winter Evening | % of Load | 0 | 2028 | 65535
| Base | DLC-Water Heating | DLC-BYOD-Water Heating | Residential Charitable |  | Winter Evening | % of Load | 1 | 2028 | 65535
| Base | DLC-Water Heating | DLC-BYOD-Water Heating | Residential Charitable |  | Winter Evening | % of Load | 0 | 2028 | 65535
| Base | C&I Curtailment | DLC-Switch-Water Heating | Small General |  | Winter Morning | % of Load | 1 | 2028 | 65535
| Base | C&I Curtailment | DLC-Switch-Water Heating | Small General |  | Winter Morning | % of Load | 0 | 2028 | 65535
| Base | C&I Curtailment | DLC-BYOD-Water Heating | Small General |  | Winter Morning | % of Load | 1 | 2028 | 65535
| Base | C&I Curtailment | DLC-BYOD-Water Heating | Small General |  | Winter Morning | % of Load | 0 | 2028 | 65535
| Base | C&I Curtailment | DLC-Thermostat-DI-Central Heat Pump | Small General |  | Winter Morning | % of Load | 1 | 2028 | 65535
| Base | C&I Curtailment | DLC-Thermostat-DI-Central Heat Pump | Small General |  | Winter Morning | % of Load | 0 | 2028 | 65535
| Base | C&I Curtailment | DLC-Thermostat-BYOT-Central Heat Pump | Small General |  | Winter Morning | % of Load | 1 | 2028 | 65535
| Base | C&I Curtailment | DLC-Thermostat-BYOT-Central Heat Pump | Small General |  | Winter Morning | % of Load | 0 | 2028 | 65535
| Base | C&I Curtailment | DLC-Thermostat-HVAC | Small General |  | Winter Morning | % of Load | 1 | 2028 | 65535
| Base | C&I Curtailment | DLC-Thermostat-HVAC | Small General |  | Winter Morning | % of Load | 0 | 2028 | 65535
| Base | C&I Curtailment | DLC-Thermostat-DI-Baseboard Heating | Small General |  | Winter Morning | % of Load | 1 | 2028 | 65535
| Base | C&I Curtailment | DLC-Thermostat-DI-Baseboard Heating | Small General |  | Winter Morning | % of Load | 0 | 2028 | 65535
| Base | C&I Curtailment | DLC-Thermostat-BYOT-Baseboard Heating | Small General |  | Winter Morning | % of Load | 1 | 2028 | 65535
| Base | C&I Curtailment | DLC-Thermostat-BYOT-Baseboard Heating | Small General |  | Winter Morning | % of Load | 0 | 2028 | 65535
| Base | C&I Curtailment | DLC-Thermostat-DI-MSHP | Small General |  | Winter Morning | % of Load | 1 | 2028 | 65535
| Base | C&I Curtailment | DLC-Thermostat-DI-MSHP | Small General |  | Winter Morning | % of Load | 0 | 2028 | 65535
| Base | C&I Curtailment | DLC-Thermostat-BYOT-MSHP | Small General |  | Winter Morning | % of Load | 1 | 2028 | 65535
| Base | C&I Curtailment | DLC-Thermostat-BYOT-MSHP | Small General |  | Winter Morning | % of Load | 0 | 2028 | 65535
| Base | C&I Curtailment | C&I Curtailment-Turnkey-Manual HVAC Control | Small General |  | Winter Morning | % of Load | 1 | 2028 | 65535
| Base | C&I Curtailment | C&I Curtailment-Turnkey-Manual HVAC Control | Small General |  | Winter Morning | % of Load | 0 | 2028 | 65535
| Base | C&I Curtailment | C&I Curtailment-Turnkey-Auto-DR HVAC Control | Small General |  | Winter Morning | % of Load | 1 | 2028 | 65535
| Base | C&I Curtailment | C&I Curtailment-Turnkey-Auto-DR HVAC Control | Small General |  | Winter Morning | % of Load | 0 | 2028 | 65535
| Base | C&I Curtailment | C&I Curtailment-Turnkey-Standard Lighting Control | Small General |  | Winter Morning | % of Load | 1 | 2028 | 65535
| Base | C&I Curtailment | C&I Curtailment-Turnkey-Standard Lighting Control | Small General |  | Winter Morning | % of Load | 0 | 2028 | 65535
| Base | C&I Curtailment | C&I Curtailment-Turnkey-Advanced Lighting Control | Small General |  | Winter Morning | % of Load | 1 | 2028 | 65535
| Base | C&I Curtailment | C&I Curtailment-Turnkey-Advanced Lighting Control | Small General |  | Winter Morning | % of Load | 0 | 2028 | 65535
| Base | C&I Curtailment | C&I Curtailment-Turnkey-Water Heating Control | Small General |  | Winter Morning | % of Load | 1 | 2028 | 65535
| Base | C&I Curtailment | C&I Curtailment-Turnkey-Water Heating Control | Small General |  | Winter Morning | % of Load | 0 | 2028 | 65535
| Base | C&I Curtailment | C&I Curtailment-Turnkey-Other | Small General |  | Winter Morning | % of Load | 1 | 2028 | 65535
| Base | C&I Curtailment | C&I Curtailment-Turnkey-Other | Small General |  | Winter Morning | % of Load | 0 | 2028 | 65535
| Base | C&I Curtailment | Dynamic Pricing with enabling tech. | Small General |  | Winter Morning | % of Load | 1 | 2028 | 65535
| Base | C&I Curtailment | Dynamic Pricing with enabling tech. | Small General |  | Winter Morning | % of Load | 0 | 2028 | 65535
| Base | C&I Curtailment | DLC-Switch-Water Heating | Small General |  | Winter Evening | % of Load | 1 | 2028 | 65535
| Base | C&I Curtailment | DLC-Switch-Water Heating | Small General |  | Winter Evening | % of Load | 0 | 2028 | 65535
| Base | C&I Curtailment | DLC-BYOD-Water Heating | Small General |  | Winter Evening | % of Load | 1 | 2028 | 65535
| Base | C&I Curtailment | DLC-BYOD-Water Heating | Small General |  | Winter Evening | % of Load | 0 | 2028 | 65535
| Base | C&I Curtailment | DLC-Thermostat-DI-Central Heat Pump | Small General |  | Winter Evening | % of Load | 1 | 2028 | 65535
| Base | C&I Curtailment | DLC-Thermostat-DI-Central Heat Pump | Small General |  | Winter Evening | % of Load | 0 | 2028 | 65535
| Base | C&I Curtailment | DLC-Thermostat-BYOT-Central Heat Pump | Small General |  | Winter Evening | % of Load | 1 | 2028 | 65535
| Base | C&I Curtailment | DLC-Thermostat-BYOT-Central Heat Pump | Small General |  | Winter Evening | % of Load | 0 | 2028 | 65535
| Base | C&I Curtailment | DLC-Thermostat-HVAC | Small General |  | Winter Evening | % of Load | 1 | 2028 | 65535
| Base | C&I Curtailment | DLC-Thermostat-HVAC | Small General |  | Winter Evening | % of Load | 0 | 2028 | 65535
| Base | C&I Curtailment | DLC-Thermostat-DI-Baseboard Heating | Small General |  | Winter Evening | % of Load | 1 | 2028 | 65535
| Base | C&I Curtailment | DLC-Thermostat-DI-Baseboard Heating | Small General |  | Winter Evening | % of Load | 0 | 2028 | 65535
| Base | C&I Curtailment | DLC-Thermostat-BYOT-Baseboard Heating | Small General |  | Winter Evening | % of Load | 1 | 2028 | 65535
| Base | C&I Curtailment | DLC-Thermostat-BYOT-Baseboard Heating | Small General |  | Winter Evening | % of Load | 0 | 2028 | 65535
| Base | C&I Curtailment | DLC-Thermostat-DI-MSHP | Small General |  | Winter Evening | % of Load | 1 | 2028 | 65535
| Base | C&I Curtailment | DLC-Thermostat-DI-MSHP | Small General |  | Winter Evening | % of Load | 0 | 2028 | 65535
| Base | C&I Curtailment | DLC-Thermostat-BYOT-MSHP | Small General |  | Winter Evening | % of Load | 1 | 2028 | 65535
| Base | C&I Curtailment | DLC-Thermostat-BYOT-MSHP | Small General |  | Winter Evening | % of Load | 0 | 2028 | 65535
| Base | C&I Curtailment | C&I Curtailment-Turnkey-Manual HVAC Control | Small General |  | Winter Evening | % of Load | 1 | 2028 | 65535
| Base | C&I Curtailment | C&I Curtailment-Turnkey-Manual HVAC Control | Small General |  | Winter Evening | % of Load | 0 | 2028 | 65535
| Base | C&I Curtailment | C&I Curtailment-Turnkey-Auto-DR HVAC Control | Small General |  | Winter Evening | % of Load | 1 | 2028 | 65535
| Base | C&I Curtailment | C&I Curtailment-Turnkey-Auto-DR HVAC Control | Small General |  | Winter Evening | % of Load | 0 | 2028 | 65535
| Base | C&I Curtailment | C&I Curtailment-Turnkey-Standard Lighting Control | Small General |  | Winter Evening | % of Load | 1 | 2028 | 65535
| Base | C&I Curtailment | C&I Curtailment-Turnkey-Standard Lighting Control | Small General |  | Winter Evening | % of Load | 0 | 2028 | 65535
| Base | C&I Curtailment | C&I Curtailment-Turnkey-Advanced Lighting Control | Small General |  | Winter Evening | % of Load | 1 | 2028 | 65535
| Base | C&I Curtailment | C&I Curtailment-Turnkey-Advanced Lighting Control | Small General |  | Winter Evening | % of Load | 0 | 2028 | 65535
| Base | C&I Curtailment | C&I Curtailment-Turnkey-Water Heating Control | Small General |  | Winter Evening | % of Load | 1 | 2028 | 65535
| Base | C&I Curtailment | C&I Curtailment-Turnkey-Water Heating Control | Small General |  | Winter Evening | % of Load | 0 | 2028 | 65535
| Base | C&I Curtailment | C&I Curtailment-Turnkey-Other | Small General |  | Winter Evening | % of Load | 1 | 2028 | 65535
| Base | C&I Curtailment | C&I Curtailment-Turnkey-Other | Small General |  | Winter Evening | % of Load | 0 | 2028 | 65535
| Base | C&I Curtailment | Dynamic Pricing with enabling tech. | Small General |  | Winter Evening | % of Load | 1 | 2028 | 65535
| Base | C&I Curtailment | Dynamic Pricing with enabling tech. | Small General |  | Winter Evening | % of Load | 0 | 2028 | 65535
| Base | C&I Curtailment | DLC-Switch-Water Heating | General |  | Winter Morning | % of Load | 1 | 2028 | 65535
| Base | C&I Curtailment | DLC-Switch-Water Heating | General |  | Winter Morning | % of Load | 0 | 2028 | 65535
| Base | C&I Curtailment | DLC-BYOD-Water Heating | General |  | Winter Morning | % of Load | 1 | 2028 | 65535
| Base | C&I Curtailment | DLC-BYOD-Water Heating | General |  | Winter Morning | % of Load | 0 | 2028 | 65535
| Base | C&I Curtailment | DLC-Thermostat-DI-Central Heat Pump | General |  | Winter Morning | % of Load | 1 | 2028 | 65535
| Base | C&I Curtailment | DLC-Thermostat-DI-Central Heat Pump | General |  | Winter Morning | % of Load | 0 | 2028 | 65535
| Base | C&I Curtailment | DLC-Thermostat-BYOT-Central Heat Pump | General |  | Winter Morning | % of Load | 1 | 2028 | 65535
| Base | C&I Curtailment | DLC-Thermostat-BYOT-Central Heat Pump | General |  | Winter Morning | % of Load | 0 | 2028 | 65535
| Base | C&I Curtailment | DLC-Thermostat-HVAC | General |  | Winter Morning | % of Load | 1 | 2028 | 65535
| Base | C&I Curtailment | DLC-Thermostat-HVAC | General |  | Winter Morning | % of Load | 0 | 2028 | 65535
| Base | C&I Curtailment | DLC-Thermostat-DI-Baseboard Heating | General |  | Winter Morning | % of Load | 1 | 2028 | 65535
| Base | C&I Curtailment | DLC-Thermostat-DI-Baseboard Heating | General |  | Winter Morning | % of Load | 0 | 2028 | 65535
| Base | C&I Curtailment | DLC-Thermostat-BYOT-Baseboard Heating | General |  | Winter Morning | % of Load | 1 | 2028 | 65535
| Base | C&I Curtailment | DLC-Thermostat-BYOT-Baseboard Heating | General |  | Winter Morning | % of Load | 0 | 2028 | 65535
| Base | C&I Curtailment | DLC-Thermostat-DI-MSHP | General |  | Winter Morning | % of Load | 1 | 2028 | 65535
| Base | C&I Curtailment | DLC-Thermostat-DI-MSHP | General |  | Winter Morning | % of Load | 0 | 2028 | 65535
| Base | C&I Curtailment | DLC-Thermostat-BYOT-MSHP | General |  | Winter Morning | % of Load | 1 | 2028 | 65535
| Base | C&I Curtailment | DLC-Thermostat-BYOT-MSHP | General |  | Winter Morning | % of Load | 0 | 2028 | 65535
| Base | C&I Curtailment | C&I Curtailment-Turnkey-Manual HVAC Control | General |  | Winter Morning | % of Load | 1 | 2028 | 65535
| Base | C&I Curtailment | C&I Curtailment-Turnkey-Manual HVAC Control | General |  | Winter Morning | % of Load | 0 | 2028 | 65535
| Base | C&I Curtailment | C&I Curtailment-Turnkey-Auto-DR HVAC Control | General |  | Winter Morning | % of Load | 1 | 2028 | 65535
| Base | C&I Curtailment | C&I Curtailment-Turnkey-Auto-DR HVAC Control | General |  | Winter Morning | % of Load | 0 | 2028 | 65535
| Base | C&I Curtailment | C&I Curtailment-Turnkey-Standard Lighting Control | General |  | Winter Morning | % of Load | 1 | 2028 | 65535
| Base | C&I Curtailment | C&I Curtailment-Turnkey-Standard Lighting Control | General |  | Winter Morning | % of Load | 0 | 2028 | 65535
| Base | C&I Curtailment | C&I Curtailment-Turnkey-Advanced Lighting Control | General |  | Winter Morning | % of Load | 1 | 2028 | 65535
| Base | C&I Curtailment | C&I Curtailment-Turnkey-Advanced Lighting Control | General |  | Winter Morning | % of Load | 0 | 2028 | 65535
| Base | C&I Curtailment | C&I Curtailment-Turnkey-Water Heating Control | General |  | Winter Morning | % of Load | 1 | 2028 | 65535
| Base | C&I Curtailment | C&I Curtailment-Turnkey-Water Heating Control | General |  | Winter Morning | % of Load | 0 | 2028 | 65535
| Base | C&I Curtailment | C&I Curtailment-Turnkey-Other | General |  | Winter Morning | % of Load | 1 | 2028 | 65535
| Base | C&I Curtailment | C&I Curtailment-Turnkey-Other | General |  | Winter Morning | % of Load | 0 | 2028 | 65535
| Base | C&I Curtailment | DLC-Switch-Water Heating | General |  | Winter Evening | % of Load | 1 | 2028 | 65535
| Base | C&I Curtailment | DLC-Switch-Water Heating | General |  | Winter Evening | % of Load | 0 | 2028 | 65535
| Base | C&I Curtailment | DLC-BYOD-Water Heating | General |  | Winter Evening | % of Load | 1 | 2028 | 65535
| Base | C&I Curtailment | DLC-BYOD-Water Heating | General |  | Winter Evening | % of Load | 0 | 2028 | 65535
| Base | C&I Curtailment | DLC-Thermostat-DI-Central Heat Pump | General |  | Winter Evening | % of Load | 1 | 2028 | 65535
| Base | C&I Curtailment | DLC-Thermostat-DI-Central Heat Pump | General |  | Winter Evening | % of Load | 0 | 2028 | 65535
| Base | C&I Curtailment | DLC-Thermostat-BYOT-Central Heat Pump | General |  | Winter Evening | % of Load | 1 | 2028 | 65535
| Base | C&I Curtailment | DLC-Thermostat-BYOT-Central Heat Pump | General |  | Winter Evening | % of Load | 0 | 2028 | 65535
| Base | C&I Curtailment | DLC-Thermostat-HVAC | General |  | Winter Evening | % of Load | 1 | 2028 | 65535
| Base | C&I Curtailment | DLC-Thermostat-HVAC | General |  | Winter Evening | % of Load | 0 | 2028 | 65535
| Base | C&I Curtailment | DLC-Thermostat-DI-Baseboard Heating | General |  | Winter Evening | % of Load | 1 | 2028 | 65535
| Base | C&I Curtailment | DLC-Thermostat-DI-Baseboard Heating | General |  | Winter Evening | % of Load | 0 | 2028 | 65535
| Base | C&I Curtailment | DLC-Thermostat-BYOT-Baseboard Heating | General |  | Winter Evening | % of Load | 1 | 2028 | 65535
| Base | C&I Curtailment | DLC-Thermostat-BYOT-Baseboard Heating | General |  | Winter Evening | % of Load | 0 | 2028 | 65535
| Base | C&I Curtailment | DLC-Thermostat-DI-MSHP | General |  | Winter Evening | % of Load | 1 | 2028 | 65535
| Base | C&I Curtailment | DLC-Thermostat-DI-MSHP | General |  | Winter Evening | % of Load | 0 | 2028 | 65535
| Base | C&I Curtailment | DLC-Thermostat-BYOT-MSHP | General |  | Winter Evening | % of Load | 1 | 2028 | 65535
| Base | C&I Curtailment | DLC-Thermostat-BYOT-MSHP | General |  | Winter Evening | % of Load | 0 | 2028 | 65535
| Base | C&I Curtailment | C&I Curtailment-Turnkey-Manual HVAC Control | General |  | Winter Evening | % of Load | 1 | 2028 | 65535
| Base | C&I Curtailment | C&I Curtailment-Turnkey-Manual HVAC Control | General |  | Winter Evening | % of Load | 0 | 2028 | 65535
| Base | C&I Curtailment | C&I Curtailment-Turnkey-Auto-DR HVAC Control | General |  | Winter Evening | % of Load | 1 | 2028 | 65535
| Base | C&I Curtailment | C&I Curtailment-Turnkey-Auto-DR HVAC Control | General |  | Winter Evening | % of Load | 0 | 2028 | 65535
| Base | C&I Curtailment | C&I Curtailment-Turnkey-Standard Lighting Control | General |  | Winter Evening | % of Load | 1 | 2028 | 65535
| Base | C&I Curtailment | C&I Curtailment-Turnkey-Standard Lighting Control | General |  | Winter Evening | % of Load | 0 | 2028 | 65535
| Base | C&I Curtailment | C&I Curtailment-Turnkey-Advanced Lighting Control | General |  | Winter Evening | % of Load | 1 | 2028 | 65535
| Base | C&I Curtailment | C&I Curtailment-Turnkey-Advanced Lighting Control | General |  | Winter Evening | % of Load | 0 | 2028 | 65535
| Base | C&I Curtailment | C&I Curtailment-Turnkey-Water Heating Control | General |  | Winter Evening | % of Load | 1 | 2028 | 65535
| Base | C&I Curtailment | C&I Curtailment-Turnkey-Water Heating Control | General |  | Winter Evening | % of Load | 0 | 2028 | 65535
| Base | C&I Curtailment | C&I Curtailment-Turnkey-Other | General |  | Winter Evening | % of Load | 1 | 2028 | 65535
| Base | C&I Curtailment | C&I Curtailment-Turnkey-Other | General |  | Winter Evening | % of Load | 0 | 2028 | 65535
| Base | C&I Curtailment | C&I Curtailment-Turnkey-Manual HVAC Control | Large General |  | Winter Morning | % of Load | 1 | 2028 | 65535
| Base | C&I Curtailment | C&I Curtailment-Turnkey-Manual HVAC Control | Large General |  | Winter Morning | % of Load | 0 | 2028 | 65535
| Base | C&I Curtailment | C&I Curtailment-Turnkey-Auto-DR HVAC Control | Large General |  | Winter Morning | % of Load | 1 | 2028 | 65535
| Base | C&I Curtailment | C&I Curtailment-Turnkey-Auto-DR HVAC Control | Large General |  | Winter Morning | % of Load | 0 | 2028 | 65535
| Base | C&I Curtailment | C&I Curtailment-Turnkey-Standard Lighting Control | Large General |  | Winter Morning | % of Load | 1 | 2028 | 65535
| Base | C&I Curtailment | C&I Curtailment-Turnkey-Standard Lighting Control | Large General |  | Winter Morning | % of Load | 0 | 2028 | 65535
| Base | C&I Curtailment | C&I Curtailment-Turnkey-Water Heating Control | Large General |  | Winter Morning | % of Load | 1 | 2028 | 65535
| Base | C&I Curtailment | C&I Curtailment-Turnkey-Water Heating Control | Large General |  | Winter Morning | % of Load | 0 | 2028 | 65535
| Base | C&I Curtailment | C&I Curtailment-Turnkey-Other | Large General |  | Winter Morning | % of Load | 1 | 2028 | 65535
| Base | C&I Curtailment | C&I Curtailment-Turnkey-Other | Large General |  | Winter Morning | % of Load | 0 | 2028 | 65535
| Base | C&I Curtailment | C&I Curtailment-Turnkey-Manual HVAC Control | Large General |  | Winter Evening | % of Load | 1 | 2028 | 65535
| Base | C&I Curtailment | C&I Curtailment-Turnkey-Manual HVAC Control | Large General |  | Winter Evening | % of Load | 0 | 2028 | 65535
| Base | C&I Curtailment | C&I Curtailment-Turnkey-Auto-DR HVAC Control | Large General |  | Winter Evening | % of Load | 1 | 2028 | 65535
| Base | C&I Curtailment | C&I Curtailment-Turnkey-Auto-DR HVAC Control | Large General |  | Winter Evening | % of Load | 0 | 2028 | 65535
| Base | C&I Curtailment | C&I Curtailment-Turnkey-Standard Lighting Control | Large General |  | Winter Evening | % of Load | 1 | 2028 | 65535
| Base | C&I Curtailment | C&I Curtailment-Turnkey-Standard Lighting Control | Large General |  | Winter Evening | % of Load | 0 | 2028 | 65535
| Base | C&I Curtailment | C&I Curtailment-Turnkey-Water Heating Control | Large General |  | Winter Evening | % of Load | 1 | 2028 | 65535
| Base | C&I Curtailment | C&I Curtailment-Turnkey-Water Heating Control | Large General |  | Winter Evening | % of Load | 0 | 2028 | 65535
| Base | C&I Curtailment | C&I Curtailment-Turnkey-Other | Large General |  | Winter Evening | % of Load | 1 | 2028 | 65535
| Base | C&I Curtailment | C&I Curtailment-Turnkey-Other | Large General |  | Winter Evening | % of Load | 0 | 2028 | 65535
| Base | C&I Curtailment | DLC-Switch-Water Heating | Small Industrial |  | Winter Morning | % of Load | 1 | 2028 | 65535
| Base | C&I Curtailment | DLC-Switch-Water Heating | Small Industrial |  | Winter Morning | % of Load | 0 | 2028 | 65535
| Base | C&I Curtailment | DLC-BYOD-Water Heating | Small Industrial |  | Winter Morning | % of Load | 1 | 2028 | 65535
| Base | C&I Curtailment | DLC-BYOD-Water Heating | Small Industrial |  | Winter Morning | % of Load | 0 | 2028 | 65535
| Base | C&I Curtailment | DLC-Thermostat-DI-Central Heat Pump | Small Industrial |  | Winter Morning | % of Load | 1 | 2028 | 65535
| Base | C&I Curtailment | DLC-Thermostat-DI-Central Heat Pump | Small Industrial |  | Winter Morning | % of Load | 0 | 2028 | 65535
| Base | C&I Curtailment | DLC-Thermostat-BYOT-Central Heat Pump | Small Industrial |  | Winter Morning | % of Load | 1 | 2028 | 65535
| Base | C&I Curtailment | DLC-Thermostat-BYOT-Central Heat Pump | Small Industrial |  | Winter Morning | % of Load | 0 | 2028 | 65535
| Base | C&I Curtailment | DLC-Thermostat-HVAC | Small Industrial |  | Winter Morning | % of Load | 1 | 2028 | 65535
| Base | C&I Curtailment | DLC-Thermostat-HVAC | Small Industrial |  | Winter Morning | % of Load | 0 | 2028 | 65535
| Base | C&I Curtailment | DLC-Thermostat-DI-Baseboard Heating | Small Industrial |  | Winter Morning | % of Load | 1 | 2028 | 65535
| Base | C&I Curtailment | DLC-Thermostat-DI-Baseboard Heating | Small Industrial |  | Winter Morning | % of Load | 0 | 2028 | 65535
| Base | C&I Curtailment | DLC-Thermostat-BYOT-Baseboard Heating | Small Industrial |  | Winter Morning | % of Load | 1 | 2028 | 65535
| Base | C&I Curtailment | DLC-Thermostat-BYOT-Baseboard Heating | Small Industrial |  | Winter Morning | % of Load | 0 | 2028 | 65535
| Base | C&I Curtailment | DLC-Thermostat-DI-MSHP | Small Industrial |  | Winter Morning | % of Load | 1 | 2028 | 65535
| Base | C&I Curtailment | DLC-Thermostat-DI-MSHP | Small Industrial |  | Winter Morning | % of Load | 0 | 2028 | 65535
| Base | C&I Curtailment | DLC-Thermostat-BYOT-MSHP | Small Industrial |  | Winter Morning | % of Load | 1 | 2028 | 65535
| Base | C&I Curtailment | DLC-Thermostat-BYOT-MSHP | Small Industrial |  | Winter Morning | % of Load | 0 | 2028 | 65535
| Base | C&I Curtailment | C&I Curtailment-Turnkey-Manual HVAC Control | Small Industrial |  | Winter Morning | % of Load | 1 | 2028 | 65535
| Base | C&I Curtailment | C&I Curtailment-Turnkey-Manual HVAC Control | Small Industrial |  | Winter Morning | % of Load | 0 | 2028 | 65535
| Base | C&I Curtailment | C&I Curtailment-Turnkey-Auto-DR HVAC Control | Small Industrial |  | Winter Morning | % of Load | 1 | 2028 | 65535
| Base | C&I Curtailment | C&I Curtailment-Turnkey-Auto-DR HVAC Control | Small Industrial |  | Winter Morning | % of Load | 0 | 2028 | 65535
| Base | C&I Curtailment | C&I Curtailment-Turnkey-Standard Lighting Control | Small Industrial |  | Winter Morning | % of Load | 1 | 2028 | 65535
| Base | C&I Curtailment | C&I Curtailment-Turnkey-Standard Lighting Control | Small Industrial |  | Winter Morning | % of Load | 0 | 2028 | 65535
| Base | C&I Curtailment | C&I Curtailment-Turnkey-Advanced Lighting Control | Small Industrial |  | Winter Morning | % of Load | 1 | 2028 | 65535
| Base | C&I Curtailment | C&I Curtailment-Turnkey-Advanced Lighting Control | Small Industrial |  | Winter Morning | % of Load | 0 | 2028 | 65535
| Base | C&I Curtailment | C&I Curtailment-Turnkey-Water Heating Control | Small Industrial |  | Winter Morning | % of Load | 1 | 2028 | 65535
| Base | C&I Curtailment | C&I Curtailment-Turnkey-Water Heating Control | Small Industrial |  | Winter Morning | % of Load | 0 | 2028 | 65535
| Base | C&I Curtailment | C&I Curtailment-Turnkey-Other | Small Industrial |  | Winter Morning | % of Load | 1 | 2028 | 65535
| Base | C&I Curtailment | C&I Curtailment-Turnkey-Other | Small Industrial |  | Winter Morning | % of Load | 0 | 2028 | 65535
| Base | C&I Curtailment | C&I Curtailment-Turnkey-Industrial | Small Industrial |  | Winter Morning | % of Load | 1 | 2028 | 65535
| Base | C&I Curtailment | C&I Curtailment-Turnkey-Industrial | Small Industrial |  | Winter Morning | % of Load | 0 | 2028 | 65535
| Base | C&I Curtailment | DLC-Switch-Water Heating | Small Industrial |  | Winter Evening | % of Load | 1 | 2028 | 65535
| Base | C&I Curtailment | DLC-Switch-Water Heating | Small Industrial |  | Winter Evening | % of Load | 0 | 2028 | 65535
| Base | C&I Curtailment | DLC-BYOD-Water Heating | Small Industrial |  | Winter Evening | % of Load | 1 | 2028 | 65535
| Base | C&I Curtailment | DLC-BYOD-Water Heating | Small Industrial |  | Winter Evening | % of Load | 0 | 2028 | 65535
| Base | C&I Curtailment | DLC-Thermostat-DI-Central Heat Pump | Small Industrial |  | Winter Evening | % of Load | 1 | 2028 | 65535
| Base | C&I Curtailment | DLC-Thermostat-DI-Central Heat Pump | Small Industrial |  | Winter Evening | % of Load | 0 | 2028 | 65535
| Base | C&I Curtailment | DLC-Thermostat-BYOT-Central Heat Pump | Small Industrial |  | Winter Evening | % of Load | 1 | 2028 | 65535
| Base | C&I Curtailment | DLC-Thermostat-BYOT-Central Heat Pump | Small Industrial |  | Winter Evening | % of Load | 0 | 2028 | 65535
| Base | C&I Curtailment | DLC-Thermostat-HVAC | Small Industrial |  | Winter Evening | % of Load | 1 | 2028 | 65535
| Base | C&I Curtailment | DLC-Thermostat-HVAC | Small Industrial |  | Winter Evening | % of Load | 0 | 2028 | 65535
| Base | C&I Curtailment | DLC-Thermostat-DI-Baseboard Heating | Small Industrial |  | Winter Evening | % of Load | 1 | 2028 | 65535
| Base | C&I Curtailment | DLC-Thermostat-DI-Baseboard Heating | Small Industrial |  | Winter Evening | % of Load | 0 | 2028 | 65535
| Base | C&I Curtailment | DLC-Thermostat-BYOT-Baseboard Heating | Small Industrial |  | Winter Evening | % of Load | 1 | 2028 | 65535
| Base | C&I Curtailment | DLC-Thermostat-BYOT-Baseboard Heating | Small Industrial |  | Winter Evening | % of Load | 0 | 2028 | 65535
| Base | C&I Curtailment | DLC-Thermostat-DI-MSHP | Small Industrial |  | Winter Evening | % of Load | 1 | 2028 | 65535
| Base | C&I Curtailment | DLC-Thermostat-DI-MSHP | Small Industrial |  | Winter Evening | % of Load | 0 | 2028 | 65535
| Base | C&I Curtailment | DLC-Thermostat-BYOT-MSHP | Small Industrial |  | Winter Evening | % of Load | 1 | 2028 | 65535
| Base | C&I Curtailment | DLC-Thermostat-BYOT-MSHP | Small Industrial |  | Winter Evening | % of Load | 0 | 2028 | 65535
| Base | C&I Curtailment | C&I Curtailment-Turnkey-Manual HVAC Control | Small Industrial |  | Winter Evening | % of Load | 1 | 2028 | 65535
| Base | C&I Curtailment | C&I Curtailment-Turnkey-Manual HVAC Control | Small Industrial |  | Winter Evening | % of Load | 0 | 2028 | 65535
| Base | C&I Curtailment | C&I Curtailment-Turnkey-Auto-DR HVAC Control | Small Industrial |  | Winter Evening | % of Load | 1 | 2028 | 65535
| Base | C&I Curtailment | C&I Curtailment-Turnkey-Auto-DR HVAC Control | Small Industrial |  | Winter Evening | % of Load | 0 | 2028 | 65535
| Base | C&I Curtailment | C&I Curtailment-Turnkey-Standard Lighting Control | Small Industrial |  | Winter Evening | % of Load | 1 | 2028 | 65535
| Base | C&I Curtailment | C&I Curtailment-Turnkey-Standard Lighting Control | Small Industrial |  | Winter Evening | % of Load | 0 | 2028 | 65535
| Base | C&I Curtailment | C&I Curtailment-Turnkey-Advanced Lighting Control | Small Industrial |  | Winter Evening | % of Load | 1 | 2028 | 65535
| Base | C&I Curtailment | C&I Curtailment-Turnkey-Advanced Lighting Control | Small Industrial |  | Winter Evening | % of Load | 0 | 2028 | 65535
| Base | C&I Curtailment | C&I Curtailment-Turnkey-Water Heating Control | Small Industrial |  | Winter Evening | % of Load | 1 | 2028 | 65535
| Base | C&I Curtailment | C&I Curtailment-Turnkey-Water Heating Control | Small Industrial |  | Winter Evening | % of Load | 0 | 2028 | 65535
| Base | C&I Curtailment | C&I Curtailment-Turnkey-Other | Small Industrial |  | Winter Evening | % of Load | 1 | 2028 | 65535
| Base | C&I Curtailment | C&I Curtailment-Turnkey-Other | Small Industrial |  | Winter Evening | % of Load | 0 | 2028 | 65535
| Base | C&I Curtailment | C&I Curtailment-Turnkey-Industrial | Small Industrial |  | Winter Evening | % of Load | 1 | 2028 | 65535
| Base | C&I Curtailment | C&I Curtailment-Turnkey-Industrial | Small Industrial |  | Winter Evening | % of Load | 0 | 2028 | 65535
| Base | C&I Curtailment | DLC-Switch-Water Heating | Medium Industrial |  | Winter Morning | % of Load | 1 | 2028 | 65535
| Base | C&I Curtailment | DLC-Switch-Water Heating | Medium Industrial |  | Winter Morning | % of Load | 0 | 2028 | 65535
| Base | C&I Curtailment | DLC-BYOD-Water Heating | Medium Industrial |  | Winter Morning | % of Load | 1 | 2028 | 65535
| Base | C&I Curtailment | DLC-BYOD-Water Heating | Medium Industrial |  | Winter Morning | % of Load | 0 | 2028 | 65535
| Base | C&I Curtailment | DLC-Thermostat-DI-Central Heat Pump | Medium Industrial |  | Winter Morning | % of Load | 1 | 2028 | 65535
| Base | C&I Curtailment | DLC-Thermostat-DI-Central Heat Pump | Medium Industrial |  | Winter Morning | % of Load | 0 | 2028 | 65535
| Base | C&I Curtailment | DLC-Thermostat-BYOT-Central Heat Pump | Medium Industrial |  | Winter Morning | % of Load | 1 | 2028 | 65535
| Base | C&I Curtailment | DLC-Thermostat-BYOT-Central Heat Pump | Medium Industrial |  | Winter Morning | % of Load | 0 | 2028 | 65535
| Base | C&I Curtailment | DLC-Thermostat-HVAC | Medium Industrial |  | Winter Morning | % of Load | 1 | 2028 | 65535
| Base | C&I Curtailment | DLC-Thermostat-HVAC | Medium Industrial |  | Winter Morning | % of Load | 0 | 2028 | 65535
| Base | C&I Curtailment | DLC-Thermostat-DI-Baseboard Heating | Medium Industrial |  | Winter Morning | % of Load | 1 | 2028 | 65535
| Base | C&I Curtailment | DLC-Thermostat-DI-Baseboard Heating | Medium Industrial |  | Winter Morning | % of Load | 0 | 2028 | 65535
| Base | C&I Curtailment | DLC-Thermostat-BYOT-Baseboard Heating | Medium Industrial |  | Winter Morning | % of Load | 1 | 2028 | 65535
| Base | C&I Curtailment | DLC-Thermostat-BYOT-Baseboard Heating | Medium Industrial |  | Winter Morning | % of Load | 0 | 2028 | 65535
| Base | C&I Curtailment | DLC-Thermostat-DI-MSHP | Medium Industrial |  | Winter Morning | % of Load | 1 | 2028 | 65535
| Base | C&I Curtailment | DLC-Thermostat-DI-MSHP | Medium Industrial |  | Winter Morning | % of Load | 0 | 2028 | 65535
| Base | C&I Curtailment | DLC-Thermostat-BYOT-MSHP | Medium Industrial |  | Winter Morning | % of Load | 1 | 2028 | 65535
| Base | C&I Curtailment | DLC-Thermostat-BYOT-MSHP | Medium Industrial |  | Winter Morning | % of Load | 0 | 2028 | 65535
| Base | C&I Curtailment | C&I Curtailment-Turnkey-Manual HVAC Control | Medium Industrial |  | Winter Morning | % of Load | 1 | 2028 | 65535
| Base | C&I Curtailment | C&I Curtailment-Turnkey-Manual HVAC Control | Medium Industrial |  | Winter Morning | % of Load | 0 | 2028 | 65535
| Base | C&I Curtailment | C&I Curtailment-Turnkey-Auto-DR HVAC Control | Medium Industrial |  | Winter Morning | % of Load | 1 | 2028 | 65535
| Base | C&I Curtailment | C&I Curtailment-Turnkey-Auto-DR HVAC Control | Medium Industrial |  | Winter Morning | % of Load | 0 | 2028 | 65535
| Base | C&I Curtailment | C&I Curtailment-Turnkey-Standard Lighting Control | Medium Industrial |  | Winter Morning | % of Load | 1 | 2028 | 65535
| Base | C&I Curtailment | C&I Curtailment-Turnkey-Standard Lighting Control | Medium Industrial |  | Winter Morning | % of Load | 0 | 2028 | 65535
| Base | C&I Curtailment | C&I Curtailment-Turnkey-Advanced Lighting Control | Medium Industrial |  | Winter Morning | % of Load | 1 | 2028 | 65535
| Base | C&I Curtailment | C&I Curtailment-Turnkey-Advanced Lighting Control | Medium Industrial |  | Winter Morning | % of Load | 0 | 2028 | 65535
| Base | C&I Curtailment | C&I Curtailment-Turnkey-Water Heating Control | Medium Industrial |  | Winter Morning | % of Load | 1 | 2028 | 65535
| Base | C&I Curtailment | C&I Curtailment-Turnkey-Water Heating Control | Medium Industrial |  | Winter Morning | % of Load | 0 | 2028 | 65535
| Base | C&I Curtailment | C&I Curtailment-Turnkey-Other | Medium Industrial |  | Winter Morning | % of Load | 1 | 2028 | 65535
| Base | C&I Curtailment | C&I Curtailment-Turnkey-Other | Medium Industrial |  | Winter Morning | % of Load | 0 | 2028 | 65535
| Base | C&I Curtailment | DLC-Switch-Water Heating | Medium Industrial |  | Winter Evening | % of Load | 1 | 2028 | 65535
| Base | C&I Curtailment | DLC-Switch-Water Heating | Medium Industrial |  | Winter Evening | % of Load | 0 | 2028 | 65535
| Base | C&I Curtailment | DLC-BYOD-Water Heating | Medium Industrial |  | Winter Evening | % of Load | 1 | 2028 | 65535
| Base | C&I Curtailment | DLC-BYOD-Water Heating | Medium Industrial |  | Winter Evening | % of Load | 0 | 2028 | 65535
| Base | C&I Curtailment | DLC-Thermostat-DI-Central Heat Pump | Medium Industrial |  | Winter Evening | % of Load | 1 | 2028 | 65535
| Base | C&I Curtailment | DLC-Thermostat-DI-Central Heat Pump | Medium Industrial |  | Winter Evening | % of Load | 0 | 2028 | 65535
| Base | C&I Curtailment | DLC-Thermostat-BYOT-Central Heat Pump | Medium Industrial |  | Winter Evening | % of Load | 1 | 2028 | 65535
| Base | C&I Curtailment | DLC-Thermostat-BYOT-Central Heat Pump | Medium Industrial |  | Winter Evening | % of Load | 0 | 2028 | 65535
| Base | C&I Curtailment | DLC-Thermostat-HVAC | Medium Industrial |  | Winter Evening | % of Load | 1 | 2028 | 65535
| Base | C&I Curtailment | DLC-Thermostat-HVAC | Medium Industrial |  | Winter Evening | % of Load | 0 | 2028 | 65535
| Base | C&I Curtailment | DLC-Thermostat-DI-Baseboard Heating | Medium Industrial |  | Winter Evening | % of Load | 1 | 2028 | 65535
| Base | C&I Curtailment | DLC-Thermostat-DI-Baseboard Heating | Medium Industrial |  | Winter Evening | % of Load | 0 | 2028 | 65535
| Base | C&I Curtailment | DLC-Thermostat-BYOT-Baseboard Heating | Medium Industrial |  | Winter Evening | % of Load | 1 | 2028 | 65535
| Base | C&I Curtailment | DLC-Thermostat-BYOT-Baseboard Heating | Medium Industrial |  | Winter Evening | % of Load | 0 | 2028 | 65535
| Base | C&I Curtailment | DLC-Thermostat-DI-MSHP | Medium Industrial |  | Winter Evening | % of Load | 1 | 2028 | 65535
| Base | C&I Curtailment | DLC-Thermostat-DI-MSHP | Medium Industrial |  | Winter Evening | % of Load | 0 | 2028 | 65535
| Base | C&I Curtailment | DLC-Thermostat-BYOT-MSHP | Medium Industrial |  | Winter Evening | % of Load | 1 | 2028 | 65535
| Base | C&I Curtailment | DLC-Thermostat-BYOT-MSHP | Medium Industrial |  | Winter Evening | % of Load | 0 | 2028 | 65535
| Base | C&I Curtailment | C&I Curtailment-Turnkey-Manual HVAC Control | Medium Industrial |  | Winter Evening | % of Load | 1 | 2028 | 65535
| Base | C&I Curtailment | C&I Curtailment-Turnkey-Manual HVAC Control | Medium Industrial |  | Winter Evening | % of Load | 0 | 2028 | 65535
| Base | C&I Curtailment | C&I Curtailment-Turnkey-Auto-DR HVAC Control | Medium Industrial |  | Winter Evening | % of Load | 1 | 2028 | 65535
| Base | C&I Curtailment | C&I Curtailment-Turnkey-Auto-DR HVAC Control | Medium Industrial |  | Winter Evening | % of Load | 0 | 2028 | 65535
| Base | C&I Curtailment | C&I Curtailment-Turnkey-Standard Lighting Control | Medium Industrial |  | Winter Evening | % of Load | 1 | 2028 | 65535
| Base | C&I Curtailment | C&I Curtailment-Turnkey-Standard Lighting Control | Medium Industrial |  | Winter Evening | % of Load | 0 | 2028 | 65535
| Base | C&I Curtailment | C&I Curtailment-Turnkey-Advanced Lighting Control | Medium Industrial |  | Winter Evening | % of Load | 1 | 2028 | 65535
| Base | C&I Curtailment | C&I Curtailment-Turnkey-Advanced Lighting Control | Medium Industrial |  | Winter Evening | % of Load | 0 | 2028 | 65535
| Base | C&I Curtailment | C&I Curtailment-Turnkey-Water Heating Control | Medium Industrial |  | Winter Evening | % of Load | 1 | 2028 | 65535
| Base | C&I Curtailment | C&I Curtailment-Turnkey-Water Heating Control | Medium Industrial |  | Winter Evening | % of Load | 0 | 2028 | 65535
| Base | C&I Curtailment | C&I Curtailment-Turnkey-Other | Medium Industrial |  | Winter Evening | % of Load | 1 | 2028 | 65535
| Base | C&I Curtailment | C&I Curtailment-Turnkey-Other | Medium Industrial |  | Winter Evening | % of Load | 0 | 2028 | 65535
| Base | C&I Curtailment | C&I Curtailment-Turnkey-Manual HVAC Control | Large Industrial |  | Winter Morning | % of Load | 1 | 2028 | 65535
| Base | C&I Curtailment | C&I Curtailment-Turnkey-Manual HVAC Control | Large Industrial |  | Winter Morning | % of Load | 0 | 2028 | 65535
| Base | C&I Curtailment | C&I Curtailment-Turnkey-Auto-DR HVAC Control | Large Industrial |  | Winter Morning | % of Load | 1 | 2028 | 65535
| Base | C&I Curtailment | C&I Curtailment-Turnkey-Auto-DR HVAC Control | Large Industrial |  | Winter Morning | % of Load | 0 | 2028 | 65535
| Base | C&I Curtailment | C&I Curtailment-Turnkey-Standard Lighting Control | Large Industrial |  | Winter Morning | % of Load | 1 | 2028 | 65535
| Base | C&I Curtailment | C&I Curtailment-Turnkey-Standard Lighting Control | Large Industrial |  | Winter Morning | % of Load | 0 | 2028 | 65535
| Base | C&I Curtailment | C&I Curtailment-Turnkey-Water Heating Control | Large Industrial |  | Winter Morning | % of Load | 1 | 2028 | 65535
| Base | C&I Curtailment | C&I Curtailment-Turnkey-Water Heating Control | Large Industrial |  | Winter Morning | % of Load | 0 | 2028 | 65535
| Base | C&I Curtailment | C&I Curtailment-Turnkey-Other | Large Industrial |  | Winter Morning | % of Load | 1 | 2028 | 65535
| Base | C&I Curtailment | C&I Curtailment-Turnkey-Other | Large Industrial |  | Winter Morning | % of Load | 0 | 2028 | 65535
| Base | C&I Curtailment | C&I Curtailment-Turnkey-Industrial | Large Industrial |  | Winter Morning | % of Load | 1 | 2028 | 65535
| Base | C&I Curtailment | C&I Curtailment-Turnkey-Industrial | Large Industrial |  | Winter Morning | % of Load | 0 | 2028 | 65535
| Base | C&I Curtailment | C&I Curtailment-Turnkey-Manual HVAC Control | Large Industrial |  | Winter Evening | % of Load | 1 | 2028 | 65535
| Base | C&I Curtailment | C&I Curtailment-Turnkey-Manual HVAC Control | Large Industrial |  | Winter Evening | % of Load | 0 | 2028 | 65535
| Base | C&I Curtailment | C&I Curtailment-Turnkey-Auto-DR HVAC Control | Large Industrial |  | Winter Evening | % of Load | 1 | 2028 | 65535
| Base | C&I Curtailment | C&I Curtailment-Turnkey-Auto-DR HVAC Control | Large Industrial |  | Winter Evening | % of Load | 0 | 2028 | 65535
| Base | C&I Curtailment | C&I Curtailment-Turnkey-Standard Lighting Control | Large Industrial |  | Winter Evening | % of Load | 1 | 2028 | 65535
| Base | C&I Curtailment | C&I Curtailment-Turnkey-Standard Lighting Control | Large Industrial |  | Winter Evening | % of Load | 0 | 2028 | 65535
| Base | C&I Curtailment | C&I Curtailment-Turnkey-Water Heating Control | Large Industrial |  | Winter Evening | % of Load | 1 | 2028 | 65535
| Base | C&I Curtailment | C&I Curtailment-Turnkey-Water Heating Control | Large Industrial |  | Winter Evening | % of Load | 0 | 2028 | 65535
| Base | C&I Curtailment | C&I Curtailment-Turnkey-Other | Large Industrial |  | Winter Evening | % of Load | 1 | 2028 | 65535
| Base | C&I Curtailment | C&I Curtailment-Turnkey-Other | Large Industrial |  | Winter Evening | % of Load | 0 | 2028 | 65535
| Base | C&I Curtailment | C&I Curtailment-Turnkey-Industrial | Large Industrial |  | Winter Evening | % of Load | 1 | 2028 | 65535
| Base | C&I Curtailment | C&I Curtailment-Turnkey-Industrial | Large Industrial |  | Winter Evening | % of Load | 0 | 2028 | 65535
| Base | Dynamic Pricing | DLC-Switch-Water Heating | Small General |  | Winter Morning | % of Load | 1 | 2028 | 65535
| Base | Dynamic Pricing | DLC-Switch-Water Heating | Small General |  | Winter Morning | % of Load | 0 | 2028 | 65535
| Base | Dynamic Pricing | DLC-BYOD-Water Heating | Small General |  | Winter Morning | % of Load | 1 | 2028 | 65535
| Base | Dynamic Pricing | DLC-BYOD-Water Heating | Small General |  | Winter Morning | % of Load | 0 | 2028 | 65535
| Base | Dynamic Pricing | DLC-Thermostat-DI-Central Heat Pump | Small General |  | Winter Morning | % of Load | 1 | 2028 | 65535
| Base | Dynamic Pricing | DLC-Thermostat-DI-Central Heat Pump | Small General |  | Winter Morning | % of Load | 0 | 2028 | 65535
| Base | Dynamic Pricing | DLC-Thermostat-BYOT-Central Heat Pump | Small General |  | Winter Morning | % of Load | 1 | 2028 | 65535
| Base | Dynamic Pricing | DLC-Thermostat-BYOT-Central Heat Pump | Small General |  | Winter Morning | % of Load | 0 | 2028 | 65535
| Base | Dynamic Pricing | DLC-Thermostat-HVAC | Small General |  | Winter Morning | % of Load | 1 | 2028 | 65535
| Base | Dynamic Pricing | DLC-Thermostat-HVAC | Small General |  | Winter Morning | % of Load | 0 | 2028 | 65535
| Base | Dynamic Pricing | DLC-Thermostat-DI-Baseboard Heating | Small General |  | Winter Morning | % of Load | 1 | 2028 | 65535
| Base | Dynamic Pricing | DLC-Thermostat-DI-Baseboard Heating | Small General |  | Winter Morning | % of Load | 0 | 2028 | 65535
| Base | Dynamic Pricing | DLC-Thermostat-BYOT-Baseboard Heating | Small General |  | Winter Morning | % of Load | 1 | 2028 | 65535
| Base | Dynamic Pricing | DLC-Thermostat-BYOT-Baseboard Heating | Small General |  | Winter Morning | % of Load | 0 | 2028 | 65535
| Base | Dynamic Pricing | DLC-Thermostat-DI-MSHP | Small General |  | Winter Morning | % of Load | 1 | 2028 | 65535
| Base | Dynamic Pricing | DLC-Thermostat-DI-MSHP | Small General |  | Winter Morning | % of Load | 0 | 2028 | 65535
| Base | Dynamic Pricing | DLC-Thermostat-BYOT-MSHP | Small General |  | Winter Morning | % of Load | 1 | 2028 | 65535
| Base | Dynamic Pricing | DLC-Thermostat-BYOT-MSHP | Small General |  | Winter Morning | % of Load | 0 | 2028 | 65535
| Base | Dynamic Pricing | C&I Curtailment-Turnkey-Manual HVAC Control | Small General |  | Winter Morning | % of Load | 1 | 2028 | 65535
| Base | Dynamic Pricing | C&I Curtailment-Turnkey-Manual HVAC Control | Small General |  | Winter Morning | % of Load | 0 | 2028 | 65535
| Base | Dynamic Pricing | C&I Curtailment-Turnkey-Auto-DR HVAC Control | Small General |  | Winter Morning | % of Load | 1 | 2028 | 65535
| Base | Dynamic Pricing | C&I Curtailment-Turnkey-Auto-DR HVAC Control | Small General |  | Winter Morning | % of Load | 0 | 2028 | 65535
| Base | Dynamic Pricing | C&I Curtailment-Turnkey-Standard Lighting Control | Small General |  | Winter Morning | % of Load | 1 | 2028 | 65535
| Base | Dynamic Pricing | C&I Curtailment-Turnkey-Standard Lighting Control | Small General |  | Winter Morning | % of Load | 0 | 2028 | 65535
| Base | Dynamic Pricing | C&I Curtailment-Turnkey-Advanced Lighting Control | Small General |  | Winter Morning | % of Load | 1 | 2028 | 65535
| Base | Dynamic Pricing | C&I Curtailment-Turnkey-Advanced Lighting Control | Small General |  | Winter Morning | % of Load | 0 | 2028 | 65535
| Base | Dynamic Pricing | C&I Curtailment-Turnkey-Water Heating Control | Small General |  | Winter Morning | % of Load | 1 | 2028 | 65535
| Base | Dynamic Pricing | C&I Curtailment-Turnkey-Water Heating Control | Small General |  | Winter Morning | % of Load | 0 | 2028 | 65535
| Base | Dynamic Pricing | C&I Curtailment-Turnkey-Other | Small General |  | Winter Morning | % of Load | 1 | 2028 | 65535
| Base | Dynamic Pricing | C&I Curtailment-Turnkey-Other | Small General |  | Winter Morning | % of Load | 0 | 2028 | 65535
| Base | Dynamic Pricing | Dynamic Pricing with enabling tech. | Small General |  | Winter Morning | % of Load | 1 | 2028 | 65535
| Base | Dynamic Pricing | Dynamic Pricing with enabling tech. | Small General |  | Winter Morning | % of Load | 0 | 2028 | 65535
| Base | Dynamic Pricing | Dynamic Pricing w/o enabling tech. | Small General |  | Winter Morning | % of Load | 1 | 2028 | 65535
| Base | Dynamic Pricing | Dynamic Pricing w/o enabling tech. | Small General |  | Winter Morning | % of Load | 0 | 2028 | 65535
| Base | Dynamic Pricing | DLC-Switch-Water Heating | Small General |  | Winter Evening | % of Load | 1 | 2028 | 65535
| Base | Dynamic Pricing | DLC-Switch-Water Heating | Small General |  | Winter Evening | % of Load | 0 | 2028 | 65535
| Base | Dynamic Pricing | DLC-BYOD-Water Heating | Small General |  | Winter Evening | % of Load | 1 | 2028 | 65535
| Base | Dynamic Pricing | DLC-BYOD-Water Heating | Small General |  | Winter Evening | % of Load | 0 | 2028 | 65535
| Base | Dynamic Pricing | DLC-Thermostat-DI-Central Heat Pump | Small General |  | Winter Evening | % of Load | 1 | 2028 | 65535
| Base | Dynamic Pricing | DLC-Thermostat-DI-Central Heat Pump | Small General |  | Winter Evening | % of Load | 0 | 2028 | 65535
| Base | Dynamic Pricing | DLC-Thermostat-BYOT-Central Heat Pump | Small General |  | Winter Evening | % of Load | 1 | 2028 | 65535
| Base | Dynamic Pricing | DLC-Thermostat-BYOT-Central Heat Pump | Small General |  | Winter Evening | % of Load | 0 | 2028 | 65535
| Base | Dynamic Pricing | DLC-Thermostat-HVAC | Small General |  | Winter Evening | % of Load | 1 | 2028 | 65535
| Base | Dynamic Pricing | DLC-Thermostat-HVAC | Small General |  | Winter Evening | % of Load | 0 | 2028 | 65535
| Base | Dynamic Pricing | DLC-Thermostat-DI-Baseboard Heating | Small General |  | Winter Evening | % of Load | 1 | 2028 | 65535
| Base | Dynamic Pricing | DLC-Thermostat-DI-Baseboard Heating | Small General |  | Winter Evening | % of Load | 0 | 2028 | 65535
| Base | Dynamic Pricing | DLC-Thermostat-BYOT-Baseboard Heating | Small General |  | Winter Evening | % of Load | 1 | 2028 | 65535
| Base | Dynamic Pricing | DLC-Thermostat-BYOT-Baseboard Heating | Small General |  | Winter Evening | % of Load | 0 | 2028 | 65535
| Base | Dynamic Pricing | DLC-Thermostat-DI-MSHP | Small General |  | Winter Evening | % of Load | 1 | 2028 | 65535
| Base | Dynamic Pricing | DLC-Thermostat-DI-MSHP | Small General |  | Winter Evening | % of Load | 0 | 2028 | 65535
| Base | Dynamic Pricing | DLC-Thermostat-BYOT-MSHP | Small General |  | Winter Evening | % of Load | 1 | 2028 | 65535
| Base | Dynamic Pricing | DLC-Thermostat-BYOT-MSHP | Small General |  | Winter Evening | % of Load | 0 | 2028 | 65535
| Base | Dynamic Pricing | C&I Curtailment-Turnkey-Manual HVAC Control | Small General |  | Winter Evening | % of Load | 1 | 2028 | 65535
| Base | Dynamic Pricing | C&I Curtailment-Turnkey-Manual HVAC Control | Small General |  | Winter Evening | % of Load | 0 | 2028 | 65535
| Base | Dynamic Pricing | C&I Curtailment-Turnkey-Auto-DR HVAC Control | Small General |  | Winter Evening | % of Load | 1 | 2028 | 65535
| Base | Dynamic Pricing | C&I Curtailment-Turnkey-Auto-DR HVAC Control | Small General |  | Winter Evening | % of Load | 0 | 2028 | 65535
| Base | Dynamic Pricing | C&I Curtailment-Turnkey-Standard Lighting Control | Small General |  | Winter Evening | % of Load | 1 | 2028 | 65535
| Base | Dynamic Pricing | C&I Curtailment-Turnkey-Standard Lighting Control | Small General |  | Winter Evening | % of Load | 0 | 2028 | 65535
| Base | Dynamic Pricing | C&I Curtailment-Turnkey-Advanced Lighting Control | Small General |  | Winter Evening | % of Load | 1 | 2028 | 65535
| Base | Dynamic Pricing | C&I Curtailment-Turnkey-Advanced Lighting Control | Small General |  | Winter Evening | % of Load | 0 | 2028 | 65535
| Base | Dynamic Pricing | C&I Curtailment-Turnkey-Water Heating Control | Small General |  | Winter Evening | % of Load | 1 | 2028 | 65535
| Base | Dynamic Pricing | C&I Curtailment-Turnkey-Water Heating Control | Small General |  | Winter Evening | % of Load | 0 | 2028 | 65535
| Base | Dynamic Pricing | C&I Curtailment-Turnkey-Other | Small General |  | Winter Evening | % of Load | 1 | 2028 | 65535
| Base | Dynamic Pricing | C&I Curtailment-Turnkey-Other | Small General |  | Winter Evening | % of Load | 0 | 2028 | 65535
| Base | Dynamic Pricing | Dynamic Pricing with enabling tech. | Small General |  | Winter Evening | % of Load | 1 | 2028 | 65535
| Base | Dynamic Pricing | Dynamic Pricing with enabling tech. | Small General |  | Winter Evening | % of Load | 0 | 2028 | 65535
| Base | Dynamic Pricing | Dynamic Pricing w/o enabling tech. | Small General |  | Winter Evening | % of Load | 1 | 2028 | 65535
| Base | Dynamic Pricing | Dynamic Pricing w/o enabling tech. | Small General |  | Winter Evening | % of Load | 0 | 2028 | 65535
| Base | Dynamic Pricing | DLC-Switch-Water Heating | General |  | Winter Morning | % of Load | 1 | 2028 | 65535
| Base | Dynamic Pricing | DLC-Switch-Water Heating | General |  | Winter Morning | % of Load | 0 | 2028 | 65535
| Base | Dynamic Pricing | DLC-BYOD-Water Heating | General |  | Winter Morning | % of Load | 1 | 2028 | 65535
| Base | Dynamic Pricing | DLC-BYOD-Water Heating | General |  | Winter Morning | % of Load | 0 | 2028 | 65535
| Base | Dynamic Pricing | DLC-Thermostat-DI-Central Heat Pump | General |  | Winter Morning | % of Load | 1 | 2028 | 65535
| Base | Dynamic Pricing | DLC-Thermostat-DI-Central Heat Pump | General |  | Winter Morning | % of Load | 0 | 2028 | 65535
| Base | Dynamic Pricing | DLC-Thermostat-BYOT-Central Heat Pump | General |  | Winter Morning | % of Load | 1 | 2028 | 65535
| Base | Dynamic Pricing | DLC-Thermostat-BYOT-Central Heat Pump | General |  | Winter Morning | % of Load | 0 | 2028 | 65535
| Base | Dynamic Pricing | DLC-Thermostat-HVAC | General |  | Winter Morning | % of Load | 1 | 2028 | 65535
| Base | Dynamic Pricing | DLC-Thermostat-HVAC | General |  | Winter Morning | % of Load | 0 | 2028 | 65535
| Base | Dynamic Pricing | DLC-Thermostat-DI-Baseboard Heating | General |  | Winter Morning | % of Load | 1 | 2028 | 65535
| Base | Dynamic Pricing | DLC-Thermostat-DI-Baseboard Heating | General |  | Winter Morning | % of Load | 0 | 2028 | 65535
| Base | Dynamic Pricing | DLC-Thermostat-BYOT-Baseboard Heating | General |  | Winter Morning | % of Load | 1 | 2028 | 65535
| Base | Dynamic Pricing | DLC-Thermostat-BYOT-Baseboard Heating | General |  | Winter Morning | % of Load | 0 | 2028 | 65535
| Base | Dynamic Pricing | DLC-Thermostat-DI-MSHP | General |  | Winter Morning | % of Load | 1 | 2028 | 65535
| Base | Dynamic Pricing | DLC-Thermostat-DI-MSHP | General |  | Winter Morning | % of Load | 0 | 2028 | 65535
| Base | Dynamic Pricing | DLC-Thermostat-BYOT-MSHP | General |  | Winter Morning | % of Load | 1 | 2028 | 65535
| Base | Dynamic Pricing | DLC-Thermostat-BYOT-MSHP | General |  | Winter Morning | % of Load | 0 | 2028 | 65535
| Base | Dynamic Pricing | C&I Curtailment-Turnkey-Manual HVAC Control | General |  | Winter Morning | % of Load | 1 | 2028 | 65535
| Base | Dynamic Pricing | C&I Curtailment-Turnkey-Manual HVAC Control | General |  | Winter Morning | % of Load | 0 | 2028 | 65535
| Base | Dynamic Pricing | C&I Curtailment-Turnkey-Auto-DR HVAC Control | General |  | Winter Morning | % of Load | 1 | 2028 | 65535
| Base | Dynamic Pricing | C&I Curtailment-Turnkey-Auto-DR HVAC Control | General |  | Winter Morning | % of Load | 0 | 2028 | 65535
| Base | Dynamic Pricing | C&I Curtailment-Turnkey-Standard Lighting Control | General |  | Winter Morning | % of Load | 1 | 2028 | 65535
| Base | Dynamic Pricing | C&I Curtailment-Turnkey-Standard Lighting Control | General |  | Winter Morning | % of Load | 0 | 2028 | 65535
| Base | Dynamic Pricing | C&I Curtailment-Turnkey-Advanced Lighting Control | General |  | Winter Morning | % of Load | 1 | 2028 | 65535
| Base | Dynamic Pricing | C&I Curtailment-Turnkey-Advanced Lighting Control | General |  | Winter Morning | % of Load | 0 | 2028 | 65535
| Base | Dynamic Pricing | C&I Curtailment-Turnkey-Water Heating Control | General |  | Winter Morning | % of Load | 1 | 2028 | 65535
| Base | Dynamic Pricing | C&I Curtailment-Turnkey-Water Heating Control | General |  | Winter Morning | % of Load | 0 | 2028 | 65535
| Base | Dynamic Pricing | C&I Curtailment-Turnkey-Other | General |  | Winter Morning | % of Load | 1 | 2028 | 65535
| Base | Dynamic Pricing | C&I Curtailment-Turnkey-Other | General |  | Winter Morning | % of Load | 0 | 2028 | 65535
| Base | Dynamic Pricing | Dynamic Pricing with enabling tech. | General |  | Winter Morning | % of Load | 1 | 2028 | 65535
| Base | Dynamic Pricing | Dynamic Pricing with enabling tech. | General |  | Winter Morning | % of Load | 0 | 2028 | 65535
| Base | Dynamic Pricing | Dynamic Pricing w/o enabling tech. | General |  | Winter Morning | % of Load | 1 | 2028 | 65535
| Base | Dynamic Pricing | Dynamic Pricing w/o enabling tech. | General |  | Winter Morning | % of Load | 0 | 2028 | 65535
| Base | Dynamic Pricing | DLC-Switch-Water Heating | General |  | Winter Evening | % of Load | 1 | 2028 | 65535
| Base | Dynamic Pricing | DLC-Switch-Water Heating | General |  | Winter Evening | % of Load | 0 | 2028 | 65535
| Base | Dynamic Pricing | DLC-BYOD-Water Heating | General |  | Winter Evening | % of Load | 1 | 2028 | 65535
| Base | Dynamic Pricing | DLC-BYOD-Water Heating | General |  | Winter Evening | % of Load | 0 | 2028 | 65535
| Base | Dynamic Pricing | DLC-Thermostat-DI-Central Heat Pump | General |  | Winter Evening | % of Load | 1 | 2028 | 65535
| Base | Dynamic Pricing | DLC-Thermostat-DI-Central Heat Pump | General |  | Winter Evening | % of Load | 0 | 2028 | 65535
| Base | Dynamic Pricing | DLC-Thermostat-BYOT-Central Heat Pump | General |  | Winter Evening | % of Load | 1 | 2028 | 65535
| Base | Dynamic Pricing | DLC-Thermostat-BYOT-Central Heat Pump | General |  | Winter Evening | % of Load | 0 | 2028 | 65535
| Base | Dynamic Pricing | DLC-Thermostat-HVAC | General |  | Winter Evening | % of Load | 1 | 2028 | 65535
| Base | Dynamic Pricing | DLC-Thermostat-HVAC | General |  | Winter Evening | % of Load | 0 | 2028 | 65535
| Base | Dynamic Pricing | DLC-Thermostat-DI-Baseboard Heating | General |  | Winter Evening | % of Load | 1 | 2028 | 65535
| Base | Dynamic Pricing | DLC-Thermostat-DI-Baseboard Heating | General |  | Winter Evening | % of Load | 0 | 2028 | 65535
| Base | Dynamic Pricing | DLC-Thermostat-BYOT-Baseboard Heating | General |  | Winter Evening | % of Load | 1 | 2028 | 65535
| Base | Dynamic Pricing | DLC-Thermostat-BYOT-Baseboard Heating | General |  | Winter Evening | % of Load | 0 | 2028 | 65535
| Base | Dynamic Pricing | DLC-Thermostat-DI-MSHP | General |  | Winter Evening | % of Load | 1 | 2028 | 65535
| Base | Dynamic Pricing | DLC-Thermostat-DI-MSHP | General |  | Winter Evening | % of Load | 0 | 2028 | 65535
| Base | Dynamic Pricing | DLC-Thermostat-BYOT-MSHP | General |  | Winter Evening | % of Load | 1 | 2028 | 65535
| Base | Dynamic Pricing | DLC-Thermostat-BYOT-MSHP | General |  | Winter Evening | % of Load | 0 | 2028 | 65535
| Base | Dynamic Pricing | C&I Curtailment-Turnkey-Manual HVAC Control | General |  | Winter Evening | % of Load | 1 | 2028 | 65535
| Base | Dynamic Pricing | C&I Curtailment-Turnkey-Manual HVAC Control | General |  | Winter Evening | % of Load | 0 | 2028 | 65535
| Base | Dynamic Pricing | C&I Curtailment-Turnkey-Auto-DR HVAC Control | General |  | Winter Evening | % of Load | 1 | 2028 | 65535
| Base | Dynamic Pricing | C&I Curtailment-Turnkey-Auto-DR HVAC Control | General |  | Winter Evening | % of Load | 0 | 2028 | 65535
| Base | Dynamic Pricing | C&I Curtailment-Turnkey-Standard Lighting Control | General |  | Winter Evening | % of Load | 1 | 2028 | 65535
| Base | Dynamic Pricing | C&I Curtailment-Turnkey-Standard Lighting Control | General |  | Winter Evening | % of Load | 0 | 2028 | 65535
| Base | Dynamic Pricing | C&I Curtailment-Turnkey-Advanced Lighting Control | General |  | Winter Evening | % of Load | 1 | 2028 | 65535
| Base | Dynamic Pricing | C&I Curtailment-Turnkey-Advanced Lighting Control | General |  | Winter Evening | % of Load | 0 | 2028 | 65535
| Base | Dynamic Pricing | C&I Curtailment-Turnkey-Water Heating Control | General |  | Winter Evening | % of Load | 1 | 2028 | 65535
| Base | Dynamic Pricing | C&I Curtailment-Turnkey-Water Heating Control | General |  | Winter Evening | % of Load | 0 | 2028 | 65535
| Base | Dynamic Pricing | C&I Curtailment-Turnkey-Other | General |  | Winter Evening | % of Load | 1 | 2028 | 65535
| Base | Dynamic Pricing | C&I Curtailment-Turnkey-Other | General |  | Winter Evening | % of Load | 0 | 2028 | 65535
| Base | Dynamic Pricing | Dynamic Pricing with enabling tech. | General |  | Winter Evening | % of Load | 1 | 2028 | 65535
| Base | Dynamic Pricing | Dynamic Pricing with enabling tech. | General |  | Winter Evening | % of Load | 0 | 2028 | 65535
| Base | Dynamic Pricing | Dynamic Pricing w/o enabling tech. | General |  | Winter Evening | % of Load | 1 | 2028 | 65535
| Base | Dynamic Pricing | Dynamic Pricing w/o enabling tech. | General |  | Winter Evening | % of Load | 0 | 2028 | 65535
| Base | Dynamic Pricing | Dynamic Pricing with enabling tech. | Large General |  | Winter Morning | % of Load | 1 | 2028 | 65535
| Base | Dynamic Pricing | Dynamic Pricing with enabling tech. | Large General |  | Winter Morning | % of Load | 0 | 2028 | 65535
| Base | Dynamic Pricing | Dynamic Pricing w/o enabling tech. | Large General |  | Winter Morning | % of Load | 1 | 2028 | 65535
| Base | Dynamic Pricing | Dynamic Pricing w/o enabling tech. | Large General |  | Winter Morning | % of Load | 0 | 2028 | 65535
| Base | Dynamic Pricing | Dynamic Pricing with enabling tech. | Large General |  | Winter Evening | % of Load | 1 | 2028 | 65535
| Base | Dynamic Pricing | Dynamic Pricing with enabling tech. | Large General |  | Winter Evening | % of Load | 0 | 2028 | 65535
| Base | Dynamic Pricing | Dynamic Pricing w/o enabling tech. | Large General |  | Winter Evening | % of Load | 1 | 2028 | 65535
| Base | Dynamic Pricing | Dynamic Pricing w/o enabling tech. | Large General |  | Winter Evening | % of Load | 0 | 2028 | 65535
| Base | Dynamic Pricing | DLC-Switch-Water Heating | Small Industrial |  | Winter Morning | % of Load | 1 | 2028 | 65535
| Base | Dynamic Pricing | DLC-Switch-Water Heating | Small Industrial |  | Winter Morning | % of Load | 0 | 2028 | 65535
| Base | Dynamic Pricing | DLC-BYOD-Water Heating | Small Industrial |  | Winter Morning | % of Load | 1 | 2028 | 65535
| Base | Dynamic Pricing | DLC-BYOD-Water Heating | Small Industrial |  | Winter Morning | % of Load | 0 | 2028 | 65535
| Base | Dynamic Pricing | DLC-Thermostat-DI-Central Heat Pump | Small Industrial |  | Winter Morning | % of Load | 1 | 2028 | 65535
| Base | Dynamic Pricing | DLC-Thermostat-DI-Central Heat Pump | Small Industrial |  | Winter Morning | % of Load | 0 | 2028 | 65535
| Base | Dynamic Pricing | DLC-Thermostat-BYOT-Central Heat Pump | Small Industrial |  | Winter Morning | % of Load | 1 | 2028 | 65535
| Base | Dynamic Pricing | DLC-Thermostat-BYOT-Central Heat Pump | Small Industrial |  | Winter Morning | % of Load | 0 | 2028 | 65535
| Base | Dynamic Pricing | DLC-Thermostat-HVAC | Small Industrial |  | Winter Morning | % of Load | 1 | 2028 | 65535
| Base | Dynamic Pricing | DLC-Thermostat-HVAC | Small Industrial |  | Winter Morning | % of Load | 0 | 2028 | 65535
| Base | Dynamic Pricing | DLC-Thermostat-DI-Baseboard Heating | Small Industrial |  | Winter Morning | % of Load | 1 | 2028 | 65535
| Base | Dynamic Pricing | DLC-Thermostat-DI-Baseboard Heating | Small Industrial |  | Winter Morning | % of Load | 0 | 2028 | 65535
| Base | Dynamic Pricing | DLC-Thermostat-BYOT-Baseboard Heating | Small Industrial |  | Winter Morning | % of Load | 1 | 2028 | 65535
| Base | Dynamic Pricing | DLC-Thermostat-BYOT-Baseboard Heating | Small Industrial |  | Winter Morning | % of Load | 0 | 2028 | 65535
| Base | Dynamic Pricing | DLC-Thermostat-DI-MSHP | Small Industrial |  | Winter Morning | % of Load | 1 | 2028 | 65535
| Base | Dynamic Pricing | DLC-Thermostat-DI-MSHP | Small Industrial |  | Winter Morning | % of Load | 0 | 2028 | 65535
| Base | Dynamic Pricing | DLC-Thermostat-BYOT-MSHP | Small Industrial |  | Winter Morning | % of Load | 1 | 2028 | 65535
| Base | Dynamic Pricing | DLC-Thermostat-BYOT-MSHP | Small Industrial |  | Winter Morning | % of Load | 0 | 2028 | 65535
| Base | Dynamic Pricing | C&I Curtailment-Turnkey-Manual HVAC Control | Small Industrial |  | Winter Morning | % of Load | 1 | 2028 | 65535
| Base | Dynamic Pricing | C&I Curtailment-Turnkey-Manual HVAC Control | Small Industrial |  | Winter Morning | % of Load | 0 | 2028 | 65535
| Base | Dynamic Pricing | C&I Curtailment-Turnkey-Auto-DR HVAC Control | Small Industrial |  | Winter Morning | % of Load | 1 | 2028 | 65535
| Base | Dynamic Pricing | C&I Curtailment-Turnkey-Auto-DR HVAC Control | Small Industrial |  | Winter Morning | % of Load | 0 | 2028 | 65535
| Base | Dynamic Pricing | C&I Curtailment-Turnkey-Standard Lighting Control | Small Industrial |  | Winter Morning | % of Load | 1 | 2028 | 65535
| Base | Dynamic Pricing | C&I Curtailment-Turnkey-Standard Lighting Control | Small Industrial |  | Winter Morning | % of Load | 0 | 2028 | 65535
| Base | Dynamic Pricing | C&I Curtailment-Turnkey-Advanced Lighting Control | Small Industrial |  | Winter Morning | % of Load | 1 | 2028 | 65535
| Base | Dynamic Pricing | C&I Curtailment-Turnkey-Advanced Lighting Control | Small Industrial |  | Winter Morning | % of Load | 0 | 2028 | 65535
| Base | Dynamic Pricing | C&I Curtailment-Turnkey-Water Heating Control | Small Industrial |  | Winter Morning | % of Load | 1 | 2028 | 65535
| Base | Dynamic Pricing | C&I Curtailment-Turnkey-Water Heating Control | Small Industrial |  | Winter Morning | % of Load | 0 | 2028 | 65535
| Base | Dynamic Pricing | C&I Curtailment-Turnkey-Other | Small Industrial |  | Winter Morning | % of Load | 1 | 2028 | 65535
| Base | Dynamic Pricing | C&I Curtailment-Turnkey-Other | Small Industrial |  | Winter Morning | % of Load | 0 | 2028 | 65535
| Base | Dynamic Pricing | C&I Curtailment-Turnkey-Industrial | Small Industrial |  | Winter Morning | % of Load | 1 | 2028 | 65535
| Base | Dynamic Pricing | C&I Curtailment-Turnkey-Industrial | Small Industrial |  | Winter Morning | % of Load | 0 | 2028 | 65535
| Base | Dynamic Pricing | Dynamic Pricing with enabling tech. | Small Industrial |  | Winter Morning | % of Load | 1 | 2028 | 65535
| Base | Dynamic Pricing | Dynamic Pricing with enabling tech. | Small Industrial |  | Winter Morning | % of Load | 0 | 2028 | 65535
| Base | Dynamic Pricing | Dynamic Pricing w/o enabling tech. | Small Industrial |  | Winter Morning | % of Load | 1 | 2028 | 65535
| Base | Dynamic Pricing | Dynamic Pricing w/o enabling tech. | Small Industrial |  | Winter Morning | % of Load | 0 | 2028 | 65535
| Base | Dynamic Pricing | DLC-Switch-Water Heating | Small Industrial |  | Winter Evening | % of Load | 1 | 2028 | 65535
| Base | Dynamic Pricing | DLC-Switch-Water Heating | Small Industrial |  | Winter Evening | % of Load | 0 | 2028 | 65535
| Base | Dynamic Pricing | DLC-BYOD-Water Heating | Small Industrial |  | Winter Evening | % of Load | 1 | 2028 | 65535
| Base | Dynamic Pricing | DLC-BYOD-Water Heating | Small Industrial |  | Winter Evening | % of Load | 0 | 2028 | 65535
| Base | Dynamic Pricing | DLC-Thermostat-DI-Central Heat Pump | Small Industrial |  | Winter Evening | % of Load | 1 | 2028 | 65535
| Base | Dynamic Pricing | DLC-Thermostat-DI-Central Heat Pump | Small Industrial |  | Winter Evening | % of Load | 0 | 2028 | 65535
| Base | Dynamic Pricing | DLC-Thermostat-BYOT-Central Heat Pump | Small Industrial |  | Winter Evening | % of Load | 1 | 2028 | 65535
| Base | Dynamic Pricing | DLC-Thermostat-BYOT-Central Heat Pump | Small Industrial |  | Winter Evening | % of Load | 0 | 2028 | 65535
| Base | Dynamic Pricing | DLC-Thermostat-HVAC | Small Industrial |  | Winter Evening | % of Load | 1 | 2028 | 65535
| Base | Dynamic Pricing | DLC-Thermostat-HVAC | Small Industrial |  | Winter Evening | % of Load | 0 | 2028 | 65535
| Base | Dynamic Pricing | DLC-Thermostat-DI-Baseboard Heating | Small Industrial |  | Winter Evening | % of Load | 1 | 2028 | 65535
| Base | Dynamic Pricing | DLC-Thermostat-DI-Baseboard Heating | Small Industrial |  | Winter Evening | % of Load | 0 | 2028 | 65535
| Base | Dynamic Pricing | DLC-Thermostat-BYOT-Baseboard Heating | Small Industrial |  | Winter Evening | % of Load | 1 | 2028 | 65535
| Base | Dynamic Pricing | DLC-Thermostat-BYOT-Baseboard Heating | Small Industrial |  | Winter Evening | % of Load | 0 | 2028 | 65535
| Base | Dynamic Pricing | DLC-Thermostat-DI-MSHP | Small Industrial |  | Winter Evening | % of Load | 1 | 2028 | 65535
| Base | Dynamic Pricing | DLC-Thermostat-DI-MSHP | Small Industrial |  | Winter Evening | % of Load | 0 | 2028 | 65535
| Base | Dynamic Pricing | DLC-Thermostat-BYOT-MSHP | Small Industrial |  | Winter Evening | % of Load | 1 | 2028 | 65535
| Base | Dynamic Pricing | DLC-Thermostat-BYOT-MSHP | Small Industrial |  | Winter Evening | % of Load | 0 | 2028 | 65535
| Base | Dynamic Pricing | C&I Curtailment-Turnkey-Manual HVAC Control | Small Industrial |  | Winter Evening | % of Load | 1 | 2028 | 65535
| Base | Dynamic Pricing | C&I Curtailment-Turnkey-Manual HVAC Control | Small Industrial |  | Winter Evening | % of Load | 0 | 2028 | 65535
| Base | Dynamic Pricing | C&I Curtailment-Turnkey-Auto-DR HVAC Control | Small Industrial |  | Winter Evening | % of Load | 1 | 2028 | 65535
| Base | Dynamic Pricing | C&I Curtailment-Turnkey-Auto-DR HVAC Control | Small Industrial |  | Winter Evening | % of Load | 0 | 2028 | 65535
| Base | Dynamic Pricing | C&I Curtailment-Turnkey-Standard Lighting Control | Small Industrial |  | Winter Evening | % of Load | 1 | 2028 | 65535
| Base | Dynamic Pricing | C&I Curtailment-Turnkey-Standard Lighting Control | Small Industrial |  | Winter Evening | % of Load | 0 | 2028 | 65535
| Base | Dynamic Pricing | C&I Curtailment-Turnkey-Advanced Lighting Control | Small Industrial |  | Winter Evening | % of Load | 1 | 2028 | 65535
| Base | Dynamic Pricing | C&I Curtailment-Turnkey-Advanced Lighting Control | Small Industrial |  | Winter Evening | % of Load | 0 | 2028 | 65535
| Base | Dynamic Pricing | C&I Curtailment-Turnkey-Water Heating Control | Small Industrial |  | Winter Evening | % of Load | 1 | 2028 | 65535
| Base | Dynamic Pricing | C&I Curtailment-Turnkey-Water Heating Control | Small Industrial |  | Winter Evening | % of Load | 0 | 2028 | 65535
| Base | Dynamic Pricing | C&I Curtailment-Turnkey-Other | Small Industrial |  | Winter Evening | % of Load | 1 | 2028 | 65535
| Base | Dynamic Pricing | C&I Curtailment-Turnkey-Other | Small Industrial |  | Winter Evening | % of Load | 0 | 2028 | 65535
| Base | Dynamic Pricing | C&I Curtailment-Turnkey-Industrial | Small Industrial |  | Winter Evening | % of Load | 1 | 2028 | 65535
| Base | Dynamic Pricing | C&I Curtailment-Turnkey-Industrial | Small Industrial |  | Winter Evening | % of Load | 0 | 2028 | 65535
| Base | Dynamic Pricing | Dynamic Pricing with enabling tech. | Small Industrial |  | Winter Evening | % of Load | 1 | 2028 | 65535
| Base | Dynamic Pricing | Dynamic Pricing with enabling tech. | Small Industrial |  | Winter Evening | % of Load | 0 | 2028 | 65535
| Base | Dynamic Pricing | Dynamic Pricing w/o enabling tech. | Small Industrial |  | Winter Evening | % of Load | 1 | 2028 | 65535
| Base | Dynamic Pricing | Dynamic Pricing w/o enabling tech. | Small Industrial |  | Winter Evening | % of Load | 0 | 2028 | 65535
| Base | Dynamic Pricing | DLC-Switch-Water Heating | Medium Industrial |  | Winter Morning | % of Load | 1 | 2028 | 65535
| Base | Dynamic Pricing | DLC-Switch-Water Heating | Medium Industrial |  | Winter Morning | % of Load | 0 | 2028 | 65535
| Base | Dynamic Pricing | DLC-BYOD-Water Heating | Medium Industrial |  | Winter Morning | % of Load | 1 | 2028 | 65535
| Base | Dynamic Pricing | DLC-BYOD-Water Heating | Medium Industrial |  | Winter Morning | % of Load | 0 | 2028 | 65535
| Base | Dynamic Pricing | DLC-Thermostat-DI-Central Heat Pump | Medium Industrial |  | Winter Morning | % of Load | 1 | 2028 | 65535
| Base | Dynamic Pricing | DLC-Thermostat-DI-Central Heat Pump | Medium Industrial |  | Winter Morning | % of Load | 0 | 2028 | 65535
| Base | Dynamic Pricing | DLC-Thermostat-BYOT-Central Heat Pump | Medium Industrial |  | Winter Morning | % of Load | 1 | 2028 | 65535
| Base | Dynamic Pricing | DLC-Thermostat-BYOT-Central Heat Pump | Medium Industrial |  | Winter Morning | % of Load | 0 | 2028 | 65535
| Base | Dynamic Pricing | DLC-Thermostat-HVAC | Medium Industrial |  | Winter Morning | % of Load | 1 | 2028 | 65535
| Base | Dynamic Pricing | DLC-Thermostat-HVAC | Medium Industrial |  | Winter Morning | % of Load | 0 | 2028 | 65535
| Base | Dynamic Pricing | DLC-Thermostat-DI-Baseboard Heating | Medium Industrial |  | Winter Morning | % of Load | 1 | 2028 | 65535
| Base | Dynamic Pricing | DLC-Thermostat-DI-Baseboard Heating | Medium Industrial |  | Winter Morning | % of Load | 0 | 2028 | 65535
| Base | Dynamic Pricing | DLC-Thermostat-BYOT-Baseboard Heating | Medium Industrial |  | Winter Morning | % of Load | 1 | 2028 | 65535
| Base | Dynamic Pricing | DLC-Thermostat-BYOT-Baseboard Heating | Medium Industrial |  | Winter Morning | % of Load | 0 | 2028 | 65535
| Base | Dynamic Pricing | DLC-Thermostat-DI-MSHP | Medium Industrial |  | Winter Morning | % of Load | 1 | 2028 | 65535
| Base | Dynamic Pricing | DLC-Thermostat-DI-MSHP | Medium Industrial |  | Winter Morning | % of Load | 0 | 2028 | 65535
| Base | Dynamic Pricing | DLC-Thermostat-BYOT-MSHP | Medium Industrial |  | Winter Morning | % of Load | 1 | 2028 | 65535
| Base | Dynamic Pricing | DLC-Thermostat-BYOT-MSHP | Medium Industrial |  | Winter Morning | % of Load | 0 | 2028 | 65535
| Base | Dynamic Pricing | C&I Curtailment-Turnkey-Manual HVAC Control | Medium Industrial |  | Winter Morning | % of Load | 1 | 2028 | 65535
| Base | Dynamic Pricing | C&I Curtailment-Turnkey-Manual HVAC Control | Medium Industrial |  | Winter Morning | % of Load | 0 | 2028 | 65535
| Base | Dynamic Pricing | C&I Curtailment-Turnkey-Auto-DR HVAC Control | Medium Industrial |  | Winter Morning | % of Load | 1 | 2028 | 65535
| Base | Dynamic Pricing | C&I Curtailment-Turnkey-Auto-DR HVAC Control | Medium Industrial |  | Winter Morning | % of Load | 0 | 2028 | 65535
| Base | Dynamic Pricing | C&I Curtailment-Turnkey-Standard Lighting Control | Medium Industrial |  | Winter Morning | % of Load | 1 | 2028 | 65535
| Base | Dynamic Pricing | C&I Curtailment-Turnkey-Standard Lighting Control | Medium Industrial |  | Winter Morning | % of Load | 0 | 2028 | 65535
| Base | Dynamic Pricing | C&I Curtailment-Turnkey-Advanced Lighting Control | Medium Industrial |  | Winter Morning | % of Load | 1 | 2028 | 65535
| Base | Dynamic Pricing | C&I Curtailment-Turnkey-Advanced Lighting Control | Medium Industrial |  | Winter Morning | % of Load | 0 | 2028 | 65535
| Base | Dynamic Pricing | C&I Curtailment-Turnkey-Water Heating Control | Medium Industrial |  | Winter Morning | % of Load | 1 | 2028 | 65535
| Base | Dynamic Pricing | C&I Curtailment-Turnkey-Water Heating Control | Medium Industrial |  | Winter Morning | % of Load | 0 | 2028 | 65535
| Base | Dynamic Pricing | C&I Curtailment-Turnkey-Other | Medium Industrial |  | Winter Morning | % of Load | 1 | 2028 | 65535
| Base | Dynamic Pricing | C&I Curtailment-Turnkey-Other | Medium Industrial |  | Winter Morning | % of Load | 0 | 2028 | 65535
| Base | Dynamic Pricing | Dynamic Pricing with enabling tech. | Medium Industrial |  | Winter Morning | % of Load | 1 | 2028 | 65535
| Base | Dynamic Pricing | Dynamic Pricing with enabling tech. | Medium Industrial |  | Winter Morning | % of Load | 0 | 2028 | 65535
| Base | Dynamic Pricing | Dynamic Pricing w/o enabling tech. | Medium Industrial |  | Winter Morning | % of Load | 1 | 2028 | 65535
| Base | Dynamic Pricing | Dynamic Pricing w/o enabling tech. | Medium Industrial |  | Winter Morning | % of Load | 0 | 2028 | 65535
| Base | Dynamic Pricing | DLC-Switch-Water Heating | Medium Industrial |  | Winter Evening | % of Load | 1 | 2028 | 65535
| Base | Dynamic Pricing | DLC-Switch-Water Heating | Medium Industrial |  | Winter Evening | % of Load | 0 | 2028 | 65535
| Base | Dynamic Pricing | DLC-BYOD-Water Heating | Medium Industrial |  | Winter Evening | % of Load | 1 | 2028 | 65535
| Base | Dynamic Pricing | DLC-BYOD-Water Heating | Medium Industrial |  | Winter Evening | % of Load | 0 | 2028 | 65535
| Base | Dynamic Pricing | DLC-Thermostat-DI-Central Heat Pump | Medium Industrial |  | Winter Evening | % of Load | 1 | 2028 | 65535
| Base | Dynamic Pricing | DLC-Thermostat-DI-Central Heat Pump | Medium Industrial |  | Winter Evening | % of Load | 0 | 2028 | 65535
| Base | Dynamic Pricing | DLC-Thermostat-BYOT-Central Heat Pump | Medium Industrial |  | Winter Evening | % of Load | 1 | 2028 | 65535
| Base | Dynamic Pricing | DLC-Thermostat-BYOT-Central Heat Pump | Medium Industrial |  | Winter Evening | % of Load | 0 | 2028 | 65535
| Base | Dynamic Pricing | DLC-Thermostat-HVAC | Medium Industrial |  | Winter Evening | % of Load | 1 | 2028 | 65535
| Base | Dynamic Pricing | DLC-Thermostat-HVAC | Medium Industrial |  | Winter Evening | % of Load | 0 | 2028 | 65535
| Base | Dynamic Pricing | DLC-Thermostat-DI-Baseboard Heating | Medium Industrial |  | Winter Evening | % of Load | 1 | 2028 | 65535
| Base | Dynamic Pricing | DLC-Thermostat-DI-Baseboard Heating | Medium Industrial |  | Winter Evening | % of Load | 0 | 2028 | 65535
| Base | Dynamic Pricing | DLC-Thermostat-BYOT-Baseboard Heating | Medium Industrial |  | Winter Evening | % of Load | 1 | 2028 | 65535
| Base | Dynamic Pricing | DLC-Thermostat-BYOT-Baseboard Heating | Medium Industrial |  | Winter Evening | % of Load | 0 | 2028 | 65535
| Base | Dynamic Pricing | DLC-Thermostat-DI-MSHP | Medium Industrial |  | Winter Evening | % of Load | 1 | 2028 | 65535
| Base | Dynamic Pricing | DLC-Thermostat-DI-MSHP | Medium Industrial |  | Winter Evening | % of Load | 0 | 2028 | 65535
| Base | Dynamic Pricing | DLC-Thermostat-BYOT-MSHP | Medium Industrial |  | Winter Evening | % of Load | 1 | 2028 | 65535
| Base | Dynamic Pricing | DLC-Thermostat-BYOT-MSHP | Medium Industrial |  | Winter Evening | % of Load | 0 | 2028 | 65535
| Base | Dynamic Pricing | C&I Curtailment-Turnkey-Manual HVAC Control | Medium Industrial |  | Winter Evening | % of Load | 1 | 2028 | 65535
| Base | Dynamic Pricing | C&I Curtailment-Turnkey-Manual HVAC Control | Medium Industrial |  | Winter Evening | % of Load | 0 | 2028 | 65535
| Base | Dynamic Pricing | C&I Curtailment-Turnkey-Auto-DR HVAC Control | Medium Industrial |  | Winter Evening | % of Load | 1 | 2028 | 65535
| Base | Dynamic Pricing | C&I Curtailment-Turnkey-Auto-DR HVAC Control | Medium Industrial |  | Winter Evening | % of Load | 0 | 2028 | 65535
| Base | Dynamic Pricing | C&I Curtailment-Turnkey-Standard Lighting Control | Medium Industrial |  | Winter Evening | % of Load | 1 | 2028 | 65535
| Base | Dynamic Pricing | C&I Curtailment-Turnkey-Standard Lighting Control | Medium Industrial |  | Winter Evening | % of Load | 0 | 2028 | 65535
| Base | Dynamic Pricing | C&I Curtailment-Turnkey-Advanced Lighting Control | Medium Industrial |  | Winter Evening | % of Load | 1 | 2028 | 65535
| Base | Dynamic Pricing | C&I Curtailment-Turnkey-Advanced Lighting Control | Medium Industrial |  | Winter Evening | % of Load | 0 | 2028 | 65535
| Base | Dynamic Pricing | C&I Curtailment-Turnkey-Water Heating Control | Medium Industrial |  | Winter Evening | % of Load | 1 | 2028 | 65535
| Base | Dynamic Pricing | C&I Curtailment-Turnkey-Water Heating Control | Medium Industrial |  | Winter Evening | % of Load | 0 | 2028 | 65535
| Base | Dynamic Pricing | C&I Curtailment-Turnkey-Other | Medium Industrial |  | Winter Evening | % of Load | 1 | 2028 | 65535
| Base | Dynamic Pricing | C&I Curtailment-Turnkey-Other | Medium Industrial |  | Winter Evening | % of Load | 0 | 2028 | 65535
| Base | Dynamic Pricing | Dynamic Pricing with enabling tech. | Medium Industrial |  | Winter Evening | % of Load | 1 | 2028 | 65535
| Base | Dynamic Pricing | Dynamic Pricing with enabling tech. | Medium Industrial |  | Winter Evening | % of Load | 0 | 2028 | 65535
| Base | Dynamic Pricing | Dynamic Pricing w/o enabling tech. | Medium Industrial |  | Winter Evening | % of Load | 1 | 2028 | 65535
| Base | Dynamic Pricing | Dynamic Pricing w/o enabling tech. | Medium Industrial |  | Winter Evening | % of Load | 0 | 2028 | 65535
| Base | Dynamic Pricing | Dynamic Pricing with enabling tech. | Large Industrial |  | Winter Morning | % of Load | 1 | 2028 | 65535
| Base | Dynamic Pricing | Dynamic Pricing with enabling tech. | Large Industrial |  | Winter Morning | % of Load | 0 | 2028 | 65535
| Base | Dynamic Pricing | Dynamic Pricing w/o enabling tech. | Large Industrial |  | Winter Morning | % of Load | 1 | 2028 | 65535
| Base | Dynamic Pricing | Dynamic Pricing w/o enabling tech. | Large Industrial |  | Winter Morning | % of Load | 0 | 2028 | 65535
| Base | Dynamic Pricing | Dynamic Pricing with enabling tech. | Large Industrial |  | Winter Evening | % of Load | 1 | 2028 | 65535
| Base | Dynamic Pricing | Dynamic Pricing with enabling tech. | Large Industrial |  | Winter Evening | % of Load | 0 | 2028 | 65535
| Base | Dynamic Pricing | Dynamic Pricing w/o enabling tech. | Large Industrial |  | Winter Evening | % of Load | 1 | 2028 | 65535
| Base | Dynamic Pricing | Dynamic Pricing w/o enabling tech. | Large Industrial |  | Winter Evening | % of Load | 0 | 2028 | 65535
| Base | Dynamic Pricing | Dynamic Pricing with enabling tech. | Residential Charitable |  | Winter Morning | % of Load | 1 | 2028 | 65535
| Base | Dynamic Pricing | Dynamic Pricing with enabling tech. | Residential Charitable |  | Winter Morning | % of Load | 0 | 2028 | 65535
| Base | Dynamic Pricing | Dynamic Pricing w/o enabling tech. | Residential Charitable |  | Winter Morning | % of Load | 1 | 2028 | 65535
| Base | Dynamic Pricing | Dynamic Pricing w/o enabling tech. | Residential Charitable |  | Winter Morning | % of Load | 0 | 2028 | 65535
| Base | Dynamic Pricing | Dynamic Pricing with enabling tech. | Residential Charitable |  | Winter Evening | % of Load | 1 | 2028 | 65535
| Base | Dynamic Pricing | Dynamic Pricing with enabling tech. | Residential Charitable |  | Winter Evening | % of Load | 0 | 2028 | 65535
| Base | Dynamic Pricing | Dynamic Pricing w/o enabling tech. | Residential Charitable |  | Winter Evening | % of Load | 1 | 2028 | 65535
| Base | Dynamic Pricing | Dynamic Pricing w/o enabling tech. | Residential Charitable |  | Winter Evening | % of Load | 0 | 2028 | 65535
| Base | BTM Battery Control | DLC-Switch-Water Heating | Small General |  | Winter Morning | % of Load | 1 | 2028 | 65535
| Base | BTM Battery Control | DLC-Switch-Water Heating | Small General |  | Winter Morning | % of Load | 0 | 2028 | 65535
| Base | BTM Battery Control | DLC-BYOD-Water Heating | Small General |  | Winter Morning | % of Load | 1 | 2028 | 65535
| Base | BTM Battery Control | DLC-BYOD-Water Heating | Small General |  | Winter Morning | % of Load | 0 | 2028 | 65535
| Base | BTM Battery Control | DLC-Thermostat-DI-Central Heat Pump | Small General |  | Winter Morning | % of Load | 1 | 2028 | 65535
| Base | BTM Battery Control | DLC-Thermostat-DI-Central Heat Pump | Small General |  | Winter Morning | % of Load | 0 | 2028 | 65535
| Base | BTM Battery Control | DLC-Thermostat-BYOT-Central Heat Pump | Small General |  | Winter Morning | % of Load | 1 | 2028 | 65535
| Base | BTM Battery Control | DLC-Thermostat-BYOT-Central Heat Pump | Small General |  | Winter Morning | % of Load | 0 | 2028 | 65535
| Base | BTM Battery Control | DLC-Thermostat-HVAC | Small General |  | Winter Morning | % of Load | 1 | 2028 | 65535
| Base | BTM Battery Control | DLC-Thermostat-HVAC | Small General |  | Winter Morning | % of Load | 0 | 2028 | 65535
| Base | BTM Battery Control | DLC-Thermostat-DI-Baseboard Heating | Small General |  | Winter Morning | % of Load | 1 | 2028 | 65535
| Base | BTM Battery Control | DLC-Thermostat-DI-Baseboard Heating | Small General |  | Winter Morning | % of Load | 0 | 2028 | 65535
| Base | BTM Battery Control | DLC-Thermostat-BYOT-Baseboard Heating | Small General |  | Winter Morning | % of Load | 1 | 2028 | 65535
| Base | BTM Battery Control | DLC-Thermostat-BYOT-Baseboard Heating | Small General |  | Winter Morning | % of Load | 0 | 2028 | 65535
| Base | BTM Battery Control | DLC-Thermostat-DI-MSHP | Small General |  | Winter Morning | % of Load | 1 | 2028 | 65535
| Base | BTM Battery Control | DLC-Thermostat-DI-MSHP | Small General |  | Winter Morning | % of Load | 0 | 2028 | 65535
| Base | BTM Battery Control | DLC-Thermostat-BYOT-MSHP | Small General |  | Winter Morning | % of Load | 1 | 2028 | 65535
| Base | BTM Battery Control | DLC-Thermostat-BYOT-MSHP | Small General |  | Winter Morning | % of Load | 0 | 2028 | 65535
| Base | BTM Battery Control | C&I Curtailment-Turnkey-Manual HVAC Control | Small General |  | Winter Morning | % of Load | 1 | 2028 | 65535
| Base | BTM Battery Control | C&I Curtailment-Turnkey-Manual HVAC Control | Small General |  | Winter Morning | % of Load | 0 | 2028 | 65535
| Base | BTM Battery Control | C&I Curtailment-Turnkey-Auto-DR HVAC Control | Small General |  | Winter Morning | % of Load | 1 | 2028 | 65535
| Base | BTM Battery Control | C&I Curtailment-Turnkey-Auto-DR HVAC Control | Small General |  | Winter Morning | % of Load | 0 | 2028 | 65535
| Base | BTM Battery Control | C&I Curtailment-Turnkey-Standard Lighting Control | Small General |  | Winter Morning | % of Load | 1 | 2028 | 65535
| Base | BTM Battery Control | C&I Curtailment-Turnkey-Standard Lighting Control | Small General |  | Winter Morning | % of Load | 0 | 2028 | 65535
| Base | BTM Battery Control | C&I Curtailment-Turnkey-Advanced Lighting Control | Small General |  | Winter Morning | % of Load | 1 | 2028 | 65535
| Base | BTM Battery Control | C&I Curtailment-Turnkey-Advanced Lighting Control | Small General |  | Winter Morning | % of Load | 0 | 2028 | 65535
| Base | BTM Battery Control | C&I Curtailment-Turnkey-Water Heating Control | Small General |  | Winter Morning | % of Load | 1 | 2028 | 65535
| Base | BTM Battery Control | C&I Curtailment-Turnkey-Water Heating Control | Small General |  | Winter Morning | % of Load | 0 | 2028 | 65535
| Base | BTM Battery Control | C&I Curtailment-Turnkey-Other | Small General |  | Winter Morning | % of Load | 1 | 2028 | 65535
| Base | BTM Battery Control | C&I Curtailment-Turnkey-Other | Small General |  | Winter Morning | % of Load | 0 | 2028 | 65535
| Base | BTM Battery Control | Dynamic Pricing with enabling tech. | Small General |  | Winter Morning | % of Load | 1 | 2028 | 65535
| Base | BTM Battery Control | Dynamic Pricing with enabling tech. | Small General |  | Winter Morning | % of Load | 0 | 2028 | 65535
| Base | BTM Battery Control | DLC-Switch-Water Heating | Small General |  | Winter Evening | % of Load | 1 | 2028 | 65535
| Base | BTM Battery Control | DLC-Switch-Water Heating | Small General |  | Winter Evening | % of Load | 0 | 2028 | 65535
| Base | BTM Battery Control | DLC-BYOD-Water Heating | Small General |  | Winter Evening | % of Load | 1 | 2028 | 65535
| Base | BTM Battery Control | DLC-BYOD-Water Heating | Small General |  | Winter Evening | % of Load | 0 | 2028 | 65535
| Base | BTM Battery Control | DLC-Thermostat-DI-Central Heat Pump | Small General |  | Winter Evening | % of Load | 1 | 2028 | 65535
| Base | BTM Battery Control | DLC-Thermostat-DI-Central Heat Pump | Small General |  | Winter Evening | % of Load | 0 | 2028 | 65535
| Base | BTM Battery Control | DLC-Thermostat-BYOT-Central Heat Pump | Small General |  | Winter Evening | % of Load | 1 | 2028 | 65535
| Base | BTM Battery Control | DLC-Thermostat-BYOT-Central Heat Pump | Small General |  | Winter Evening | % of Load | 0 | 2028 | 65535
| Base | BTM Battery Control | DLC-Thermostat-HVAC | Small General |  | Winter Evening | % of Load | 1 | 2028 | 65535
| Base | BTM Battery Control | DLC-Thermostat-HVAC | Small General |  | Winter Evening | % of Load | 0 | 2028 | 65535
| Base | BTM Battery Control | DLC-Thermostat-DI-Baseboard Heating | Small General |  | Winter Evening | % of Load | 1 | 2028 | 65535
| Base | BTM Battery Control | DLC-Thermostat-DI-Baseboard Heating | Small General |  | Winter Evening | % of Load | 0 | 2028 | 65535
| Base | BTM Battery Control | DLC-Thermostat-BYOT-Baseboard Heating | Small General |  | Winter Evening | % of Load | 1 | 2028 | 65535
| Base | BTM Battery Control | DLC-Thermostat-BYOT-Baseboard Heating | Small General |  | Winter Evening | % of Load | 0 | 2028 | 65535
| Base | BTM Battery Control | DLC-Thermostat-DI-MSHP | Small General |  | Winter Evening | % of Load | 1 | 2028 | 65535
| Base | BTM Battery Control | DLC-Thermostat-DI-MSHP | Small General |  | Winter Evening | % of Load | 0 | 2028 | 65535
| Base | BTM Battery Control | DLC-Thermostat-BYOT-MSHP | Small General |  | Winter Evening | % of Load | 1 | 2028 | 65535
| Base | BTM Battery Control | DLC-Thermostat-BYOT-MSHP | Small General |  | Winter Evening | % of Load | 0 | 2028 | 65535
| Base | BTM Battery Control | C&I Curtailment-Turnkey-Manual HVAC Control | Small General |  | Winter Evening | % of Load | 1 | 2028 | 65535
| Base | BTM Battery Control | C&I Curtailment-Turnkey-Manual HVAC Control | Small General |  | Winter Evening | % of Load | 0 | 2028 | 65535
| Base | BTM Battery Control | C&I Curtailment-Turnkey-Auto-DR HVAC Control | Small General |  | Winter Evening | % of Load | 1 | 2028 | 65535
| Base | BTM Battery Control | C&I Curtailment-Turnkey-Auto-DR HVAC Control | Small General |  | Winter Evening | % of Load | 0 | 2028 | 65535
| Base | BTM Battery Control | C&I Curtailment-Turnkey-Standard Lighting Control | Small General |  | Winter Evening | % of Load | 1 | 2028 | 65535
| Base | BTM Battery Control | C&I Curtailment-Turnkey-Standard Lighting Control | Small General |  | Winter Evening | % of Load | 0 | 2028 | 65535
| Base | BTM Battery Control | C&I Curtailment-Turnkey-Advanced Lighting Control | Small General |  | Winter Evening | % of Load | 1 | 2028 | 65535
| Base | BTM Battery Control | C&I Curtailment-Turnkey-Advanced Lighting Control | Small General |  | Winter Evening | % of Load | 0 | 2028 | 65535
| Base | BTM Battery Control | C&I Curtailment-Turnkey-Water Heating Control | Small General |  | Winter Evening | % of Load | 1 | 2028 | 65535
| Base | BTM Battery Control | C&I Curtailment-Turnkey-Water Heating Control | Small General |  | Winter Evening | % of Load | 0 | 2028 | 65535
| Base | BTM Battery Control | C&I Curtailment-Turnkey-Other | Small General |  | Winter Evening | % of Load | 1 | 2028 | 65535
| Base | BTM Battery Control | C&I Curtailment-Turnkey-Other | Small General |  | Winter Evening | % of Load | 0 | 2028 | 65535
| Base | BTM Battery Control | Dynamic Pricing with enabling tech. | Small General |  | Winter Evening | % of Load | 1 | 2028 | 65535
| Base | BTM Battery Control | Dynamic Pricing with enabling tech. | Small General |  | Winter Evening | % of Load | 0 | 2028 | 65535
| Base | BTM Battery Control | DLC-Switch-Water Heating | General |  | Winter Morning | % of Load | 1 | 2028 | 65535
| Base | BTM Battery Control | DLC-Switch-Water Heating | General |  | Winter Morning | % of Load | 0 | 2028 | 65535
| Base | BTM Battery Control | DLC-BYOD-Water Heating | General |  | Winter Morning | % of Load | 1 | 2028 | 65535
| Base | BTM Battery Control | DLC-BYOD-Water Heating | General |  | Winter Morning | % of Load | 0 | 2028 | 65535
| Base | BTM Battery Control | DLC-Thermostat-DI-Central Heat Pump | General |  | Winter Morning | % of Load | 1 | 2028 | 65535
| Base | BTM Battery Control | DLC-Thermostat-DI-Central Heat Pump | General |  | Winter Morning | % of Load | 0 | 2028 | 65535
| Base | BTM Battery Control | DLC-Thermostat-BYOT-Central Heat Pump | General |  | Winter Morning | % of Load | 1 | 2028 | 65535
| Base | BTM Battery Control | DLC-Thermostat-BYOT-Central Heat Pump | General |  | Winter Morning | % of Load | 0 | 2028 | 65535
| Base | BTM Battery Control | DLC-Thermostat-HVAC | General |  | Winter Morning | % of Load | 1 | 2028 | 65535
| Base | BTM Battery Control | DLC-Thermostat-HVAC | General |  | Winter Morning | % of Load | 0 | 2028 | 65535
| Base | BTM Battery Control | DLC-Thermostat-DI-Baseboard Heating | General |  | Winter Morning | % of Load | 1 | 2028 | 65535
| Base | BTM Battery Control | DLC-Thermostat-DI-Baseboard Heating | General |  | Winter Morning | % of Load | 0 | 2028 | 65535
| Base | BTM Battery Control | DLC-Thermostat-BYOT-Baseboard Heating | General |  | Winter Morning | % of Load | 1 | 2028 | 65535
| Base | BTM Battery Control | DLC-Thermostat-BYOT-Baseboard Heating | General |  | Winter Morning | % of Load | 0 | 2028 | 65535
| Base | BTM Battery Control | DLC-Thermostat-DI-MSHP | General |  | Winter Morning | % of Load | 1 | 2028 | 65535
| Base | BTM Battery Control | DLC-Thermostat-DI-MSHP | General |  | Winter Morning | % of Load | 0 | 2028 | 65535
| Base | BTM Battery Control | DLC-Thermostat-BYOT-MSHP | General |  | Winter Morning | % of Load | 1 | 2028 | 65535
| Base | BTM Battery Control | DLC-Thermostat-BYOT-MSHP | General |  | Winter Morning | % of Load | 0 | 2028 | 65535
| Base | BTM Battery Control | C&I Curtailment-Turnkey-Manual HVAC Control | General |  | Winter Morning | % of Load | 1 | 2028 | 65535
| Base | BTM Battery Control | C&I Curtailment-Turnkey-Manual HVAC Control | General |  | Winter Morning | % of Load | 0 | 2028 | 65535
| Base | BTM Battery Control | C&I Curtailment-Turnkey-Auto-DR HVAC Control | General |  | Winter Morning | % of Load | 1 | 2028 | 65535
| Base | BTM Battery Control | C&I Curtailment-Turnkey-Auto-DR HVAC Control | General |  | Winter Morning | % of Load | 0 | 2028 | 65535
| Base | BTM Battery Control | C&I Curtailment-Turnkey-Standard Lighting Control | General |  | Winter Morning | % of Load | 1 | 2028 | 65535
| Base | BTM Battery Control | C&I Curtailment-Turnkey-Standard Lighting Control | General |  | Winter Morning | % of Load | 0 | 2028 | 65535
| Base | BTM Battery Control | C&I Curtailment-Turnkey-Advanced Lighting Control | General |  | Winter Morning | % of Load | 1 | 2028 | 65535
| Base | BTM Battery Control | C&I Curtailment-Turnkey-Advanced Lighting Control | General |  | Winter Morning | % of Load | 0 | 2028 | 65535
| Base | BTM Battery Control | C&I Curtailment-Turnkey-Water Heating Control | General |  | Winter Morning | % of Load | 1 | 2028 | 65535
| Base | BTM Battery Control | C&I Curtailment-Turnkey-Water Heating Control | General |  | Winter Morning | % of Load | 0 | 2028 | 65535
| Base | BTM Battery Control | C&I Curtailment-Turnkey-Other | General |  | Winter Morning | % of Load | 1 | 2028 | 65535
| Base | BTM Battery Control | C&I Curtailment-Turnkey-Other | General |  | Winter Morning | % of Load | 0 | 2028 | 65535
| Base | BTM Battery Control | DLC-Switch-Water Heating | General |  | Winter Evening | % of Load | 1 | 2028 | 65535
| Base | BTM Battery Control | DLC-Switch-Water Heating | General |  | Winter Evening | % of Load | 0 | 2028 | 65535
| Base | BTM Battery Control | DLC-BYOD-Water Heating | General |  | Winter Evening | % of Load | 1 | 2028 | 65535
| Base | BTM Battery Control | DLC-BYOD-Water Heating | General |  | Winter Evening | % of Load | 0 | 2028 | 65535
| Base | BTM Battery Control | DLC-Thermostat-DI-Central Heat Pump | General |  | Winter Evening | % of Load | 1 | 2028 | 65535
| Base | BTM Battery Control | DLC-Thermostat-DI-Central Heat Pump | General |  | Winter Evening | % of Load | 0 | 2028 | 65535
| Base | BTM Battery Control | DLC-Thermostat-BYOT-Central Heat Pump | General |  | Winter Evening | % of Load | 1 | 2028 | 65535
| Base | BTM Battery Control | DLC-Thermostat-BYOT-Central Heat Pump | General |  | Winter Evening | % of Load | 0 | 2028 | 65535
| Base | BTM Battery Control | DLC-Thermostat-HVAC | General |  | Winter Evening | % of Load | 1 | 2028 | 65535
| Base | BTM Battery Control | DLC-Thermostat-HVAC | General |  | Winter Evening | % of Load | 0 | 2028 | 65535
| Base | BTM Battery Control | DLC-Thermostat-DI-Baseboard Heating | General |  | Winter Evening | % of Load | 1 | 2028 | 65535
| Base | BTM Battery Control | DLC-Thermostat-DI-Baseboard Heating | General |  | Winter Evening | % of Load | 0 | 2028 | 65535
| Base | BTM Battery Control | DLC-Thermostat-BYOT-Baseboard Heating | General |  | Winter Evening | % of Load | 1 | 2028 | 65535
| Base | BTM Battery Control | DLC-Thermostat-BYOT-Baseboard Heating | General |  | Winter Evening | % of Load | 0 | 2028 | 65535
| Base | BTM Battery Control | DLC-Thermostat-DI-MSHP | General |  | Winter Evening | % of Load | 1 | 2028 | 65535
| Base | BTM Battery Control | DLC-Thermostat-DI-MSHP | General |  | Winter Evening | % of Load | 0 | 2028 | 65535
| Base | BTM Battery Control | DLC-Thermostat-BYOT-MSHP | General |  | Winter Evening | % of Load | 1 | 2028 | 65535
| Base | BTM Battery Control | DLC-Thermostat-BYOT-MSHP | General |  | Winter Evening | % of Load | 0 | 2028 | 65535
| Base | BTM Battery Control | C&I Curtailment-Turnkey-Manual HVAC Control | General |  | Winter Evening | % of Load | 1 | 2028 | 65535
| Base | BTM Battery Control | C&I Curtailment-Turnkey-Manual HVAC Control | General |  | Winter Evening | % of Load | 0 | 2028 | 65535
| Base | BTM Battery Control | C&I Curtailment-Turnkey-Auto-DR HVAC Control | General |  | Winter Evening | % of Load | 1 | 2028 | 65535
| Base | BTM Battery Control | C&I Curtailment-Turnkey-Auto-DR HVAC Control | General |  | Winter Evening | % of Load | 0 | 2028 | 65535
| Base | BTM Battery Control | C&I Curtailment-Turnkey-Standard Lighting Control | General |  | Winter Evening | % of Load | 1 | 2028 | 65535
| Base | BTM Battery Control | C&I Curtailment-Turnkey-Standard Lighting Control | General |  | Winter Evening | % of Load | 0 | 2028 | 65535
| Base | BTM Battery Control | C&I Curtailment-Turnkey-Advanced Lighting Control | General |  | Winter Evening | % of Load | 1 | 2028 | 65535
| Base | BTM Battery Control | C&I Curtailment-Turnkey-Advanced Lighting Control | General |  | Winter Evening | % of Load | 0 | 2028 | 65535
| Base | BTM Battery Control | C&I Curtailment-Turnkey-Water Heating Control | General |  | Winter Evening | % of Load | 1 | 2028 | 65535
| Base | BTM Battery Control | C&I Curtailment-Turnkey-Water Heating Control | General |  | Winter Evening | % of Load | 0 | 2028 | 65535
| Base | BTM Battery Control | C&I Curtailment-Turnkey-Other | General |  | Winter Evening | % of Load | 1 | 2028 | 65535
| Base | BTM Battery Control | C&I Curtailment-Turnkey-Other | General |  | Winter Evening | % of Load | 0 | 2028 | 65535
| Base | BTM Battery Control | DLC-Switch-Water Heating | Small Industrial |  | Winter Morning | % of Load | 1 | 2028 | 65535
| Base | BTM Battery Control | DLC-Switch-Water Heating | Small Industrial |  | Winter Morning | % of Load | 0 | 2028 | 65535
| Base | BTM Battery Control | DLC-BYOD-Water Heating | Small Industrial |  | Winter Morning | % of Load | 1 | 2028 | 65535
| Base | BTM Battery Control | DLC-BYOD-Water Heating | Small Industrial |  | Winter Morning | % of Load | 0 | 2028 | 65535
| Base | BTM Battery Control | DLC-Thermostat-DI-Central Heat Pump | Small Industrial |  | Winter Morning | % of Load | 1 | 2028 | 65535
| Base | BTM Battery Control | DLC-Thermostat-DI-Central Heat Pump | Small Industrial |  | Winter Morning | % of Load | 0 | 2028 | 65535
| Base | BTM Battery Control | DLC-Thermostat-BYOT-Central Heat Pump | Small Industrial |  | Winter Morning | % of Load | 1 | 2028 | 65535
| Base | BTM Battery Control | DLC-Thermostat-BYOT-Central Heat Pump | Small Industrial |  | Winter Morning | % of Load | 0 | 2028 | 65535
| Base | BTM Battery Control | DLC-Thermostat-HVAC | Small Industrial |  | Winter Morning | % of Load | 1 | 2028 | 65535
| Base | BTM Battery Control | DLC-Thermostat-HVAC | Small Industrial |  | Winter Morning | % of Load | 0 | 2028 | 65535
| Base | BTM Battery Control | DLC-Thermostat-DI-Baseboard Heating | Small Industrial |  | Winter Morning | % of Load | 1 | 2028 | 65535
| Base | BTM Battery Control | DLC-Thermostat-DI-Baseboard Heating | Small Industrial |  | Winter Morning | % of Load | 0 | 2028 | 65535
| Base | BTM Battery Control | DLC-Thermostat-BYOT-Baseboard Heating | Small Industrial |  | Winter Morning | % of Load | 1 | 2028 | 65535
| Base | BTM Battery Control | DLC-Thermostat-BYOT-Baseboard Heating | Small Industrial |  | Winter Morning | % of Load | 0 | 2028 | 65535
| Base | BTM Battery Control | DLC-Thermostat-DI-MSHP | Small Industrial |  | Winter Morning | % of Load | 1 | 2028 | 65535
| Base | BTM Battery Control | DLC-Thermostat-DI-MSHP | Small Industrial |  | Winter Morning | % of Load | 0 | 2028 | 65535
| Base | BTM Battery Control | DLC-Thermostat-BYOT-MSHP | Small Industrial |  | Winter Morning | % of Load | 1 | 2028 | 65535
| Base | BTM Battery Control | DLC-Thermostat-BYOT-MSHP | Small Industrial |  | Winter Morning | % of Load | 0 | 2028 | 65535
| Base | BTM Battery Control | C&I Curtailment-Turnkey-Manual HVAC Control | Small Industrial |  | Winter Morning | % of Load | 1 | 2028 | 65535
| Base | BTM Battery Control | C&I Curtailment-Turnkey-Manual HVAC Control | Small Industrial |  | Winter Morning | % of Load | 0 | 2028 | 65535
| Base | BTM Battery Control | C&I Curtailment-Turnkey-Auto-DR HVAC Control | Small Industrial |  | Winter Morning | % of Load | 1 | 2028 | 65535
| Base | BTM Battery Control | C&I Curtailment-Turnkey-Auto-DR HVAC Control | Small Industrial |  | Winter Morning | % of Load | 0 | 2028 | 65535
| Base | BTM Battery Control | C&I Curtailment-Turnkey-Standard Lighting Control | Small Industrial |  | Winter Morning | % of Load | 1 | 2028 | 65535
| Base | BTM Battery Control | C&I Curtailment-Turnkey-Standard Lighting Control | Small Industrial |  | Winter Morning | % of Load | 0 | 2028 | 65535
| Base | BTM Battery Control | C&I Curtailment-Turnkey-Advanced Lighting Control | Small Industrial |  | Winter Morning | % of Load | 1 | 2028 | 65535
| Base | BTM Battery Control | C&I Curtailment-Turnkey-Advanced Lighting Control | Small Industrial |  | Winter Morning | % of Load | 0 | 2028 | 65535
| Base | BTM Battery Control | C&I Curtailment-Turnkey-Water Heating Control | Small Industrial |  | Winter Morning | % of Load | 1 | 2028 | 65535
| Base | BTM Battery Control | C&I Curtailment-Turnkey-Water Heating Control | Small Industrial |  | Winter Morning | % of Load | 0 | 2028 | 65535
| Base | BTM Battery Control | C&I Curtailment-Turnkey-Other | Small Industrial |  | Winter Morning | % of Load | 1 | 2028 | 65535
| Base | BTM Battery Control | C&I Curtailment-Turnkey-Other | Small Industrial |  | Winter Morning | % of Load | 0 | 2028 | 65535
| Base | BTM Battery Control | C&I Curtailment-Turnkey-Industrial | Small Industrial |  | Winter Morning | % of Load | 1 | 2028 | 65535
| Base | BTM Battery Control | C&I Curtailment-Turnkey-Industrial | Small Industrial |  | Winter Morning | % of Load | 0 | 2028 | 65535
| Base | BTM Battery Control | DLC-Switch-Water Heating | Small Industrial |  | Winter Evening | % of Load | 1 | 2028 | 65535
| Base | BTM Battery Control | DLC-Switch-Water Heating | Small Industrial |  | Winter Evening | % of Load | 0 | 2028 | 65535
| Base | BTM Battery Control | DLC-BYOD-Water Heating | Small Industrial |  | Winter Evening | % of Load | 1 | 2028 | 65535
| Base | BTM Battery Control | DLC-BYOD-Water Heating | Small Industrial |  | Winter Evening | % of Load | 0 | 2028 | 65535
| Base | BTM Battery Control | DLC-Thermostat-DI-Central Heat Pump | Small Industrial |  | Winter Evening | % of Load | 1 | 2028 | 65535
| Base | BTM Battery Control | DLC-Thermostat-DI-Central Heat Pump | Small Industrial |  | Winter Evening | % of Load | 0 | 2028 | 65535
| Base | BTM Battery Control | DLC-Thermostat-BYOT-Central Heat Pump | Small Industrial |  | Winter Evening | % of Load | 1 | 2028 | 65535
| Base | BTM Battery Control | DLC-Thermostat-BYOT-Central Heat Pump | Small Industrial |  | Winter Evening | % of Load | 0 | 2028 | 65535
| Base | BTM Battery Control | DLC-Thermostat-HVAC | Small Industrial |  | Winter Evening | % of Load | 1 | 2028 | 65535
| Base | BTM Battery Control | DLC-Thermostat-HVAC | Small Industrial |  | Winter Evening | % of Load | 0 | 2028 | 65535
| Base | BTM Battery Control | DLC-Thermostat-DI-Baseboard Heating | Small Industrial |  | Winter Evening | % of Load | 1 | 2028 | 65535
| Base | BTM Battery Control | DLC-Thermostat-DI-Baseboard Heating | Small Industrial |  | Winter Evening | % of Load | 0 | 2028 | 65535
| Base | BTM Battery Control | DLC-Thermostat-BYOT-Baseboard Heating | Small Industrial |  | Winter Evening | % of Load | 1 | 2028 | 65535
| Base | BTM Battery Control | DLC-Thermostat-BYOT-Baseboard Heating | Small Industrial |  | Winter Evening | % of Load | 0 | 2028 | 65535
| Base | BTM Battery Control | DLC-Thermostat-DI-MSHP | Small Industrial |  | Winter Evening | % of Load | 1 | 2028 | 65535
| Base | BTM Battery Control | DLC-Thermostat-DI-MSHP | Small Industrial |  | Winter Evening | % of Load | 0 | 2028 | 65535
| Base | BTM Battery Control | DLC-Thermostat-BYOT-MSHP | Small Industrial |  | Winter Evening | % of Load | 1 | 2028 | 65535
| Base | BTM Battery Control | DLC-Thermostat-BYOT-MSHP | Small Industrial |  | Winter Evening | % of Load | 0 | 2028 | 65535
| Base | BTM Battery Control | C&I Curtailment-Turnkey-Manual HVAC Control | Small Industrial |  | Winter Evening | % of Load | 1 | 2028 | 65535
| Base | BTM Battery Control | C&I Curtailment-Turnkey-Manual HVAC Control | Small Industrial |  | Winter Evening | % of Load | 0 | 2028 | 65535
| Base | BTM Battery Control | C&I Curtailment-Turnkey-Auto-DR HVAC Control | Small Industrial |  | Winter Evening | % of Load | 1 | 2028 | 65535
| Base | BTM Battery Control | C&I Curtailment-Turnkey-Auto-DR HVAC Control | Small Industrial |  | Winter Evening | % of Load | 0 | 2028 | 65535
| Base | BTM Battery Control | C&I Curtailment-Turnkey-Standard Lighting Control | Small Industrial |  | Winter Evening | % of Load | 1 | 2028 | 65535
| Base | BTM Battery Control | C&I Curtailment-Turnkey-Standard Lighting Control | Small Industrial |  | Winter Evening | % of Load | 0 | 2028 | 65535
| Base | BTM Battery Control | C&I Curtailment-Turnkey-Advanced Lighting Control | Small Industrial |  | Winter Evening | % of Load | 1 | 2028 | 65535
| Base | BTM Battery Control | C&I Curtailment-Turnkey-Advanced Lighting Control | Small Industrial |  | Winter Evening | % of Load | 0 | 2028 | 65535
| Base | BTM Battery Control | C&I Curtailment-Turnkey-Water Heating Control | Small Industrial |  | Winter Evening | % of Load | 1 | 2028 | 65535
| Base | BTM Battery Control | C&I Curtailment-Turnkey-Water Heating Control | Small Industrial |  | Winter Evening | % of Load | 0 | 2028 | 65535
| Base | BTM Battery Control | C&I Curtailment-Turnkey-Other | Small Industrial |  | Winter Evening | % of Load | 1 | 2028 | 65535
| Base | BTM Battery Control | C&I Curtailment-Turnkey-Other | Small Industrial |  | Winter Evening | % of Load | 0 | 2028 | 65535
| Base | BTM Battery Control | C&I Curtailment-Turnkey-Industrial | Small Industrial |  | Winter Evening | % of Load | 1 | 2028 | 65535
| Base | BTM Battery Control | C&I Curtailment-Turnkey-Industrial | Small Industrial |  | Winter Evening | % of Load | 0 | 2028 | 65535
| Base | BTM Battery Control | DLC-Switch-Water Heating | Medium Industrial |  | Winter Morning | % of Load | 1 | 2028 | 65535
| Base | BTM Battery Control | DLC-Switch-Water Heating | Medium Industrial |  | Winter Morning | % of Load | 0 | 2028 | 65535
| Base | BTM Battery Control | DLC-BYOD-Water Heating | Medium Industrial |  | Winter Morning | % of Load | 1 | 2028 | 65535
| Base | BTM Battery Control | DLC-BYOD-Water Heating | Medium Industrial |  | Winter Morning | % of Load | 0 | 2028 | 65535
| Base | BTM Battery Control | DLC-Thermostat-DI-Central Heat Pump | Medium Industrial |  | Winter Morning | % of Load | 1 | 2028 | 65535
| Base | BTM Battery Control | DLC-Thermostat-DI-Central Heat Pump | Medium Industrial |  | Winter Morning | % of Load | 0 | 2028 | 65535
| Base | BTM Battery Control | DLC-Thermostat-BYOT-Central Heat Pump | Medium Industrial |  | Winter Morning | % of Load | 1 | 2028 | 65535
| Base | BTM Battery Control | DLC-Thermostat-BYOT-Central Heat Pump | Medium Industrial |  | Winter Morning | % of Load | 0 | 2028 | 65535
| Base | BTM Battery Control | DLC-Thermostat-HVAC | Medium Industrial |  | Winter Morning | % of Load | 1 | 2028 | 65535
| Base | BTM Battery Control | DLC-Thermostat-HVAC | Medium Industrial |  | Winter Morning | % of Load | 0 | 2028 | 65535
| Base | BTM Battery Control | DLC-Thermostat-DI-Baseboard Heating | Medium Industrial |  | Winter Morning | % of Load | 1 | 2028 | 65535
| Base | BTM Battery Control | DLC-Thermostat-DI-Baseboard Heating | Medium Industrial |  | Winter Morning | % of Load | 0 | 2028 | 65535
| Base | BTM Battery Control | DLC-Thermostat-BYOT-Baseboard Heating | Medium Industrial |  | Winter Morning | % of Load | 1 | 2028 | 65535
| Base | BTM Battery Control | DLC-Thermostat-BYOT-Baseboard Heating | Medium Industrial |  | Winter Morning | % of Load | 0 | 2028 | 65535
| Base | BTM Battery Control | DLC-Thermostat-DI-MSHP | Medium Industrial |  | Winter Morning | % of Load | 1 | 2028 | 65535
| Base | BTM Battery Control | DLC-Thermostat-DI-MSHP | Medium Industrial |  | Winter Morning | % of Load | 0 | 2028 | 65535
| Base | BTM Battery Control | DLC-Thermostat-BYOT-MSHP | Medium Industrial |  | Winter Morning | % of Load | 1 | 2028 | 65535
| Base | BTM Battery Control | DLC-Thermostat-BYOT-MSHP | Medium Industrial |  | Winter Morning | % of Load | 0 | 2028 | 65535
| Base | BTM Battery Control | C&I Curtailment-Turnkey-Manual HVAC Control | Medium Industrial |  | Winter Morning | % of Load | 1 | 2028 | 65535
| Base | BTM Battery Control | C&I Curtailment-Turnkey-Manual HVAC Control | Medium Industrial |  | Winter Morning | % of Load | 0 | 2028 | 65535
| Base | BTM Battery Control | C&I Curtailment-Turnkey-Auto-DR HVAC Control | Medium Industrial |  | Winter Morning | % of Load | 1 | 2028 | 65535
| Base | BTM Battery Control | C&I Curtailment-Turnkey-Auto-DR HVAC Control | Medium Industrial |  | Winter Morning | % of Load | 0 | 2028 | 65535
| Base | BTM Battery Control | C&I Curtailment-Turnkey-Standard Lighting Control | Medium Industrial |  | Winter Morning | % of Load | 1 | 2028 | 65535
| Base | BTM Battery Control | C&I Curtailment-Turnkey-Standard Lighting Control | Medium Industrial |  | Winter Morning | % of Load | 0 | 2028 | 65535
| Base | BTM Battery Control | C&I Curtailment-Turnkey-Advanced Lighting Control | Medium Industrial |  | Winter Morning | % of Load | 1 | 2028 | 65535
| Base | BTM Battery Control | C&I Curtailment-Turnkey-Advanced Lighting Control | Medium Industrial |  | Winter Morning | % of Load | 0 | 2028 | 65535
| Base | BTM Battery Control | C&I Curtailment-Turnkey-Water Heating Control | Medium Industrial |  | Winter Morning | % of Load | 1 | 2028 | 65535
| Base | BTM Battery Control | C&I Curtailment-Turnkey-Water Heating Control | Medium Industrial |  | Winter Morning | % of Load | 0 | 2028 | 65535
| Base | BTM Battery Control | C&I Curtailment-Turnkey-Other | Medium Industrial |  | Winter Morning | % of Load | 1 | 2028 | 65535
| Base | BTM Battery Control | C&I Curtailment-Turnkey-Other | Medium Industrial |  | Winter Morning | % of Load | 0 | 2028 | 65535
| Base | BTM Battery Control | DLC-Switch-Water Heating | Medium Industrial |  | Winter Evening | % of Load | 1 | 2028 | 65535
| Base | BTM Battery Control | DLC-Switch-Water Heating | Medium Industrial |  | Winter Evening | % of Load | 0 | 2028 | 65535
| Base | BTM Battery Control | DLC-BYOD-Water Heating | Medium Industrial |  | Winter Evening | % of Load | 1 | 2028 | 65535
| Base | BTM Battery Control | DLC-BYOD-Water Heating | Medium Industrial |  | Winter Evening | % of Load | 0 | 2028 | 65535
| Base | BTM Battery Control | DLC-Thermostat-DI-Central Heat Pump | Medium Industrial |  | Winter Evening | % of Load | 1 | 2028 | 65535
| Base | BTM Battery Control | DLC-Thermostat-DI-Central Heat Pump | Medium Industrial |  | Winter Evening | % of Load | 0 | 2028 | 65535
| Base | BTM Battery Control | DLC-Thermostat-BYOT-Central Heat Pump | Medium Industrial |  | Winter Evening | % of Load | 1 | 2028 | 65535
| Base | BTM Battery Control | DLC-Thermostat-BYOT-Central Heat Pump | Medium Industrial |  | Winter Evening | % of Load | 0 | 2028 | 65535
| Base | BTM Battery Control | DLC-Thermostat-HVAC | Medium Industrial |  | Winter Evening | % of Load | 1 | 2028 | 65535
| Base | BTM Battery Control | DLC-Thermostat-HVAC | Medium Industrial |  | Winter Evening | % of Load | 0 | 2028 | 65535
| Base | BTM Battery Control | DLC-Thermostat-DI-Baseboard Heating | Medium Industrial |  | Winter Evening | % of Load | 1 | 2028 | 65535
| Base | BTM Battery Control | DLC-Thermostat-DI-Baseboard Heating | Medium Industrial |  | Winter Evening | % of Load | 0 | 2028 | 65535
| Base | BTM Battery Control | DLC-Thermostat-BYOT-Baseboard Heating | Medium Industrial |  | Winter Evening | % of Load | 1 | 2028 | 65535
| Base | BTM Battery Control | DLC-Thermostat-BYOT-Baseboard Heating | Medium Industrial |  | Winter Evening | % of Load | 0 | 2028 | 65535
| Base | BTM Battery Control | DLC-Thermostat-DI-MSHP | Medium Industrial |  | Winter Evening | % of Load | 1 | 2028 | 65535
| Base | BTM Battery Control | DLC-Thermostat-DI-MSHP | Medium Industrial |  | Winter Evening | % of Load | 0 | 2028 | 65535
| Base | BTM Battery Control | DLC-Thermostat-BYOT-MSHP | Medium Industrial |  | Winter Evening | % of Load | 1 | 2028 | 65535
| Base | BTM Battery Control | DLC-Thermostat-BYOT-MSHP | Medium Industrial |  | Winter Evening | % of Load | 0 | 2028 | 65535
| Base | BTM Battery Control | C&I Curtailment-Turnkey-Manual HVAC Control | Medium Industrial |  | Winter Evening | % of Load | 1 | 2028 | 65535
| Base | BTM Battery Control | C&I Curtailment-Turnkey-Manual HVAC Control | Medium Industrial |  | Winter Evening | % of Load | 0 | 2028 | 65535
| Base | BTM Battery Control | C&I Curtailment-Turnkey-Auto-DR HVAC Control | Medium Industrial |  | Winter Evening | % of Load | 1 | 2028 | 65535
| Base | BTM Battery Control | C&I Curtailment-Turnkey-Auto-DR HVAC Control | Medium Industrial |  | Winter Evening | % of Load | 0 | 2028 | 65535
| Base | BTM Battery Control | C&I Curtailment-Turnkey-Standard Lighting Control | Medium Industrial |  | Winter Evening | % of Load | 1 | 2028 | 65535
| Base | BTM Battery Control | C&I Curtailment-Turnkey-Standard Lighting Control | Medium Industrial |  | Winter Evening | % of Load | 0 | 2028 | 65535
| Base | BTM Battery Control | C&I Curtailment-Turnkey-Advanced Lighting Control | Medium Industrial |  | Winter Evening | % of Load | 1 | 2028 | 65535
| Base | BTM Battery Control | C&I Curtailment-Turnkey-Advanced Lighting Control | Medium Industrial |  | Winter Evening | % of Load | 0 | 2028 | 65535
| Base | BTM Battery Control | C&I Curtailment-Turnkey-Water Heating Control | Medium Industrial |  | Winter Evening | % of Load | 1 | 2028 | 65535
| Base | BTM Battery Control | C&I Curtailment-Turnkey-Water Heating Control | Medium Industrial |  | Winter Evening | % of Load | 0 | 2028 | 65535
| Base | BTM Battery Control | C&I Curtailment-Turnkey-Other | Medium Industrial |  | Winter Evening | % of Load | 1 | 2028 | 65535
| Base | BTM Battery Control | C&I Curtailment-Turnkey-Other | Medium Industrial |  | Winter Evening | % of Load | 0 | 2028 | 65535
| Base | BTM Battery Control | BTM Battery Control-BYOB | Residential Charitable |  | Winter Morning | % of Load | 1 | 2028 | 65535
| Base | BTM Battery Control | BTM Battery Control-BYOB | Residential Charitable |  | Winter Morning | % of Load | 0 | 2028 | 65535
| Base | BTM Battery Control | BTM Battery Control-BYOB | Residential Charitable |  | Winter Evening | % of Load | 1 | 2028 | 65535
| Base | BTM Battery Control | BTM Battery Control-BYOB | Residential Charitable |  | Winter Evening | % of Load | 0 | 2028 | 65535
| Base | EV Charging Control | DLC-Switch-Water Heating | Small General |  | Winter Morning | % of Load | 1 | 2028 | 65535
| Base | EV Charging Control | DLC-Switch-Water Heating | Small General |  | Winter Morning | % of Load | 0 | 2028 | 65535
| Base | EV Charging Control | DLC-BYOD-Water Heating | Small General |  | Winter Morning | % of Load | 1 | 2028 | 65535
| Base | EV Charging Control | DLC-BYOD-Water Heating | Small General |  | Winter Morning | % of Load | 0 | 2028 | 65535
| Base | EV Charging Control | DLC-Thermostat-DI-Central Heat Pump | Small General |  | Winter Morning | % of Load | 1 | 2028 | 65535
| Base | EV Charging Control | DLC-Thermostat-DI-Central Heat Pump | Small General |  | Winter Morning | % of Load | 0 | 2028 | 65535
| Base | EV Charging Control | DLC-Thermostat-BYOT-Central Heat Pump | Small General |  | Winter Morning | % of Load | 1 | 2028 | 65535
| Base | EV Charging Control | DLC-Thermostat-BYOT-Central Heat Pump | Small General |  | Winter Morning | % of Load | 0 | 2028 | 65535
| Base | EV Charging Control | DLC-Thermostat-HVAC | Small General |  | Winter Morning | % of Load | 1 | 2028 | 65535
| Base | EV Charging Control | DLC-Thermostat-HVAC | Small General |  | Winter Morning | % of Load | 0 | 2028 | 65535
| Base | EV Charging Control | DLC-Thermostat-DI-Baseboard Heating | Small General |  | Winter Morning | % of Load | 1 | 2028 | 65535
| Base | EV Charging Control | DLC-Thermostat-DI-Baseboard Heating | Small General |  | Winter Morning | % of Load | 0 | 2028 | 65535
| Base | EV Charging Control | DLC-Thermostat-BYOT-Baseboard Heating | Small General |  | Winter Morning | % of Load | 1 | 2028 | 65535
| Base | EV Charging Control | DLC-Thermostat-BYOT-Baseboard Heating | Small General |  | Winter Morning | % of Load | 0 | 2028 | 65535
| Base | EV Charging Control | DLC-Thermostat-DI-MSHP | Small General |  | Winter Morning | % of Load | 1 | 2028 | 65535
| Base | EV Charging Control | DLC-Thermostat-DI-MSHP | Small General |  | Winter Morning | % of Load | 0 | 2028 | 65535
| Base | EV Charging Control | DLC-Thermostat-BYOT-MSHP | Small General |  | Winter Morning | % of Load | 1 | 2028 | 65535
| Base | EV Charging Control | DLC-Thermostat-BYOT-MSHP | Small General |  | Winter Morning | % of Load | 0 | 2028 | 65535
| Base | EV Charging Control | C&I Curtailment-Turnkey-Manual HVAC Control | Small General |  | Winter Morning | % of Load | 1 | 2028 | 65535
| Base | EV Charging Control | C&I Curtailment-Turnkey-Manual HVAC Control | Small General |  | Winter Morning | % of Load | 0 | 2028 | 65535
| Base | EV Charging Control | C&I Curtailment-Turnkey-Auto-DR HVAC Control | Small General |  | Winter Morning | % of Load | 1 | 2028 | 65535
| Base | EV Charging Control | C&I Curtailment-Turnkey-Auto-DR HVAC Control | Small General |  | Winter Morning | % of Load | 0 | 2028 | 65535
| Base | EV Charging Control | C&I Curtailment-Turnkey-Standard Lighting Control | Small General |  | Winter Morning | % of Load | 1 | 2028 | 65535
| Base | EV Charging Control | C&I Curtailment-Turnkey-Standard Lighting Control | Small General |  | Winter Morning | % of Load | 0 | 2028 | 65535
| Base | EV Charging Control | C&I Curtailment-Turnkey-Advanced Lighting Control | Small General |  | Winter Morning | % of Load | 1 | 2028 | 65535
| Base | EV Charging Control | C&I Curtailment-Turnkey-Advanced Lighting Control | Small General |  | Winter Morning | % of Load | 0 | 2028 | 65535
| Base | EV Charging Control | C&I Curtailment-Turnkey-Water Heating Control | Small General |  | Winter Morning | % of Load | 1 | 2028 | 65535
| Base | EV Charging Control | C&I Curtailment-Turnkey-Water Heating Control | Small General |  | Winter Morning | % of Load | 0 | 2028 | 65535
| Base | EV Charging Control | C&I Curtailment-Turnkey-Other | Small General |  | Winter Morning | % of Load | 1 | 2028 | 65535
| Base | EV Charging Control | C&I Curtailment-Turnkey-Other | Small General |  | Winter Morning | % of Load | 0 | 2028 | 65535
| Base | EV Charging Control | Dynamic Pricing with enabling tech. | Small General |  | Winter Morning | % of Load | 1 | 2028 | 65535
| Base | EV Charging Control | Dynamic Pricing with enabling tech. | Small General |  | Winter Morning | % of Load | 0 | 2028 | 65535
| Base | EV Charging Control | DLC-Switch-Water Heating | Small General |  | Winter Evening | % of Load | 1 | 2028 | 65535
| Base | EV Charging Control | DLC-Switch-Water Heating | Small General |  | Winter Evening | % of Load | 0 | 2028 | 65535
| Base | EV Charging Control | DLC-BYOD-Water Heating | Small General |  | Winter Evening | % of Load | 1 | 2028 | 65535
| Base | EV Charging Control | DLC-BYOD-Water Heating | Small General |  | Winter Evening | % of Load | 0 | 2028 | 65535
| Base | EV Charging Control | DLC-Thermostat-DI-Central Heat Pump | Small General |  | Winter Evening | % of Load | 1 | 2028 | 65535
| Base | EV Charging Control | DLC-Thermostat-DI-Central Heat Pump | Small General |  | Winter Evening | % of Load | 0 | 2028 | 65535
| Base | EV Charging Control | DLC-Thermostat-BYOT-Central Heat Pump | Small General |  | Winter Evening | % of Load | 1 | 2028 | 65535
| Base | EV Charging Control | DLC-Thermostat-BYOT-Central Heat Pump | Small General |  | Winter Evening | % of Load | 0 | 2028 | 65535
| Base | EV Charging Control | DLC-Thermostat-HVAC | Small General |  | Winter Evening | % of Load | 1 | 2028 | 65535
| Base | EV Charging Control | DLC-Thermostat-HVAC | Small General |  | Winter Evening | % of Load | 0 | 2028 | 65535
| Base | EV Charging Control | DLC-Thermostat-DI-Baseboard Heating | Small General |  | Winter Evening | % of Load | 1 | 2028 | 65535
| Base | EV Charging Control | DLC-Thermostat-DI-Baseboard Heating | Small General |  | Winter Evening | % of Load | 0 | 2028 | 65535
| Base | EV Charging Control | DLC-Thermostat-BYOT-Baseboard Heating | Small General |  | Winter Evening | % of Load | 1 | 2028 | 65535
| Base | EV Charging Control | DLC-Thermostat-BYOT-Baseboard Heating | Small General |  | Winter Evening | % of Load | 0 | 2028 | 65535
| Base | EV Charging Control | DLC-Thermostat-DI-MSHP | Small General |  | Winter Evening | % of Load | 1 | 2028 | 65535
| Base | EV Charging Control | DLC-Thermostat-DI-MSHP | Small General |  | Winter Evening | % of Load | 0 | 2028 | 65535
| Base | EV Charging Control | DLC-Thermostat-BYOT-MSHP | Small General |  | Winter Evening | % of Load | 1 | 2028 | 65535
| Base | EV Charging Control | DLC-Thermostat-BYOT-MSHP | Small General |  | Winter Evening | % of Load | 0 | 2028 | 65535
| Base | EV Charging Control | C&I Curtailment-Turnkey-Manual HVAC Control | Small General |  | Winter Evening | % of Load | 1 | 2028 | 65535
| Base | EV Charging Control | C&I Curtailment-Turnkey-Manual HVAC Control | Small General |  | Winter Evening | % of Load | 0 | 2028 | 65535
| Base | EV Charging Control | C&I Curtailment-Turnkey-Auto-DR HVAC Control | Small General |  | Winter Evening | % of Load | 1 | 2028 | 65535
| Base | EV Charging Control | C&I Curtailment-Turnkey-Auto-DR HVAC Control | Small General |  | Winter Evening | % of Load | 0 | 2028 | 65535
| Base | EV Charging Control | C&I Curtailment-Turnkey-Standard Lighting Control | Small General |  | Winter Evening | % of Load | 1 | 2028 | 65535
| Base | EV Charging Control | C&I Curtailment-Turnkey-Standard Lighting Control | Small General |  | Winter Evening | % of Load | 0 | 2028 | 65535
| Base | EV Charging Control | C&I Curtailment-Turnkey-Advanced Lighting Control | Small General |  | Winter Evening | % of Load | 1 | 2028 | 65535
| Base | EV Charging Control | C&I Curtailment-Turnkey-Advanced Lighting Control | Small General |  | Winter Evening | % of Load | 0 | 2028 | 65535
| Base | EV Charging Control | C&I Curtailment-Turnkey-Water Heating Control | Small General |  | Winter Evening | % of Load | 1 | 2028 | 65535
| Base | EV Charging Control | C&I Curtailment-Turnkey-Water Heating Control | Small General |  | Winter Evening | % of Load | 0 | 2028 | 65535
| Base | EV Charging Control | C&I Curtailment-Turnkey-Other | Small General |  | Winter Evening | % of Load | 1 | 2028 | 65535
| Base | EV Charging Control | C&I Curtailment-Turnkey-Other | Small General |  | Winter Evening | % of Load | 0 | 2028 | 65535
| Base | EV Charging Control | Dynamic Pricing with enabling tech. | Small General |  | Winter Evening | % of Load | 1 | 2028 | 65535
| Base | EV Charging Control | Dynamic Pricing with enabling tech. | Small General |  | Winter Evening | % of Load | 0 | 2028 | 65535
| Base | EV Charging Control | DLC-Switch-Water Heating | General |  | Winter Morning | % of Load | 1 | 2028 | 65535
| Base | EV Charging Control | DLC-Switch-Water Heating | General |  | Winter Morning | % of Load | 0 | 2028 | 65535
| Base | EV Charging Control | DLC-BYOD-Water Heating | General |  | Winter Morning | % of Load | 1 | 2028 | 65535
| Base | EV Charging Control | DLC-BYOD-Water Heating | General |  | Winter Morning | % of Load | 0 | 2028 | 65535
| Base | EV Charging Control | DLC-Thermostat-DI-Central Heat Pump | General |  | Winter Morning | % of Load | 1 | 2028 | 65535
| Base | EV Charging Control | DLC-Thermostat-DI-Central Heat Pump | General |  | Winter Morning | % of Load | 0 | 2028 | 65535
| Base | EV Charging Control | DLC-Thermostat-BYOT-Central Heat Pump | General |  | Winter Morning | % of Load | 1 | 2028 | 65535
| Base | EV Charging Control | DLC-Thermostat-BYOT-Central Heat Pump | General |  | Winter Morning | % of Load | 0 | 2028 | 65535
| Base | EV Charging Control | DLC-Thermostat-HVAC | General |  | Winter Morning | % of Load | 1 | 2028 | 65535
| Base | EV Charging Control | DLC-Thermostat-HVAC | General |  | Winter Morning | % of Load | 0 | 2028 | 65535
| Base | EV Charging Control | DLC-Thermostat-DI-Baseboard Heating | General |  | Winter Morning | % of Load | 1 | 2028 | 65535
| Base | EV Charging Control | DLC-Thermostat-DI-Baseboard Heating | General |  | Winter Morning | % of Load | 0 | 2028 | 65535
| Base | EV Charging Control | DLC-Thermostat-BYOT-Baseboard Heating | General |  | Winter Morning | % of Load | 1 | 2028 | 65535
| Base | EV Charging Control | DLC-Thermostat-BYOT-Baseboard Heating | General |  | Winter Morning | % of Load | 0 | 2028 | 65535
| Base | EV Charging Control | DLC-Thermostat-DI-MSHP | General |  | Winter Morning | % of Load | 1 | 2028 | 65535
| Base | EV Charging Control | DLC-Thermostat-DI-MSHP | General |  | Winter Morning | % of Load | 0 | 2028 | 65535
| Base | EV Charging Control | DLC-Thermostat-BYOT-MSHP | General |  | Winter Morning | % of Load | 1 | 2028 | 65535
| Base | EV Charging Control | DLC-Thermostat-BYOT-MSHP | General |  | Winter Morning | % of Load | 0 | 2028 | 65535
| Base | EV Charging Control | C&I Curtailment-Turnkey-Manual HVAC Control | General |  | Winter Morning | % of Load | 1 | 2028 | 65535
| Base | EV Charging Control | C&I Curtailment-Turnkey-Manual HVAC Control | General |  | Winter Morning | % of Load | 0 | 2028 | 65535
| Base | EV Charging Control | C&I Curtailment-Turnkey-Auto-DR HVAC Control | General |  | Winter Morning | % of Load | 1 | 2028 | 65535
| Base | EV Charging Control | C&I Curtailment-Turnkey-Auto-DR HVAC Control | General |  | Winter Morning | % of Load | 0 | 2028 | 65535
| Base | EV Charging Control | C&I Curtailment-Turnkey-Standard Lighting Control | General |  | Winter Morning | % of Load | 1 | 2028 | 65535
| Base | EV Charging Control | C&I Curtailment-Turnkey-Standard Lighting Control | General |  | Winter Morning | % of Load | 0 | 2028 | 65535
| Base | EV Charging Control | C&I Curtailment-Turnkey-Advanced Lighting Control | General |  | Winter Morning | % of Load | 1 | 2028 | 65535
| Base | EV Charging Control | C&I Curtailment-Turnkey-Advanced Lighting Control | General |  | Winter Morning | % of Load | 0 | 2028 | 65535
| Base | EV Charging Control | C&I Curtailment-Turnkey-Water Heating Control | General |  | Winter Morning | % of Load | 1 | 2028 | 65535
| Base | EV Charging Control | C&I Curtailment-Turnkey-Water Heating Control | General |  | Winter Morning | % of Load | 0 | 2028 | 65535
| Base | EV Charging Control | C&I Curtailment-Turnkey-Other | General |  | Winter Morning | % of Load | 1 | 2028 | 65535
| Base | EV Charging Control | C&I Curtailment-Turnkey-Other | General |  | Winter Morning | % of Load | 0 | 2028 | 65535
| Base | EV Charging Control | DLC-Switch-Water Heating | General |  | Winter Evening | % of Load | 1 | 2028 | 65535
| Base | EV Charging Control | DLC-Switch-Water Heating | General |  | Winter Evening | % of Load | 0 | 2028 | 65535
| Base | EV Charging Control | DLC-BYOD-Water Heating | General |  | Winter Evening | % of Load | 1 | 2028 | 65535
| Base | EV Charging Control | DLC-BYOD-Water Heating | General |  | Winter Evening | % of Load | 0 | 2028 | 65535
| Base | EV Charging Control | DLC-Thermostat-DI-Central Heat Pump | General |  | Winter Evening | % of Load | 1 | 2028 | 65535
| Base | EV Charging Control | DLC-Thermostat-DI-Central Heat Pump | General |  | Winter Evening | % of Load | 0 | 2028 | 65535
| Base | EV Charging Control | DLC-Thermostat-BYOT-Central Heat Pump | General |  | Winter Evening | % of Load | 1 | 2028 | 65535
| Base | EV Charging Control | DLC-Thermostat-BYOT-Central Heat Pump | General |  | Winter Evening | % of Load | 0 | 2028 | 65535
| Base | EV Charging Control | DLC-Thermostat-HVAC | General |  | Winter Evening | % of Load | 1 | 2028 | 65535
| Base | EV Charging Control | DLC-Thermostat-HVAC | General |  | Winter Evening | % of Load | 0 | 2028 | 65535
| Base | EV Charging Control | DLC-Thermostat-DI-Baseboard Heating | General |  | Winter Evening | % of Load | 1 | 2028 | 65535
| Base | EV Charging Control | DLC-Thermostat-DI-Baseboard Heating | General |  | Winter Evening | % of Load | 0 | 2028 | 65535
| Base | EV Charging Control | DLC-Thermostat-BYOT-Baseboard Heating | General |  | Winter Evening | % of Load | 1 | 2028 | 65535
| Base | EV Charging Control | DLC-Thermostat-BYOT-Baseboard Heating | General |  | Winter Evening | % of Load | 0 | 2028 | 65535
| Base | EV Charging Control | DLC-Thermostat-DI-MSHP | General |  | Winter Evening | % of Load | 1 | 2028 | 65535
| Base | EV Charging Control | DLC-Thermostat-DI-MSHP | General |  | Winter Evening | % of Load | 0 | 2028 | 65535
| Base | EV Charging Control | DLC-Thermostat-BYOT-MSHP | General |  | Winter Evening | % of Load | 1 | 2028 | 65535
| Base | EV Charging Control | DLC-Thermostat-BYOT-MSHP | General |  | Winter Evening | % of Load | 0 | 2028 | 65535
| Base | EV Charging Control | C&I Curtailment-Turnkey-Manual HVAC Control | General |  | Winter Evening | % of Load | 1 | 2028 | 65535
| Base | EV Charging Control | C&I Curtailment-Turnkey-Manual HVAC Control | General |  | Winter Evening | % of Load | 0 | 2028 | 65535
| Base | EV Charging Control | C&I Curtailment-Turnkey-Auto-DR HVAC Control | General |  | Winter Evening | % of Load | 1 | 2028 | 65535
| Base | EV Charging Control | C&I Curtailment-Turnkey-Auto-DR HVAC Control | General |  | Winter Evening | % of Load | 0 | 2028 | 65535
| Base | EV Charging Control | C&I Curtailment-Turnkey-Standard Lighting Control | General |  | Winter Evening | % of Load | 1 | 2028 | 65535
| Base | EV Charging Control | C&I Curtailment-Turnkey-Standard Lighting Control | General |  | Winter Evening | % of Load | 0 | 2028 | 65535
| Base | EV Charging Control | C&I Curtailment-Turnkey-Advanced Lighting Control | General |  | Winter Evening | % of Load | 1 | 2028 | 65535
| Base | EV Charging Control | C&I Curtailment-Turnkey-Advanced Lighting Control | General |  | Winter Evening | % of Load | 0 | 2028 | 65535
| Base | EV Charging Control | C&I Curtailment-Turnkey-Water Heating Control | General |  | Winter Evening | % of Load | 1 | 2028 | 65535
| Base | EV Charging Control | C&I Curtailment-Turnkey-Water Heating Control | General |  | Winter Evening | % of Load | 0 | 2028 | 65535
| Base | EV Charging Control | C&I Curtailment-Turnkey-Other | General |  | Winter Evening | % of Load | 1 | 2028 | 65535
| Base | EV Charging Control | C&I Curtailment-Turnkey-Other | General |  | Winter Evening | % of Load | 0 | 2028 | 65535
| Base | EV Charging Control | DLC-Switch-Water Heating | Small Industrial |  | Winter Morning | % of Load | 1 | 2028 | 65535
| Base | EV Charging Control | DLC-Switch-Water Heating | Small Industrial |  | Winter Morning | % of Load | 0 | 2028 | 65535
| Base | EV Charging Control | DLC-BYOD-Water Heating | Small Industrial |  | Winter Morning | % of Load | 1 | 2028 | 65535
| Base | EV Charging Control | DLC-BYOD-Water Heating | Small Industrial |  | Winter Morning | % of Load | 0 | 2028 | 65535
| Base | EV Charging Control | DLC-Thermostat-DI-Central Heat Pump | Small Industrial |  | Winter Morning | % of Load | 1 | 2028 | 65535
| Base | EV Charging Control | DLC-Thermostat-DI-Central Heat Pump | Small Industrial |  | Winter Morning | % of Load | 0 | 2028 | 65535
| Base | EV Charging Control | DLC-Thermostat-BYOT-Central Heat Pump | Small Industrial |  | Winter Morning | % of Load | 1 | 2028 | 65535
| Base | EV Charging Control | DLC-Thermostat-BYOT-Central Heat Pump | Small Industrial |  | Winter Morning | % of Load | 0 | 2028 | 65535
| Base | EV Charging Control | DLC-Thermostat-HVAC | Small Industrial |  | Winter Morning | % of Load | 1 | 2028 | 65535
| Base | EV Charging Control | DLC-Thermostat-HVAC | Small Industrial |  | Winter Morning | % of Load | 0 | 2028 | 65535
| Base | EV Charging Control | DLC-Thermostat-DI-Baseboard Heating | Small Industrial |  | Winter Morning | % of Load | 1 | 2028 | 65535
| Base | EV Charging Control | DLC-Thermostat-DI-Baseboard Heating | Small Industrial |  | Winter Morning | % of Load | 0 | 2028 | 65535
| Base | EV Charging Control | DLC-Thermostat-BYOT-Baseboard Heating | Small Industrial |  | Winter Morning | % of Load | 1 | 2028 | 65535
| Base | EV Charging Control | DLC-Thermostat-BYOT-Baseboard Heating | Small Industrial |  | Winter Morning | % of Load | 0 | 2028 | 65535
| Base | EV Charging Control | DLC-Thermostat-DI-MSHP | Small Industrial |  | Winter Morning | % of Load | 1 | 2028 | 65535
| Base | EV Charging Control | DLC-Thermostat-DI-MSHP | Small Industrial |  | Winter Morning | % of Load | 0 | 2028 | 65535
| Base | EV Charging Control | DLC-Thermostat-BYOT-MSHP | Small Industrial |  | Winter Morning | % of Load | 1 | 2028 | 65535
| Base | EV Charging Control | DLC-Thermostat-BYOT-MSHP | Small Industrial |  | Winter Morning | % of Load | 0 | 2028 | 65535
| Base | EV Charging Control | C&I Curtailment-Turnkey-Manual HVAC Control | Small Industrial |  | Winter Morning | % of Load | 1 | 2028 | 65535
| Base | EV Charging Control | C&I Curtailment-Turnkey-Manual HVAC Control | Small Industrial |  | Winter Morning | % of Load | 0 | 2028 | 65535
| Base | EV Charging Control | C&I Curtailment-Turnkey-Auto-DR HVAC Control | Small Industrial |  | Winter Morning | % of Load | 1 | 2028 | 65535
| Base | EV Charging Control | C&I Curtailment-Turnkey-Auto-DR HVAC Control | Small Industrial |  | Winter Morning | % of Load | 0 | 2028 | 65535
| Base | EV Charging Control | C&I Curtailment-Turnkey-Standard Lighting Control | Small Industrial |  | Winter Morning | % of Load | 1 | 2028 | 65535
| Base | EV Charging Control | C&I Curtailment-Turnkey-Standard Lighting Control | Small Industrial |  | Winter Morning | % of Load | 0 | 2028 | 65535
| Base | EV Charging Control | C&I Curtailment-Turnkey-Advanced Lighting Control | Small Industrial |  | Winter Morning | % of Load | 1 | 2028 | 65535
| Base | EV Charging Control | C&I Curtailment-Turnkey-Advanced Lighting Control | Small Industrial |  | Winter Morning | % of Load | 0 | 2028 | 65535
| Base | EV Charging Control | C&I Curtailment-Turnkey-Water Heating Control | Small Industrial |  | Winter Morning | % of Load | 1 | 2028 | 65535
| Base | EV Charging Control | C&I Curtailment-Turnkey-Water Heating Control | Small Industrial |  | Winter Morning | % of Load | 0 | 2028 | 65535
| Base | EV Charging Control | C&I Curtailment-Turnkey-Other | Small Industrial |  | Winter Morning | % of Load | 1 | 2028 | 65535
| Base | EV Charging Control | C&I Curtailment-Turnkey-Other | Small Industrial |  | Winter Morning | % of Load | 0 | 2028 | 65535
| Base | EV Charging Control | C&I Curtailment-Turnkey-Industrial | Small Industrial |  | Winter Morning | % of Load | 1 | 2028 | 65535
| Base | EV Charging Control | C&I Curtailment-Turnkey-Industrial | Small Industrial |  | Winter Morning | % of Load | 0 | 2028 | 65535
| Base | EV Charging Control | DLC-Switch-Water Heating | Small Industrial |  | Winter Evening | % of Load | 1 | 2028 | 65535
| Base | EV Charging Control | DLC-Switch-Water Heating | Small Industrial |  | Winter Evening | % of Load | 0 | 2028 | 65535
| Base | EV Charging Control | DLC-BYOD-Water Heating | Small Industrial |  | Winter Evening | % of Load | 1 | 2028 | 65535
| Base | EV Charging Control | DLC-BYOD-Water Heating | Small Industrial |  | Winter Evening | % of Load | 0 | 2028 | 65535
| Base | EV Charging Control | DLC-Thermostat-DI-Central Heat Pump | Small Industrial |  | Winter Evening | % of Load | 1 | 2028 | 65535
| Base | EV Charging Control | DLC-Thermostat-DI-Central Heat Pump | Small Industrial |  | Winter Evening | % of Load | 0 | 2028 | 65535
| Base | EV Charging Control | DLC-Thermostat-BYOT-Central Heat Pump | Small Industrial |  | Winter Evening | % of Load | 1 | 2028 | 65535
| Base | EV Charging Control | DLC-Thermostat-BYOT-Central Heat Pump | Small Industrial |  | Winter Evening | % of Load | 0 | 2028 | 65535
| Base | EV Charging Control | DLC-Thermostat-HVAC | Small Industrial |  | Winter Evening | % of Load | 1 | 2028 | 65535
| Base | EV Charging Control | DLC-Thermostat-HVAC | Small Industrial |  | Winter Evening | % of Load | 0 | 2028 | 65535
| Base | EV Charging Control | DLC-Thermostat-DI-Baseboard Heating | Small Industrial |  | Winter Evening | % of Load | 1 | 2028 | 65535
| Base | EV Charging Control | DLC-Thermostat-DI-Baseboard Heating | Small Industrial |  | Winter Evening | % of Load | 0 | 2028 | 65535
| Base | EV Charging Control | DLC-Thermostat-BYOT-Baseboard Heating | Small Industrial |  | Winter Evening | % of Load | 1 | 2028 | 65535
| Base | EV Charging Control | DLC-Thermostat-BYOT-Baseboard Heating | Small Industrial |  | Winter Evening | % of Load | 0 | 2028 | 65535
| Base | EV Charging Control | DLC-Thermostat-DI-MSHP | Small Industrial |  | Winter Evening | % of Load | 1 | 2028 | 65535
| Base | EV Charging Control | DLC-Thermostat-DI-MSHP | Small Industrial |  | Winter Evening | % of Load | 0 | 2028 | 65535
| Base | EV Charging Control | DLC-Thermostat-BYOT-MSHP | Small Industrial |  | Winter Evening | % of Load | 1 | 2028 | 65535
| Base | EV Charging Control | DLC-Thermostat-BYOT-MSHP | Small Industrial |  | Winter Evening | % of Load | 0 | 2028 | 65535
| Base | EV Charging Control | C&I Curtailment-Turnkey-Manual HVAC Control | Small Industrial |  | Winter Evening | % of Load | 1 | 2028 | 65535
| Base | EV Charging Control | C&I Curtailment-Turnkey-Manual HVAC Control | Small Industrial |  | Winter Evening | % of Load | 0 | 2028 | 65535
| Base | EV Charging Control | C&I Curtailment-Turnkey-Auto-DR HVAC Control | Small Industrial |  | Winter Evening | % of Load | 1 | 2028 | 65535
| Base | EV Charging Control | C&I Curtailment-Turnkey-Auto-DR HVAC Control | Small Industrial |  | Winter Evening | % of Load | 0 | 2028 | 65535
| Base | EV Charging Control | C&I Curtailment-Turnkey-Standard Lighting Control | Small Industrial |  | Winter Evening | % of Load | 1 | 2028 | 65535
| Base | EV Charging Control | C&I Curtailment-Turnkey-Standard Lighting Control | Small Industrial |  | Winter Evening | % of Load | 0 | 2028 | 65535
| Base | EV Charging Control | C&I Curtailment-Turnkey-Advanced Lighting Control | Small Industrial |  | Winter Evening | % of Load | 1 | 2028 | 65535
| Base | EV Charging Control | C&I Curtailment-Turnkey-Advanced Lighting Control | Small Industrial |  | Winter Evening | % of Load | 0 | 2028 | 65535
| Base | EV Charging Control | C&I Curtailment-Turnkey-Water Heating Control | Small Industrial |  | Winter Evening | % of Load | 1 | 2028 | 65535
| Base | EV Charging Control | C&I Curtailment-Turnkey-Water Heating Control | Small Industrial |  | Winter Evening | % of Load | 0 | 2028 | 65535
| Base | EV Charging Control | C&I Curtailment-Turnkey-Other | Small Industrial |  | Winter Evening | % of Load | 1 | 2028 | 65535
| Base | EV Charging Control | C&I Curtailment-Turnkey-Other | Small Industrial |  | Winter Evening | % of Load | 0 | 2028 | 65535
| Base | EV Charging Control | C&I Curtailment-Turnkey-Industrial | Small Industrial |  | Winter Evening | % of Load | 1 | 2028 | 65535
| Base | EV Charging Control | C&I Curtailment-Turnkey-Industrial | Small Industrial |  | Winter Evening | % of Load | 0 | 2028 | 65535
| Base | EV Charging Control | DLC-Switch-Water Heating | Medium Industrial |  | Winter Morning | % of Load | 1 | 2028 | 65535
| Base | EV Charging Control | DLC-Switch-Water Heating | Medium Industrial |  | Winter Morning | % of Load | 0 | 2028 | 65535
| Base | EV Charging Control | DLC-BYOD-Water Heating | Medium Industrial |  | Winter Morning | % of Load | 1 | 2028 | 65535
| Base | EV Charging Control | DLC-BYOD-Water Heating | Medium Industrial |  | Winter Morning | % of Load | 0 | 2028 | 65535
| Base | EV Charging Control | DLC-Thermostat-DI-Central Heat Pump | Medium Industrial |  | Winter Morning | % of Load | 1 | 2028 | 65535
| Base | EV Charging Control | DLC-Thermostat-DI-Central Heat Pump | Medium Industrial |  | Winter Morning | % of Load | 0 | 2028 | 65535
| Base | EV Charging Control | DLC-Thermostat-BYOT-Central Heat Pump | Medium Industrial |  | Winter Morning | % of Load | 1 | 2028 | 65535
| Base | EV Charging Control | DLC-Thermostat-BYOT-Central Heat Pump | Medium Industrial |  | Winter Morning | % of Load | 0 | 2028 | 65535
| Base | EV Charging Control | DLC-Thermostat-HVAC | Medium Industrial |  | Winter Morning | % of Load | 1 | 2028 | 65535
| Base | EV Charging Control | DLC-Thermostat-HVAC | Medium Industrial |  | Winter Morning | % of Load | 0 | 2028 | 65535
| Base | EV Charging Control | DLC-Thermostat-DI-Baseboard Heating | Medium Industrial |  | Winter Morning | % of Load | 1 | 2028 | 65535
| Base | EV Charging Control | DLC-Thermostat-DI-Baseboard Heating | Medium Industrial |  | Winter Morning | % of Load | 0 | 2028 | 65535
| Base | EV Charging Control | DLC-Thermostat-BYOT-Baseboard Heating | Medium Industrial |  | Winter Morning | % of Load | 1 | 2028 | 65535
| Base | EV Charging Control | DLC-Thermostat-BYOT-Baseboard Heating | Medium Industrial |  | Winter Morning | % of Load | 0 | 2028 | 65535
| Base | EV Charging Control | DLC-Thermostat-DI-MSHP | Medium Industrial |  | Winter Morning | % of Load | 1 | 2028 | 65535
| Base | EV Charging Control | DLC-Thermostat-DI-MSHP | Medium Industrial |  | Winter Morning | % of Load | 0 | 2028 | 65535
| Base | EV Charging Control | DLC-Thermostat-BYOT-MSHP | Medium Industrial |  | Winter Morning | % of Load | 1 | 2028 | 65535
| Base | EV Charging Control | DLC-Thermostat-BYOT-MSHP | Medium Industrial |  | Winter Morning | % of Load | 0 | 2028 | 65535
| Base | EV Charging Control | C&I Curtailment-Turnkey-Manual HVAC Control | Medium Industrial |  | Winter Morning | % of Load | 1 | 2028 | 65535
| Base | EV Charging Control | C&I Curtailment-Turnkey-Manual HVAC Control | Medium Industrial |  | Winter Morning | % of Load | 0 | 2028 | 65535
| Base | EV Charging Control | C&I Curtailment-Turnkey-Auto-DR HVAC Control | Medium Industrial |  | Winter Morning | % of Load | 1 | 2028 | 65535
| Base | EV Charging Control | C&I Curtailment-Turnkey-Auto-DR HVAC Control | Medium Industrial |  | Winter Morning | % of Load | 0 | 2028 | 65535
| Base | EV Charging Control | C&I Curtailment-Turnkey-Standard Lighting Control | Medium Industrial |  | Winter Morning | % of Load | 1 | 2028 | 65535
| Base | EV Charging Control | C&I Curtailment-Turnkey-Standard Lighting Control | Medium Industrial |  | Winter Morning | % of Load | 0 | 2028 | 65535
| Base | EV Charging Control | C&I Curtailment-Turnkey-Advanced Lighting Control | Medium Industrial |  | Winter Morning | % of Load | 1 | 2028 | 65535
| Base | EV Charging Control | C&I Curtailment-Turnkey-Advanced Lighting Control | Medium Industrial |  | Winter Morning | % of Load | 0 | 2028 | 65535
| Base | EV Charging Control | C&I Curtailment-Turnkey-Water Heating Control | Medium Industrial |  | Winter Morning | % of Load | 1 | 2028 | 65535
| Base | EV Charging Control | C&I Curtailment-Turnkey-Water Heating Control | Medium Industrial |  | Winter Morning | % of Load | 0 | 2028 | 65535
| Base | EV Charging Control | C&I Curtailment-Turnkey-Other | Medium Industrial |  | Winter Morning | % of Load | 1 | 2028 | 65535
| Base | EV Charging Control | C&I Curtailment-Turnkey-Other | Medium Industrial |  | Winter Morning | % of Load | 0 | 2028 | 65535
| Base | EV Charging Control | DLC-Switch-Water Heating | Medium Industrial |  | Winter Evening | % of Load | 1 | 2028 | 65535
| Base | EV Charging Control | DLC-Switch-Water Heating | Medium Industrial |  | Winter Evening | % of Load | 0 | 2028 | 65535
| Base | EV Charging Control | DLC-BYOD-Water Heating | Medium Industrial |  | Winter Evening | % of Load | 1 | 2028 | 65535
| Base | EV Charging Control | DLC-BYOD-Water Heating | Medium Industrial |  | Winter Evening | % of Load | 0 | 2028 | 65535
| Base | EV Charging Control | DLC-Thermostat-DI-Central Heat Pump | Medium Industrial |  | Winter Evening | % of Load | 1 | 2028 | 65535
| Base | EV Charging Control | DLC-Thermostat-DI-Central Heat Pump | Medium Industrial |  | Winter Evening | % of Load | 0 | 2028 | 65535
| Base | EV Charging Control | DLC-Thermostat-BYOT-Central Heat Pump | Medium Industrial |  | Winter Evening | % of Load | 1 | 2028 | 65535
| Base | EV Charging Control | DLC-Thermostat-BYOT-Central Heat Pump | Medium Industrial |  | Winter Evening | % of Load | 0 | 2028 | 65535
| Base | EV Charging Control | DLC-Thermostat-HVAC | Medium Industrial |  | Winter Evening | % of Load | 1 | 2028 | 65535
| Base | EV Charging Control | DLC-Thermostat-HVAC | Medium Industrial |  | Winter Evening | % of Load | 0 | 2028 | 65535
| Base | EV Charging Control | DLC-Thermostat-DI-Baseboard Heating | Medium Industrial |  | Winter Evening | % of Load | 1 | 2028 | 65535
| Base | EV Charging Control | DLC-Thermostat-DI-Baseboard Heating | Medium Industrial |  | Winter Evening | % of Load | 0 | 2028 | 65535
| Base | EV Charging Control | DLC-Thermostat-BYOT-Baseboard Heating | Medium Industrial |  | Winter Evening | % of Load | 1 | 2028 | 65535
| Base | EV Charging Control | DLC-Thermostat-BYOT-Baseboard Heating | Medium Industrial |  | Winter Evening | % of Load | 0 | 2028 | 65535
| Base | EV Charging Control | DLC-Thermostat-DI-MSHP | Medium Industrial |  | Winter Evening | % of Load | 1 | 2028 | 65535
| Base | EV Charging Control | DLC-Thermostat-DI-MSHP | Medium Industrial |  | Winter Evening | % of Load | 0 | 2028 | 65535
| Base | EV Charging Control | DLC-Thermostat-BYOT-MSHP | Medium Industrial |  | Winter Evening | % of Load | 1 | 2028 | 65535
| Base | EV Charging Control | DLC-Thermostat-BYOT-MSHP | Medium Industrial |  | Winter Evening | % of Load | 0 | 2028 | 65535
| Base | EV Charging Control | C&I Curtailment-Turnkey-Manual HVAC Control | Medium Industrial |  | Winter Evening | % of Load | 1 | 2028 | 65535
| Base | EV Charging Control | C&I Curtailment-Turnkey-Manual HVAC Control | Medium Industrial |  | Winter Evening | % of Load | 0 | 2028 | 65535
| Base | EV Charging Control | C&I Curtailment-Turnkey-Auto-DR HVAC Control | Medium Industrial |  | Winter Evening | % of Load | 1 | 2028 | 65535
| Base | EV Charging Control | C&I Curtailment-Turnkey-Auto-DR HVAC Control | Medium Industrial |  | Winter Evening | % of Load | 0 | 2028 | 65535
| Base | EV Charging Control | C&I Curtailment-Turnkey-Standard Lighting Control | Medium Industrial |  | Winter Evening | % of Load | 1 | 2028 | 65535
| Base | EV Charging Control | C&I Curtailment-Turnkey-Standard Lighting Control | Medium Industrial |  | Winter Evening | % of Load | 0 | 2028 | 65535
| Base | EV Charging Control | C&I Curtailment-Turnkey-Advanced Lighting Control | Medium Industrial |  | Winter Evening | % of Load | 1 | 2028 | 65535
| Base | EV Charging Control | C&I Curtailment-Turnkey-Advanced Lighting Control | Medium Industrial |  | Winter Evening | % of Load | 0 | 2028 | 65535
| Base | EV Charging Control | C&I Curtailment-Turnkey-Water Heating Control | Medium Industrial |  | Winter Evening | % of Load | 1 | 2028 | 65535
| Base | EV Charging Control | C&I Curtailment-Turnkey-Water Heating Control | Medium Industrial |  | Winter Evening | % of Load | 0 | 2028 | 65535
| Base | EV Charging Control | C&I Curtailment-Turnkey-Other | Medium Industrial |  | Winter Evening | % of Load | 1 | 2028 | 65535
| Base | EV Charging Control | C&I Curtailment-Turnkey-Other | Medium Industrial |  | Winter Evening | % of Load | 0 | 2028 | 65535
| Base | EV Charging Control | EV Charging Control | EV Res LDV |  | Winter Morning | % of Load | 1 | 2028 | 65535
| Base | EV Charging Control | EV Charging Control | EV Res LDV |  | Winter Morning | % of Load | 0 | 2028 | 65535
| Base | EV Charging Control | EV Charging Control | EV Res LDV |  | Winter Evening | % of Load | 1 | 2028 | 65535
| Base | EV Charging Control | EV Charging Control | EV Res LDV |  | Winter Evening | % of Load | 0 | 2028 | 65535
| Base | EV Charging Control | EV Charging Control | EV Com LDV |  | Winter Morning | % of Load | 1 | 2028 | 65535
| Base | EV Charging Control | EV Charging Control | EV Com LDV |  | Winter Morning | % of Load | 0 | 2028 | 65535
| Base | EV Charging Control | EV Charging Control | EV Com LDV |  | Winter Evening | % of Load | 1 | 2028 | 65535
| Base | EV Charging Control | EV Charging Control | EV Com LDV |  | Winter Evening | % of Load | 0 | 2028 | 65535
| Base | EV Charging Control | EV Charging Control | EV Com MDV |  | Winter Morning | % of Load | 1 | 2028 | 65535
| Base | EV Charging Control | EV Charging Control | EV Com MDV |  | Winter Morning | % of Load | 0 | 2028 | 65535
| Base | EV Charging Control | EV Charging Control | EV Com MDV |  | Winter Evening | % of Load | 1 | 2028 | 65535
| Base | EV Charging Control | EV Charging Control | EV Com MDV |  | Winter Evening | % of Load | 0 | 2028 | 65535
| Base | EV Charging Control | EV Charging Control | EV Com HDV |  | Winter Morning | % of Load | 1 | 2028 | 65535
| Base | EV Charging Control | EV Charging Control | EV Com HDV |  | Winter Morning | % of Load | 0 | 2028 | 65535
| Base | EV Charging Control | EV Charging Control | EV Com HDV |  | Winter Evening | % of Load | 1 | 2028 | 65535
| Base | EV Charging Control | EV Charging Control | EV Com HDV |  | Winter Evening | % of Load | 0 | 2028 | 65535
| Base | Behavioral DR | DLC-Switch-Water Heating | Small General |  | Winter Morning | % of Load | 1 | 2028 | 65535
| Base | Behavioral DR | DLC-Switch-Water Heating | Small General |  | Winter Morning | % of Load | 0 | 2028 | 65535
| Base | Behavioral DR | DLC-BYOD-Water Heating | Small General |  | Winter Morning | % of Load | 1 | 2028 | 65535
| Base | Behavioral DR | DLC-BYOD-Water Heating | Small General |  | Winter Morning | % of Load | 0 | 2028 | 65535
| Base | Behavioral DR | DLC-Thermostat-DI-Central Heat Pump | Small General |  | Winter Morning | % of Load | 1 | 2028 | 65535
| Base | Behavioral DR | DLC-Thermostat-DI-Central Heat Pump | Small General |  | Winter Morning | % of Load | 0 | 2028 | 65535
| Base | Behavioral DR | DLC-Thermostat-BYOT-Central Heat Pump | Small General |  | Winter Morning | % of Load | 1 | 2028 | 65535
| Base | Behavioral DR | DLC-Thermostat-BYOT-Central Heat Pump | Small General |  | Winter Morning | % of Load | 0 | 2028 | 65535
| Base | Behavioral DR | DLC-Thermostat-HVAC | Small General |  | Winter Morning | % of Load | 1 | 2028 | 65535
| Base | Behavioral DR | DLC-Thermostat-HVAC | Small General |  | Winter Morning | % of Load | 0 | 2028 | 65535
| Base | Behavioral DR | DLC-Thermostat-DI-Baseboard Heating | Small General |  | Winter Morning | % of Load | 1 | 2028 | 65535
| Base | Behavioral DR | DLC-Thermostat-DI-Baseboard Heating | Small General |  | Winter Morning | % of Load | 0 | 2028 | 65535
| Base | Behavioral DR | DLC-Thermostat-BYOT-Baseboard Heating | Small General |  | Winter Morning | % of Load | 1 | 2028 | 65535
| Base | Behavioral DR | DLC-Thermostat-BYOT-Baseboard Heating | Small General |  | Winter Morning | % of Load | 0 | 2028 | 65535
| Base | Behavioral DR | DLC-Thermostat-DI-MSHP | Small General |  | Winter Morning | % of Load | 1 | 2028 | 65535
| Base | Behavioral DR | DLC-Thermostat-DI-MSHP | Small General |  | Winter Morning | % of Load | 0 | 2028 | 65535
| Base | Behavioral DR | DLC-Thermostat-BYOT-MSHP | Small General |  | Winter Morning | % of Load | 1 | 2028 | 65535
| Base | Behavioral DR | DLC-Thermostat-BYOT-MSHP | Small General |  | Winter Morning | % of Load | 0 | 2028 | 65535
| Base | Behavioral DR | C&I Curtailment-Turnkey-Manual HVAC Control | Small General |  | Winter Morning | % of Load | 1 | 2028 | 65535
| Base | Behavioral DR | C&I Curtailment-Turnkey-Manual HVAC Control | Small General |  | Winter Morning | % of Load | 0 | 2028 | 65535
| Base | Behavioral DR | C&I Curtailment-Turnkey-Auto-DR HVAC Control | Small General |  | Winter Morning | % of Load | 1 | 2028 | 65535
| Base | Behavioral DR | C&I Curtailment-Turnkey-Auto-DR HVAC Control | Small General |  | Winter Morning | % of Load | 0 | 2028 | 65535
| Base | Behavioral DR | C&I Curtailment-Turnkey-Standard Lighting Control | Small General |  | Winter Morning | % of Load | 1 | 2028 | 65535
| Base | Behavioral DR | C&I Curtailment-Turnkey-Standard Lighting Control | Small General |  | Winter Morning | % of Load | 0 | 2028 | 65535
| Base | Behavioral DR | C&I Curtailment-Turnkey-Advanced Lighting Control | Small General |  | Winter Morning | % of Load | 1 | 2028 | 65535
| Base | Behavioral DR | C&I Curtailment-Turnkey-Advanced Lighting Control | Small General |  | Winter Morning | % of Load | 0 | 2028 | 65535
| Base | Behavioral DR | C&I Curtailment-Turnkey-Water Heating Control | Small General |  | Winter Morning | % of Load | 1 | 2028 | 65535
| Base | Behavioral DR | C&I Curtailment-Turnkey-Water Heating Control | Small General |  | Winter Morning | % of Load | 0 | 2028 | 65535
| Base | Behavioral DR | C&I Curtailment-Turnkey-Other | Small General |  | Winter Morning | % of Load | 1 | 2028 | 65535
| Base | Behavioral DR | C&I Curtailment-Turnkey-Other | Small General |  | Winter Morning | % of Load | 0 | 2028 | 65535
| Base | Behavioral DR | Dynamic Pricing with enabling tech. | Small General |  | Winter Morning | % of Load | 1 | 2028 | 65535
| Base | Behavioral DR | Dynamic Pricing with enabling tech. | Small General |  | Winter Morning | % of Load | 0 | 2028 | 65535
| Base | Behavioral DR | DLC-Switch-Water Heating | Small General |  | Winter Evening | % of Load | 1 | 2028 | 65535
| Base | Behavioral DR | DLC-Switch-Water Heating | Small General |  | Winter Evening | % of Load | 0 | 2028 | 65535
| Base | Behavioral DR | DLC-BYOD-Water Heating | Small General |  | Winter Evening | % of Load | 1 | 2028 | 65535
| Base | Behavioral DR | DLC-BYOD-Water Heating | Small General |  | Winter Evening | % of Load | 0 | 2028 | 65535
| Base | Behavioral DR | DLC-Thermostat-DI-Central Heat Pump | Small General |  | Winter Evening | % of Load | 1 | 2028 | 65535
| Base | Behavioral DR | DLC-Thermostat-DI-Central Heat Pump | Small General |  | Winter Evening | % of Load | 0 | 2028 | 65535
| Base | Behavioral DR | DLC-Thermostat-BYOT-Central Heat Pump | Small General |  | Winter Evening | % of Load | 1 | 2028 | 65535
| Base | Behavioral DR | DLC-Thermostat-BYOT-Central Heat Pump | Small General |  | Winter Evening | % of Load | 0 | 2028 | 65535
| Base | Behavioral DR | DLC-Thermostat-HVAC | Small General |  | Winter Evening | % of Load | 1 | 2028 | 65535
| Base | Behavioral DR | DLC-Thermostat-HVAC | Small General |  | Winter Evening | % of Load | 0 | 2028 | 65535
| Base | Behavioral DR | DLC-Thermostat-DI-Baseboard Heating | Small General |  | Winter Evening | % of Load | 1 | 2028 | 65535
| Base | Behavioral DR | DLC-Thermostat-DI-Baseboard Heating | Small General |  | Winter Evening | % of Load | 0 | 2028 | 65535
| Base | Behavioral DR | DLC-Thermostat-BYOT-Baseboard Heating | Small General |  | Winter Evening | % of Load | 1 | 2028 | 65535
| Base | Behavioral DR | DLC-Thermostat-BYOT-Baseboard Heating | Small General |  | Winter Evening | % of Load | 0 | 2028 | 65535
| Base | Behavioral DR | DLC-Thermostat-DI-MSHP | Small General |  | Winter Evening | % of Load | 1 | 2028 | 65535
| Base | Behavioral DR | DLC-Thermostat-DI-MSHP | Small General |  | Winter Evening | % of Load | 0 | 2028 | 65535
| Base | Behavioral DR | DLC-Thermostat-BYOT-MSHP | Small General |  | Winter Evening | % of Load | 1 | 2028 | 65535
| Base | Behavioral DR | DLC-Thermostat-BYOT-MSHP | Small General |  | Winter Evening | % of Load | 0 | 2028 | 65535
| Base | Behavioral DR | C&I Curtailment-Turnkey-Manual HVAC Control | Small General |  | Winter Evening | % of Load | 1 | 2028 | 65535
| Base | Behavioral DR | C&I Curtailment-Turnkey-Manual HVAC Control | Small General |  | Winter Evening | % of Load | 0 | 2028 | 65535
| Base | Behavioral DR | C&I Curtailment-Turnkey-Auto-DR HVAC Control | Small General |  | Winter Evening | % of Load | 1 | 2028 | 65535
| Base | Behavioral DR | C&I Curtailment-Turnkey-Auto-DR HVAC Control | Small General |  | Winter Evening | % of Load | 0 | 2028 | 65535
| Base | Behavioral DR | C&I Curtailment-Turnkey-Standard Lighting Control | Small General |  | Winter Evening | % of Load | 1 | 2028 | 65535
| Base | Behavioral DR | C&I Curtailment-Turnkey-Standard Lighting Control | Small General |  | Winter Evening | % of Load | 0 | 2028 | 65535
| Base | Behavioral DR | C&I Curtailment-Turnkey-Advanced Lighting Control | Small General |  | Winter Evening | % of Load | 1 | 2028 | 65535
| Base | Behavioral DR | C&I Curtailment-Turnkey-Advanced Lighting Control | Small General |  | Winter Evening | % of Load | 0 | 2028 | 65535
| Base | Behavioral DR | C&I Curtailment-Turnkey-Water Heating Control | Small General |  | Winter Evening | % of Load | 1 | 2028 | 65535
| Base | Behavioral DR | C&I Curtailment-Turnkey-Water Heating Control | Small General |  | Winter Evening | % of Load | 0 | 2028 | 65535
| Base | Behavioral DR | C&I Curtailment-Turnkey-Other | Small General |  | Winter Evening | % of Load | 1 | 2028 | 65535
| Base | Behavioral DR | C&I Curtailment-Turnkey-Other | Small General |  | Winter Evening | % of Load | 0 | 2028 | 65535
| Base | Behavioral DR | Dynamic Pricing with enabling tech. | Small General |  | Winter Evening | % of Load | 1 | 2028 | 65535
| Base | Behavioral DR | Dynamic Pricing with enabling tech. | Small General |  | Winter Evening | % of Load | 0 | 2028 | 65535
| Base | Behavioral DR | DLC-Switch-Water Heating | General |  | Winter Morning | % of Load | 1 | 2028 | 65535
| Base | Behavioral DR | DLC-Switch-Water Heating | General |  | Winter Morning | % of Load | 0 | 2028 | 65535
| Base | Behavioral DR | DLC-BYOD-Water Heating | General |  | Winter Morning | % of Load | 1 | 2028 | 65535
| Base | Behavioral DR | DLC-BYOD-Water Heating | General |  | Winter Morning | % of Load | 0 | 2028 | 65535
| Base | Behavioral DR | DLC-Thermostat-DI-Central Heat Pump | General |  | Winter Morning | % of Load | 1 | 2028 | 65535
| Base | Behavioral DR | DLC-Thermostat-DI-Central Heat Pump | General |  | Winter Morning | % of Load | 0 | 2028 | 65535
| Base | Behavioral DR | DLC-Thermostat-BYOT-Central Heat Pump | General |  | Winter Morning | % of Load | 1 | 2028 | 65535
| Base | Behavioral DR | DLC-Thermostat-BYOT-Central Heat Pump | General |  | Winter Morning | % of Load | 0 | 2028 | 65535
| Base | Behavioral DR | DLC-Thermostat-HVAC | General |  | Winter Morning | % of Load | 1 | 2028 | 65535
| Base | Behavioral DR | DLC-Thermostat-HVAC | General |  | Winter Morning | % of Load | 0 | 2028 | 65535
| Base | Behavioral DR | DLC-Thermostat-DI-Baseboard Heating | General |  | Winter Morning | % of Load | 1 | 2028 | 65535
| Base | Behavioral DR | DLC-Thermostat-DI-Baseboard Heating | General |  | Winter Morning | % of Load | 0 | 2028 | 65535
| Base | Behavioral DR | DLC-Thermostat-BYOT-Baseboard Heating | General |  | Winter Morning | % of Load | 1 | 2028 | 65535
| Base | Behavioral DR | DLC-Thermostat-BYOT-Baseboard Heating | General |  | Winter Morning | % of Load | 0 | 2028 | 65535
| Base | Behavioral DR | DLC-Thermostat-DI-MSHP | General |  | Winter Morning | % of Load | 1 | 2028 | 65535
| Base | Behavioral DR | DLC-Thermostat-DI-MSHP | General |  | Winter Morning | % of Load | 0 | 2028 | 65535
| Base | Behavioral DR | DLC-Thermostat-BYOT-MSHP | General |  | Winter Morning | % of Load | 1 | 2028 | 65535
| Base | Behavioral DR | DLC-Thermostat-BYOT-MSHP | General |  | Winter Morning | % of Load | 0 | 2028 | 65535
| Base | Behavioral DR | C&I Curtailment-Turnkey-Manual HVAC Control | General |  | Winter Morning | % of Load | 1 | 2028 | 65535
| Base | Behavioral DR | C&I Curtailment-Turnkey-Manual HVAC Control | General |  | Winter Morning | % of Load | 0 | 2028 | 65535
| Base | Behavioral DR | C&I Curtailment-Turnkey-Auto-DR HVAC Control | General |  | Winter Morning | % of Load | 1 | 2028 | 65535
| Base | Behavioral DR | C&I Curtailment-Turnkey-Auto-DR HVAC Control | General |  | Winter Morning | % of Load | 0 | 2028 | 65535
| Base | Behavioral DR | C&I Curtailment-Turnkey-Standard Lighting Control | General |  | Winter Morning | % of Load | 1 | 2028 | 65535
| Base | Behavioral DR | C&I Curtailment-Turnkey-Standard Lighting Control | General |  | Winter Morning | % of Load | 0 | 2028 | 65535
| Base | Behavioral DR | C&I Curtailment-Turnkey-Advanced Lighting Control | General |  | Winter Morning | % of Load | 1 | 2028 | 65535
| Base | Behavioral DR | C&I Curtailment-Turnkey-Advanced Lighting Control | General |  | Winter Morning | % of Load | 0 | 2028 | 65535
| Base | Behavioral DR | C&I Curtailment-Turnkey-Water Heating Control | General |  | Winter Morning | % of Load | 1 | 2028 | 65535
| Base | Behavioral DR | C&I Curtailment-Turnkey-Water Heating Control | General |  | Winter Morning | % of Load | 0 | 2028 | 65535
| Base | Behavioral DR | C&I Curtailment-Turnkey-Other | General |  | Winter Morning | % of Load | 1 | 2028 | 65535
| Base | Behavioral DR | C&I Curtailment-Turnkey-Other | General |  | Winter Morning | % of Load | 0 | 2028 | 65535
| Base | Behavioral DR | DLC-Switch-Water Heating | General |  | Winter Evening | % of Load | 1 | 2028 | 65535
| Base | Behavioral DR | DLC-Switch-Water Heating | General |  | Winter Evening | % of Load | 0 | 2028 | 65535
| Base | Behavioral DR | DLC-BYOD-Water Heating | General |  | Winter Evening | % of Load | 1 | 2028 | 65535
| Base | Behavioral DR | DLC-BYOD-Water Heating | General |  | Winter Evening | % of Load | 0 | 2028 | 65535
| Base | Behavioral DR | DLC-Thermostat-DI-Central Heat Pump | General |  | Winter Evening | % of Load | 1 | 2028 | 65535
| Base | Behavioral DR | DLC-Thermostat-DI-Central Heat Pump | General |  | Winter Evening | % of Load | 0 | 2028 | 65535
| Base | Behavioral DR | DLC-Thermostat-BYOT-Central Heat Pump | General |  | Winter Evening | % of Load | 1 | 2028 | 65535
| Base | Behavioral DR | DLC-Thermostat-BYOT-Central Heat Pump | General |  | Winter Evening | % of Load | 0 | 2028 | 65535
| Base | Behavioral DR | DLC-Thermostat-HVAC | General |  | Winter Evening | % of Load | 1 | 2028 | 65535
| Base | Behavioral DR | DLC-Thermostat-HVAC | General |  | Winter Evening | % of Load | 0 | 2028 | 65535
| Base | Behavioral DR | DLC-Thermostat-DI-Baseboard Heating | General |  | Winter Evening | % of Load | 1 | 2028 | 65535
| Base | Behavioral DR | DLC-Thermostat-DI-Baseboard Heating | General |  | Winter Evening | % of Load | 0 | 2028 | 65535
| Base | Behavioral DR | DLC-Thermostat-BYOT-Baseboard Heating | General |  | Winter Evening | % of Load | 1 | 2028 | 65535
| Base | Behavioral DR | DLC-Thermostat-BYOT-Baseboard Heating | General |  | Winter Evening | % of Load | 0 | 2028 | 65535
| Base | Behavioral DR | DLC-Thermostat-DI-MSHP | General |  | Winter Evening | % of Load | 1 | 2028 | 65535
| Base | Behavioral DR | DLC-Thermostat-DI-MSHP | General |  | Winter Evening | % of Load | 0 | 2028 | 65535
| Base | Behavioral DR | DLC-Thermostat-BYOT-MSHP | General |  | Winter Evening | % of Load | 1 | 2028 | 65535
| Base | Behavioral DR | DLC-Thermostat-BYOT-MSHP | General |  | Winter Evening | % of Load | 0 | 2028 | 65535
| Base | Behavioral DR | C&I Curtailment-Turnkey-Manual HVAC Control | General |  | Winter Evening | % of Load | 1 | 2028 | 65535
| Base | Behavioral DR | C&I Curtailment-Turnkey-Manual HVAC Control | General |  | Winter Evening | % of Load | 0 | 2028 | 65535
| Base | Behavioral DR | C&I Curtailment-Turnkey-Auto-DR HVAC Control | General |  | Winter Evening | % of Load | 1 | 2028 | 65535
| Base | Behavioral DR | C&I Curtailment-Turnkey-Auto-DR HVAC Control | General |  | Winter Evening | % of Load | 0 | 2028 | 65535
| Base | Behavioral DR | C&I Curtailment-Turnkey-Standard Lighting Control | General |  | Winter Evening | % of Load | 1 | 2028 | 65535
| Base | Behavioral DR | C&I Curtailment-Turnkey-Standard Lighting Control | General |  | Winter Evening | % of Load | 0 | 2028 | 65535
| Base | Behavioral DR | C&I Curtailment-Turnkey-Advanced Lighting Control | General |  | Winter Evening | % of Load | 1 | 2028 | 65535
| Base | Behavioral DR | C&I Curtailment-Turnkey-Advanced Lighting Control | General |  | Winter Evening | % of Load | 0 | 2028 | 65535
| Base | Behavioral DR | C&I Curtailment-Turnkey-Water Heating Control | General |  | Winter Evening | % of Load | 1 | 2028 | 65535
| Base | Behavioral DR | C&I Curtailment-Turnkey-Water Heating Control | General |  | Winter Evening | % of Load | 0 | 2028 | 65535
| Base | Behavioral DR | C&I Curtailment-Turnkey-Other | General |  | Winter Evening | % of Load | 1 | 2028 | 65535
| Base | Behavioral DR | C&I Curtailment-Turnkey-Other | General |  | Winter Evening | % of Load | 0 | 2028 | 65535
| Base | Behavioral DR | DLC-Switch-Water Heating | Small Industrial |  | Winter Morning | % of Load | 1 | 2028 | 65535
| Base | Behavioral DR | DLC-Switch-Water Heating | Small Industrial |  | Winter Morning | % of Load | 0 | 2028 | 65535
| Base | Behavioral DR | DLC-BYOD-Water Heating | Small Industrial |  | Winter Morning | % of Load | 1 | 2028 | 65535
| Base | Behavioral DR | DLC-BYOD-Water Heating | Small Industrial |  | Winter Morning | % of Load | 0 | 2028 | 65535
| Base | Behavioral DR | DLC-Thermostat-DI-Central Heat Pump | Small Industrial |  | Winter Morning | % of Load | 1 | 2028 | 65535
| Base | Behavioral DR | DLC-Thermostat-DI-Central Heat Pump | Small Industrial |  | Winter Morning | % of Load | 0 | 2028 | 65535
| Base | Behavioral DR | DLC-Thermostat-BYOT-Central Heat Pump | Small Industrial |  | Winter Morning | % of Load | 1 | 2028 | 65535
| Base | Behavioral DR | DLC-Thermostat-BYOT-Central Heat Pump | Small Industrial |  | Winter Morning | % of Load | 0 | 2028 | 65535
| Base | Behavioral DR | DLC-Thermostat-HVAC | Small Industrial |  | Winter Morning | % of Load | 1 | 2028 | 65535
| Base | Behavioral DR | DLC-Thermostat-HVAC | Small Industrial |  | Winter Morning | % of Load | 0 | 2028 | 65535
| Base | Behavioral DR | DLC-Thermostat-DI-Baseboard Heating | Small Industrial |  | Winter Morning | % of Load | 1 | 2028 | 65535
| Base | Behavioral DR | DLC-Thermostat-DI-Baseboard Heating | Small Industrial |  | Winter Morning | % of Load | 0 | 2028 | 65535
| Base | Behavioral DR | DLC-Thermostat-BYOT-Baseboard Heating | Small Industrial |  | Winter Morning | % of Load | 1 | 2028 | 65535
| Base | Behavioral DR | DLC-Thermostat-BYOT-Baseboard Heating | Small Industrial |  | Winter Morning | % of Load | 0 | 2028 | 65535
| Base | Behavioral DR | DLC-Thermostat-DI-MSHP | Small Industrial |  | Winter Morning | % of Load | 1 | 2028 | 65535
| Base | Behavioral DR | DLC-Thermostat-DI-MSHP | Small Industrial |  | Winter Morning | % of Load | 0 | 2028 | 65535
| Base | Behavioral DR | DLC-Thermostat-BYOT-MSHP | Small Industrial |  | Winter Morning | % of Load | 1 | 2028 | 65535
| Base | Behavioral DR | DLC-Thermostat-BYOT-MSHP | Small Industrial |  | Winter Morning | % of Load | 0 | 2028 | 65535
| Base | Behavioral DR | C&I Curtailment-Turnkey-Manual HVAC Control | Small Industrial |  | Winter Morning | % of Load | 1 | 2028 | 65535
| Base | Behavioral DR | C&I Curtailment-Turnkey-Manual HVAC Control | Small Industrial |  | Winter Morning | % of Load | 0 | 2028 | 65535
| Base | Behavioral DR | C&I Curtailment-Turnkey-Auto-DR HVAC Control | Small Industrial |  | Winter Morning | % of Load | 1 | 2028 | 65535
| Base | Behavioral DR | C&I Curtailment-Turnkey-Auto-DR HVAC Control | Small Industrial |  | Winter Morning | % of Load | 0 | 2028 | 65535
| Base | Behavioral DR | C&I Curtailment-Turnkey-Standard Lighting Control | Small Industrial |  | Winter Morning | % of Load | 1 | 2028 | 65535
| Base | Behavioral DR | C&I Curtailment-Turnkey-Standard Lighting Control | Small Industrial |  | Winter Morning | % of Load | 0 | 2028 | 65535
| Base | Behavioral DR | C&I Curtailment-Turnkey-Advanced Lighting Control | Small Industrial |  | Winter Morning | % of Load | 1 | 2028 | 65535
| Base | Behavioral DR | C&I Curtailment-Turnkey-Advanced Lighting Control | Small Industrial |  | Winter Morning | % of Load | 0 | 2028 | 65535
| Base | Behavioral DR | C&I Curtailment-Turnkey-Water Heating Control | Small Industrial |  | Winter Morning | % of Load | 1 | 2028 | 65535
| Base | Behavioral DR | C&I Curtailment-Turnkey-Water Heating Control | Small Industrial |  | Winter Morning | % of Load | 0 | 2028 | 65535
| Base | Behavioral DR | C&I Curtailment-Turnkey-Other | Small Industrial |  | Winter Morning | % of Load | 1 | 2028 | 65535
| Base | Behavioral DR | C&I Curtailment-Turnkey-Other | Small Industrial |  | Winter Morning | % of Load | 0 | 2028 | 65535
| Base | Behavioral DR | C&I Curtailment-Turnkey-Industrial | Small Industrial |  | Winter Morning | % of Load | 1 | 2028 | 65535
| Base | Behavioral DR | C&I Curtailment-Turnkey-Industrial | Small Industrial |  | Winter Morning | % of Load | 0 | 2028 | 65535
| Base | Behavioral DR | DLC-Switch-Water Heating | Small Industrial |  | Winter Evening | % of Load | 1 | 2028 | 65535
| Base | Behavioral DR | DLC-Switch-Water Heating | Small Industrial |  | Winter Evening | % of Load | 0 | 2028 | 65535
| Base | Behavioral DR | DLC-BYOD-Water Heating | Small Industrial |  | Winter Evening | % of Load | 1 | 2028 | 65535
| Base | Behavioral DR | DLC-BYOD-Water Heating | Small Industrial |  | Winter Evening | % of Load | 0 | 2028 | 65535
| Base | Behavioral DR | DLC-Thermostat-DI-Central Heat Pump | Small Industrial |  | Winter Evening | % of Load | 1 | 2028 | 65535
| Base | Behavioral DR | DLC-Thermostat-DI-Central Heat Pump | Small Industrial |  | Winter Evening | % of Load | 0 | 2028 | 65535
| Base | Behavioral DR | DLC-Thermostat-BYOT-Central Heat Pump | Small Industrial |  | Winter Evening | % of Load | 1 | 2028 | 65535
| Base | Behavioral DR | DLC-Thermostat-BYOT-Central Heat Pump | Small Industrial |  | Winter Evening | % of Load | 0 | 2028 | 65535
| Base | Behavioral DR | DLC-Thermostat-HVAC | Small Industrial |  | Winter Evening | % of Load | 1 | 2028 | 65535
| Base | Behavioral DR | DLC-Thermostat-HVAC | Small Industrial |  | Winter Evening | % of Load | 0 | 2028 | 65535
| Base | Behavioral DR | DLC-Thermostat-DI-Baseboard Heating | Small Industrial |  | Winter Evening | % of Load | 1 | 2028 | 65535
| Base | Behavioral DR | DLC-Thermostat-DI-Baseboard Heating | Small Industrial |  | Winter Evening | % of Load | 0 | 2028 | 65535
| Base | Behavioral DR | DLC-Thermostat-BYOT-Baseboard Heating | Small Industrial |  | Winter Evening | % of Load | 1 | 2028 | 65535
| Base | Behavioral DR | DLC-Thermostat-BYOT-Baseboard Heating | Small Industrial |  | Winter Evening | % of Load | 0 | 2028 | 65535
| Base | Behavioral DR | DLC-Thermostat-DI-MSHP | Small Industrial |  | Winter Evening | % of Load | 1 | 2028 | 65535
| Base | Behavioral DR | DLC-Thermostat-DI-MSHP | Small Industrial |  | Winter Evening | % of Load | 0 | 2028 | 65535
| Base | Behavioral DR | DLC-Thermostat-BYOT-MSHP | Small Industrial |  | Winter Evening | % of Load | 1 | 2028 | 65535
| Base | Behavioral DR | DLC-Thermostat-BYOT-MSHP | Small Industrial |  | Winter Evening | % of Load | 0 | 2028 | 65535
| Base | Behavioral DR | C&I Curtailment-Turnkey-Manual HVAC Control | Small Industrial |  | Winter Evening | % of Load | 1 | 2028 | 65535
| Base | Behavioral DR | C&I Curtailment-Turnkey-Manual HVAC Control | Small Industrial |  | Winter Evening | % of Load | 0 | 2028 | 65535
| Base | Behavioral DR | C&I Curtailment-Turnkey-Auto-DR HVAC Control | Small Industrial |  | Winter Evening | % of Load | 1 | 2028 | 65535
| Base | Behavioral DR | C&I Curtailment-Turnkey-Auto-DR HVAC Control | Small Industrial |  | Winter Evening | % of Load | 0 | 2028 | 65535
| Base | Behavioral DR | C&I Curtailment-Turnkey-Standard Lighting Control | Small Industrial |  | Winter Evening | % of Load | 1 | 2028 | 65535
| Base | Behavioral DR | C&I Curtailment-Turnkey-Standard Lighting Control | Small Industrial |  | Winter Evening | % of Load | 0 | 2028 | 65535
| Base | Behavioral DR | C&I Curtailment-Turnkey-Advanced Lighting Control | Small Industrial |  | Winter Evening | % of Load | 1 | 2028 | 65535
| Base | Behavioral DR | C&I Curtailment-Turnkey-Advanced Lighting Control | Small Industrial |  | Winter Evening | % of Load | 0 | 2028 | 65535
| Base | Behavioral DR | C&I Curtailment-Turnkey-Water Heating Control | Small Industrial |  | Winter Evening | % of Load | 1 | 2028 | 65535
| Base | Behavioral DR | C&I Curtailment-Turnkey-Water Heating Control | Small Industrial |  | Winter Evening | % of Load | 0 | 2028 | 65535
| Base | Behavioral DR | C&I Curtailment-Turnkey-Other | Small Industrial |  | Winter Evening | % of Load | 1 | 2028 | 65535
| Base | Behavioral DR | C&I Curtailment-Turnkey-Other | Small Industrial |  | Winter Evening | % of Load | 0 | 2028 | 65535
| Base | Behavioral DR | C&I Curtailment-Turnkey-Industrial | Small Industrial |  | Winter Evening | % of Load | 1 | 2028 | 65535
| Base | Behavioral DR | C&I Curtailment-Turnkey-Industrial | Small Industrial |  | Winter Evening | % of Load | 0 | 2028 | 65535
| Base | Behavioral DR | DLC-Switch-Water Heating | Medium Industrial |  | Winter Morning | % of Load | 1 | 2028 | 65535
| Base | Behavioral DR | DLC-Switch-Water Heating | Medium Industrial |  | Winter Morning | % of Load | 0 | 2028 | 65535
| Base | Behavioral DR | DLC-BYOD-Water Heating | Medium Industrial |  | Winter Morning | % of Load | 1 | 2028 | 65535
| Base | Behavioral DR | DLC-BYOD-Water Heating | Medium Industrial |  | Winter Morning | % of Load | 0 | 2028 | 65535
| Base | Behavioral DR | DLC-Thermostat-DI-Central Heat Pump | Medium Industrial |  | Winter Morning | % of Load | 1 | 2028 | 65535
| Base | Behavioral DR | DLC-Thermostat-DI-Central Heat Pump | Medium Industrial |  | Winter Morning | % of Load | 0 | 2028 | 65535
| Base | Behavioral DR | DLC-Thermostat-BYOT-Central Heat Pump | Medium Industrial |  | Winter Morning | % of Load | 1 | 2028 | 65535
| Base | Behavioral DR | DLC-Thermostat-BYOT-Central Heat Pump | Medium Industrial |  | Winter Morning | % of Load | 0 | 2028 | 65535
| Base | Behavioral DR | DLC-Thermostat-HVAC | Medium Industrial |  | Winter Morning | % of Load | 1 | 2028 | 65535
| Base | Behavioral DR | DLC-Thermostat-HVAC | Medium Industrial |  | Winter Morning | % of Load | 0 | 2028 | 65535
| Base | Behavioral DR | DLC-Thermostat-DI-Baseboard Heating | Medium Industrial |  | Winter Morning | % of Load | 1 | 2028 | 65535
| Base | Behavioral DR | DLC-Thermostat-DI-Baseboard Heating | Medium Industrial |  | Winter Morning | % of Load | 0 | 2028 | 65535
| Base | Behavioral DR | DLC-Thermostat-BYOT-Baseboard Heating | Medium Industrial |  | Winter Morning | % of Load | 1 | 2028 | 65535
| Base | Behavioral DR | DLC-Thermostat-BYOT-Baseboard Heating | Medium Industrial |  | Winter Morning | % of Load | 0 | 2028 | 65535
| Base | Behavioral DR | DLC-Thermostat-DI-MSHP | Medium Industrial |  | Winter Morning | % of Load | 1 | 2028 | 65535
| Base | Behavioral DR | DLC-Thermostat-DI-MSHP | Medium Industrial |  | Winter Morning | % of Load | 0 | 2028 | 65535
| Base | Behavioral DR | DLC-Thermostat-BYOT-MSHP | Medium Industrial |  | Winter Morning | % of Load | 1 | 2028 | 65535
| Base | Behavioral DR | DLC-Thermostat-BYOT-MSHP | Medium Industrial |  | Winter Morning | % of Load | 0 | 2028 | 65535
| Base | Behavioral DR | C&I Curtailment-Turnkey-Manual HVAC Control | Medium Industrial |  | Winter Morning | % of Load | 1 | 2028 | 65535
| Base | Behavioral DR | C&I Curtailment-Turnkey-Manual HVAC Control | Medium Industrial |  | Winter Morning | % of Load | 0 | 2028 | 65535
| Base | Behavioral DR | C&I Curtailment-Turnkey-Auto-DR HVAC Control | Medium Industrial |  | Winter Morning | % of Load | 1 | 2028 | 65535
| Base | Behavioral DR | C&I Curtailment-Turnkey-Auto-DR HVAC Control | Medium Industrial |  | Winter Morning | % of Load | 0 | 2028 | 65535
| Base | Behavioral DR | C&I Curtailment-Turnkey-Standard Lighting Control | Medium Industrial |  | Winter Morning | % of Load | 1 | 2028 | 65535
| Base | Behavioral DR | C&I Curtailment-Turnkey-Standard Lighting Control | Medium Industrial |  | Winter Morning | % of Load | 0 | 2028 | 65535
| Base | Behavioral DR | C&I Curtailment-Turnkey-Advanced Lighting Control | Medium Industrial |  | Winter Morning | % of Load | 1 | 2028 | 65535
| Base | Behavioral DR | C&I Curtailment-Turnkey-Advanced Lighting Control | Medium Industrial |  | Winter Morning | % of Load | 0 | 2028 | 65535
| Base | Behavioral DR | C&I Curtailment-Turnkey-Water Heating Control | Medium Industrial |  | Winter Morning | % of Load | 1 | 2028 | 65535
| Base | Behavioral DR | C&I Curtailment-Turnkey-Water Heating Control | Medium Industrial |  | Winter Morning | % of Load | 0 | 2028 | 65535
| Base | Behavioral DR | C&I Curtailment-Turnkey-Other | Medium Industrial |  | Winter Morning | % of Load | 1 | 2028 | 65535
| Base | Behavioral DR | C&I Curtailment-Turnkey-Other | Medium Industrial |  | Winter Morning | % of Load | 0 | 2028 | 65535
| Base | Behavioral DR | DLC-Switch-Water Heating | Medium Industrial |  | Winter Evening | % of Load | 1 | 2028 | 65535
| Base | Behavioral DR | DLC-Switch-Water Heating | Medium Industrial |  | Winter Evening | % of Load | 0 | 2028 | 65535
| Base | Behavioral DR | DLC-BYOD-Water Heating | Medium Industrial |  | Winter Evening | % of Load | 1 | 2028 | 65535
| Base | Behavioral DR | DLC-BYOD-Water Heating | Medium Industrial |  | Winter Evening | % of Load | 0 | 2028 | 65535
| Base | Behavioral DR | DLC-Thermostat-DI-Central Heat Pump | Medium Industrial |  | Winter Evening | % of Load | 1 | 2028 | 65535
| Base | Behavioral DR | DLC-Thermostat-DI-Central Heat Pump | Medium Industrial |  | Winter Evening | % of Load | 0 | 2028 | 65535
| Base | Behavioral DR | DLC-Thermostat-BYOT-Central Heat Pump | Medium Industrial |  | Winter Evening | % of Load | 1 | 2028 | 65535
| Base | Behavioral DR | DLC-Thermostat-BYOT-Central Heat Pump | Medium Industrial |  | Winter Evening | % of Load | 0 | 2028 | 65535
| Base | Behavioral DR | DLC-Thermostat-HVAC | Medium Industrial |  | Winter Evening | % of Load | 1 | 2028 | 65535
| Base | Behavioral DR | DLC-Thermostat-HVAC | Medium Industrial |  | Winter Evening | % of Load | 0 | 2028 | 65535
| Base | Behavioral DR | DLC-Thermostat-DI-Baseboard Heating | Medium Industrial |  | Winter Evening | % of Load | 1 | 2028 | 65535
| Base | Behavioral DR | DLC-Thermostat-DI-Baseboard Heating | Medium Industrial |  | Winter Evening | % of Load | 0 | 2028 | 65535
| Base | Behavioral DR | DLC-Thermostat-BYOT-Baseboard Heating | Medium Industrial |  | Winter Evening | % of Load | 1 | 2028 | 65535
| Base | Behavioral DR | DLC-Thermostat-BYOT-Baseboard Heating | Medium Industrial |  | Winter Evening | % of Load | 0 | 2028 | 65535
| Base | Behavioral DR | DLC-Thermostat-DI-MSHP | Medium Industrial |  | Winter Evening | % of Load | 1 | 2028 | 65535
| Base | Behavioral DR | DLC-Thermostat-DI-MSHP | Medium Industrial |  | Winter Evening | % of Load | 0 | 2028 | 65535
| Base | Behavioral DR | DLC-Thermostat-BYOT-MSHP | Medium Industrial |  | Winter Evening | % of Load | 1 | 2028 | 65535
| Base | Behavioral DR | DLC-Thermostat-BYOT-MSHP | Medium Industrial |  | Winter Evening | % of Load | 0 | 2028 | 65535
| Base | Behavioral DR | C&I Curtailment-Turnkey-Manual HVAC Control | Medium Industrial |  | Winter Evening | % of Load | 1 | 2028 | 65535
| Base | Behavioral DR | C&I Curtailment-Turnkey-Manual HVAC Control | Medium Industrial |  | Winter Evening | % of Load | 0 | 2028 | 65535
| Base | Behavioral DR | C&I Curtailment-Turnkey-Auto-DR HVAC Control | Medium Industrial |  | Winter Evening | % of Load | 1 | 2028 | 65535
| Base | Behavioral DR | C&I Curtailment-Turnkey-Auto-DR HVAC Control | Medium Industrial |  | Winter Evening | % of Load | 0 | 2028 | 65535
| Base | Behavioral DR | C&I Curtailment-Turnkey-Standard Lighting Control | Medium Industrial |  | Winter Evening | % of Load | 1 | 2028 | 65535
| Base | Behavioral DR | C&I Curtailment-Turnkey-Standard Lighting Control | Medium Industrial |  | Winter Evening | % of Load | 0 | 2028 | 65535
| Base | Behavioral DR | C&I Curtailment-Turnkey-Advanced Lighting Control | Medium Industrial |  | Winter Evening | % of Load | 1 | 2028 | 65535
| Base | Behavioral DR | C&I Curtailment-Turnkey-Advanced Lighting Control | Medium Industrial |  | Winter Evening | % of Load | 0 | 2028 | 65535
| Base | Behavioral DR | C&I Curtailment-Turnkey-Water Heating Control | Medium Industrial |  | Winter Evening | % of Load | 1 | 2028 | 65535
| Base | Behavioral DR | C&I Curtailment-Turnkey-Water Heating Control | Medium Industrial |  | Winter Evening | % of Load | 0 | 2028 | 65535
| Base | Behavioral DR | C&I Curtailment-Turnkey-Other | Medium Industrial |  | Winter Evening | % of Load | 1 | 2028 | 65535
| Base | Behavioral DR | C&I Curtailment-Turnkey-Other | Medium Industrial |  | Winter Evening | % of Load | 0 | 2028 | 65535
| Base | Behavioral DR | Behavioral DR | Residential Charitable |  | Winter Morning | % of Load | 1 | 2028 | 65535
| Base | Behavioral DR | Behavioral DR | Residential Charitable |  | Winter Morning | % of Load | 0 | 2028 | 65535
| Base | Behavioral DR | Behavioral DR | Residential Charitable |  | Winter Evening | % of Load | 1 | 2028 | 65535
| Base | Behavioral DR | Behavioral DR | Residential Charitable |  | Winter Evening | % of Load | 0 | 2028 | 65535
| Base | Time-of-Use Rates (TOU) | DLC-Switch-Water Heating | Small General |  | Winter Morning | % of Load | 1 | 2028 | 65535
| Base | Time-of-Use Rates (TOU) | DLC-Switch-Water Heating | Small General |  | Winter Morning | % of Load | 0 | 2028 | 65535
| Base | Time-of-Use Rates (TOU) | DLC-BYOD-Water Heating | Small General |  | Winter Morning | % of Load | 1 | 2028 | 65535
| Base | Time-of-Use Rates (TOU) | DLC-BYOD-Water Heating | Small General |  | Winter Morning | % of Load | 0 | 2028 | 65535
| Base | Time-of-Use Rates (TOU) | DLC-Thermostat-DI-Central Heat Pump | Small General |  | Winter Morning | % of Load | 1 | 2028 | 65535
| Base | Time-of-Use Rates (TOU) | DLC-Thermostat-DI-Central Heat Pump | Small General |  | Winter Morning | % of Load | 0 | 2028 | 65535
| Base | Time-of-Use Rates (TOU) | DLC-Thermostat-BYOT-Central Heat Pump | Small General |  | Winter Morning | % of Load | 1 | 2028 | 65535
| Base | Time-of-Use Rates (TOU) | DLC-Thermostat-BYOT-Central Heat Pump | Small General |  | Winter Morning | % of Load | 0 | 2028 | 65535
| Base | Time-of-Use Rates (TOU) | DLC-Thermostat-HVAC | Small General |  | Winter Morning | % of Load | 1 | 2028 | 65535
| Base | Time-of-Use Rates (TOU) | DLC-Thermostat-HVAC | Small General |  | Winter Morning | % of Load | 0 | 2028 | 65535
| Base | Time-of-Use Rates (TOU) | DLC-Thermostat-DI-Baseboard Heating | Small General |  | Winter Morning | % of Load | 1 | 2028 | 65535
| Base | Time-of-Use Rates (TOU) | DLC-Thermostat-DI-Baseboard Heating | Small General |  | Winter Morning | % of Load | 0 | 2028 | 65535
| Base | Time-of-Use Rates (TOU) | DLC-Thermostat-BYOT-Baseboard Heating | Small General |  | Winter Morning | % of Load | 1 | 2028 | 65535
| Base | Time-of-Use Rates (TOU) | DLC-Thermostat-BYOT-Baseboard Heating | Small General |  | Winter Morning | % of Load | 0 | 2028 | 65535
| Base | Time-of-Use Rates (TOU) | DLC-Thermostat-DI-MSHP | Small General |  | Winter Morning | % of Load | 1 | 2028 | 65535
| Base | Time-of-Use Rates (TOU) | DLC-Thermostat-DI-MSHP | Small General |  | Winter Morning | % of Load | 0 | 2028 | 65535
| Base | Time-of-Use Rates (TOU) | DLC-Thermostat-BYOT-MSHP | Small General |  | Winter Morning | % of Load | 1 | 2028 | 65535
| Base | Time-of-Use Rates (TOU) | DLC-Thermostat-BYOT-MSHP | Small General |  | Winter Morning | % of Load | 0 | 2028 | 65535
| Base | Time-of-Use Rates (TOU) | C&I Curtailment-Turnkey-Manual HVAC Control | Small General |  | Winter Morning | % of Load | 1 | 2028 | 65535
| Base | Time-of-Use Rates (TOU) | C&I Curtailment-Turnkey-Manual HVAC Control | Small General |  | Winter Morning | % of Load | 0 | 2028 | 65535
| Base | Time-of-Use Rates (TOU) | C&I Curtailment-Turnkey-Auto-DR HVAC Control | Small General |  | Winter Morning | % of Load | 1 | 2028 | 65535
| Base | Time-of-Use Rates (TOU) | C&I Curtailment-Turnkey-Auto-DR HVAC Control | Small General |  | Winter Morning | % of Load | 0 | 2028 | 65535
| Base | Time-of-Use Rates (TOU) | C&I Curtailment-Turnkey-Standard Lighting Control | Small General |  | Winter Morning | % of Load | 1 | 2028 | 65535
| Base | Time-of-Use Rates (TOU) | C&I Curtailment-Turnkey-Standard Lighting Control | Small General |  | Winter Morning | % of Load | 0 | 2028 | 65535
| Base | Time-of-Use Rates (TOU) | C&I Curtailment-Turnkey-Advanced Lighting Control | Small General |  | Winter Morning | % of Load | 1 | 2028 | 65535
| Base | Time-of-Use Rates (TOU) | C&I Curtailment-Turnkey-Advanced Lighting Control | Small General |  | Winter Morning | % of Load | 0 | 2028 | 65535
| Base | Time-of-Use Rates (TOU) | C&I Curtailment-Turnkey-Water Heating Control | Small General |  | Winter Morning | % of Load | 1 | 2028 | 65535
| Base | Time-of-Use Rates (TOU) | C&I Curtailment-Turnkey-Water Heating Control | Small General |  | Winter Morning | % of Load | 0 | 2028 | 65535
| Base | Time-of-Use Rates (TOU) | C&I Curtailment-Turnkey-Other | Small General |  | Winter Morning | % of Load | 1 | 2028 | 65535
| Base | Time-of-Use Rates (TOU) | C&I Curtailment-Turnkey-Other | Small General |  | Winter Morning | % of Load | 0 | 2028 | 65535
| Base | Time-of-Use Rates (TOU) | Dynamic Pricing with enabling tech. | Small General |  | Winter Morning | % of Load | 1 | 2028 | 65535
| Base | Time-of-Use Rates (TOU) | Dynamic Pricing with enabling tech. | Small General |  | Winter Morning | % of Load | 0 | 2028 | 65535
| Base | Time-of-Use Rates (TOU) | Time-of-Use Rates (TOU) | Small General |  | Winter Morning | % of Load | 1 | 2028 | 65535
| Base | Time-of-Use Rates (TOU) | Time-of-Use Rates (TOU) | Small General |  | Winter Morning | % of Load | 0 | 2028 | 65535
| Base | Time-of-Use Rates (TOU) | DLC-Switch-Water Heating | Small General |  | Winter Evening | % of Load | 1 | 2028 | 65535
| Base | Time-of-Use Rates (TOU) | DLC-Switch-Water Heating | Small General |  | Winter Evening | % of Load | 0 | 2028 | 65535
| Base | Time-of-Use Rates (TOU) | DLC-BYOD-Water Heating | Small General |  | Winter Evening | % of Load | 1 | 2028 | 65535
| Base | Time-of-Use Rates (TOU) | DLC-BYOD-Water Heating | Small General |  | Winter Evening | % of Load | 0 | 2028 | 65535
| Base | Time-of-Use Rates (TOU) | DLC-Thermostat-DI-Central Heat Pump | Small General |  | Winter Evening | % of Load | 1 | 2028 | 65535
| Base | Time-of-Use Rates (TOU) | DLC-Thermostat-DI-Central Heat Pump | Small General |  | Winter Evening | % of Load | 0 | 2028 | 65535
| Base | Time-of-Use Rates (TOU) | DLC-Thermostat-BYOT-Central Heat Pump | Small General |  | Winter Evening | % of Load | 1 | 2028 | 65535
| Base | Time-of-Use Rates (TOU) | DLC-Thermostat-BYOT-Central Heat Pump | Small General |  | Winter Evening | % of Load | 0 | 2028 | 65535
| Base | Time-of-Use Rates (TOU) | DLC-Thermostat-HVAC | Small General |  | Winter Evening | % of Load | 1 | 2028 | 65535
| Base | Time-of-Use Rates (TOU) | DLC-Thermostat-HVAC | Small General |  | Winter Evening | % of Load | 0 | 2028 | 65535
| Base | Time-of-Use Rates (TOU) | DLC-Thermostat-DI-Baseboard Heating | Small General |  | Winter Evening | % of Load | 1 | 2028 | 65535
| Base | Time-of-Use Rates (TOU) | DLC-Thermostat-DI-Baseboard Heating | Small General |  | Winter Evening | % of Load | 0 | 2028 | 65535
| Base | Time-of-Use Rates (TOU) | DLC-Thermostat-BYOT-Baseboard Heating | Small General |  | Winter Evening | % of Load | 1 | 2028 | 65535
| Base | Time-of-Use Rates (TOU) | DLC-Thermostat-BYOT-Baseboard Heating | Small General |  | Winter Evening | % of Load | 0 | 2028 | 65535
| Base | Time-of-Use Rates (TOU) | DLC-Thermostat-DI-MSHP | Small General |  | Winter Evening | % of Load | 1 | 2028 | 65535
| Base | Time-of-Use Rates (TOU) | DLC-Thermostat-DI-MSHP | Small General |  | Winter Evening | % of Load | 0 | 2028 | 65535
| Base | Time-of-Use Rates (TOU) | DLC-Thermostat-BYOT-MSHP | Small General |  | Winter Evening | % of Load | 1 | 2028 | 65535
| Base | Time-of-Use Rates (TOU) | DLC-Thermostat-BYOT-MSHP | Small General |  | Winter Evening | % of Load | 0 | 2028 | 65535
| Base | Time-of-Use Rates (TOU) | C&I Curtailment-Turnkey-Manual HVAC Control | Small General |  | Winter Evening | % of Load | 1 | 2028 | 65535
| Base | Time-of-Use Rates (TOU) | C&I Curtailment-Turnkey-Manual HVAC Control | Small General |  | Winter Evening | % of Load | 0 | 2028 | 65535
| Base | Time-of-Use Rates (TOU) | C&I Curtailment-Turnkey-Auto-DR HVAC Control | Small General |  | Winter Evening | % of Load | 1 | 2028 | 65535
| Base | Time-of-Use Rates (TOU) | C&I Curtailment-Turnkey-Auto-DR HVAC Control | Small General |  | Winter Evening | % of Load | 0 | 2028 | 65535
| Base | Time-of-Use Rates (TOU) | C&I Curtailment-Turnkey-Standard Lighting Control | Small General |  | Winter Evening | % of Load | 1 | 2028 | 65535
| Base | Time-of-Use Rates (TOU) | C&I Curtailment-Turnkey-Standard Lighting Control | Small General |  | Winter Evening | % of Load | 0 | 2028 | 65535
| Base | Time-of-Use Rates (TOU) | C&I Curtailment-Turnkey-Advanced Lighting Control | Small General |  | Winter Evening | % of Load | 1 | 2028 | 65535
| Base | Time-of-Use Rates (TOU) | C&I Curtailment-Turnkey-Advanced Lighting Control | Small General |  | Winter Evening | % of Load | 0 | 2028 | 65535
| Base | Time-of-Use Rates (TOU) | C&I Curtailment-Turnkey-Water Heating Control | Small General |  | Winter Evening | % of Load | 1 | 2028 | 65535
| Base | Time-of-Use Rates (TOU) | C&I Curtailment-Turnkey-Water Heating Control | Small General |  | Winter Evening | % of Load | 0 | 2028 | 65535
| Base | Time-of-Use Rates (TOU) | C&I Curtailment-Turnkey-Other | Small General |  | Winter Evening | % of Load | 1 | 2028 | 65535
| Base | Time-of-Use Rates (TOU) | C&I Curtailment-Turnkey-Other | Small General |  | Winter Evening | % of Load | 0 | 2028 | 65535
| Base | Time-of-Use Rates (TOU) | Dynamic Pricing with enabling tech. | Small General |  | Winter Evening | % of Load | 1 | 2028 | 65535
| Base | Time-of-Use Rates (TOU) | Dynamic Pricing with enabling tech. | Small General |  | Winter Evening | % of Load | 0 | 2028 | 65535
| Base | Time-of-Use Rates (TOU) | Time-of-Use Rates (TOU) | Small General |  | Winter Evening | % of Load | 1 | 2028 | 65535
| Base | Time-of-Use Rates (TOU) | Time-of-Use Rates (TOU) | Small General |  | Winter Evening | % of Load | 0 | 2028 | 65535
| Base | Time-of-Use Rates (TOU) | DLC-Switch-Water Heating | General |  | Winter Morning | % of Load | 1 | 2028 | 65535
| Base | Time-of-Use Rates (TOU) | DLC-Switch-Water Heating | General |  | Winter Morning | % of Load | 0 | 2028 | 65535
| Base | Time-of-Use Rates (TOU) | DLC-BYOD-Water Heating | General |  | Winter Morning | % of Load | 1 | 2028 | 65535
| Base | Time-of-Use Rates (TOU) | DLC-BYOD-Water Heating | General |  | Winter Morning | % of Load | 0 | 2028 | 65535
| Base | Time-of-Use Rates (TOU) | DLC-Thermostat-DI-Central Heat Pump | General |  | Winter Morning | % of Load | 1 | 2028 | 65535
| Base | Time-of-Use Rates (TOU) | DLC-Thermostat-DI-Central Heat Pump | General |  | Winter Morning | % of Load | 0 | 2028 | 65535
| Base | Time-of-Use Rates (TOU) | DLC-Thermostat-BYOT-Central Heat Pump | General |  | Winter Morning | % of Load | 1 | 2028 | 65535
| Base | Time-of-Use Rates (TOU) | DLC-Thermostat-BYOT-Central Heat Pump | General |  | Winter Morning | % of Load | 0 | 2028 | 65535
| Base | Time-of-Use Rates (TOU) | DLC-Thermostat-HVAC | General |  | Winter Morning | % of Load | 1 | 2028 | 65535
| Base | Time-of-Use Rates (TOU) | DLC-Thermostat-HVAC | General |  | Winter Morning | % of Load | 0 | 2028 | 65535
| Base | Time-of-Use Rates (TOU) | DLC-Thermostat-DI-Baseboard Heating | General |  | Winter Morning | % of Load | 1 | 2028 | 65535
| Base | Time-of-Use Rates (TOU) | DLC-Thermostat-DI-Baseboard Heating | General |  | Winter Morning | % of Load | 0 | 2028 | 65535
| Base | Time-of-Use Rates (TOU) | DLC-Thermostat-BYOT-Baseboard Heating | General |  | Winter Morning | % of Load | 1 | 2028 | 65535
| Base | Time-of-Use Rates (TOU) | DLC-Thermostat-BYOT-Baseboard Heating | General |  | Winter Morning | % of Load | 0 | 2028 | 65535
| Base | Time-of-Use Rates (TOU) | DLC-Thermostat-DI-MSHP | General |  | Winter Morning | % of Load | 1 | 2028 | 65535
| Base | Time-of-Use Rates (TOU) | DLC-Thermostat-DI-MSHP | General |  | Winter Morning | % of Load | 0 | 2028 | 65535
| Base | Time-of-Use Rates (TOU) | DLC-Thermostat-BYOT-MSHP | General |  | Winter Morning | % of Load | 1 | 2028 | 65535
| Base | Time-of-Use Rates (TOU) | DLC-Thermostat-BYOT-MSHP | General |  | Winter Morning | % of Load | 0 | 2028 | 65535
| Base | Time-of-Use Rates (TOU) | C&I Curtailment-Turnkey-Manual HVAC Control | General |  | Winter Morning | % of Load | 1 | 2028 | 65535
| Base | Time-of-Use Rates (TOU) | C&I Curtailment-Turnkey-Manual HVAC Control | General |  | Winter Morning | % of Load | 0 | 2028 | 65535
| Base | Time-of-Use Rates (TOU) | C&I Curtailment-Turnkey-Auto-DR HVAC Control | General |  | Winter Morning | % of Load | 1 | 2028 | 65535
| Base | Time-of-Use Rates (TOU) | C&I Curtailment-Turnkey-Auto-DR HVAC Control | General |  | Winter Morning | % of Load | 0 | 2028 | 65535
| Base | Time-of-Use Rates (TOU) | C&I Curtailment-Turnkey-Standard Lighting Control | General |  | Winter Morning | % of Load | 1 | 2028 | 65535
| Base | Time-of-Use Rates (TOU) | C&I Curtailment-Turnkey-Standard Lighting Control | General |  | Winter Morning | % of Load | 0 | 2028 | 65535
| Base | Time-of-Use Rates (TOU) | C&I Curtailment-Turnkey-Advanced Lighting Control | General |  | Winter Morning | % of Load | 1 | 2028 | 65535
| Base | Time-of-Use Rates (TOU) | C&I Curtailment-Turnkey-Advanced Lighting Control | General |  | Winter Morning | % of Load | 0 | 2028 | 65535
| Base | Time-of-Use Rates (TOU) | C&I Curtailment-Turnkey-Water Heating Control | General |  | Winter Morning | % of Load | 1 | 2028 | 65535
| Base | Time-of-Use Rates (TOU) | C&I Curtailment-Turnkey-Water Heating Control | General |  | Winter Morning | % of Load | 0 | 2028 | 65535
| Base | Time-of-Use Rates (TOU) | C&I Curtailment-Turnkey-Other | General |  | Winter Morning | % of Load | 1 | 2028 | 65535
| Base | Time-of-Use Rates (TOU) | C&I Curtailment-Turnkey-Other | General |  | Winter Morning | % of Load | 0 | 2028 | 65535
| Base | Time-of-Use Rates (TOU) | Time-of-Use Rates (TOU) | General |  | Winter Morning | % of Load | 1 | 2028 | 65535
| Base | Time-of-Use Rates (TOU) | Time-of-Use Rates (TOU) | General |  | Winter Morning | % of Load | 0 | 2028 | 65535
| Base | Time-of-Use Rates (TOU) | DLC-Switch-Water Heating | General |  | Winter Evening | % of Load | 1 | 2028 | 65535
| Base | Time-of-Use Rates (TOU) | DLC-Switch-Water Heating | General |  | Winter Evening | % of Load | 0 | 2028 | 65535
| Base | Time-of-Use Rates (TOU) | DLC-BYOD-Water Heating | General |  | Winter Evening | % of Load | 1 | 2028 | 65535
| Base | Time-of-Use Rates (TOU) | DLC-BYOD-Water Heating | General |  | Winter Evening | % of Load | 0 | 2028 | 65535
| Base | Time-of-Use Rates (TOU) | DLC-Thermostat-DI-Central Heat Pump | General |  | Winter Evening | % of Load | 1 | 2028 | 65535
| Base | Time-of-Use Rates (TOU) | DLC-Thermostat-DI-Central Heat Pump | General |  | Winter Evening | % of Load | 0 | 2028 | 65535
| Base | Time-of-Use Rates (TOU) | DLC-Thermostat-BYOT-Central Heat Pump | General |  | Winter Evening | % of Load | 1 | 2028 | 65535
| Base | Time-of-Use Rates (TOU) | DLC-Thermostat-BYOT-Central Heat Pump | General |  | Winter Evening | % of Load | 0 | 2028 | 65535
| Base | Time-of-Use Rates (TOU) | DLC-Thermostat-HVAC | General |  | Winter Evening | % of Load | 1 | 2028 | 65535
| Base | Time-of-Use Rates (TOU) | DLC-Thermostat-HVAC | General |  | Winter Evening | % of Load | 0 | 2028 | 65535
| Base | Time-of-Use Rates (TOU) | DLC-Thermostat-DI-Baseboard Heating | General |  | Winter Evening | % of Load | 1 | 2028 | 65535
| Base | Time-of-Use Rates (TOU) | DLC-Thermostat-DI-Baseboard Heating | General |  | Winter Evening | % of Load | 0 | 2028 | 65535
| Base | Time-of-Use Rates (TOU) | DLC-Thermostat-BYOT-Baseboard Heating | General |  | Winter Evening | % of Load | 1 | 2028 | 65535
| Base | Time-of-Use Rates (TOU) | DLC-Thermostat-BYOT-Baseboard Heating | General |  | Winter Evening | % of Load | 0 | 2028 | 65535
| Base | Time-of-Use Rates (TOU) | DLC-Thermostat-DI-MSHP | General |  | Winter Evening | % of Load | 1 | 2028 | 65535
| Base | Time-of-Use Rates (TOU) | DLC-Thermostat-DI-MSHP | General |  | Winter Evening | % of Load | 0 | 2028 | 65535
| Base | Time-of-Use Rates (TOU) | DLC-Thermostat-BYOT-MSHP | General |  | Winter Evening | % of Load | 1 | 2028 | 65535
| Base | Time-of-Use Rates (TOU) | DLC-Thermostat-BYOT-MSHP | General |  | Winter Evening | % of Load | 0 | 2028 | 65535
| Base | Time-of-Use Rates (TOU) | C&I Curtailment-Turnkey-Manual HVAC Control | General |  | Winter Evening | % of Load | 1 | 2028 | 65535
| Base | Time-of-Use Rates (TOU) | C&I Curtailment-Turnkey-Manual HVAC Control | General |  | Winter Evening | % of Load | 0 | 2028 | 65535
| Base | Time-of-Use Rates (TOU) | C&I Curtailment-Turnkey-Auto-DR HVAC Control | General |  | Winter Evening | % of Load | 1 | 2028 | 65535
| Base | Time-of-Use Rates (TOU) | C&I Curtailment-Turnkey-Auto-DR HVAC Control | General |  | Winter Evening | % of Load | 0 | 2028 | 65535
| Base | Time-of-Use Rates (TOU) | C&I Curtailment-Turnkey-Standard Lighting Control | General |  | Winter Evening | % of Load | 1 | 2028 | 65535
| Base | Time-of-Use Rates (TOU) | C&I Curtailment-Turnkey-Standard Lighting Control | General |  | Winter Evening | % of Load | 0 | 2028 | 65535
| Base | Time-of-Use Rates (TOU) | C&I Curtailment-Turnkey-Advanced Lighting Control | General |  | Winter Evening | % of Load | 1 | 2028 | 65535
| Base | Time-of-Use Rates (TOU) | C&I Curtailment-Turnkey-Advanced Lighting Control | General |  | Winter Evening | % of Load | 0 | 2028 | 65535
| Base | Time-of-Use Rates (TOU) | C&I Curtailment-Turnkey-Water Heating Control | General |  | Winter Evening | % of Load | 1 | 2028 | 65535
| Base | Time-of-Use Rates (TOU) | C&I Curtailment-Turnkey-Water Heating Control | General |  | Winter Evening | % of Load | 0 | 2028 | 65535
| Base | Time-of-Use Rates (TOU) | C&I Curtailment-Turnkey-Other | General |  | Winter Evening | % of Load | 1 | 2028 | 65535
| Base | Time-of-Use Rates (TOU) | C&I Curtailment-Turnkey-Other | General |  | Winter Evening | % of Load | 0 | 2028 | 65535
| Base | Time-of-Use Rates (TOU) | Time-of-Use Rates (TOU) | General |  | Winter Evening | % of Load | 1 | 2028 | 65535
| Base | Time-of-Use Rates (TOU) | Time-of-Use Rates (TOU) | General |  | Winter Evening | % of Load | 0 | 2028 | 65535
| Base | Time-of-Use Rates (TOU) | DLC-Switch-Water Heating | Small Industrial |  | Winter Morning | % of Load | 1 | 2028 | 65535
| Base | Time-of-Use Rates (TOU) | DLC-Switch-Water Heating | Small Industrial |  | Winter Morning | % of Load | 0 | 2028 | 65535
| Base | Time-of-Use Rates (TOU) | DLC-BYOD-Water Heating | Small Industrial |  | Winter Morning | % of Load | 1 | 2028 | 65535
| Base | Time-of-Use Rates (TOU) | DLC-BYOD-Water Heating | Small Industrial |  | Winter Morning | % of Load | 0 | 2028 | 65535
| Base | Time-of-Use Rates (TOU) | DLC-Thermostat-DI-Central Heat Pump | Small Industrial |  | Winter Morning | % of Load | 1 | 2028 | 65535
| Base | Time-of-Use Rates (TOU) | DLC-Thermostat-DI-Central Heat Pump | Small Industrial |  | Winter Morning | % of Load | 0 | 2028 | 65535
| Base | Time-of-Use Rates (TOU) | DLC-Thermostat-BYOT-Central Heat Pump | Small Industrial |  | Winter Morning | % of Load | 1 | 2028 | 65535
| Base | Time-of-Use Rates (TOU) | DLC-Thermostat-BYOT-Central Heat Pump | Small Industrial |  | Winter Morning | % of Load | 0 | 2028 | 65535
| Base | Time-of-Use Rates (TOU) | DLC-Thermostat-HVAC | Small Industrial |  | Winter Morning | % of Load | 1 | 2028 | 65535
| Base | Time-of-Use Rates (TOU) | DLC-Thermostat-HVAC | Small Industrial |  | Winter Morning | % of Load | 0 | 2028 | 65535
| Base | Time-of-Use Rates (TOU) | DLC-Thermostat-DI-Baseboard Heating | Small Industrial |  | Winter Morning | % of Load | 1 | 2028 | 65535
| Base | Time-of-Use Rates (TOU) | DLC-Thermostat-DI-Baseboard Heating | Small Industrial |  | Winter Morning | % of Load | 0 | 2028 | 65535
| Base | Time-of-Use Rates (TOU) | DLC-Thermostat-BYOT-Baseboard Heating | Small Industrial |  | Winter Morning | % of Load | 1 | 2028 | 65535
| Base | Time-of-Use Rates (TOU) | DLC-Thermostat-BYOT-Baseboard Heating | Small Industrial |  | Winter Morning | % of Load | 0 | 2028 | 65535
| Base | Time-of-Use Rates (TOU) | DLC-Thermostat-DI-MSHP | Small Industrial |  | Winter Morning | % of Load | 1 | 2028 | 65535
| Base | Time-of-Use Rates (TOU) | DLC-Thermostat-DI-MSHP | Small Industrial |  | Winter Morning | % of Load | 0 | 2028 | 65535
| Base | Time-of-Use Rates (TOU) | DLC-Thermostat-BYOT-MSHP | Small Industrial |  | Winter Morning | % of Load | 1 | 2028 | 65535
| Base | Time-of-Use Rates (TOU) | DLC-Thermostat-BYOT-MSHP | Small Industrial |  | Winter Morning | % of Load | 0 | 2028 | 65535
| Base | Time-of-Use Rates (TOU) | C&I Curtailment-Turnkey-Manual HVAC Control | Small Industrial |  | Winter Morning | % of Load | 1 | 2028 | 65535
| Base | Time-of-Use Rates (TOU) | C&I Curtailment-Turnkey-Manual HVAC Control | Small Industrial |  | Winter Morning | % of Load | 0 | 2028 | 65535
| Base | Time-of-Use Rates (TOU) | C&I Curtailment-Turnkey-Auto-DR HVAC Control | Small Industrial |  | Winter Morning | % of Load | 1 | 2028 | 65535
| Base | Time-of-Use Rates (TOU) | C&I Curtailment-Turnkey-Auto-DR HVAC Control | Small Industrial |  | Winter Morning | % of Load | 0 | 2028 | 65535
| Base | Time-of-Use Rates (TOU) | C&I Curtailment-Turnkey-Standard Lighting Control | Small Industrial |  | Winter Morning | % of Load | 1 | 2028 | 65535
| Base | Time-of-Use Rates (TOU) | C&I Curtailment-Turnkey-Standard Lighting Control | Small Industrial |  | Winter Morning | % of Load | 0 | 2028 | 65535
| Base | Time-of-Use Rates (TOU) | C&I Curtailment-Turnkey-Advanced Lighting Control | Small Industrial |  | Winter Morning | % of Load | 1 | 2028 | 65535
| Base | Time-of-Use Rates (TOU) | C&I Curtailment-Turnkey-Advanced Lighting Control | Small Industrial |  | Winter Morning | % of Load | 0 | 2028 | 65535
| Base | Time-of-Use Rates (TOU) | C&I Curtailment-Turnkey-Water Heating Control | Small Industrial |  | Winter Morning | % of Load | 1 | 2028 | 65535
| Base | Time-of-Use Rates (TOU) | C&I Curtailment-Turnkey-Water Heating Control | Small Industrial |  | Winter Morning | % of Load | 0 | 2028 | 65535
| Base | Time-of-Use Rates (TOU) | C&I Curtailment-Turnkey-Other | Small Industrial |  | Winter Morning | % of Load | 1 | 2028 | 65535
| Base | Time-of-Use Rates (TOU) | C&I Curtailment-Turnkey-Other | Small Industrial |  | Winter Morning | % of Load | 0 | 2028 | 65535
| Base | Time-of-Use Rates (TOU) | C&I Curtailment-Turnkey-Industrial | Small Industrial |  | Winter Morning | % of Load | 1 | 2028 | 65535
| Base | Time-of-Use Rates (TOU) | C&I Curtailment-Turnkey-Industrial | Small Industrial |  | Winter Morning | % of Load | 0 | 2028 | 65535
| Base | Time-of-Use Rates (TOU) | Time-of-Use Rates (TOU) | Small Industrial |  | Winter Morning | % of Load | 1 | 2028 | 65535
| Base | Time-of-Use Rates (TOU) | Time-of-Use Rates (TOU) | Small Industrial |  | Winter Morning | % of Load | 0 | 2028 | 65535
| Base | Time-of-Use Rates (TOU) | DLC-Switch-Water Heating | Small Industrial |  | Winter Evening | % of Load | 1 | 2028 | 65535
| Base | Time-of-Use Rates (TOU) | DLC-Switch-Water Heating | Small Industrial |  | Winter Evening | % of Load | 0 | 2028 | 65535
| Base | Time-of-Use Rates (TOU) | DLC-BYOD-Water Heating | Small Industrial |  | Winter Evening | % of Load | 1 | 2028 | 65535
| Base | Time-of-Use Rates (TOU) | DLC-BYOD-Water Heating | Small Industrial |  | Winter Evening | % of Load | 0 | 2028 | 65535
| Base | Time-of-Use Rates (TOU) | DLC-Thermostat-DI-Central Heat Pump | Small Industrial |  | Winter Evening | % of Load | 1 | 2028 | 65535
| Base | Time-of-Use Rates (TOU) | DLC-Thermostat-DI-Central Heat Pump | Small Industrial |  | Winter Evening | % of Load | 0 | 2028 | 65535
| Base | Time-of-Use Rates (TOU) | DLC-Thermostat-BYOT-Central Heat Pump | Small Industrial |  | Winter Evening | % of Load | 1 | 2028 | 65535
| Base | Time-of-Use Rates (TOU) | DLC-Thermostat-BYOT-Central Heat Pump | Small Industrial |  | Winter Evening | % of Load | 0 | 2028 | 65535
| Base | Time-of-Use Rates (TOU) | DLC-Thermostat-HVAC | Small Industrial |  | Winter Evening | % of Load | 1 | 2028 | 65535
| Base | Time-of-Use Rates (TOU) | DLC-Thermostat-HVAC | Small Industrial |  | Winter Evening | % of Load | 0 | 2028 | 65535
| Base | Time-of-Use Rates (TOU) | DLC-Thermostat-DI-Baseboard Heating | Small Industrial |  | Winter Evening | % of Load | 1 | 2028 | 65535
| Base | Time-of-Use Rates (TOU) | DLC-Thermostat-DI-Baseboard Heating | Small Industrial |  | Winter Evening | % of Load | 0 | 2028 | 65535
| Base | Time-of-Use Rates (TOU) | DLC-Thermostat-BYOT-Baseboard Heating | Small Industrial |  | Winter Evening | % of Load | 1 | 2028 | 65535
| Base | Time-of-Use Rates (TOU) | DLC-Thermostat-BYOT-Baseboard Heating | Small Industrial |  | Winter Evening | % of Load | 0 | 2028 | 65535
| Base | Time-of-Use Rates (TOU) | DLC-Thermostat-DI-MSHP | Small Industrial |  | Winter Evening | % of Load | 1 | 2028 | 65535
| Base | Time-of-Use Rates (TOU) | DLC-Thermostat-DI-MSHP | Small Industrial |  | Winter Evening | % of Load | 0 | 2028 | 65535
| Base | Time-of-Use Rates (TOU) | DLC-Thermostat-BYOT-MSHP | Small Industrial |  | Winter Evening | % of Load | 1 | 2028 | 65535
| Base | Time-of-Use Rates (TOU) | DLC-Thermostat-BYOT-MSHP | Small Industrial |  | Winter Evening | % of Load | 0 | 2028 | 65535
| Base | Time-of-Use Rates (TOU) | C&I Curtailment-Turnkey-Manual HVAC Control | Small Industrial |  | Winter Evening | % of Load | 1 | 2028 | 65535
| Base | Time-of-Use Rates (TOU) | C&I Curtailment-Turnkey-Manual HVAC Control | Small Industrial |  | Winter Evening | % of Load | 0 | 2028 | 65535
| Base | Time-of-Use Rates (TOU) | C&I Curtailment-Turnkey-Auto-DR HVAC Control | Small Industrial |  | Winter Evening | % of Load | 1 | 2028 | 65535
| Base | Time-of-Use Rates (TOU) | C&I Curtailment-Turnkey-Auto-DR HVAC Control | Small Industrial |  | Winter Evening | % of Load | 0 | 2028 | 65535
| Base | Time-of-Use Rates (TOU) | C&I Curtailment-Turnkey-Standard Lighting Control | Small Industrial |  | Winter Evening | % of Load | 1 | 2028 | 65535
| Base | Time-of-Use Rates (TOU) | C&I Curtailment-Turnkey-Standard Lighting Control | Small Industrial |  | Winter Evening | % of Load | 0 | 2028 | 65535
| Base | Time-of-Use Rates (TOU) | C&I Curtailment-Turnkey-Advanced Lighting Control | Small Industrial |  | Winter Evening | % of Load | 1 | 2028 | 65535
| Base | Time-of-Use Rates (TOU) | C&I Curtailment-Turnkey-Advanced Lighting Control | Small Industrial |  | Winter Evening | % of Load | 0 | 2028 | 65535
| Base | Time-of-Use Rates (TOU) | C&I Curtailment-Turnkey-Water Heating Control | Small Industrial |  | Winter Evening | % of Load | 1 | 2028 | 65535
| Base | Time-of-Use Rates (TOU) | C&I Curtailment-Turnkey-Water Heating Control | Small Industrial |  | Winter Evening | % of Load | 0 | 2028 | 65535
| Base | Time-of-Use Rates (TOU) | C&I Curtailment-Turnkey-Other | Small Industrial |  | Winter Evening | % of Load | 1 | 2028 | 65535
| Base | Time-of-Use Rates (TOU) | C&I Curtailment-Turnkey-Other | Small Industrial |  | Winter Evening | % of Load | 0 | 2028 | 65535
| Base | Time-of-Use Rates (TOU) | C&I Curtailment-Turnkey-Industrial | Small Industrial |  | Winter Evening | % of Load | 1 | 2028 | 65535
| Base | Time-of-Use Rates (TOU) | C&I Curtailment-Turnkey-Industrial | Small Industrial |  | Winter Evening | % of Load | 0 | 2028 | 65535
| Base | Time-of-Use Rates (TOU) | Time-of-Use Rates (TOU) | Small Industrial |  | Winter Evening | % of Load | 1 | 2028 | 65535
| Base | Time-of-Use Rates (TOU) | Time-of-Use Rates (TOU) | Small Industrial |  | Winter Evening | % of Load | 0 | 2028 | 65535
| Base | Time-of-Use Rates (TOU) | DLC-Switch-Water Heating | Medium Industrial |  | Winter Morning | % of Load | 1 | 2028 | 65535
| Base | Time-of-Use Rates (TOU) | DLC-Switch-Water Heating | Medium Industrial |  | Winter Morning | % of Load | 0 | 2028 | 65535
| Base | Time-of-Use Rates (TOU) | DLC-BYOD-Water Heating | Medium Industrial |  | Winter Morning | % of Load | 1 | 2028 | 65535
| Base | Time-of-Use Rates (TOU) | DLC-BYOD-Water Heating | Medium Industrial |  | Winter Morning | % of Load | 0 | 2028 | 65535
| Base | Time-of-Use Rates (TOU) | DLC-Thermostat-DI-Central Heat Pump | Medium Industrial |  | Winter Morning | % of Load | 1 | 2028 | 65535
| Base | Time-of-Use Rates (TOU) | DLC-Thermostat-DI-Central Heat Pump | Medium Industrial |  | Winter Morning | % of Load | 0 | 2028 | 65535
| Base | Time-of-Use Rates (TOU) | DLC-Thermostat-BYOT-Central Heat Pump | Medium Industrial |  | Winter Morning | % of Load | 1 | 2028 | 65535
| Base | Time-of-Use Rates (TOU) | DLC-Thermostat-BYOT-Central Heat Pump | Medium Industrial |  | Winter Morning | % of Load | 0 | 2028 | 65535
| Base | Time-of-Use Rates (TOU) | DLC-Thermostat-HVAC | Medium Industrial |  | Winter Morning | % of Load | 1 | 2028 | 65535
| Base | Time-of-Use Rates (TOU) | DLC-Thermostat-HVAC | Medium Industrial |  | Winter Morning | % of Load | 0 | 2028 | 65535
| Base | Time-of-Use Rates (TOU) | DLC-Thermostat-DI-Baseboard Heating | Medium Industrial |  | Winter Morning | % of Load | 1 | 2028 | 65535
| Base | Time-of-Use Rates (TOU) | DLC-Thermostat-DI-Baseboard Heating | Medium Industrial |  | Winter Morning | % of Load | 0 | 2028 | 65535
| Base | Time-of-Use Rates (TOU) | DLC-Thermostat-BYOT-Baseboard Heating | Medium Industrial |  | Winter Morning | % of Load | 1 | 2028 | 65535
| Base | Time-of-Use Rates (TOU) | DLC-Thermostat-BYOT-Baseboard Heating | Medium Industrial |  | Winter Morning | % of Load | 0 | 2028 | 65535
| Base | Time-of-Use Rates (TOU) | DLC-Thermostat-DI-MSHP | Medium Industrial |  | Winter Morning | % of Load | 1 | 2028 | 65535
| Base | Time-of-Use Rates (TOU) | DLC-Thermostat-DI-MSHP | Medium Industrial |  | Winter Morning | % of Load | 0 | 2028 | 65535
| Base | Time-of-Use Rates (TOU) | DLC-Thermostat-BYOT-MSHP | Medium Industrial |  | Winter Morning | % of Load | 1 | 2028 | 65535
| Base | Time-of-Use Rates (TOU) | DLC-Thermostat-BYOT-MSHP | Medium Industrial |  | Winter Morning | % of Load | 0 | 2028 | 65535
| Base | Time-of-Use Rates (TOU) | C&I Curtailment-Turnkey-Manual HVAC Control | Medium Industrial |  | Winter Morning | % of Load | 1 | 2028 | 65535
| Base | Time-of-Use Rates (TOU) | C&I Curtailment-Turnkey-Manual HVAC Control | Medium Industrial |  | Winter Morning | % of Load | 0 | 2028 | 65535
| Base | Time-of-Use Rates (TOU) | C&I Curtailment-Turnkey-Auto-DR HVAC Control | Medium Industrial |  | Winter Morning | % of Load | 1 | 2028 | 65535
| Base | Time-of-Use Rates (TOU) | C&I Curtailment-Turnkey-Auto-DR HVAC Control | Medium Industrial |  | Winter Morning | % of Load | 0 | 2028 | 65535
| Base | Time-of-Use Rates (TOU) | C&I Curtailment-Turnkey-Standard Lighting Control | Medium Industrial |  | Winter Morning | % of Load | 1 | 2028 | 65535
| Base | Time-of-Use Rates (TOU) | C&I Curtailment-Turnkey-Standard Lighting Control | Medium Industrial |  | Winter Morning | % of Load | 0 | 2028 | 65535
| Base | Time-of-Use Rates (TOU) | C&I Curtailment-Turnkey-Advanced Lighting Control | Medium Industrial |  | Winter Morning | % of Load | 1 | 2028 | 65535
| Base | Time-of-Use Rates (TOU) | C&I Curtailment-Turnkey-Advanced Lighting Control | Medium Industrial |  | Winter Morning | % of Load | 0 | 2028 | 65535
| Base | Time-of-Use Rates (TOU) | C&I Curtailment-Turnkey-Water Heating Control | Medium Industrial |  | Winter Morning | % of Load | 1 | 2028 | 65535
| Base | Time-of-Use Rates (TOU) | C&I Curtailment-Turnkey-Water Heating Control | Medium Industrial |  | Winter Morning | % of Load | 0 | 2028 | 65535
| Base | Time-of-Use Rates (TOU) | C&I Curtailment-Turnkey-Other | Medium Industrial |  | Winter Morning | % of Load | 1 | 2028 | 65535
| Base | Time-of-Use Rates (TOU) | C&I Curtailment-Turnkey-Other | Medium Industrial |  | Winter Morning | % of Load | 0 | 2028 | 65535
| Base | Time-of-Use Rates (TOU) | Time-of-Use Rates (TOU) | Medium Industrial |  | Winter Morning | % of Load | 1 | 2028 | 65535
| Base | Time-of-Use Rates (TOU) | Time-of-Use Rates (TOU) | Medium Industrial |  | Winter Morning | % of Load | 0 | 2028 | 65535
| Base | Time-of-Use Rates (TOU) | DLC-Switch-Water Heating | Medium Industrial |  | Winter Evening | % of Load | 1 | 2028 | 65535
| Base | Time-of-Use Rates (TOU) | DLC-Switch-Water Heating | Medium Industrial |  | Winter Evening | % of Load | 0 | 2028 | 65535
| Base | Time-of-Use Rates (TOU) | DLC-BYOD-Water Heating | Medium Industrial |  | Winter Evening | % of Load | 1 | 2028 | 65535
| Base | Time-of-Use Rates (TOU) | DLC-BYOD-Water Heating | Medium Industrial |  | Winter Evening | % of Load | 0 | 2028 | 65535
| Base | Time-of-Use Rates (TOU) | DLC-Thermostat-DI-Central Heat Pump | Medium Industrial |  | Winter Evening | % of Load | 1 | 2028 | 65535
| Base | Time-of-Use Rates (TOU) | DLC-Thermostat-DI-Central Heat Pump | Medium Industrial |  | Winter Evening | % of Load | 0 | 2028 | 65535
| Base | Time-of-Use Rates (TOU) | DLC-Thermostat-BYOT-Central Heat Pump | Medium Industrial |  | Winter Evening | % of Load | 1 | 2028 | 65535
| Base | Time-of-Use Rates (TOU) | DLC-Thermostat-BYOT-Central Heat Pump | Medium Industrial |  | Winter Evening | % of Load | 0 | 2028 | 65535
| Base | Time-of-Use Rates (TOU) | DLC-Thermostat-HVAC | Medium Industrial |  | Winter Evening | % of Load | 1 | 2028 | 65535
| Base | Time-of-Use Rates (TOU) | DLC-Thermostat-HVAC | Medium Industrial |  | Winter Evening | % of Load | 0 | 2028 | 65535
| Base | Time-of-Use Rates (TOU) | DLC-Thermostat-DI-Baseboard Heating | Medium Industrial |  | Winter Evening | % of Load | 1 | 2028 | 65535
| Base | Time-of-Use Rates (TOU) | DLC-Thermostat-DI-Baseboard Heating | Medium Industrial |  | Winter Evening | % of Load | 0 | 2028 | 65535
| Base | Time-of-Use Rates (TOU) | DLC-Thermostat-BYOT-Baseboard Heating | Medium Industrial |  | Winter Evening | % of Load | 1 | 2028 | 65535
| Base | Time-of-Use Rates (TOU) | DLC-Thermostat-BYOT-Baseboard Heating | Medium Industrial |  | Winter Evening | % of Load | 0 | 2028 | 65535
| Base | Time-of-Use Rates (TOU) | DLC-Thermostat-DI-MSHP | Medium Industrial |  | Winter Evening | % of Load | 1 | 2028 | 65535
| Base | Time-of-Use Rates (TOU) | DLC-Thermostat-DI-MSHP | Medium Industrial |  | Winter Evening | % of Load | 0 | 2028 | 65535
| Base | Time-of-Use Rates (TOU) | DLC-Thermostat-BYOT-MSHP | Medium Industrial |  | Winter Evening | % of Load | 1 | 2028 | 65535
| Base | Time-of-Use Rates (TOU) | DLC-Thermostat-BYOT-MSHP | Medium Industrial |  | Winter Evening | % of Load | 0 | 2028 | 65535
| Base | Time-of-Use Rates (TOU) | C&I Curtailment-Turnkey-Manual HVAC Control | Medium Industrial |  | Winter Evening | % of Load | 1 | 2028 | 65535
| Base | Time-of-Use Rates (TOU) | C&I Curtailment-Turnkey-Manual HVAC Control | Medium Industrial |  | Winter Evening | % of Load | 0 | 2028 | 65535
| Base | Time-of-Use Rates (TOU) | C&I Curtailment-Turnkey-Auto-DR HVAC Control | Medium Industrial |  | Winter Evening | % of Load | 1 | 2028 | 65535
| Base | Time-of-Use Rates (TOU) | C&I Curtailment-Turnkey-Auto-DR HVAC Control | Medium Industrial |  | Winter Evening | % of Load | 0 | 2028 | 65535
| Base | Time-of-Use Rates (TOU) | C&I Curtailment-Turnkey-Standard Lighting Control | Medium Industrial |  | Winter Evening | % of Load | 1 | 2028 | 65535
| Base | Time-of-Use Rates (TOU) | C&I Curtailment-Turnkey-Standard Lighting Control | Medium Industrial |  | Winter Evening | % of Load | 0 | 2028 | 65535
| Base | Time-of-Use Rates (TOU) | C&I Curtailment-Turnkey-Advanced Lighting Control | Medium Industrial |  | Winter Evening | % of Load | 1 | 2028 | 65535
| Base | Time-of-Use Rates (TOU) | C&I Curtailment-Turnkey-Advanced Lighting Control | Medium Industrial |  | Winter Evening | % of Load | 0 | 2028 | 65535
| Base | Time-of-Use Rates (TOU) | C&I Curtailment-Turnkey-Water Heating Control | Medium Industrial |  | Winter Evening | % of Load | 1 | 2028 | 65535
| Base | Time-of-Use Rates (TOU) | C&I Curtailment-Turnkey-Water Heating Control | Medium Industrial |  | Winter Evening | % of Load | 0 | 2028 | 65535
| Base | Time-of-Use Rates (TOU) | C&I Curtailment-Turnkey-Other | Medium Industrial |  | Winter Evening | % of Load | 1 | 2028 | 65535
| Base | Time-of-Use Rates (TOU) | C&I Curtailment-Turnkey-Other | Medium Industrial |  | Winter Evening | % of Load | 0 | 2028 | 65535
| Base | Time-of-Use Rates (TOU) | Time-of-Use Rates (TOU) | Medium Industrial |  | Winter Evening | % of Load | 1 | 2028 | 65535
| Base | Time-of-Use Rates (TOU) | Time-of-Use Rates (TOU) | Medium Industrial |  | Winter Evening | % of Load | 0 | 2028 | 65535
| Base | Time-of-Use Rates (TOU) | Time-of-Use Rates (TOU) | Residential Charitable |  | Winter Morning | % of Load | 1 | 2028 | 65535
| Base | Time-of-Use Rates (TOU) | Time-of-Use Rates (TOU) | Residential Charitable |  | Winter Morning | % of Load | 0 | 2028 | 65535
| Base | Time-of-Use Rates (TOU) | Time-of-Use Rates (TOU) | Residential Charitable |  | Winter Evening | % of Load | 1 | 2028 | 65535
| Base | Time-of-Use Rates (TOU) | Time-of-Use Rates (TOU) | Residential Charitable |  | Winter Evening | % of Load | 0 | 2028 | 65535
| Base | DLC-Thermostat | DLC-Switch-Water Heating | Small General |  | Winter Morning | % of Load | 1 | 2029 | 65535
| Base | DLC-Thermostat | DLC-Switch-Water Heating | Small General |  | Winter Morning | % of Load | 0 | 2029 | 65535
| Base | DLC-Thermostat | DLC-BYOD-Water Heating | Small General |  | Winter Morning | % of Load | 1 | 2029 | 65535
| Base | DLC-Thermostat | DLC-BYOD-Water Heating | Small General |  | Winter Morning | % of Load | 0 | 2029 | 65535
| Base | DLC-Thermostat | DLC-Thermostat-DI-Central Heat Pump | Small General |  | Winter Morning | % of Load | 1 | 2029 | 65535
| Base | DLC-Thermostat | DLC-Thermostat-DI-Central Heat Pump | Small General |  | Winter Morning | % of Load | 0 | 2029 | 65535
| Base | DLC-Thermostat | DLC-Thermostat-BYOT-Central Heat Pump | Small General |  | Winter Morning | % of Load | 1 | 2029 | 65535
| Base | DLC-Thermostat | DLC-Thermostat-BYOT-Central Heat Pump | Small General |  | Winter Morning | % of Load | 0 | 2029 | 65535
| Base | DLC-Thermostat | DLC-Thermostat-HVAC | Small General |  | Winter Morning | % of Load | 1 | 2029 | 65535
| Base | DLC-Thermostat | DLC-Thermostat-HVAC | Small General |  | Winter Morning | % of Load | 0 | 2029 | 65535
| Base | DLC-Thermostat | DLC-Thermostat-DI-Baseboard Heating | Small General |  | Winter Morning | % of Load | 1 | 2029 | 65535
| Base | DLC-Thermostat | DLC-Thermostat-DI-Baseboard Heating | Small General |  | Winter Morning | % of Load | 0 | 2029 | 65535
| Base | DLC-Thermostat | DLC-Thermostat-BYOT-Baseboard Heating | Small General |  | Winter Morning | % of Load | 1 | 2029 | 65535
| Base | DLC-Thermostat | DLC-Thermostat-BYOT-Baseboard Heating | Small General |  | Winter Morning | % of Load | 0 | 2029 | 65535
| Base | DLC-Thermostat | DLC-Thermostat-DI-MSHP | Small General |  | Winter Morning | % of Load | 1 | 2029 | 65535
| Base | DLC-Thermostat | DLC-Thermostat-DI-MSHP | Small General |  | Winter Morning | % of Load | 0 | 2029 | 65535
| Base | DLC-Thermostat | DLC-Thermostat-BYOT-MSHP | Small General |  | Winter Morning | % of Load | 1 | 2029 | 65535
| Base | DLC-Thermostat | DLC-Thermostat-BYOT-MSHP | Small General |  | Winter Morning | % of Load | 0 | 2029 | 65535
| Base | DLC-Thermostat | C&I Curtailment-Turnkey-Manual HVAC Control | Small General |  | Winter Morning | % of Load | 1 | 2029 | 65535
| Base | DLC-Thermostat | C&I Curtailment-Turnkey-Manual HVAC Control | Small General |  | Winter Morning | % of Load | 0 | 2029 | 65535
| Base | DLC-Thermostat | C&I Curtailment-Turnkey-Auto-DR HVAC Control | Small General |  | Winter Morning | % of Load | 1 | 2029 | 65535
| Base | DLC-Thermostat | C&I Curtailment-Turnkey-Auto-DR HVAC Control | Small General |  | Winter Morning | % of Load | 0 | 2029 | 65535
| Base | DLC-Thermostat | C&I Curtailment-Turnkey-Standard Lighting Control | Small General |  | Winter Morning | % of Load | 1 | 2029 | 65535
| Base | DLC-Thermostat | C&I Curtailment-Turnkey-Standard Lighting Control | Small General |  | Winter Morning | % of Load | 0 | 2029 | 65535
| Base | DLC-Thermostat | C&I Curtailment-Turnkey-Advanced Lighting Control | Small General |  | Winter Morning | % of Load | 1 | 2029 | 65535
| Base | DLC-Thermostat | C&I Curtailment-Turnkey-Advanced Lighting Control | Small General |  | Winter Morning | % of Load | 0 | 2029 | 65535
| Base | DLC-Thermostat | C&I Curtailment-Turnkey-Water Heating Control | Small General |  | Winter Morning | % of Load | 1 | 2029 | 65535
| Base | DLC-Thermostat | C&I Curtailment-Turnkey-Water Heating Control | Small General |  | Winter Morning | % of Load | 0 | 2029 | 65535
| Base | DLC-Thermostat | C&I Curtailment-Turnkey-Other | Small General |  | Winter Morning | % of Load | 1 | 2029 | 65535
| Base | DLC-Thermostat | C&I Curtailment-Turnkey-Other | Small General |  | Winter Morning | % of Load | 0 | 2029 | 65535
| Base | DLC-Thermostat | Dynamic Pricing with enabling tech. | Small General |  | Winter Morning | % of Load | 1 | 2029 | 65535
| Base | DLC-Thermostat | Dynamic Pricing with enabling tech. | Small General |  | Winter Morning | % of Load | 0 | 2029 | 65535
| Base | DLC-Thermostat | DLC-Switch-Water Heating | Small General |  | Winter Evening | % of Load | 1 | 2029 | 65535
| Base | DLC-Thermostat | DLC-Switch-Water Heating | Small General |  | Winter Evening | % of Load | 0 | 2029 | 65535
| Base | DLC-Thermostat | DLC-BYOD-Water Heating | Small General |  | Winter Evening | % of Load | 1 | 2029 | 65535
| Base | DLC-Thermostat | DLC-BYOD-Water Heating | Small General |  | Winter Evening | % of Load | 0 | 2029 | 65535
| Base | DLC-Thermostat | DLC-Thermostat-DI-Central Heat Pump | Small General |  | Winter Evening | % of Load | 1 | 2029 | 65535
| Base | DLC-Thermostat | DLC-Thermostat-DI-Central Heat Pump | Small General |  | Winter Evening | % of Load | 0 | 2029 | 65535
| Base | DLC-Thermostat | DLC-Thermostat-BYOT-Central Heat Pump | Small General |  | Winter Evening | % of Load | 1 | 2029 | 65535
| Base | DLC-Thermostat | DLC-Thermostat-BYOT-Central Heat Pump | Small General |  | Winter Evening | % of Load | 0 | 2029 | 65535
| Base | DLC-Thermostat | DLC-Thermostat-HVAC | Small General |  | Winter Evening | % of Load | 1 | 2029 | 65535
| Base | DLC-Thermostat | DLC-Thermostat-HVAC | Small General |  | Winter Evening | % of Load | 0 | 2029 | 65535
| Base | DLC-Thermostat | DLC-Thermostat-DI-Baseboard Heating | Small General |  | Winter Evening | % of Load | 1 | 2029 | 65535
| Base | DLC-Thermostat | DLC-Thermostat-DI-Baseboard Heating | Small General |  | Winter Evening | % of Load | 0 | 2029 | 65535
| Base | DLC-Thermostat | DLC-Thermostat-BYOT-Baseboard Heating | Small General |  | Winter Evening | % of Load | 1 | 2029 | 65535
| Base | DLC-Thermostat | DLC-Thermostat-BYOT-Baseboard Heating | Small General |  | Winter Evening | % of Load | 0 | 2029 | 65535
| Base | DLC-Thermostat | DLC-Thermostat-DI-MSHP | Small General |  | Winter Evening | % of Load | 1 | 2029 | 65535
| Base | DLC-Thermostat | DLC-Thermostat-DI-MSHP | Small General |  | Winter Evening | % of Load | 0 | 2029 | 65535
| Base | DLC-Thermostat | DLC-Thermostat-BYOT-MSHP | Small General |  | Winter Evening | % of Load | 1 | 2029 | 65535
| Base | DLC-Thermostat | DLC-Thermostat-BYOT-MSHP | Small General |  | Winter Evening | % of Load | 0 | 2029 | 65535
| Base | DLC-Thermostat | C&I Curtailment-Turnkey-Manual HVAC Control | Small General |  | Winter Evening | % of Load | 1 | 2029 | 65535
| Base | DLC-Thermostat | C&I Curtailment-Turnkey-Manual HVAC Control | Small General |  | Winter Evening | % of Load | 0 | 2029 | 65535
| Base | DLC-Thermostat | C&I Curtailment-Turnkey-Auto-DR HVAC Control | Small General |  | Winter Evening | % of Load | 1 | 2029 | 65535
| Base | DLC-Thermostat | C&I Curtailment-Turnkey-Auto-DR HVAC Control | Small General |  | Winter Evening | % of Load | 0 | 2029 | 65535
| Base | DLC-Thermostat | C&I Curtailment-Turnkey-Standard Lighting Control | Small General |  | Winter Evening | % of Load | 1 | 2029 | 65535
| Base | DLC-Thermostat | C&I Curtailment-Turnkey-Standard Lighting Control | Small General |  | Winter Evening | % of Load | 0 | 2029 | 65535
| Base | DLC-Thermostat | C&I Curtailment-Turnkey-Advanced Lighting Control | Small General |  | Winter Evening | % of Load | 1 | 2029 | 65535
| Base | DLC-Thermostat | C&I Curtailment-Turnkey-Advanced Lighting Control | Small General |  | Winter Evening | % of Load | 0 | 2029 | 65535
| Base | DLC-Thermostat | C&I Curtailment-Turnkey-Water Heating Control | Small General |  | Winter Evening | % of Load | 1 | 2029 | 65535
| Base | DLC-Thermostat | C&I Curtailment-Turnkey-Water Heating Control | Small General |  | Winter Evening | % of Load | 0 | 2029 | 65535
| Base | DLC-Thermostat | C&I Curtailment-Turnkey-Other | Small General |  | Winter Evening | % of Load | 1 | 2029 | 65535
| Base | DLC-Thermostat | C&I Curtailment-Turnkey-Other | Small General |  | Winter Evening | % of Load | 0 | 2029 | 65535
| Base | DLC-Thermostat | Dynamic Pricing with enabling tech. | Small General |  | Winter Evening | % of Load | 1 | 2029 | 65535
| Base | DLC-Thermostat | Dynamic Pricing with enabling tech. | Small General |  | Winter Evening | % of Load | 0 | 2029 | 65535
| Base | DLC-Thermostat | DLC-Switch-Water Heating | General |  | Winter Morning | % of Load | 1 | 2029 | 65535
| Base | DLC-Thermostat | DLC-Switch-Water Heating | General |  | Winter Morning | % of Load | 0 | 2029 | 65535
| Base | DLC-Thermostat | DLC-BYOD-Water Heating | General |  | Winter Morning | % of Load | 1 | 2029 | 65535
| Base | DLC-Thermostat | DLC-BYOD-Water Heating | General |  | Winter Morning | % of Load | 0 | 2029 | 65535
| Base | DLC-Thermostat | DLC-Thermostat-DI-Central Heat Pump | General |  | Winter Morning | % of Load | 1 | 2029 | 65535
| Base | DLC-Thermostat | DLC-Thermostat-DI-Central Heat Pump | General |  | Winter Morning | % of Load | 0 | 2029 | 65535
| Base | DLC-Thermostat | DLC-Thermostat-BYOT-Central Heat Pump | General |  | Winter Morning | % of Load | 1 | 2029 | 65535
| Base | DLC-Thermostat | DLC-Thermostat-BYOT-Central Heat Pump | General |  | Winter Morning | % of Load | 0 | 2029 | 65535
| Base | DLC-Thermostat | DLC-Thermostat-HVAC | General |  | Winter Morning | % of Load | 1 | 2029 | 65535
| Base | DLC-Thermostat | DLC-Thermostat-HVAC | General |  | Winter Morning | % of Load | 0 | 2029 | 65535
| Base | DLC-Thermostat | DLC-Thermostat-DI-Baseboard Heating | General |  | Winter Morning | % of Load | 1 | 2029 | 65535
| Base | DLC-Thermostat | DLC-Thermostat-DI-Baseboard Heating | General |  | Winter Morning | % of Load | 0 | 2029 | 65535
| Base | DLC-Thermostat | DLC-Thermostat-BYOT-Baseboard Heating | General |  | Winter Morning | % of Load | 1 | 2029 | 65535
| Base | DLC-Thermostat | DLC-Thermostat-BYOT-Baseboard Heating | General |  | Winter Morning | % of Load | 0 | 2029 | 65535
| Base | DLC-Thermostat | DLC-Thermostat-DI-MSHP | General |  | Winter Morning | % of Load | 1 | 2029 | 65535
| Base | DLC-Thermostat | DLC-Thermostat-DI-MSHP | General |  | Winter Morning | % of Load | 0 | 2029 | 65535
| Base | DLC-Thermostat | DLC-Thermostat-BYOT-MSHP | General |  | Winter Morning | % of Load | 1 | 2029 | 65535
| Base | DLC-Thermostat | DLC-Thermostat-BYOT-MSHP | General |  | Winter Morning | % of Load | 0 | 2029 | 65535
| Base | DLC-Thermostat | C&I Curtailment-Turnkey-Manual HVAC Control | General |  | Winter Morning | % of Load | 1 | 2029 | 65535
| Base | DLC-Thermostat | C&I Curtailment-Turnkey-Manual HVAC Control | General |  | Winter Morning | % of Load | 0 | 2029 | 65535
| Base | DLC-Thermostat | C&I Curtailment-Turnkey-Auto-DR HVAC Control | General |  | Winter Morning | % of Load | 1 | 2029 | 65535
| Base | DLC-Thermostat | C&I Curtailment-Turnkey-Auto-DR HVAC Control | General |  | Winter Morning | % of Load | 0 | 2029 | 65535
| Base | DLC-Thermostat | C&I Curtailment-Turnkey-Standard Lighting Control | General |  | Winter Morning | % of Load | 1 | 2029 | 65535
| Base | DLC-Thermostat | C&I Curtailment-Turnkey-Standard Lighting Control | General |  | Winter Morning | % of Load | 0 | 2029 | 65535
| Base | DLC-Thermostat | C&I Curtailment-Turnkey-Advanced Lighting Control | General |  | Winter Morning | % of Load | 1 | 2029 | 65535
| Base | DLC-Thermostat | C&I Curtailment-Turnkey-Advanced Lighting Control | General |  | Winter Morning | % of Load | 0 | 2029 | 65535
| Base | DLC-Thermostat | C&I Curtailment-Turnkey-Water Heating Control | General |  | Winter Morning | % of Load | 1 | 2029 | 65535
| Base | DLC-Thermostat | C&I Curtailment-Turnkey-Water Heating Control | General |  | Winter Morning | % of Load | 0 | 2029 | 65535
| Base | DLC-Thermostat | C&I Curtailment-Turnkey-Other | General |  | Winter Morning | % of Load | 1 | 2029 | 65535
| Base | DLC-Thermostat | C&I Curtailment-Turnkey-Other | General |  | Winter Morning | % of Load | 0 | 2029 | 65535
| Base | DLC-Thermostat | DLC-Switch-Water Heating | General |  | Winter Evening | % of Load | 1 | 2029 | 65535
| Base | DLC-Thermostat | DLC-Switch-Water Heating | General |  | Winter Evening | % of Load | 0 | 2029 | 65535
| Base | DLC-Thermostat | DLC-BYOD-Water Heating | General |  | Winter Evening | % of Load | 1 | 2029 | 65535
| Base | DLC-Thermostat | DLC-BYOD-Water Heating | General |  | Winter Evening | % of Load | 0 | 2029 | 65535
| Base | DLC-Thermostat | DLC-Thermostat-DI-Central Heat Pump | General |  | Winter Evening | % of Load | 1 | 2029 | 65535
| Base | DLC-Thermostat | DLC-Thermostat-DI-Central Heat Pump | General |  | Winter Evening | % of Load | 0 | 2029 | 65535
| Base | DLC-Thermostat | DLC-Thermostat-BYOT-Central Heat Pump | General |  | Winter Evening | % of Load | 1 | 2029 | 65535
| Base | DLC-Thermostat | DLC-Thermostat-BYOT-Central Heat Pump | General |  | Winter Evening | % of Load | 0 | 2029 | 65535
| Base | DLC-Thermostat | DLC-Thermostat-HVAC | General |  | Winter Evening | % of Load | 1 | 2029 | 65535
| Base | DLC-Thermostat | DLC-Thermostat-HVAC | General |  | Winter Evening | % of Load | 0 | 2029 | 65535
| Base | DLC-Thermostat | DLC-Thermostat-DI-Baseboard Heating | General |  | Winter Evening | % of Load | 1 | 2029 | 65535
| Base | DLC-Thermostat | DLC-Thermostat-DI-Baseboard Heating | General |  | Winter Evening | % of Load | 0 | 2029 | 65535
| Base | DLC-Thermostat | DLC-Thermostat-BYOT-Baseboard Heating | General |  | Winter Evening | % of Load | 1 | 2029 | 65535
| Base | DLC-Thermostat | DLC-Thermostat-BYOT-Baseboard Heating | General |  | Winter Evening | % of Load | 0 | 2029 | 65535
| Base | DLC-Thermostat | DLC-Thermostat-DI-MSHP | General |  | Winter Evening | % of Load | 1 | 2029 | 65535
| Base | DLC-Thermostat | DLC-Thermostat-DI-MSHP | General |  | Winter Evening | % of Load | 0 | 2029 | 65535
| Base | DLC-Thermostat | DLC-Thermostat-BYOT-MSHP | General |  | Winter Evening | % of Load | 1 | 2029 | 65535
| Base | DLC-Thermostat | DLC-Thermostat-BYOT-MSHP | General |  | Winter Evening | % of Load | 0 | 2029 | 65535
| Base | DLC-Thermostat | C&I Curtailment-Turnkey-Manual HVAC Control | General |  | Winter Evening | % of Load | 1 | 2029 | 65535
| Base | DLC-Thermostat | C&I Curtailment-Turnkey-Manual HVAC Control | General |  | Winter Evening | % of Load | 0 | 2029 | 65535
| Base | DLC-Thermostat | C&I Curtailment-Turnkey-Auto-DR HVAC Control | General |  | Winter Evening | % of Load | 1 | 2029 | 65535
| Base | DLC-Thermostat | C&I Curtailment-Turnkey-Auto-DR HVAC Control | General |  | Winter Evening | % of Load | 0 | 2029 | 65535
| Base | DLC-Thermostat | C&I Curtailment-Turnkey-Standard Lighting Control | General |  | Winter Evening | % of Load | 1 | 2029 | 65535
| Base | DLC-Thermostat | C&I Curtailment-Turnkey-Standard Lighting Control | General |  | Winter Evening | % of Load | 0 | 2029 | 65535
| Base | DLC-Thermostat | C&I Curtailment-Turnkey-Advanced Lighting Control | General |  | Winter Evening | % of Load | 1 | 2029 | 65535
| Base | DLC-Thermostat | C&I Curtailment-Turnkey-Advanced Lighting Control | General |  | Winter Evening | % of Load | 0 | 2029 | 65535
| Base | DLC-Thermostat | C&I Curtailment-Turnkey-Water Heating Control | General |  | Winter Evening | % of Load | 1 | 2029 | 65535
| Base | DLC-Thermostat | C&I Curtailment-Turnkey-Water Heating Control | General |  | Winter Evening | % of Load | 0 | 2029 | 65535
| Base | DLC-Thermostat | C&I Curtailment-Turnkey-Other | General |  | Winter Evening | % of Load | 1 | 2029 | 65535
| Base | DLC-Thermostat | C&I Curtailment-Turnkey-Other | General |  | Winter Evening | % of Load | 0 | 2029 | 65535
| Base | DLC-Thermostat | DLC-Switch-Water Heating | Small Industrial |  | Winter Morning | % of Load | 1 | 2029 | 65535
| Base | DLC-Thermostat | DLC-Switch-Water Heating | Small Industrial |  | Winter Morning | % of Load | 0 | 2029 | 65535
| Base | DLC-Thermostat | DLC-BYOD-Water Heating | Small Industrial |  | Winter Morning | % of Load | 1 | 2029 | 65535
| Base | DLC-Thermostat | DLC-BYOD-Water Heating | Small Industrial |  | Winter Morning | % of Load | 0 | 2029 | 65535
| Base | DLC-Thermostat | DLC-Thermostat-DI-Central Heat Pump | Small Industrial |  | Winter Morning | % of Load | 1 | 2029 | 65535
| Base | DLC-Thermostat | DLC-Thermostat-DI-Central Heat Pump | Small Industrial |  | Winter Morning | % of Load | 0 | 2029 | 65535
| Base | DLC-Thermostat | DLC-Thermostat-BYOT-Central Heat Pump | Small Industrial |  | Winter Morning | % of Load | 1 | 2029 | 65535
| Base | DLC-Thermostat | DLC-Thermostat-BYOT-Central Heat Pump | Small Industrial |  | Winter Morning | % of Load | 0 | 2029 | 65535
| Base | DLC-Thermostat | DLC-Thermostat-HVAC | Small Industrial |  | Winter Morning | % of Load | 1 | 2029 | 65535
| Base | DLC-Thermostat | DLC-Thermostat-HVAC | Small Industrial |  | Winter Morning | % of Load | 0 | 2029 | 65535
| Base | DLC-Thermostat | DLC-Thermostat-DI-Baseboard Heating | Small Industrial |  | Winter Morning | % of Load | 1 | 2029 | 65535
| Base | DLC-Thermostat | DLC-Thermostat-DI-Baseboard Heating | Small Industrial |  | Winter Morning | % of Load | 0 | 2029 | 65535
| Base | DLC-Thermostat | DLC-Thermostat-BYOT-Baseboard Heating | Small Industrial |  | Winter Morning | % of Load | 1 | 2029 | 65535
| Base | DLC-Thermostat | DLC-Thermostat-BYOT-Baseboard Heating | Small Industrial |  | Winter Morning | % of Load | 0 | 2029 | 65535
| Base | DLC-Thermostat | DLC-Thermostat-DI-MSHP | Small Industrial |  | Winter Morning | % of Load | 1 | 2029 | 65535
| Base | DLC-Thermostat | DLC-Thermostat-DI-MSHP | Small Industrial |  | Winter Morning | % of Load | 0 | 2029 | 65535
| Base | DLC-Thermostat | DLC-Thermostat-BYOT-MSHP | Small Industrial |  | Winter Morning | % of Load | 1 | 2029 | 65535
| Base | DLC-Thermostat | DLC-Thermostat-BYOT-MSHP | Small Industrial |  | Winter Morning | % of Load | 0 | 2029 | 65535
| Base | DLC-Thermostat | C&I Curtailment-Turnkey-Manual HVAC Control | Small Industrial |  | Winter Morning | % of Load | 1 | 2029 | 65535
| Base | DLC-Thermostat | C&I Curtailment-Turnkey-Manual HVAC Control | Small Industrial |  | Winter Morning | % of Load | 0 | 2029 | 65535
| Base | DLC-Thermostat | C&I Curtailment-Turnkey-Auto-DR HVAC Control | Small Industrial |  | Winter Morning | % of Load | 1 | 2029 | 65535
| Base | DLC-Thermostat | C&I Curtailment-Turnkey-Auto-DR HVAC Control | Small Industrial |  | Winter Morning | % of Load | 0 | 2029 | 65535
| Base | DLC-Thermostat | C&I Curtailment-Turnkey-Standard Lighting Control | Small Industrial |  | Winter Morning | % of Load | 1 | 2029 | 65535
| Base | DLC-Thermostat | C&I Curtailment-Turnkey-Standard Lighting Control | Small Industrial |  | Winter Morning | % of Load | 0 | 2029 | 65535
| Base | DLC-Thermostat | C&I Curtailment-Turnkey-Advanced Lighting Control | Small Industrial |  | Winter Morning | % of Load | 1 | 2029 | 65535
| Base | DLC-Thermostat | C&I Curtailment-Turnkey-Advanced Lighting Control | Small Industrial |  | Winter Morning | % of Load | 0 | 2029 | 65535
| Base | DLC-Thermostat | C&I Curtailment-Turnkey-Water Heating Control | Small Industrial |  | Winter Morning | % of Load | 1 | 2029 | 65535
| Base | DLC-Thermostat | C&I Curtailment-Turnkey-Water Heating Control | Small Industrial |  | Winter Morning | % of Load | 0 | 2029 | 65535
| Base | DLC-Thermostat | C&I Curtailment-Turnkey-Other | Small Industrial |  | Winter Morning | % of Load | 1 | 2029 | 65535
| Base | DLC-Thermostat | C&I Curtailment-Turnkey-Other | Small Industrial |  | Winter Morning | % of Load | 0 | 2029 | 65535
| Base | DLC-Thermostat | C&I Curtailment-Turnkey-Industrial | Small Industrial |  | Winter Morning | % of Load | 1 | 2029 | 65535
| Base | DLC-Thermostat | C&I Curtailment-Turnkey-Industrial | Small Industrial |  | Winter Morning | % of Load | 0 | 2029 | 65535
| Base | DLC-Thermostat | DLC-Switch-Water Heating | Small Industrial |  | Winter Evening | % of Load | 1 | 2029 | 65535
| Base | DLC-Thermostat | DLC-Switch-Water Heating | Small Industrial |  | Winter Evening | % of Load | 0 | 2029 | 65535
| Base | DLC-Thermostat | DLC-BYOD-Water Heating | Small Industrial |  | Winter Evening | % of Load | 1 | 2029 | 65535
| Base | DLC-Thermostat | DLC-BYOD-Water Heating | Small Industrial |  | Winter Evening | % of Load | 0 | 2029 | 65535
| Base | DLC-Thermostat | DLC-Thermostat-DI-Central Heat Pump | Small Industrial |  | Winter Evening | % of Load | 1 | 2029 | 65535
| Base | DLC-Thermostat | DLC-Thermostat-DI-Central Heat Pump | Small Industrial |  | Winter Evening | % of Load | 0 | 2029 | 65535
| Base | DLC-Thermostat | DLC-Thermostat-BYOT-Central Heat Pump | Small Industrial |  | Winter Evening | % of Load | 1 | 2029 | 65535
| Base | DLC-Thermostat | DLC-Thermostat-BYOT-Central Heat Pump | Small Industrial |  | Winter Evening | % of Load | 0 | 2029 | 65535
| Base | DLC-Thermostat | DLC-Thermostat-HVAC | Small Industrial |  | Winter Evening | % of Load | 1 | 2029 | 65535
| Base | DLC-Thermostat | DLC-Thermostat-HVAC | Small Industrial |  | Winter Evening | % of Load | 0 | 2029 | 65535
| Base | DLC-Thermostat | DLC-Thermostat-DI-Baseboard Heating | Small Industrial |  | Winter Evening | % of Load | 1 | 2029 | 65535
| Base | DLC-Thermostat | DLC-Thermostat-DI-Baseboard Heating | Small Industrial |  | Winter Evening | % of Load | 0 | 2029 | 65535
| Base | DLC-Thermostat | DLC-Thermostat-BYOT-Baseboard Heating | Small Industrial |  | Winter Evening | % of Load | 1 | 2029 | 65535
| Base | DLC-Thermostat | DLC-Thermostat-BYOT-Baseboard Heating | Small Industrial |  | Winter Evening | % of Load | 0 | 2029 | 65535
| Base | DLC-Thermostat | DLC-Thermostat-DI-MSHP | Small Industrial |  | Winter Evening | % of Load | 1 | 2029 | 65535
| Base | DLC-Thermostat | DLC-Thermostat-DI-MSHP | Small Industrial |  | Winter Evening | % of Load | 0 | 2029 | 65535
| Base | DLC-Thermostat | DLC-Thermostat-BYOT-MSHP | Small Industrial |  | Winter Evening | % of Load | 1 | 2029 | 65535
| Base | DLC-Thermostat | DLC-Thermostat-BYOT-MSHP | Small Industrial |  | Winter Evening | % of Load | 0 | 2029 | 65535
| Base | DLC-Thermostat | C&I Curtailment-Turnkey-Manual HVAC Control | Small Industrial |  | Winter Evening | % of Load | 1 | 2029 | 65535
| Base | DLC-Thermostat | C&I Curtailment-Turnkey-Manual HVAC Control | Small Industrial |  | Winter Evening | % of Load | 0 | 2029 | 65535
| Base | DLC-Thermostat | C&I Curtailment-Turnkey-Auto-DR HVAC Control | Small Industrial |  | Winter Evening | % of Load | 1 | 2029 | 65535
| Base | DLC-Thermostat | C&I Curtailment-Turnkey-Auto-DR HVAC Control | Small Industrial |  | Winter Evening | % of Load | 0 | 2029 | 65535
| Base | DLC-Thermostat | C&I Curtailment-Turnkey-Standard Lighting Control | Small Industrial |  | Winter Evening | % of Load | 1 | 2029 | 65535
| Base | DLC-Thermostat | C&I Curtailment-Turnkey-Standard Lighting Control | Small Industrial |  | Winter Evening | % of Load | 0 | 2029 | 65535
| Base | DLC-Thermostat | C&I Curtailment-Turnkey-Advanced Lighting Control | Small Industrial |  | Winter Evening | % of Load | 1 | 2029 | 65535
| Base | DLC-Thermostat | C&I Curtailment-Turnkey-Advanced Lighting Control | Small Industrial |  | Winter Evening | % of Load | 0 | 2029 | 65535
| Base | DLC-Thermostat | C&I Curtailment-Turnkey-Water Heating Control | Small Industrial |  | Winter Evening | % of Load | 1 | 2029 | 65535
| Base | DLC-Thermostat | C&I Curtailment-Turnkey-Water Heating Control | Small Industrial |  | Winter Evening | % of Load | 0 | 2029 | 65535
| Base | DLC-Thermostat | C&I Curtailment-Turnkey-Other | Small Industrial |  | Winter Evening | % of Load | 1 | 2029 | 65535
| Base | DLC-Thermostat | C&I Curtailment-Turnkey-Other | Small Industrial |  | Winter Evening | % of Load | 0 | 2029 | 65535
| Base | DLC-Thermostat | C&I Curtailment-Turnkey-Industrial | Small Industrial |  | Winter Evening | % of Load | 1 | 2029 | 65535
| Base | DLC-Thermostat | C&I Curtailment-Turnkey-Industrial | Small Industrial |  | Winter Evening | % of Load | 0 | 2029 | 65535
| Base | DLC-Thermostat | DLC-Switch-Water Heating | Medium Industrial |  | Winter Morning | % of Load | 1 | 2029 | 65535
| Base | DLC-Thermostat | DLC-Switch-Water Heating | Medium Industrial |  | Winter Morning | % of Load | 0 | 2029 | 65535
| Base | DLC-Thermostat | DLC-BYOD-Water Heating | Medium Industrial |  | Winter Morning | % of Load | 1 | 2029 | 65535
| Base | DLC-Thermostat | DLC-BYOD-Water Heating | Medium Industrial |  | Winter Morning | % of Load | 0 | 2029 | 65535
| Base | DLC-Thermostat | DLC-Thermostat-DI-Central Heat Pump | Medium Industrial |  | Winter Morning | % of Load | 1 | 2029 | 65535
| Base | DLC-Thermostat | DLC-Thermostat-DI-Central Heat Pump | Medium Industrial |  | Winter Morning | % of Load | 0 | 2029 | 65535
| Base | DLC-Thermostat | DLC-Thermostat-BYOT-Central Heat Pump | Medium Industrial |  | Winter Morning | % of Load | 1 | 2029 | 65535
| Base | DLC-Thermostat | DLC-Thermostat-BYOT-Central Heat Pump | Medium Industrial |  | Winter Morning | % of Load | 0 | 2029 | 65535
| Base | DLC-Thermostat | DLC-Thermostat-HVAC | Medium Industrial |  | Winter Morning | % of Load | 1 | 2029 | 65535
| Base | DLC-Thermostat | DLC-Thermostat-HVAC | Medium Industrial |  | Winter Morning | % of Load | 0 | 2029 | 65535
| Base | DLC-Thermostat | DLC-Thermostat-DI-Baseboard Heating | Medium Industrial |  | Winter Morning | % of Load | 1 | 2029 | 65535
| Base | DLC-Thermostat | DLC-Thermostat-DI-Baseboard Heating | Medium Industrial |  | Winter Morning | % of Load | 0 | 2029 | 65535
| Base | DLC-Thermostat | DLC-Thermostat-BYOT-Baseboard Heating | Medium Industrial |  | Winter Morning | % of Load | 1 | 2029 | 65535
| Base | DLC-Thermostat | DLC-Thermostat-BYOT-Baseboard Heating | Medium Industrial |  | Winter Morning | % of Load | 0 | 2029 | 65535
| Base | DLC-Thermostat | DLC-Thermostat-DI-MSHP | Medium Industrial |  | Winter Morning | % of Load | 1 | 2029 | 65535
| Base | DLC-Thermostat | DLC-Thermostat-DI-MSHP | Medium Industrial |  | Winter Morning | % of Load | 0 | 2029 | 65535
| Base | DLC-Thermostat | DLC-Thermostat-BYOT-MSHP | Medium Industrial |  | Winter Morning | % of Load | 1 | 2029 | 65535
| Base | DLC-Thermostat | DLC-Thermostat-BYOT-MSHP | Medium Industrial |  | Winter Morning | % of Load | 0 | 2029 | 65535
| Base | DLC-Thermostat | C&I Curtailment-Turnkey-Manual HVAC Control | Medium Industrial |  | Winter Morning | % of Load | 1 | 2029 | 65535
| Base | DLC-Thermostat | C&I Curtailment-Turnkey-Manual HVAC Control | Medium Industrial |  | Winter Morning | % of Load | 0 | 2029 | 65535
| Base | DLC-Thermostat | C&I Curtailment-Turnkey-Auto-DR HVAC Control | Medium Industrial |  | Winter Morning | % of Load | 1 | 2029 | 65535
| Base | DLC-Thermostat | C&I Curtailment-Turnkey-Auto-DR HVAC Control | Medium Industrial |  | Winter Morning | % of Load | 0 | 2029 | 65535
| Base | DLC-Thermostat | C&I Curtailment-Turnkey-Standard Lighting Control | Medium Industrial |  | Winter Morning | % of Load | 1 | 2029 | 65535
| Base | DLC-Thermostat | C&I Curtailment-Turnkey-Standard Lighting Control | Medium Industrial |  | Winter Morning | % of Load | 0 | 2029 | 65535
| Base | DLC-Thermostat | C&I Curtailment-Turnkey-Advanced Lighting Control | Medium Industrial |  | Winter Morning | % of Load | 1 | 2029 | 65535
| Base | DLC-Thermostat | C&I Curtailment-Turnkey-Advanced Lighting Control | Medium Industrial |  | Winter Morning | % of Load | 0 | 2029 | 65535
| Base | DLC-Thermostat | C&I Curtailment-Turnkey-Water Heating Control | Medium Industrial |  | Winter Morning | % of Load | 1 | 2029 | 65535
| Base | DLC-Thermostat | C&I Curtailment-Turnkey-Water Heating Control | Medium Industrial |  | Winter Morning | % of Load | 0 | 2029 | 65535
| Base | DLC-Thermostat | C&I Curtailment-Turnkey-Other | Medium Industrial |  | Winter Morning | % of Load | 1 | 2029 | 65535
| Base | DLC-Thermostat | C&I Curtailment-Turnkey-Other | Medium Industrial |  | Winter Morning | % of Load | 0 | 2029 | 65535
| Base | DLC-Thermostat | DLC-Switch-Water Heating | Medium Industrial |  | Winter Evening | % of Load | 1 | 2029 | 65535
| Base | DLC-Thermostat | DLC-Switch-Water Heating | Medium Industrial |  | Winter Evening | % of Load | 0 | 2029 | 65535
| Base | DLC-Thermostat | DLC-BYOD-Water Heating | Medium Industrial |  | Winter Evening | % of Load | 1 | 2029 | 65535
| Base | DLC-Thermostat | DLC-BYOD-Water Heating | Medium Industrial |  | Winter Evening | % of Load | 0 | 2029 | 65535
| Base | DLC-Thermostat | DLC-Thermostat-DI-Central Heat Pump | Medium Industrial |  | Winter Evening | % of Load | 1 | 2029 | 65535
| Base | DLC-Thermostat | DLC-Thermostat-DI-Central Heat Pump | Medium Industrial |  | Winter Evening | % of Load | 0 | 2029 | 65535
| Base | DLC-Thermostat | DLC-Thermostat-BYOT-Central Heat Pump | Medium Industrial |  | Winter Evening | % of Load | 1 | 2029 | 65535
| Base | DLC-Thermostat | DLC-Thermostat-BYOT-Central Heat Pump | Medium Industrial |  | Winter Evening | % of Load | 0 | 2029 | 65535
| Base | DLC-Thermostat | DLC-Thermostat-HVAC | Medium Industrial |  | Winter Evening | % of Load | 1 | 2029 | 65535
| Base | DLC-Thermostat | DLC-Thermostat-HVAC | Medium Industrial |  | Winter Evening | % of Load | 0 | 2029 | 65535
| Base | DLC-Thermostat | DLC-Thermostat-DI-Baseboard Heating | Medium Industrial |  | Winter Evening | % of Load | 1 | 2029 | 65535
| Base | DLC-Thermostat | DLC-Thermostat-DI-Baseboard Heating | Medium Industrial |  | Winter Evening | % of Load | 0 | 2029 | 65535
| Base | DLC-Thermostat | DLC-Thermostat-BYOT-Baseboard Heating | Medium Industrial |  | Winter Evening | % of Load | 1 | 2029 | 65535
| Base | DLC-Thermostat | DLC-Thermostat-BYOT-Baseboard Heating | Medium Industrial |  | Winter Evening | % of Load | 0 | 2029 | 65535
| Base | DLC-Thermostat | DLC-Thermostat-DI-MSHP | Medium Industrial |  | Winter Evening | % of Load | 1 | 2029 | 65535
| Base | DLC-Thermostat | DLC-Thermostat-DI-MSHP | Medium Industrial |  | Winter Evening | % of Load | 0 | 2029 | 65535
| Base | DLC-Thermostat | DLC-Thermostat-BYOT-MSHP | Medium Industrial |  | Winter Evening | % of Load | 1 | 2029 | 65535
| Base | DLC-Thermostat | DLC-Thermostat-BYOT-MSHP | Medium Industrial |  | Winter Evening | % of Load | 0 | 2029 | 65535
| Base | DLC-Thermostat | C&I Curtailment-Turnkey-Manual HVAC Control | Medium Industrial |  | Winter Evening | % of Load | 1 | 2029 | 65535
| Base | DLC-Thermostat | C&I Curtailment-Turnkey-Manual HVAC Control | Medium Industrial |  | Winter Evening | % of Load | 0 | 2029 | 65535
| Base | DLC-Thermostat | C&I Curtailment-Turnkey-Auto-DR HVAC Control | Medium Industrial |  | Winter Evening | % of Load | 1 | 2029 | 65535
| Base | DLC-Thermostat | C&I Curtailment-Turnkey-Auto-DR HVAC Control | Medium Industrial |  | Winter Evening | % of Load | 0 | 2029 | 65535
| Base | DLC-Thermostat | C&I Curtailment-Turnkey-Standard Lighting Control | Medium Industrial |  | Winter Evening | % of Load | 1 | 2029 | 65535
| Base | DLC-Thermostat | C&I Curtailment-Turnkey-Standard Lighting Control | Medium Industrial |  | Winter Evening | % of Load | 0 | 2029 | 65535
| Base | DLC-Thermostat | C&I Curtailment-Turnkey-Advanced Lighting Control | Medium Industrial |  | Winter Evening | % of Load | 1 | 2029 | 65535
| Base | DLC-Thermostat | C&I Curtailment-Turnkey-Advanced Lighting Control | Medium Industrial |  | Winter Evening | % of Load | 0 | 2029 | 65535
| Base | DLC-Thermostat | C&I Curtailment-Turnkey-Water Heating Control | Medium Industrial |  | Winter Evening | % of Load | 1 | 2029 | 65535
| Base | DLC-Thermostat | C&I Curtailment-Turnkey-Water Heating Control | Medium Industrial |  | Winter Evening | % of Load | 0 | 2029 | 65535
| Base | DLC-Thermostat | C&I Curtailment-Turnkey-Other | Medium Industrial |  | Winter Evening | % of Load | 1 | 2029 | 65535
| Base | DLC-Thermostat | C&I Curtailment-Turnkey-Other | Medium Industrial |  | Winter Evening | % of Load | 0 | 2029 | 65535
| Base | DLC-Thermostat | DLC-Thermostat-DI-Central Heat Pump | Residential Charitable |  | Winter Morning | % of Load | 1 | 2029 | 65535
| Base | DLC-Thermostat | DLC-Thermostat-DI-Central Heat Pump | Residential Charitable |  | Winter Morning | % of Load | 0 | 2029 | 65535
| Base | DLC-Thermostat | DLC-Thermostat-BYOT-Central Heat Pump | Residential Charitable |  | Winter Morning | % of Load | 1 | 2029 | 65535
| Base | DLC-Thermostat | DLC-Thermostat-BYOT-Central Heat Pump | Residential Charitable |  | Winter Morning | % of Load | 0 | 2029 | 65535
| Base | DLC-Thermostat | DLC-Thermostat-DI-Baseboard Heating | Residential Charitable |  | Winter Morning | % of Load | 1 | 2029 | 65535
| Base | DLC-Thermostat | DLC-Thermostat-DI-Baseboard Heating | Residential Charitable |  | Winter Morning | % of Load | 0 | 2029 | 65535
| Base | DLC-Thermostat | DLC-Thermostat-BYOT-Baseboard Heating | Residential Charitable |  | Winter Morning | % of Load | 1 | 2029 | 65535
| Base | DLC-Thermostat | DLC-Thermostat-BYOT-Baseboard Heating | Residential Charitable |  | Winter Morning | % of Load | 0 | 2029 | 65535
| Base | DLC-Thermostat | DLC-Thermostat-DI-MSHP | Residential Charitable |  | Winter Morning | % of Load | 1 | 2029 | 65535
| Base | DLC-Thermostat | DLC-Thermostat-DI-MSHP | Residential Charitable |  | Winter Morning | % of Load | 0 | 2029 | 65535
| Base | DLC-Thermostat | DLC-Thermostat-BYOT-MSHP | Residential Charitable |  | Winter Morning | % of Load | 1 | 2029 | 65535
| Base | DLC-Thermostat | DLC-Thermostat-BYOT-MSHP | Residential Charitable |  | Winter Morning | % of Load | 0 | 2029 | 65535
| Base | DLC-Thermostat | DLC-Thermostat-DI-Central Heat Pump | Residential Charitable |  | Winter Evening | % of Load | 1 | 2029 | 65535
| Base | DLC-Thermostat | DLC-Thermostat-DI-Central Heat Pump | Residential Charitable |  | Winter Evening | % of Load | 0 | 2029 | 65535
| Base | DLC-Thermostat | DLC-Thermostat-BYOT-Central Heat Pump | Residential Charitable |  | Winter Evening | % of Load | 1 | 2029 | 65535
| Base | DLC-Thermostat | DLC-Thermostat-BYOT-Central Heat Pump | Residential Charitable |  | Winter Evening | % of Load | 0 | 2029 | 65535
| Base | DLC-Thermostat | DLC-Thermostat-DI-Baseboard Heating | Residential Charitable |  | Winter Evening | % of Load | 1 | 2029 | 65535
| Base | DLC-Thermostat | DLC-Thermostat-DI-Baseboard Heating | Residential Charitable |  | Winter Evening | % of Load | 0 | 2029 | 65535
| Base | DLC-Thermostat | DLC-Thermostat-BYOT-Baseboard Heating | Residential Charitable |  | Winter Evening | % of Load | 1 | 2029 | 65535
| Base | DLC-Thermostat | DLC-Thermostat-BYOT-Baseboard Heating | Residential Charitable |  | Winter Evening | % of Load | 0 | 2029 | 65535
| Base | DLC-Thermostat | DLC-Thermostat-DI-MSHP | Residential Charitable |  | Winter Evening | % of Load | 1 | 2029 | 65535
| Base | DLC-Thermostat | DLC-Thermostat-DI-MSHP | Residential Charitable |  | Winter Evening | % of Load | 0 | 2029 | 65535
| Base | DLC-Thermostat | DLC-Thermostat-BYOT-MSHP | Residential Charitable |  | Winter Evening | % of Load | 1 | 2029 | 65535
| Base | DLC-Thermostat | DLC-Thermostat-BYOT-MSHP | Residential Charitable |  | Winter Evening | % of Load | 0 | 2029 | 65535
| Base | DLC-Water Heating | DLC-Switch-Water Heating | Small General |  | Winter Morning | % of Load | 1 | 2029 | 65535
| Base | DLC-Water Heating | DLC-Switch-Water Heating | Small General |  | Winter Morning | % of Load | 0 | 2029 | 65535
| Base | DLC-Water Heating | DLC-BYOD-Water Heating | Small General |  | Winter Morning | % of Load | 1 | 2029 | 65535
| Base | DLC-Water Heating | DLC-BYOD-Water Heating | Small General |  | Winter Morning | % of Load | 0 | 2029 | 65535
| Base | DLC-Water Heating | DLC-Thermostat-DI-Central Heat Pump | Small General |  | Winter Morning | % of Load | 1 | 2029 | 65535
| Base | DLC-Water Heating | DLC-Thermostat-DI-Central Heat Pump | Small General |  | Winter Morning | % of Load | 0 | 2029 | 65535
| Base | DLC-Water Heating | DLC-Thermostat-BYOT-Central Heat Pump | Small General |  | Winter Morning | % of Load | 1 | 2029 | 65535
| Base | DLC-Water Heating | DLC-Thermostat-BYOT-Central Heat Pump | Small General |  | Winter Morning | % of Load | 0 | 2029 | 65535
| Base | DLC-Water Heating | DLC-Thermostat-HVAC | Small General |  | Winter Morning | % of Load | 1 | 2029 | 65535
| Base | DLC-Water Heating | DLC-Thermostat-HVAC | Small General |  | Winter Morning | % of Load | 0 | 2029 | 65535
| Base | DLC-Water Heating | DLC-Thermostat-DI-Baseboard Heating | Small General |  | Winter Morning | % of Load | 1 | 2029 | 65535
| Base | DLC-Water Heating | DLC-Thermostat-DI-Baseboard Heating | Small General |  | Winter Morning | % of Load | 0 | 2029 | 65535
| Base | DLC-Water Heating | DLC-Thermostat-BYOT-Baseboard Heating | Small General |  | Winter Morning | % of Load | 1 | 2029 | 65535
| Base | DLC-Water Heating | DLC-Thermostat-BYOT-Baseboard Heating | Small General |  | Winter Morning | % of Load | 0 | 2029 | 65535
| Base | DLC-Water Heating | DLC-Thermostat-DI-MSHP | Small General |  | Winter Morning | % of Load | 1 | 2029 | 65535
| Base | DLC-Water Heating | DLC-Thermostat-DI-MSHP | Small General |  | Winter Morning | % of Load | 0 | 2029 | 65535
| Base | DLC-Water Heating | DLC-Thermostat-BYOT-MSHP | Small General |  | Winter Morning | % of Load | 1 | 2029 | 65535
| Base | DLC-Water Heating | DLC-Thermostat-BYOT-MSHP | Small General |  | Winter Morning | % of Load | 0 | 2029 | 65535
| Base | DLC-Water Heating | C&I Curtailment-Turnkey-Manual HVAC Control | Small General |  | Winter Morning | % of Load | 1 | 2029 | 65535
| Base | DLC-Water Heating | C&I Curtailment-Turnkey-Manual HVAC Control | Small General |  | Winter Morning | % of Load | 0 | 2029 | 65535
| Base | DLC-Water Heating | C&I Curtailment-Turnkey-Auto-DR HVAC Control | Small General |  | Winter Morning | % of Load | 1 | 2029 | 65535
| Base | DLC-Water Heating | C&I Curtailment-Turnkey-Auto-DR HVAC Control | Small General |  | Winter Morning | % of Load | 0 | 2029 | 65535
| Base | DLC-Water Heating | C&I Curtailment-Turnkey-Standard Lighting Control | Small General |  | Winter Morning | % of Load | 1 | 2029 | 65535
| Base | DLC-Water Heating | C&I Curtailment-Turnkey-Standard Lighting Control | Small General |  | Winter Morning | % of Load | 0 | 2029 | 65535
| Base | DLC-Water Heating | C&I Curtailment-Turnkey-Advanced Lighting Control | Small General |  | Winter Morning | % of Load | 1 | 2029 | 65535
| Base | DLC-Water Heating | C&I Curtailment-Turnkey-Advanced Lighting Control | Small General |  | Winter Morning | % of Load | 0 | 2029 | 65535
| Base | DLC-Water Heating | C&I Curtailment-Turnkey-Water Heating Control | Small General |  | Winter Morning | % of Load | 1 | 2029 | 65535
| Base | DLC-Water Heating | C&I Curtailment-Turnkey-Water Heating Control | Small General |  | Winter Morning | % of Load | 0 | 2029 | 65535
| Base | DLC-Water Heating | C&I Curtailment-Turnkey-Other | Small General |  | Winter Morning | % of Load | 1 | 2029 | 65535
| Base | DLC-Water Heating | C&I Curtailment-Turnkey-Other | Small General |  | Winter Morning | % of Load | 0 | 2029 | 65535
| Base | DLC-Water Heating | Dynamic Pricing with enabling tech. | Small General |  | Winter Morning | % of Load | 1 | 2029 | 65535
| Base | DLC-Water Heating | Dynamic Pricing with enabling tech. | Small General |  | Winter Morning | % of Load | 0 | 2029 | 65535
| Base | DLC-Water Heating | DLC-Switch-Water Heating | Small General |  | Winter Evening | % of Load | 1 | 2029 | 65535
| Base | DLC-Water Heating | DLC-Switch-Water Heating | Small General |  | Winter Evening | % of Load | 0 | 2029 | 65535
| Base | DLC-Water Heating | DLC-BYOD-Water Heating | Small General |  | Winter Evening | % of Load | 1 | 2029 | 65535
| Base | DLC-Water Heating | DLC-BYOD-Water Heating | Small General |  | Winter Evening | % of Load | 0 | 2029 | 65535
| Base | DLC-Water Heating | DLC-Thermostat-DI-Central Heat Pump | Small General |  | Winter Evening | % of Load | 1 | 2029 | 65535
| Base | DLC-Water Heating | DLC-Thermostat-DI-Central Heat Pump | Small General |  | Winter Evening | % of Load | 0 | 2029 | 65535
| Base | DLC-Water Heating | DLC-Thermostat-BYOT-Central Heat Pump | Small General |  | Winter Evening | % of Load | 1 | 2029 | 65535
| Base | DLC-Water Heating | DLC-Thermostat-BYOT-Central Heat Pump | Small General |  | Winter Evening | % of Load | 0 | 2029 | 65535
| Base | DLC-Water Heating | DLC-Thermostat-HVAC | Small General |  | Winter Evening | % of Load | 1 | 2029 | 65535
| Base | DLC-Water Heating | DLC-Thermostat-HVAC | Small General |  | Winter Evening | % of Load | 0 | 2029 | 65535
| Base | DLC-Water Heating | DLC-Thermostat-DI-Baseboard Heating | Small General |  | Winter Evening | % of Load | 1 | 2029 | 65535
| Base | DLC-Water Heating | DLC-Thermostat-DI-Baseboard Heating | Small General |  | Winter Evening | % of Load | 0 | 2029 | 65535
| Base | DLC-Water Heating | DLC-Thermostat-BYOT-Baseboard Heating | Small General |  | Winter Evening | % of Load | 1 | 2029 | 65535
| Base | DLC-Water Heating | DLC-Thermostat-BYOT-Baseboard Heating | Small General |  | Winter Evening | % of Load | 0 | 2029 | 65535
| Base | DLC-Water Heating | DLC-Thermostat-DI-MSHP | Small General |  | Winter Evening | % of Load | 1 | 2029 | 65535
| Base | DLC-Water Heating | DLC-Thermostat-DI-MSHP | Small General |  | Winter Evening | % of Load | 0 | 2029 | 65535
| Base | DLC-Water Heating | DLC-Thermostat-BYOT-MSHP | Small General |  | Winter Evening | % of Load | 1 | 2029 | 65535
| Base | DLC-Water Heating | DLC-Thermostat-BYOT-MSHP | Small General |  | Winter Evening | % of Load | 0 | 2029 | 65535
| Base | DLC-Water Heating | C&I Curtailment-Turnkey-Manual HVAC Control | Small General |  | Winter Evening | % of Load | 1 | 2029 | 65535
| Base | DLC-Water Heating | C&I Curtailment-Turnkey-Manual HVAC Control | Small General |  | Winter Evening | % of Load | 0 | 2029 | 65535
| Base | DLC-Water Heating | C&I Curtailment-Turnkey-Auto-DR HVAC Control | Small General |  | Winter Evening | % of Load | 1 | 2029 | 65535
| Base | DLC-Water Heating | C&I Curtailment-Turnkey-Auto-DR HVAC Control | Small General |  | Winter Evening | % of Load | 0 | 2029 | 65535
| Base | DLC-Water Heating | C&I Curtailment-Turnkey-Standard Lighting Control | Small General |  | Winter Evening | % of Load | 1 | 2029 | 65535
| Base | DLC-Water Heating | C&I Curtailment-Turnkey-Standard Lighting Control | Small General |  | Winter Evening | % of Load | 0 | 2029 | 65535
| Base | DLC-Water Heating | C&I Curtailment-Turnkey-Advanced Lighting Control | Small General |  | Winter Evening | % of Load | 1 | 2029 | 65535
| Base | DLC-Water Heating | C&I Curtailment-Turnkey-Advanced Lighting Control | Small General |  | Winter Evening | % of Load | 0 | 2029 | 65535
| Base | DLC-Water Heating | C&I Curtailment-Turnkey-Water Heating Control | Small General |  | Winter Evening | % of Load | 1 | 2029 | 65535
| Base | DLC-Water Heating | C&I Curtailment-Turnkey-Water Heating Control | Small General |  | Winter Evening | % of Load | 0 | 2029 | 65535
| Base | DLC-Water Heating | C&I Curtailment-Turnkey-Other | Small General |  | Winter Evening | % of Load | 1 | 2029 | 65535
| Base | DLC-Water Heating | C&I Curtailment-Turnkey-Other | Small General |  | Winter Evening | % of Load | 0 | 2029 | 65535
| Base | DLC-Water Heating | Dynamic Pricing with enabling tech. | Small General |  | Winter Evening | % of Load | 1 | 2029 | 65535
| Base | DLC-Water Heating | Dynamic Pricing with enabling tech. | Small General |  | Winter Evening | % of Load | 0 | 2029 | 65535
| Base | DLC-Water Heating | DLC-Switch-Water Heating | General |  | Winter Morning | % of Load | 1 | 2029 | 65535
| Base | DLC-Water Heating | DLC-Switch-Water Heating | General |  | Winter Morning | % of Load | 0 | 2029 | 65535
| Base | DLC-Water Heating | DLC-BYOD-Water Heating | General |  | Winter Morning | % of Load | 1 | 2029 | 65535
| Base | DLC-Water Heating | DLC-BYOD-Water Heating | General |  | Winter Morning | % of Load | 0 | 2029 | 65535
| Base | DLC-Water Heating | DLC-Thermostat-DI-Central Heat Pump | General |  | Winter Morning | % of Load | 1 | 2029 | 65535
| Base | DLC-Water Heating | DLC-Thermostat-DI-Central Heat Pump | General |  | Winter Morning | % of Load | 0 | 2029 | 65535
| Base | DLC-Water Heating | DLC-Thermostat-BYOT-Central Heat Pump | General |  | Winter Morning | % of Load | 1 | 2029 | 65535
| Base | DLC-Water Heating | DLC-Thermostat-BYOT-Central Heat Pump | General |  | Winter Morning | % of Load | 0 | 2029 | 65535
| Base | DLC-Water Heating | DLC-Thermostat-HVAC | General |  | Winter Morning | % of Load | 1 | 2029 | 65535
| Base | DLC-Water Heating | DLC-Thermostat-HVAC | General |  | Winter Morning | % of Load | 0 | 2029 | 65535
| Base | DLC-Water Heating | DLC-Thermostat-DI-Baseboard Heating | General |  | Winter Morning | % of Load | 1 | 2029 | 65535
| Base | DLC-Water Heating | DLC-Thermostat-DI-Baseboard Heating | General |  | Winter Morning | % of Load | 0 | 2029 | 65535
| Base | DLC-Water Heating | DLC-Thermostat-BYOT-Baseboard Heating | General |  | Winter Morning | % of Load | 1 | 2029 | 65535
| Base | DLC-Water Heating | DLC-Thermostat-BYOT-Baseboard Heating | General |  | Winter Morning | % of Load | 0 | 2029 | 65535
| Base | DLC-Water Heating | DLC-Thermostat-DI-MSHP | General |  | Winter Morning | % of Load | 1 | 2029 | 65535
| Base | DLC-Water Heating | DLC-Thermostat-DI-MSHP | General |  | Winter Morning | % of Load | 0 | 2029 | 65535
| Base | DLC-Water Heating | DLC-Thermostat-BYOT-MSHP | General |  | Winter Morning | % of Load | 1 | 2029 | 65535
| Base | DLC-Water Heating | DLC-Thermostat-BYOT-MSHP | General |  | Winter Morning | % of Load | 0 | 2029 | 65535
| Base | DLC-Water Heating | C&I Curtailment-Turnkey-Manual HVAC Control | General |  | Winter Morning | % of Load | 1 | 2029 | 65535
| Base | DLC-Water Heating | C&I Curtailment-Turnkey-Manual HVAC Control | General |  | Winter Morning | % of Load | 0 | 2029 | 65535
| Base | DLC-Water Heating | C&I Curtailment-Turnkey-Auto-DR HVAC Control | General |  | Winter Morning | % of Load | 1 | 2029 | 65535
| Base | DLC-Water Heating | C&I Curtailment-Turnkey-Auto-DR HVAC Control | General |  | Winter Morning | % of Load | 0 | 2029 | 65535
| Base | DLC-Water Heating | C&I Curtailment-Turnkey-Standard Lighting Control | General |  | Winter Morning | % of Load | 1 | 2029 | 65535
| Base | DLC-Water Heating | C&I Curtailment-Turnkey-Standard Lighting Control | General |  | Winter Morning | % of Load | 0 | 2029 | 65535
| Base | DLC-Water Heating | C&I Curtailment-Turnkey-Advanced Lighting Control | General |  | Winter Morning | % of Load | 1 | 2029 | 65535
| Base | DLC-Water Heating | C&I Curtailment-Turnkey-Advanced Lighting Control | General |  | Winter Morning | % of Load | 0 | 2029 | 65535
| Base | DLC-Water Heating | C&I Curtailment-Turnkey-Water Heating Control | General |  | Winter Morning | % of Load | 1 | 2029 | 65535
| Base | DLC-Water Heating | C&I Curtailment-Turnkey-Water Heating Control | General |  | Winter Morning | % of Load | 0 | 2029 | 65535
| Base | DLC-Water Heating | C&I Curtailment-Turnkey-Other | General |  | Winter Morning | % of Load | 1 | 2029 | 65535
| Base | DLC-Water Heating | C&I Curtailment-Turnkey-Other | General |  | Winter Morning | % of Load | 0 | 2029 | 65535
| Base | DLC-Water Heating | DLC-Switch-Water Heating | General |  | Winter Evening | % of Load | 1 | 2029 | 65535
| Base | DLC-Water Heating | DLC-Switch-Water Heating | General |  | Winter Evening | % of Load | 0 | 2029 | 65535
| Base | DLC-Water Heating | DLC-BYOD-Water Heating | General |  | Winter Evening | % of Load | 1 | 2029 | 65535
| Base | DLC-Water Heating | DLC-BYOD-Water Heating | General |  | Winter Evening | % of Load | 0 | 2029 | 65535
| Base | DLC-Water Heating | DLC-Thermostat-DI-Central Heat Pump | General |  | Winter Evening | % of Load | 1 | 2029 | 65535
| Base | DLC-Water Heating | DLC-Thermostat-DI-Central Heat Pump | General |  | Winter Evening | % of Load | 0 | 2029 | 65535
| Base | DLC-Water Heating | DLC-Thermostat-BYOT-Central Heat Pump | General |  | Winter Evening | % of Load | 1 | 2029 | 65535
| Base | DLC-Water Heating | DLC-Thermostat-BYOT-Central Heat Pump | General |  | Winter Evening | % of Load | 0 | 2029 | 65535
| Base | DLC-Water Heating | DLC-Thermostat-HVAC | General |  | Winter Evening | % of Load | 1 | 2029 | 65535
| Base | DLC-Water Heating | DLC-Thermostat-HVAC | General |  | Winter Evening | % of Load | 0 | 2029 | 65535
| Base | DLC-Water Heating | DLC-Thermostat-DI-Baseboard Heating | General |  | Winter Evening | % of Load | 1 | 2029 | 65535
| Base | DLC-Water Heating | DLC-Thermostat-DI-Baseboard Heating | General |  | Winter Evening | % of Load | 0 | 2029 | 65535
| Base | DLC-Water Heating | DLC-Thermostat-BYOT-Baseboard Heating | General |  | Winter Evening | % of Load | 1 | 2029 | 65535
| Base | DLC-Water Heating | DLC-Thermostat-BYOT-Baseboard Heating | General |  | Winter Evening | % of Load | 0 | 2029 | 65535
| Base | DLC-Water Heating | DLC-Thermostat-DI-MSHP | General |  | Winter Evening | % of Load | 1 | 2029 | 65535
| Base | DLC-Water Heating | DLC-Thermostat-DI-MSHP | General |  | Winter Evening | % of Load | 0 | 2029 | 65535
| Base | DLC-Water Heating | DLC-Thermostat-BYOT-MSHP | General |  | Winter Evening | % of Load | 1 | 2029 | 65535
| Base | DLC-Water Heating | DLC-Thermostat-BYOT-MSHP | General |  | Winter Evening | % of Load | 0 | 2029 | 65535
| Base | DLC-Water Heating | C&I Curtailment-Turnkey-Manual HVAC Control | General |  | Winter Evening | % of Load | 1 | 2029 | 65535
| Base | DLC-Water Heating | C&I Curtailment-Turnkey-Manual HVAC Control | General |  | Winter Evening | % of Load | 0 | 2029 | 65535
| Base | DLC-Water Heating | C&I Curtailment-Turnkey-Auto-DR HVAC Control | General |  | Winter Evening | % of Load | 1 | 2029 | 65535
| Base | DLC-Water Heating | C&I Curtailment-Turnkey-Auto-DR HVAC Control | General |  | Winter Evening | % of Load | 0 | 2029 | 65535
| Base | DLC-Water Heating | C&I Curtailment-Turnkey-Standard Lighting Control | General |  | Winter Evening | % of Load | 1 | 2029 | 65535
| Base | DLC-Water Heating | C&I Curtailment-Turnkey-Standard Lighting Control | General |  | Winter Evening | % of Load | 0 | 2029 | 65535
| Base | DLC-Water Heating | C&I Curtailment-Turnkey-Advanced Lighting Control | General |  | Winter Evening | % of Load | 1 | 2029 | 65535
| Base | DLC-Water Heating | C&I Curtailment-Turnkey-Advanced Lighting Control | General |  | Winter Evening | % of Load | 0 | 2029 | 65535
| Base | DLC-Water Heating | C&I Curtailment-Turnkey-Water Heating Control | General |  | Winter Evening | % of Load | 1 | 2029 | 65535
| Base | DLC-Water Heating | C&I Curtailment-Turnkey-Water Heating Control | General |  | Winter Evening | % of Load | 0 | 2029 | 65535
| Base | DLC-Water Heating | C&I Curtailment-Turnkey-Other | General |  | Winter Evening | % of Load | 1 | 2029 | 65535
| Base | DLC-Water Heating | C&I Curtailment-Turnkey-Other | General |  | Winter Evening | % of Load | 0 | 2029 | 65535
| Base | DLC-Water Heating | DLC-Switch-Water Heating | Small Industrial |  | Winter Morning | % of Load | 1 | 2029 | 65535
| Base | DLC-Water Heating | DLC-Switch-Water Heating | Small Industrial |  | Winter Morning | % of Load | 0 | 2029 | 65535
| Base | DLC-Water Heating | DLC-BYOD-Water Heating | Small Industrial |  | Winter Morning | % of Load | 1 | 2029 | 65535
| Base | DLC-Water Heating | DLC-BYOD-Water Heating | Small Industrial |  | Winter Morning | % of Load | 0 | 2029 | 65535
| Base | DLC-Water Heating | DLC-Thermostat-DI-Central Heat Pump | Small Industrial |  | Winter Morning | % of Load | 1 | 2029 | 65535
| Base | DLC-Water Heating | DLC-Thermostat-DI-Central Heat Pump | Small Industrial |  | Winter Morning | % of Load | 0 | 2029 | 65535
| Base | DLC-Water Heating | DLC-Thermostat-BYOT-Central Heat Pump | Small Industrial |  | Winter Morning | % of Load | 1 | 2029 | 65535
| Base | DLC-Water Heating | DLC-Thermostat-BYOT-Central Heat Pump | Small Industrial |  | Winter Morning | % of Load | 0 | 2029 | 65535
| Base | DLC-Water Heating | DLC-Thermostat-HVAC | Small Industrial |  | Winter Morning | % of Load | 1 | 2029 | 65535
| Base | DLC-Water Heating | DLC-Thermostat-HVAC | Small Industrial |  | Winter Morning | % of Load | 0 | 2029 | 65535
| Base | DLC-Water Heating | DLC-Thermostat-DI-Baseboard Heating | Small Industrial |  | Winter Morning | % of Load | 1 | 2029 | 65535
| Base | DLC-Water Heating | DLC-Thermostat-DI-Baseboard Heating | Small Industrial |  | Winter Morning | % of Load | 0 | 2029 | 65535
| Base | DLC-Water Heating | DLC-Thermostat-BYOT-Baseboard Heating | Small Industrial |  | Winter Morning | % of Load | 1 | 2029 | 65535
| Base | DLC-Water Heating | DLC-Thermostat-BYOT-Baseboard Heating | Small Industrial |  | Winter Morning | % of Load | 0 | 2029 | 65535
| Base | DLC-Water Heating | DLC-Thermostat-DI-MSHP | Small Industrial |  | Winter Morning | % of Load | 1 | 2029 | 65535
| Base | DLC-Water Heating | DLC-Thermostat-DI-MSHP | Small Industrial |  | Winter Morning | % of Load | 0 | 2029 | 65535
| Base | DLC-Water Heating | DLC-Thermostat-BYOT-MSHP | Small Industrial |  | Winter Morning | % of Load | 1 | 2029 | 65535
| Base | DLC-Water Heating | DLC-Thermostat-BYOT-MSHP | Small Industrial |  | Winter Morning | % of Load | 0 | 2029 | 65535
| Base | DLC-Water Heating | C&I Curtailment-Turnkey-Manual HVAC Control | Small Industrial |  | Winter Morning | % of Load | 1 | 2029 | 65535
| Base | DLC-Water Heating | C&I Curtailment-Turnkey-Manual HVAC Control | Small Industrial |  | Winter Morning | % of Load | 0 | 2029 | 65535
| Base | DLC-Water Heating | C&I Curtailment-Turnkey-Auto-DR HVAC Control | Small Industrial |  | Winter Morning | % of Load | 1 | 2029 | 65535
| Base | DLC-Water Heating | C&I Curtailment-Turnkey-Auto-DR HVAC Control | Small Industrial |  | Winter Morning | % of Load | 0 | 2029 | 65535
| Base | DLC-Water Heating | C&I Curtailment-Turnkey-Standard Lighting Control | Small Industrial |  | Winter Morning | % of Load | 1 | 2029 | 65535
| Base | DLC-Water Heating | C&I Curtailment-Turnkey-Standard Lighting Control | Small Industrial |  | Winter Morning | % of Load | 0 | 2029 | 65535
| Base | DLC-Water Heating | C&I Curtailment-Turnkey-Advanced Lighting Control | Small Industrial |  | Winter Morning | % of Load | 1 | 2029 | 65535
| Base | DLC-Water Heating | C&I Curtailment-Turnkey-Advanced Lighting Control | Small Industrial |  | Winter Morning | % of Load | 0 | 2029 | 65535
| Base | DLC-Water Heating | C&I Curtailment-Turnkey-Water Heating Control | Small Industrial |  | Winter Morning | % of Load | 1 | 2029 | 65535
| Base | DLC-Water Heating | C&I Curtailment-Turnkey-Water Heating Control | Small Industrial |  | Winter Morning | % of Load | 0 | 2029 | 65535
| Base | DLC-Water Heating | C&I Curtailment-Turnkey-Other | Small Industrial |  | Winter Morning | % of Load | 1 | 2029 | 65535
| Base | DLC-Water Heating | C&I Curtailment-Turnkey-Other | Small Industrial |  | Winter Morning | % of Load | 0 | 2029 | 65535
| Base | DLC-Water Heating | C&I Curtailment-Turnkey-Industrial | Small Industrial |  | Winter Morning | % of Load | 1 | 2029 | 65535
| Base | DLC-Water Heating | C&I Curtailment-Turnkey-Industrial | Small Industrial |  | Winter Morning | % of Load | 0 | 2029 | 65535
| Base | DLC-Water Heating | DLC-Switch-Water Heating | Small Industrial |  | Winter Evening | % of Load | 1 | 2029 | 65535
| Base | DLC-Water Heating | DLC-Switch-Water Heating | Small Industrial |  | Winter Evening | % of Load | 0 | 2029 | 65535
| Base | DLC-Water Heating | DLC-BYOD-Water Heating | Small Industrial |  | Winter Evening | % of Load | 1 | 2029 | 65535
| Base | DLC-Water Heating | DLC-BYOD-Water Heating | Small Industrial |  | Winter Evening | % of Load | 0 | 2029 | 65535
| Base | DLC-Water Heating | DLC-Thermostat-DI-Central Heat Pump | Small Industrial |  | Winter Evening | % of Load | 1 | 2029 | 65535
| Base | DLC-Water Heating | DLC-Thermostat-DI-Central Heat Pump | Small Industrial |  | Winter Evening | % of Load | 0 | 2029 | 65535
| Base | DLC-Water Heating | DLC-Thermostat-BYOT-Central Heat Pump | Small Industrial |  | Winter Evening | % of Load | 1 | 2029 | 65535
| Base | DLC-Water Heating | DLC-Thermostat-BYOT-Central Heat Pump | Small Industrial |  | Winter Evening | % of Load | 0 | 2029 | 65535
| Base | DLC-Water Heating | DLC-Thermostat-HVAC | Small Industrial |  | Winter Evening | % of Load | 1 | 2029 | 65535
| Base | DLC-Water Heating | DLC-Thermostat-HVAC | Small Industrial |  | Winter Evening | % of Load | 0 | 2029 | 65535
| Base | DLC-Water Heating | DLC-Thermostat-DI-Baseboard Heating | Small Industrial |  | Winter Evening | % of Load | 1 | 2029 | 65535
| Base | DLC-Water Heating | DLC-Thermostat-DI-Baseboard Heating | Small Industrial |  | Winter Evening | % of Load | 0 | 2029 | 65535
| Base | DLC-Water Heating | DLC-Thermostat-BYOT-Baseboard Heating | Small Industrial |  | Winter Evening | % of Load | 1 | 2029 | 65535
| Base | DLC-Water Heating | DLC-Thermostat-BYOT-Baseboard Heating | Small Industrial |  | Winter Evening | % of Load | 0 | 2029 | 65535
| Base | DLC-Water Heating | DLC-Thermostat-DI-MSHP | Small Industrial |  | Winter Evening | % of Load | 1 | 2029 | 65535
| Base | DLC-Water Heating | DLC-Thermostat-DI-MSHP | Small Industrial |  | Winter Evening | % of Load | 0 | 2029 | 65535
| Base | DLC-Water Heating | DLC-Thermostat-BYOT-MSHP | Small Industrial |  | Winter Evening | % of Load | 1 | 2029 | 65535
| Base | DLC-Water Heating | DLC-Thermostat-BYOT-MSHP | Small Industrial |  | Winter Evening | % of Load | 0 | 2029 | 65535
| Base | DLC-Water Heating | C&I Curtailment-Turnkey-Manual HVAC Control | Small Industrial |  | Winter Evening | % of Load | 1 | 2029 | 65535
| Base | DLC-Water Heating | C&I Curtailment-Turnkey-Manual HVAC Control | Small Industrial |  | Winter Evening | % of Load | 0 | 2029 | 65535
| Base | DLC-Water Heating | C&I Curtailment-Turnkey-Auto-DR HVAC Control | Small Industrial |  | Winter Evening | % of Load | 1 | 2029 | 65535
| Base | DLC-Water Heating | C&I Curtailment-Turnkey-Auto-DR HVAC Control | Small Industrial |  | Winter Evening | % of Load | 0 | 2029 | 65535
| Base | DLC-Water Heating | C&I Curtailment-Turnkey-Standard Lighting Control | Small Industrial |  | Winter Evening | % of Load | 1 | 2029 | 65535
| Base | DLC-Water Heating | C&I Curtailment-Turnkey-Standard Lighting Control | Small Industrial |  | Winter Evening | % of Load | 0 | 2029 | 65535
| Base | DLC-Water Heating | C&I Curtailment-Turnkey-Advanced Lighting Control | Small Industrial |  | Winter Evening | % of Load | 1 | 2029 | 65535
| Base | DLC-Water Heating | C&I Curtailment-Turnkey-Advanced Lighting Control | Small Industrial |  | Winter Evening | % of Load | 0 | 2029 | 65535
| Base | DLC-Water Heating | C&I Curtailment-Turnkey-Water Heating Control | Small Industrial |  | Winter Evening | % of Load | 1 | 2029 | 65535
| Base | DLC-Water Heating | C&I Curtailment-Turnkey-Water Heating Control | Small Industrial |  | Winter Evening | % of Load | 0 | 2029 | 65535
| Base | DLC-Water Heating | C&I Curtailment-Turnkey-Other | Small Industrial |  | Winter Evening | % of Load | 1 | 2029 | 65535
| Base | DLC-Water Heating | C&I Curtailment-Turnkey-Other | Small Industrial |  | Winter Evening | % of Load | 0 | 2029 | 65535
| Base | DLC-Water Heating | C&I Curtailment-Turnkey-Industrial | Small Industrial |  | Winter Evening | % of Load | 1 | 2029 | 65535
| Base | DLC-Water Heating | C&I Curtailment-Turnkey-Industrial | Small Industrial |  | Winter Evening | % of Load | 0 | 2029 | 65535
| Base | DLC-Water Heating | DLC-Switch-Water Heating | Medium Industrial |  | Winter Morning | % of Load | 1 | 2029 | 65535
| Base | DLC-Water Heating | DLC-Switch-Water Heating | Medium Industrial |  | Winter Morning | % of Load | 0 | 2029 | 65535
| Base | DLC-Water Heating | DLC-BYOD-Water Heating | Medium Industrial |  | Winter Morning | % of Load | 1 | 2029 | 65535
| Base | DLC-Water Heating | DLC-BYOD-Water Heating | Medium Industrial |  | Winter Morning | % of Load | 0 | 2029 | 65535
| Base | DLC-Water Heating | DLC-Thermostat-DI-Central Heat Pump | Medium Industrial |  | Winter Morning | % of Load | 1 | 2029 | 65535
| Base | DLC-Water Heating | DLC-Thermostat-DI-Central Heat Pump | Medium Industrial |  | Winter Morning | % of Load | 0 | 2029 | 65535
| Base | DLC-Water Heating | DLC-Thermostat-BYOT-Central Heat Pump | Medium Industrial |  | Winter Morning | % of Load | 1 | 2029 | 65535
| Base | DLC-Water Heating | DLC-Thermostat-BYOT-Central Heat Pump | Medium Industrial |  | Winter Morning | % of Load | 0 | 2029 | 65535
| Base | DLC-Water Heating | DLC-Thermostat-HVAC | Medium Industrial |  | Winter Morning | % of Load | 1 | 2029 | 65535
| Base | DLC-Water Heating | DLC-Thermostat-HVAC | Medium Industrial |  | Winter Morning | % of Load | 0 | 2029 | 65535
| Base | DLC-Water Heating | DLC-Thermostat-DI-Baseboard Heating | Medium Industrial |  | Winter Morning | % of Load | 1 | 2029 | 65535
| Base | DLC-Water Heating | DLC-Thermostat-DI-Baseboard Heating | Medium Industrial |  | Winter Morning | % of Load | 0 | 2029 | 65535
| Base | DLC-Water Heating | DLC-Thermostat-BYOT-Baseboard Heating | Medium Industrial |  | Winter Morning | % of Load | 1 | 2029 | 65535
| Base | DLC-Water Heating | DLC-Thermostat-BYOT-Baseboard Heating | Medium Industrial |  | Winter Morning | % of Load | 0 | 2029 | 65535
| Base | DLC-Water Heating | DLC-Thermostat-DI-MSHP | Medium Industrial |  | Winter Morning | % of Load | 1 | 2029 | 65535
| Base | DLC-Water Heating | DLC-Thermostat-DI-MSHP | Medium Industrial |  | Winter Morning | % of Load | 0 | 2029 | 65535
| Base | DLC-Water Heating | DLC-Thermostat-BYOT-MSHP | Medium Industrial |  | Winter Morning | % of Load | 1 | 2029 | 65535
| Base | DLC-Water Heating | DLC-Thermostat-BYOT-MSHP | Medium Industrial |  | Winter Morning | % of Load | 0 | 2029 | 65535
| Base | DLC-Water Heating | C&I Curtailment-Turnkey-Manual HVAC Control | Medium Industrial |  | Winter Morning | % of Load | 1 | 2029 | 65535
| Base | DLC-Water Heating | C&I Curtailment-Turnkey-Manual HVAC Control | Medium Industrial |  | Winter Morning | % of Load | 0 | 2029 | 65535
| Base | DLC-Water Heating | C&I Curtailment-Turnkey-Auto-DR HVAC Control | Medium Industrial |  | Winter Morning | % of Load | 1 | 2029 | 65535
| Base | DLC-Water Heating | C&I Curtailment-Turnkey-Auto-DR HVAC Control | Medium Industrial |  | Winter Morning | % of Load | 0 | 2029 | 65535
| Base | DLC-Water Heating | C&I Curtailment-Turnkey-Standard Lighting Control | Medium Industrial |  | Winter Morning | % of Load | 1 | 2029 | 65535
| Base | DLC-Water Heating | C&I Curtailment-Turnkey-Standard Lighting Control | Medium Industrial |  | Winter Morning | % of Load | 0 | 2029 | 65535
| Base | DLC-Water Heating | C&I Curtailment-Turnkey-Advanced Lighting Control | Medium Industrial |  | Winter Morning | % of Load | 1 | 2029 | 65535
| Base | DLC-Water Heating | C&I Curtailment-Turnkey-Advanced Lighting Control | Medium Industrial |  | Winter Morning | % of Load | 0 | 2029 | 65535
| Base | DLC-Water Heating | C&I Curtailment-Turnkey-Water Heating Control | Medium Industrial |  | Winter Morning | % of Load | 1 | 2029 | 65535
| Base | DLC-Water Heating | C&I Curtailment-Turnkey-Water Heating Control | Medium Industrial |  | Winter Morning | % of Load | 0 | 2029 | 65535
| Base | DLC-Water Heating | C&I Curtailment-Turnkey-Other | Medium Industrial |  | Winter Morning | % of Load | 1 | 2029 | 65535
| Base | DLC-Water Heating | C&I Curtailment-Turnkey-Other | Medium Industrial |  | Winter Morning | % of Load | 0 | 2029 | 65535
| Base | DLC-Water Heating | DLC-Switch-Water Heating | Medium Industrial |  | Winter Evening | % of Load | 1 | 2029 | 65535
| Base | DLC-Water Heating | DLC-Switch-Water Heating | Medium Industrial |  | Winter Evening | % of Load | 0 | 2029 | 65535
| Base | DLC-Water Heating | DLC-BYOD-Water Heating | Medium Industrial |  | Winter Evening | % of Load | 1 | 2029 | 65535
| Base | DLC-Water Heating | DLC-BYOD-Water Heating | Medium Industrial |  | Winter Evening | % of Load | 0 | 2029 | 65535
| Base | DLC-Water Heating | DLC-Thermostat-DI-Central Heat Pump | Medium Industrial |  | Winter Evening | % of Load | 1 | 2029 | 65535
| Base | DLC-Water Heating | DLC-Thermostat-DI-Central Heat Pump | Medium Industrial |  | Winter Evening | % of Load | 0 | 2029 | 65535
| Base | DLC-Water Heating | DLC-Thermostat-BYOT-Central Heat Pump | Medium Industrial |  | Winter Evening | % of Load | 1 | 2029 | 65535
| Base | DLC-Water Heating | DLC-Thermostat-BYOT-Central Heat Pump | Medium Industrial |  | Winter Evening | % of Load | 0 | 2029 | 65535
| Base | DLC-Water Heating | DLC-Thermostat-HVAC | Medium Industrial |  | Winter Evening | % of Load | 1 | 2029 | 65535
| Base | DLC-Water Heating | DLC-Thermostat-HVAC | Medium Industrial |  | Winter Evening | % of Load | 0 | 2029 | 65535
| Base | DLC-Water Heating | DLC-Thermostat-DI-Baseboard Heating | Medium Industrial |  | Winter Evening | % of Load | 1 | 2029 | 65535
| Base | DLC-Water Heating | DLC-Thermostat-DI-Baseboard Heating | Medium Industrial |  | Winter Evening | % of Load | 0 | 2029 | 65535
| Base | DLC-Water Heating | DLC-Thermostat-BYOT-Baseboard Heating | Medium Industrial |  | Winter Evening | % of Load | 1 | 2029 | 65535
| Base | DLC-Water Heating | DLC-Thermostat-BYOT-Baseboard Heating | Medium Industrial |  | Winter Evening | % of Load | 0 | 2029 | 65535
| Base | DLC-Water Heating | DLC-Thermostat-DI-MSHP | Medium Industrial |  | Winter Evening | % of Load | 1 | 2029 | 65535
| Base | DLC-Water Heating | DLC-Thermostat-DI-MSHP | Medium Industrial |  | Winter Evening | % of Load | 0 | 2029 | 65535
| Base | DLC-Water Heating | DLC-Thermostat-BYOT-MSHP | Medium Industrial |  | Winter Evening | % of Load | 1 | 2029 | 65535
| Base | DLC-Water Heating | DLC-Thermostat-BYOT-MSHP | Medium Industrial |  | Winter Evening | % of Load | 0 | 2029 | 65535
| Base | DLC-Water Heating | C&I Curtailment-Turnkey-Manual HVAC Control | Medium Industrial |  | Winter Evening | % of Load | 1 | 2029 | 65535
| Base | DLC-Water Heating | C&I Curtailment-Turnkey-Manual HVAC Control | Medium Industrial |  | Winter Evening | % of Load | 0 | 2029 | 65535
| Base | DLC-Water Heating | C&I Curtailment-Turnkey-Auto-DR HVAC Control | Medium Industrial |  | Winter Evening | % of Load | 1 | 2029 | 65535
| Base | DLC-Water Heating | C&I Curtailment-Turnkey-Auto-DR HVAC Control | Medium Industrial |  | Winter Evening | % of Load | 0 | 2029 | 65535
| Base | DLC-Water Heating | C&I Curtailment-Turnkey-Standard Lighting Control | Medium Industrial |  | Winter Evening | % of Load | 1 | 2029 | 65535
| Base | DLC-Water Heating | C&I Curtailment-Turnkey-Standard Lighting Control | Medium Industrial |  | Winter Evening | % of Load | 0 | 2029 | 65535
| Base | DLC-Water Heating | C&I Curtailment-Turnkey-Advanced Lighting Control | Medium Industrial |  | Winter Evening | % of Load | 1 | 2029 | 65535
| Base | DLC-Water Heating | C&I Curtailment-Turnkey-Advanced Lighting Control | Medium Industrial |  | Winter Evening | % of Load | 0 | 2029 | 65535
| Base | DLC-Water Heating | C&I Curtailment-Turnkey-Water Heating Control | Medium Industrial |  | Winter Evening | % of Load | 1 | 2029 | 65535
| Base | DLC-Water Heating | C&I Curtailment-Turnkey-Water Heating Control | Medium Industrial |  | Winter Evening | % of Load | 0 | 2029 | 65535
| Base | DLC-Water Heating | C&I Curtailment-Turnkey-Other | Medium Industrial |  | Winter Evening | % of Load | 1 | 2029 | 65535
| Base | DLC-Water Heating | C&I Curtailment-Turnkey-Other | Medium Industrial |  | Winter Evening | % of Load | 0 | 2029 | 65535
| Base | DLC-Water Heating | DLC-Switch-Water Heating | Residential Charitable |  | Winter Morning | % of Load | 1 | 2029 | 65535
| Base | DLC-Water Heating | DLC-Switch-Water Heating | Residential Charitable |  | Winter Morning | % of Load | 0 | 2029 | 65535
| Base | DLC-Water Heating | DLC-BYOD-Water Heating | Residential Charitable |  | Winter Morning | % of Load | 1 | 2029 | 65535
| Base | DLC-Water Heating | DLC-BYOD-Water Heating | Residential Charitable |  | Winter Morning | % of Load | 0 | 2029 | 65535
| Base | DLC-Water Heating | DLC-Switch-Water Heating | Residential Charitable |  | Winter Evening | % of Load | 1 | 2029 | 65535
| Base | DLC-Water Heating | DLC-Switch-Water Heating | Residential Charitable |  | Winter Evening | % of Load | 0 | 2029 | 65535
| Base | DLC-Water Heating | DLC-BYOD-Water Heating | Residential Charitable |  | Winter Evening | % of Load | 1 | 2029 | 65535
| Base | DLC-Water Heating | DLC-BYOD-Water Heating | Residential Charitable |  | Winter Evening | % of Load | 0 | 2029 | 65535
| Base | C&I Curtailment | DLC-Switch-Water Heating | Small General |  | Winter Morning | % of Load | 1 | 2029 | 65535
| Base | C&I Curtailment | DLC-Switch-Water Heating | Small General |  | Winter Morning | % of Load | 0 | 2029 | 65535
| Base | C&I Curtailment | DLC-BYOD-Water Heating | Small General |  | Winter Morning | % of Load | 1 | 2029 | 65535
| Base | C&I Curtailment | DLC-BYOD-Water Heating | Small General |  | Winter Morning | % of Load | 0 | 2029 | 65535
| Base | C&I Curtailment | DLC-Thermostat-DI-Central Heat Pump | Small General |  | Winter Morning | % of Load | 1 | 2029 | 65535
| Base | C&I Curtailment | DLC-Thermostat-DI-Central Heat Pump | Small General |  | Winter Morning | % of Load | 0 | 2029 | 65535
| Base | C&I Curtailment | DLC-Thermostat-BYOT-Central Heat Pump | Small General |  | Winter Morning | % of Load | 1 | 2029 | 65535
| Base | C&I Curtailment | DLC-Thermostat-BYOT-Central Heat Pump | Small General |  | Winter Morning | % of Load | 0 | 2029 | 65535
| Base | C&I Curtailment | DLC-Thermostat-HVAC | Small General |  | Winter Morning | % of Load | 1 | 2029 | 65535
| Base | C&I Curtailment | DLC-Thermostat-HVAC | Small General |  | Winter Morning | % of Load | 0 | 2029 | 65535
| Base | C&I Curtailment | DLC-Thermostat-DI-Baseboard Heating | Small General |  | Winter Morning | % of Load | 1 | 2029 | 65535
| Base | C&I Curtailment | DLC-Thermostat-DI-Baseboard Heating | Small General |  | Winter Morning | % of Load | 0 | 2029 | 65535
| Base | C&I Curtailment | DLC-Thermostat-BYOT-Baseboard Heating | Small General |  | Winter Morning | % of Load | 1 | 2029 | 65535
| Base | C&I Curtailment | DLC-Thermostat-BYOT-Baseboard Heating | Small General |  | Winter Morning | % of Load | 0 | 2029 | 65535
| Base | C&I Curtailment | DLC-Thermostat-DI-MSHP | Small General |  | Winter Morning | % of Load | 1 | 2029 | 65535
| Base | C&I Curtailment | DLC-Thermostat-DI-MSHP | Small General |  | Winter Morning | % of Load | 0 | 2029 | 65535
| Base | C&I Curtailment | DLC-Thermostat-BYOT-MSHP | Small General |  | Winter Morning | % of Load | 1 | 2029 | 65535
| Base | C&I Curtailment | DLC-Thermostat-BYOT-MSHP | Small General |  | Winter Morning | % of Load | 0 | 2029 | 65535
| Base | C&I Curtailment | C&I Curtailment-Turnkey-Manual HVAC Control | Small General |  | Winter Morning | % of Load | 1 | 2029 | 65535
| Base | C&I Curtailment | C&I Curtailment-Turnkey-Manual HVAC Control | Small General |  | Winter Morning | % of Load | 0 | 2029 | 65535
| Base | C&I Curtailment | C&I Curtailment-Turnkey-Auto-DR HVAC Control | Small General |  | Winter Morning | % of Load | 1 | 2029 | 65535
| Base | C&I Curtailment | C&I Curtailment-Turnkey-Auto-DR HVAC Control | Small General |  | Winter Morning | % of Load | 0 | 2029 | 65535
| Base | C&I Curtailment | C&I Curtailment-Turnkey-Standard Lighting Control | Small General |  | Winter Morning | % of Load | 1 | 2029 | 65535
| Base | C&I Curtailment | C&I Curtailment-Turnkey-Standard Lighting Control | Small General |  | Winter Morning | % of Load | 0 | 2029 | 65535
| Base | C&I Curtailment | C&I Curtailment-Turnkey-Advanced Lighting Control | Small General |  | Winter Morning | % of Load | 1 | 2029 | 65535
| Base | C&I Curtailment | C&I Curtailment-Turnkey-Advanced Lighting Control | Small General |  | Winter Morning | % of Load | 0 | 2029 | 65535
| Base | C&I Curtailment | C&I Curtailment-Turnkey-Water Heating Control | Small General |  | Winter Morning | % of Load | 1 | 2029 | 65535
| Base | C&I Curtailment | C&I Curtailment-Turnkey-Water Heating Control | Small General |  | Winter Morning | % of Load | 0 | 2029 | 65535
| Base | C&I Curtailment | C&I Curtailment-Turnkey-Other | Small General |  | Winter Morning | % of Load | 1 | 2029 | 65535
| Base | C&I Curtailment | C&I Curtailment-Turnkey-Other | Small General |  | Winter Morning | % of Load | 0 | 2029 | 65535
| Base | C&I Curtailment | Dynamic Pricing with enabling tech. | Small General |  | Winter Morning | % of Load | 1 | 2029 | 65535
| Base | C&I Curtailment | Dynamic Pricing with enabling tech. | Small General |  | Winter Morning | % of Load | 0 | 2029 | 65535
| Base | C&I Curtailment | DLC-Switch-Water Heating | Small General |  | Winter Evening | % of Load | 1 | 2029 | 65535
| Base | C&I Curtailment | DLC-Switch-Water Heating | Small General |  | Winter Evening | % of Load | 0 | 2029 | 65535
| Base | C&I Curtailment | DLC-BYOD-Water Heating | Small General |  | Winter Evening | % of Load | 1 | 2029 | 65535
| Base | C&I Curtailment | DLC-BYOD-Water Heating | Small General |  | Winter Evening | % of Load | 0 | 2029 | 65535
| Base | C&I Curtailment | DLC-Thermostat-DI-Central Heat Pump | Small General |  | Winter Evening | % of Load | 1 | 2029 | 65535
| Base | C&I Curtailment | DLC-Thermostat-DI-Central Heat Pump | Small General |  | Winter Evening | % of Load | 0 | 2029 | 65535
| Base | C&I Curtailment | DLC-Thermostat-BYOT-Central Heat Pump | Small General |  | Winter Evening | % of Load | 1 | 2029 | 65535
| Base | C&I Curtailment | DLC-Thermostat-BYOT-Central Heat Pump | Small General |  | Winter Evening | % of Load | 0 | 2029 | 65535
| Base | C&I Curtailment | DLC-Thermostat-HVAC | Small General |  | Winter Evening | % of Load | 1 | 2029 | 65535
| Base | C&I Curtailment | DLC-Thermostat-HVAC | Small General |  | Winter Evening | % of Load | 0 | 2029 | 65535
| Base | C&I Curtailment | DLC-Thermostat-DI-Baseboard Heating | Small General |  | Winter Evening | % of Load | 1 | 2029 | 65535
| Base | C&I Curtailment | DLC-Thermostat-DI-Baseboard Heating | Small General |  | Winter Evening | % of Load | 0 | 2029 | 65535
| Base | C&I Curtailment | DLC-Thermostat-BYOT-Baseboard Heating | Small General |  | Winter Evening | % of Load | 1 | 2029 | 65535
| Base | C&I Curtailment | DLC-Thermostat-BYOT-Baseboard Heating | Small General |  | Winter Evening | % of Load | 0 | 2029 | 65535
| Base | C&I Curtailment | DLC-Thermostat-DI-MSHP | Small General |  | Winter Evening | % of Load | 1 | 2029 | 65535
| Base | C&I Curtailment | DLC-Thermostat-DI-MSHP | Small General |  | Winter Evening | % of Load | 0 | 2029 | 65535
| Base | C&I Curtailment | DLC-Thermostat-BYOT-MSHP | Small General |  | Winter Evening | % of Load | 1 | 2029 | 65535
| Base | C&I Curtailment | DLC-Thermostat-BYOT-MSHP | Small General |  | Winter Evening | % of Load | 0 | 2029 | 65535
| Base | C&I Curtailment | C&I Curtailment-Turnkey-Manual HVAC Control | Small General |  | Winter Evening | % of Load | 1 | 2029 | 65535
| Base | C&I Curtailment | C&I Curtailment-Turnkey-Manual HVAC Control | Small General |  | Winter Evening | % of Load | 0 | 2029 | 65535
| Base | C&I Curtailment | C&I Curtailment-Turnkey-Auto-DR HVAC Control | Small General |  | Winter Evening | % of Load | 1 | 2029 | 65535
| Base | C&I Curtailment | C&I Curtailment-Turnkey-Auto-DR HVAC Control | Small General |  | Winter Evening | % of Load | 0 | 2029 | 65535
| Base | C&I Curtailment | C&I Curtailment-Turnkey-Standard Lighting Control | Small General |  | Winter Evening | % of Load | 1 | 2029 | 65535
| Base | C&I Curtailment | C&I Curtailment-Turnkey-Standard Lighting Control | Small General |  | Winter Evening | % of Load | 0 | 2029 | 65535
| Base | C&I Curtailment | C&I Curtailment-Turnkey-Advanced Lighting Control | Small General |  | Winter Evening | % of Load | 1 | 2029 | 65535
| Base | C&I Curtailment | C&I Curtailment-Turnkey-Advanced Lighting Control | Small General |  | Winter Evening | % of Load | 0 | 2029 | 65535
| Base | C&I Curtailment | C&I Curtailment-Turnkey-Water Heating Control | Small General |  | Winter Evening | % of Load | 1 | 2029 | 65535
| Base | C&I Curtailment | C&I Curtailment-Turnkey-Water Heating Control | Small General |  | Winter Evening | % of Load | 0 | 2029 | 65535
| Base | C&I Curtailment | C&I Curtailment-Turnkey-Other | Small General |  | Winter Evening | % of Load | 1 | 2029 | 65535
| Base | C&I Curtailment | C&I Curtailment-Turnkey-Other | Small General |  | Winter Evening | % of Load | 0 | 2029 | 65535
| Base | C&I Curtailment | Dynamic Pricing with enabling tech. | Small General |  | Winter Evening | % of Load | 1 | 2029 | 65535
| Base | C&I Curtailment | Dynamic Pricing with enabling tech. | Small General |  | Winter Evening | % of Load | 0 | 2029 | 65535
| Base | C&I Curtailment | DLC-Switch-Water Heating | General |  | Winter Morning | % of Load | 1 | 2029 | 65535
| Base | C&I Curtailment | DLC-Switch-Water Heating | General |  | Winter Morning | % of Load | 0 | 2029 | 65535
| Base | C&I Curtailment | DLC-BYOD-Water Heating | General |  | Winter Morning | % of Load | 1 | 2029 | 65535
| Base | C&I Curtailment | DLC-BYOD-Water Heating | General |  | Winter Morning | % of Load | 0 | 2029 | 65535
| Base | C&I Curtailment | DLC-Thermostat-DI-Central Heat Pump | General |  | Winter Morning | % of Load | 1 | 2029 | 65535
| Base | C&I Curtailment | DLC-Thermostat-DI-Central Heat Pump | General |  | Winter Morning | % of Load | 0 | 2029 | 65535
| Base | C&I Curtailment | DLC-Thermostat-BYOT-Central Heat Pump | General |  | Winter Morning | % of Load | 1 | 2029 | 65535
| Base | C&I Curtailment | DLC-Thermostat-BYOT-Central Heat Pump | General |  | Winter Morning | % of Load | 0 | 2029 | 65535
| Base | C&I Curtailment | DLC-Thermostat-HVAC | General |  | Winter Morning | % of Load | 1 | 2029 | 65535
| Base | C&I Curtailment | DLC-Thermostat-HVAC | General |  | Winter Morning | % of Load | 0 | 2029 | 65535
| Base | C&I Curtailment | DLC-Thermostat-DI-Baseboard Heating | General |  | Winter Morning | % of Load | 1 | 2029 | 65535
| Base | C&I Curtailment | DLC-Thermostat-DI-Baseboard Heating | General |  | Winter Morning | % of Load | 0 | 2029 | 65535
| Base | C&I Curtailment | DLC-Thermostat-BYOT-Baseboard Heating | General |  | Winter Morning | % of Load | 1 | 2029 | 65535
| Base | C&I Curtailment | DLC-Thermostat-BYOT-Baseboard Heating | General |  | Winter Morning | % of Load | 0 | 2029 | 65535
| Base | C&I Curtailment | DLC-Thermostat-DI-MSHP | General |  | Winter Morning | % of Load | 1 | 2029 | 65535
| Base | C&I Curtailment | DLC-Thermostat-DI-MSHP | General |  | Winter Morning | % of Load | 0 | 2029 | 65535
| Base | C&I Curtailment | DLC-Thermostat-BYOT-MSHP | General |  | Winter Morning | % of Load | 1 | 2029 | 65535
| Base | C&I Curtailment | DLC-Thermostat-BYOT-MSHP | General |  | Winter Morning | % of Load | 0 | 2029 | 65535
| Base | C&I Curtailment | C&I Curtailment-Turnkey-Manual HVAC Control | General |  | Winter Morning | % of Load | 1 | 2029 | 65535
| Base | C&I Curtailment | C&I Curtailment-Turnkey-Manual HVAC Control | General |  | Winter Morning | % of Load | 0 | 2029 | 65535
| Base | C&I Curtailment | C&I Curtailment-Turnkey-Auto-DR HVAC Control | General |  | Winter Morning | % of Load | 1 | 2029 | 65535
| Base | C&I Curtailment | C&I Curtailment-Turnkey-Auto-DR HVAC Control | General |  | Winter Morning | % of Load | 0 | 2029 | 65535
| Base | C&I Curtailment | C&I Curtailment-Turnkey-Standard Lighting Control | General |  | Winter Morning | % of Load | 1 | 2029 | 65535
| Base | C&I Curtailment | C&I Curtailment-Turnkey-Standard Lighting Control | General |  | Winter Morning | % of Load | 0 | 2029 | 65535
| Base | C&I Curtailment | C&I Curtailment-Turnkey-Advanced Lighting Control | General |  | Winter Morning | % of Load | 1 | 2029 | 65535
| Base | C&I Curtailment | C&I Curtailment-Turnkey-Advanced Lighting Control | General |  | Winter Morning | % of Load | 0 | 2029 | 65535
| Base | C&I Curtailment | C&I Curtailment-Turnkey-Water Heating Control | General |  | Winter Morning | % of Load | 1 | 2029 | 65535
| Base | C&I Curtailment | C&I Curtailment-Turnkey-Water Heating Control | General |  | Winter Morning | % of Load | 0 | 2029 | 65535
| Base | C&I Curtailment | C&I Curtailment-Turnkey-Other | General |  | Winter Morning | % of Load | 1 | 2029 | 65535
| Base | C&I Curtailment | C&I Curtailment-Turnkey-Other | General |  | Winter Morning | % of Load | 0 | 2029 | 65535
| Base | C&I Curtailment | DLC-Switch-Water Heating | General |  | Winter Evening | % of Load | 1 | 2029 | 65535
| Base | C&I Curtailment | DLC-Switch-Water Heating | General |  | Winter Evening | % of Load | 0 | 2029 | 65535
| Base | C&I Curtailment | DLC-BYOD-Water Heating | General |  | Winter Evening | % of Load | 1 | 2029 | 65535
| Base | C&I Curtailment | DLC-BYOD-Water Heating | General |  | Winter Evening | % of Load | 0 | 2029 | 65535
| Base | C&I Curtailment | DLC-Thermostat-DI-Central Heat Pump | General |  | Winter Evening | % of Load | 1 | 2029 | 65535
| Base | C&I Curtailment | DLC-Thermostat-DI-Central Heat Pump | General |  | Winter Evening | % of Load | 0 | 2029 | 65535
| Base | C&I Curtailment | DLC-Thermostat-BYOT-Central Heat Pump | General |  | Winter Evening | % of Load | 1 | 2029 | 65535
| Base | C&I Curtailment | DLC-Thermostat-BYOT-Central Heat Pump | General |  | Winter Evening | % of Load | 0 | 2029 | 65535
| Base | C&I Curtailment | DLC-Thermostat-HVAC | General |  | Winter Evening | % of Load | 1 | 2029 | 65535
| Base | C&I Curtailment | DLC-Thermostat-HVAC | General |  | Winter Evening | % of Load | 0 | 2029 | 65535
| Base | C&I Curtailment | DLC-Thermostat-DI-Baseboard Heating | General |  | Winter Evening | % of Load | 1 | 2029 | 65535
| Base | C&I Curtailment | DLC-Thermostat-DI-Baseboard Heating | General |  | Winter Evening | % of Load | 0 | 2029 | 65535
| Base | C&I Curtailment | DLC-Thermostat-BYOT-Baseboard Heating | General |  | Winter Evening | % of Load | 1 | 2029 | 65535
| Base | C&I Curtailment | DLC-Thermostat-BYOT-Baseboard Heating | General |  | Winter Evening | % of Load | 0 | 2029 | 65535
| Base | C&I Curtailment | DLC-Thermostat-DI-MSHP | General |  | Winter Evening | % of Load | 1 | 2029 | 65535
| Base | C&I Curtailment | DLC-Thermostat-DI-MSHP | General |  | Winter Evening | % of Load | 0 | 2029 | 65535
| Base | C&I Curtailment | DLC-Thermostat-BYOT-MSHP | General |  | Winter Evening | % of Load | 1 | 2029 | 65535
| Base | C&I Curtailment | DLC-Thermostat-BYOT-MSHP | General |  | Winter Evening | % of Load | 0 | 2029 | 65535
| Base | C&I Curtailment | C&I Curtailment-Turnkey-Manual HVAC Control | General |  | Winter Evening | % of Load | 1 | 2029 | 65535
| Base | C&I Curtailment | C&I Curtailment-Turnkey-Manual HVAC Control | General |  | Winter Evening | % of Load | 0 | 2029 | 65535
| Base | C&I Curtailment | C&I Curtailment-Turnkey-Auto-DR HVAC Control | General |  | Winter Evening | % of Load | 1 | 2029 | 65535
| Base | C&I Curtailment | C&I Curtailment-Turnkey-Auto-DR HVAC Control | General |  | Winter Evening | % of Load | 0 | 2029 | 65535
| Base | C&I Curtailment | C&I Curtailment-Turnkey-Standard Lighting Control | General |  | Winter Evening | % of Load | 1 | 2029 | 65535
| Base | C&I Curtailment | C&I Curtailment-Turnkey-Standard Lighting Control | General |  | Winter Evening | % of Load | 0 | 2029 | 65535
| Base | C&I Curtailment | C&I Curtailment-Turnkey-Advanced Lighting Control | General |  | Winter Evening | % of Load | 1 | 2029 | 65535
| Base | C&I Curtailment | C&I Curtailment-Turnkey-Advanced Lighting Control | General |  | Winter Evening | % of Load | 0 | 2029 | 65535
| Base | C&I Curtailment | C&I Curtailment-Turnkey-Water Heating Control | General |  | Winter Evening | % of Load | 1 | 2029 | 65535
| Base | C&I Curtailment | C&I Curtailment-Turnkey-Water Heating Control | General |  | Winter Evening | % of Load | 0 | 2029 | 65535
| Base | C&I Curtailment | C&I Curtailment-Turnkey-Other | General |  | Winter Evening | % of Load | 1 | 2029 | 65535
| Base | C&I Curtailment | C&I Curtailment-Turnkey-Other | General |  | Winter Evening | % of Load | 0 | 2029 | 65535
| Base | C&I Curtailment | C&I Curtailment-Turnkey-Manual HVAC Control | Large General |  | Winter Morning | % of Load | 1 | 2029 | 65535
| Base | C&I Curtailment | C&I Curtailment-Turnkey-Manual HVAC Control | Large General |  | Winter Morning | % of Load | 0 | 2029 | 65535
| Base | C&I Curtailment | C&I Curtailment-Turnkey-Auto-DR HVAC Control | Large General |  | Winter Morning | % of Load | 1 | 2029 | 65535
| Base | C&I Curtailment | C&I Curtailment-Turnkey-Auto-DR HVAC Control | Large General |  | Winter Morning | % of Load | 0 | 2029 | 65535
| Base | C&I Curtailment | C&I Curtailment-Turnkey-Standard Lighting Control | Large General |  | Winter Morning | % of Load | 1 | 2029 | 65535
| Base | C&I Curtailment | C&I Curtailment-Turnkey-Standard Lighting Control | Large General |  | Winter Morning | % of Load | 0 | 2029 | 65535
| Base | C&I Curtailment | C&I Curtailment-Turnkey-Water Heating Control | Large General |  | Winter Morning | % of Load | 1 | 2029 | 65535
| Base | C&I Curtailment | C&I Curtailment-Turnkey-Water Heating Control | Large General |  | Winter Morning | % of Load | 0 | 2029 | 65535
| Base | C&I Curtailment | C&I Curtailment-Turnkey-Other | Large General |  | Winter Morning | % of Load | 1 | 2029 | 65535
| Base | C&I Curtailment | C&I Curtailment-Turnkey-Other | Large General |  | Winter Morning | % of Load | 0 | 2029 | 65535
| Base | C&I Curtailment | C&I Curtailment-Turnkey-Manual HVAC Control | Large General |  | Winter Evening | % of Load | 1 | 2029 | 65535
| Base | C&I Curtailment | C&I Curtailment-Turnkey-Manual HVAC Control | Large General |  | Winter Evening | % of Load | 0 | 2029 | 65535
| Base | C&I Curtailment | C&I Curtailment-Turnkey-Auto-DR HVAC Control | Large General |  | Winter Evening | % of Load | 1 | 2029 | 65535
| Base | C&I Curtailment | C&I Curtailment-Turnkey-Auto-DR HVAC Control | Large General |  | Winter Evening | % of Load | 0 | 2029 | 65535
| Base | C&I Curtailment | C&I Curtailment-Turnkey-Standard Lighting Control | Large General |  | Winter Evening | % of Load | 1 | 2029 | 65535
| Base | C&I Curtailment | C&I Curtailment-Turnkey-Standard Lighting Control | Large General |  | Winter Evening | % of Load | 0 | 2029 | 65535
| Base | C&I Curtailment | C&I Curtailment-Turnkey-Water Heating Control | Large General |  | Winter Evening | % of Load | 1 | 2029 | 65535
| Base | C&I Curtailment | C&I Curtailment-Turnkey-Water Heating Control | Large General |  | Winter Evening | % of Load | 0 | 2029 | 65535
| Base | C&I Curtailment | C&I Curtailment-Turnkey-Other | Large General |  | Winter Evening | % of Load | 1 | 2029 | 65535
| Base | C&I Curtailment | C&I Curtailment-Turnkey-Other | Large General |  | Winter Evening | % of Load | 0 | 2029 | 65535
| Base | C&I Curtailment | DLC-Switch-Water Heating | Small Industrial |  | Winter Morning | % of Load | 1 | 2029 | 65535
| Base | C&I Curtailment | DLC-Switch-Water Heating | Small Industrial |  | Winter Morning | % of Load | 0 | 2029 | 65535
| Base | C&I Curtailment | DLC-BYOD-Water Heating | Small Industrial |  | Winter Morning | % of Load | 1 | 2029 | 65535
| Base | C&I Curtailment | DLC-BYOD-Water Heating | Small Industrial |  | Winter Morning | % of Load | 0 | 2029 | 65535
| Base | C&I Curtailment | DLC-Thermostat-DI-Central Heat Pump | Small Industrial |  | Winter Morning | % of Load | 1 | 2029 | 65535
| Base | C&I Curtailment | DLC-Thermostat-DI-Central Heat Pump | Small Industrial |  | Winter Morning | % of Load | 0 | 2029 | 65535
| Base | C&I Curtailment | DLC-Thermostat-BYOT-Central Heat Pump | Small Industrial |  | Winter Morning | % of Load | 1 | 2029 | 65535
| Base | C&I Curtailment | DLC-Thermostat-BYOT-Central Heat Pump | Small Industrial |  | Winter Morning | % of Load | 0 | 2029 | 65535
| Base | C&I Curtailment | DLC-Thermostat-HVAC | Small Industrial |  | Winter Morning | % of Load | 1 | 2029 | 65535
| Base | C&I Curtailment | DLC-Thermostat-HVAC | Small Industrial |  | Winter Morning | % of Load | 0 | 2029 | 65535
| Base | C&I Curtailment | DLC-Thermostat-DI-Baseboard Heating | Small Industrial |  | Winter Morning | % of Load | 1 | 2029 | 65535
| Base | C&I Curtailment | DLC-Thermostat-DI-Baseboard Heating | Small Industrial |  | Winter Morning | % of Load | 0 | 2029 | 65535
| Base | C&I Curtailment | DLC-Thermostat-BYOT-Baseboard Heating | Small Industrial |  | Winter Morning | % of Load | 1 | 2029 | 65535
| Base | C&I Curtailment | DLC-Thermostat-BYOT-Baseboard Heating | Small Industrial |  | Winter Morning | % of Load | 0 | 2029 | 65535
| Base | C&I Curtailment | DLC-Thermostat-DI-MSHP | Small Industrial |  | Winter Morning | % of Load | 1 | 2029 | 65535
| Base | C&I Curtailment | DLC-Thermostat-DI-MSHP | Small Industrial |  | Winter Morning | % of Load | 0 | 2029 | 65535
| Base | C&I Curtailment | DLC-Thermostat-BYOT-MSHP | Small Industrial |  | Winter Morning | % of Load | 1 | 2029 | 65535
| Base | C&I Curtailment | DLC-Thermostat-BYOT-MSHP | Small Industrial |  | Winter Morning | % of Load | 0 | 2029 | 65535
| Base | C&I Curtailment | C&I Curtailment-Turnkey-Manual HVAC Control | Small Industrial |  | Winter Morning | % of Load | 1 | 2029 | 65535
| Base | C&I Curtailment | C&I Curtailment-Turnkey-Manual HVAC Control | Small Industrial |  | Winter Morning | % of Load | 0 | 2029 | 65535
| Base | C&I Curtailment | C&I Curtailment-Turnkey-Auto-DR HVAC Control | Small Industrial |  | Winter Morning | % of Load | 1 | 2029 | 65535
| Base | C&I Curtailment | C&I Curtailment-Turnkey-Auto-DR HVAC Control | Small Industrial |  | Winter Morning | % of Load | 0 | 2029 | 65535
| Base | C&I Curtailment | C&I Curtailment-Turnkey-Standard Lighting Control | Small Industrial |  | Winter Morning | % of Load | 1 | 2029 | 65535
| Base | C&I Curtailment | C&I Curtailment-Turnkey-Standard Lighting Control | Small Industrial |  | Winter Morning | % of Load | 0 | 2029 | 65535
| Base | C&I Curtailment | C&I Curtailment-Turnkey-Advanced Lighting Control | Small Industrial |  | Winter Morning | % of Load | 1 | 2029 | 65535
| Base | C&I Curtailment | C&I Curtailment-Turnkey-Advanced Lighting Control | Small Industrial |  | Winter Morning | % of Load | 0 | 2029 | 65535
| Base | C&I Curtailment | C&I Curtailment-Turnkey-Water Heating Control | Small Industrial |  | Winter Morning | % of Load | 1 | 2029 | 65535
| Base | C&I Curtailment | C&I Curtailment-Turnkey-Water Heating Control | Small Industrial |  | Winter Morning | % of Load | 0 | 2029 | 65535
| Base | C&I Curtailment | C&I Curtailment-Turnkey-Other | Small Industrial |  | Winter Morning | % of Load | 1 | 2029 | 65535
| Base | C&I Curtailment | C&I Curtailment-Turnkey-Other | Small Industrial |  | Winter Morning | % of Load | 0 | 2029 | 65535
| Base | C&I Curtailment | C&I Curtailment-Turnkey-Industrial | Small Industrial |  | Winter Morning | % of Load | 1 | 2029 | 65535
| Base | C&I Curtailment | C&I Curtailment-Turnkey-Industrial | Small Industrial |  | Winter Morning | % of Load | 0 | 2029 | 65535
| Base | C&I Curtailment | DLC-Switch-Water Heating | Small Industrial |  | Winter Evening | % of Load | 1 | 2029 | 65535
| Base | C&I Curtailment | DLC-Switch-Water Heating | Small Industrial |  | Winter Evening | % of Load | 0 | 2029 | 65535
| Base | C&I Curtailment | DLC-BYOD-Water Heating | Small Industrial |  | Winter Evening | % of Load | 1 | 2029 | 65535
| Base | C&I Curtailment | DLC-BYOD-Water Heating | Small Industrial |  | Winter Evening | % of Load | 0 | 2029 | 65535
| Base | C&I Curtailment | DLC-Thermostat-DI-Central Heat Pump | Small Industrial |  | Winter Evening | % of Load | 1 | 2029 | 65535
| Base | C&I Curtailment | DLC-Thermostat-DI-Central Heat Pump | Small Industrial |  | Winter Evening | % of Load | 0 | 2029 | 65535
| Base | C&I Curtailment | DLC-Thermostat-BYOT-Central Heat Pump | Small Industrial |  | Winter Evening | % of Load | 1 | 2029 | 65535
| Base | C&I Curtailment | DLC-Thermostat-BYOT-Central Heat Pump | Small Industrial |  | Winter Evening | % of Load | 0 | 2029 | 65535
| Base | C&I Curtailment | DLC-Thermostat-HVAC | Small Industrial |  | Winter Evening | % of Load | 1 | 2029 | 65535
| Base | C&I Curtailment | DLC-Thermostat-HVAC | Small Industrial |  | Winter Evening | % of Load | 0 | 2029 | 65535
| Base | C&I Curtailment | DLC-Thermostat-DI-Baseboard Heating | Small Industrial |  | Winter Evening | % of Load | 1 | 2029 | 65535
| Base | C&I Curtailment | DLC-Thermostat-DI-Baseboard Heating | Small Industrial |  | Winter Evening | % of Load | 0 | 2029 | 65535
| Base | C&I Curtailment | DLC-Thermostat-BYOT-Baseboard Heating | Small Industrial |  | Winter Evening | % of Load | 1 | 2029 | 65535
| Base | C&I Curtailment | DLC-Thermostat-BYOT-Baseboard Heating | Small Industrial |  | Winter Evening | % of Load | 0 | 2029 | 65535
| Base | C&I Curtailment | DLC-Thermostat-DI-MSHP | Small Industrial |  | Winter Evening | % of Load | 1 | 2029 | 65535
| Base | C&I Curtailment | DLC-Thermostat-DI-MSHP | Small Industrial |  | Winter Evening | % of Load | 0 | 2029 | 65535
| Base | C&I Curtailment | DLC-Thermostat-BYOT-MSHP | Small Industrial |  | Winter Evening | % of Load | 1 | 2029 | 65535
| Base | C&I Curtailment | DLC-Thermostat-BYOT-MSHP | Small Industrial |  | Winter Evening | % of Load | 0 | 2029 | 65535
| Base | C&I Curtailment | C&I Curtailment-Turnkey-Manual HVAC Control | Small Industrial |  | Winter Evening | % of Load | 1 | 2029 | 65535
| Base | C&I Curtailment | C&I Curtailment-Turnkey-Manual HVAC Control | Small Industrial |  | Winter Evening | % of Load | 0 | 2029 | 65535
| Base | C&I Curtailment | C&I Curtailment-Turnkey-Auto-DR HVAC Control | Small Industrial |  | Winter Evening | % of Load | 1 | 2029 | 65535
| Base | C&I Curtailment | C&I Curtailment-Turnkey-Auto-DR HVAC Control | Small Industrial |  | Winter Evening | % of Load | 0 | 2029 | 65535
| Base | C&I Curtailment | C&I Curtailment-Turnkey-Standard Lighting Control | Small Industrial |  | Winter Evening | % of Load | 1 | 2029 | 65535
| Base | C&I Curtailment | C&I Curtailment-Turnkey-Standard Lighting Control | Small Industrial |  | Winter Evening | % of Load | 0 | 2029 | 65535
| Base | C&I Curtailment | C&I Curtailment-Turnkey-Advanced Lighting Control | Small Industrial |  | Winter Evening | % of Load | 1 | 2029 | 65535
| Base | C&I Curtailment | C&I Curtailment-Turnkey-Advanced Lighting Control | Small Industrial |  | Winter Evening | % of Load | 0 | 2029 | 65535
| Base | C&I Curtailment | C&I Curtailment-Turnkey-Water Heating Control | Small Industrial |  | Winter Evening | % of Load | 1 | 2029 | 65535
| Base | C&I Curtailment | C&I Curtailment-Turnkey-Water Heating Control | Small Industrial |  | Winter Evening | % of Load | 0 | 2029 | 65535
| Base | C&I Curtailment | C&I Curtailment-Turnkey-Other | Small Industrial |  | Winter Evening | % of Load | 1 | 2029 | 65535
| Base | C&I Curtailment | C&I Curtailment-Turnkey-Other | Small Industrial |  | Winter Evening | % of Load | 0 | 2029 | 65535
| Base | C&I Curtailment | C&I Curtailment-Turnkey-Industrial | Small Industrial |  | Winter Evening | % of Load | 1 | 2029 | 65535
| Base | C&I Curtailment | C&I Curtailment-Turnkey-Industrial | Small Industrial |  | Winter Evening | % of Load | 0 | 2029 | 65535
| Base | C&I Curtailment | DLC-Switch-Water Heating | Medium Industrial |  | Winter Morning | % of Load | 1 | 2029 | 65535
| Base | C&I Curtailment | DLC-Switch-Water Heating | Medium Industrial |  | Winter Morning | % of Load | 0 | 2029 | 65535
| Base | C&I Curtailment | DLC-BYOD-Water Heating | Medium Industrial |  | Winter Morning | % of Load | 1 | 2029 | 65535
| Base | C&I Curtailment | DLC-BYOD-Water Heating | Medium Industrial |  | Winter Morning | % of Load | 0 | 2029 | 65535
| Base | C&I Curtailment | DLC-Thermostat-DI-Central Heat Pump | Medium Industrial |  | Winter Morning | % of Load | 1 | 2029 | 65535
| Base | C&I Curtailment | DLC-Thermostat-DI-Central Heat Pump | Medium Industrial |  | Winter Morning | % of Load | 0 | 2029 | 65535
| Base | C&I Curtailment | DLC-Thermostat-BYOT-Central Heat Pump | Medium Industrial |  | Winter Morning | % of Load | 1 | 2029 | 65535
| Base | C&I Curtailment | DLC-Thermostat-BYOT-Central Heat Pump | Medium Industrial |  | Winter Morning | % of Load | 0 | 2029 | 65535
| Base | C&I Curtailment | DLC-Thermostat-HVAC | Medium Industrial |  | Winter Morning | % of Load | 1 | 2029 | 65535
| Base | C&I Curtailment | DLC-Thermostat-HVAC | Medium Industrial |  | Winter Morning | % of Load | 0 | 2029 | 65535
| Base | C&I Curtailment | DLC-Thermostat-DI-Baseboard Heating | Medium Industrial |  | Winter Morning | % of Load | 1 | 2029 | 65535
| Base | C&I Curtailment | DLC-Thermostat-DI-Baseboard Heating | Medium Industrial |  | Winter Morning | % of Load | 0 | 2029 | 65535
| Base | C&I Curtailment | DLC-Thermostat-BYOT-Baseboard Heating | Medium Industrial |  | Winter Morning | % of Load | 1 | 2029 | 65535
| Base | C&I Curtailment | DLC-Thermostat-BYOT-Baseboard Heating | Medium Industrial |  | Winter Morning | % of Load | 0 | 2029 | 65535
| Base | C&I Curtailment | DLC-Thermostat-DI-MSHP | Medium Industrial |  | Winter Morning | % of Load | 1 | 2029 | 65535
| Base | C&I Curtailment | DLC-Thermostat-DI-MSHP | Medium Industrial |  | Winter Morning | % of Load | 0 | 2029 | 65535
| Base | C&I Curtailment | DLC-Thermostat-BYOT-MSHP | Medium Industrial |  | Winter Morning | % of Load | 1 | 2029 | 65535
| Base | C&I Curtailment | DLC-Thermostat-BYOT-MSHP | Medium Industrial |  | Winter Morning | % of Load | 0 | 2029 | 65535
| Base | C&I Curtailment | C&I Curtailment-Turnkey-Manual HVAC Control | Medium Industrial |  | Winter Morning | % of Load | 1 | 2029 | 65535
| Base | C&I Curtailment | C&I Curtailment-Turnkey-Manual HVAC Control | Medium Industrial |  | Winter Morning | % of Load | 0 | 2029 | 65535
| Base | C&I Curtailment | C&I Curtailment-Turnkey-Auto-DR HVAC Control | Medium Industrial |  | Winter Morning | % of Load | 1 | 2029 | 65535
| Base | C&I Curtailment | C&I Curtailment-Turnkey-Auto-DR HVAC Control | Medium Industrial |  | Winter Morning | % of Load | 0 | 2029 | 65535
| Base | C&I Curtailment | C&I Curtailment-Turnkey-Standard Lighting Control | Medium Industrial |  | Winter Morning | % of Load | 1 | 2029 | 65535
| Base | C&I Curtailment | C&I Curtailment-Turnkey-Standard Lighting Control | Medium Industrial |  | Winter Morning | % of Load | 0 | 2029 | 65535
| Base | C&I Curtailment | C&I Curtailment-Turnkey-Advanced Lighting Control | Medium Industrial |  | Winter Morning | % of Load | 1 | 2029 | 65535
| Base | C&I Curtailment | C&I Curtailment-Turnkey-Advanced Lighting Control | Medium Industrial |  | Winter Morning | % of Load | 0 | 2029 | 65535
| Base | C&I Curtailment | C&I Curtailment-Turnkey-Water Heating Control | Medium Industrial |  | Winter Morning | % of Load | 1 | 2029 | 65535
| Base | C&I Curtailment | C&I Curtailment-Turnkey-Water Heating Control | Medium Industrial |  | Winter Morning | % of Load | 0 | 2029 | 65535
| Base | C&I Curtailment | C&I Curtailment-Turnkey-Other | Medium Industrial |  | Winter Morning | % of Load | 1 | 2029 | 65535
| Base | C&I Curtailment | C&I Curtailment-Turnkey-Other | Medium Industrial |  | Winter Morning | % of Load | 0 | 2029 | 65535
| Base | C&I Curtailment | DLC-Switch-Water Heating | Medium Industrial |  | Winter Evening | % of Load | 1 | 2029 | 65535
| Base | C&I Curtailment | DLC-Switch-Water Heating | Medium Industrial |  | Winter Evening | % of Load | 0 | 2029 | 65535
| Base | C&I Curtailment | DLC-BYOD-Water Heating | Medium Industrial |  | Winter Evening | % of Load | 1 | 2029 | 65535
| Base | C&I Curtailment | DLC-BYOD-Water Heating | Medium Industrial |  | Winter Evening | % of Load | 0 | 2029 | 65535
| Base | C&I Curtailment | DLC-Thermostat-DI-Central Heat Pump | Medium Industrial |  | Winter Evening | % of Load | 1 | 2029 | 65535
| Base | C&I Curtailment | DLC-Thermostat-DI-Central Heat Pump | Medium Industrial |  | Winter Evening | % of Load | 0 | 2029 | 65535
| Base | C&I Curtailment | DLC-Thermostat-BYOT-Central Heat Pump | Medium Industrial |  | Winter Evening | % of Load | 1 | 2029 | 65535
| Base | C&I Curtailment | DLC-Thermostat-BYOT-Central Heat Pump | Medium Industrial |  | Winter Evening | % of Load | 0 | 2029 | 65535
| Base | C&I Curtailment | DLC-Thermostat-HVAC | Medium Industrial |  | Winter Evening | % of Load | 1 | 2029 | 65535
| Base | C&I Curtailment | DLC-Thermostat-HVAC | Medium Industrial |  | Winter Evening | % of Load | 0 | 2029 | 65535
| Base | C&I Curtailment | DLC-Thermostat-DI-Baseboard Heating | Medium Industrial |  | Winter Evening | % of Load | 1 | 2029 | 65535
| Base | C&I Curtailment | DLC-Thermostat-DI-Baseboard Heating | Medium Industrial |  | Winter Evening | % of Load | 0 | 2029 | 65535
| Base | C&I Curtailment | DLC-Thermostat-BYOT-Baseboard Heating | Medium Industrial |  | Winter Evening | % of Load | 1 | 2029 | 65535
| Base | C&I Curtailment | DLC-Thermostat-BYOT-Baseboard Heating | Medium Industrial |  | Winter Evening | % of Load | 0 | 2029 | 65535
| Base | C&I Curtailment | DLC-Thermostat-DI-MSHP | Medium Industrial |  | Winter Evening | % of Load | 1 | 2029 | 65535
| Base | C&I Curtailment | DLC-Thermostat-DI-MSHP | Medium Industrial |  | Winter Evening | % of Load | 0 | 2029 | 65535
| Base | C&I Curtailment | DLC-Thermostat-BYOT-MSHP | Medium Industrial |  | Winter Evening | % of Load | 1 | 2029 | 65535
| Base | C&I Curtailment | DLC-Thermostat-BYOT-MSHP | Medium Industrial |  | Winter Evening | % of Load | 0 | 2029 | 65535
| Base | C&I Curtailment | C&I Curtailment-Turnkey-Manual HVAC Control | Medium Industrial |  | Winter Evening | % of Load | 1 | 2029 | 65535
| Base | C&I Curtailment | C&I Curtailment-Turnkey-Manual HVAC Control | Medium Industrial |  | Winter Evening | % of Load | 0 | 2029 | 65535
| Base | C&I Curtailment | C&I Curtailment-Turnkey-Auto-DR HVAC Control | Medium Industrial |  | Winter Evening | % of Load | 1 | 2029 | 65535
| Base | C&I Curtailment | C&I Curtailment-Turnkey-Auto-DR HVAC Control | Medium Industrial |  | Winter Evening | % of Load | 0 | 2029 | 65535
| Base | C&I Curtailment | C&I Curtailment-Turnkey-Standard Lighting Control | Medium Industrial |  | Winter Evening | % of Load | 1 | 2029 | 65535
| Base | C&I Curtailment | C&I Curtailment-Turnkey-Standard Lighting Control | Medium Industrial |  | Winter Evening | % of Load | 0 | 2029 | 65535
| Base | C&I Curtailment | C&I Curtailment-Turnkey-Advanced Lighting Control | Medium Industrial |  | Winter Evening | % of Load | 1 | 2029 | 65535
| Base | C&I Curtailment | C&I Curtailment-Turnkey-Advanced Lighting Control | Medium Industrial |  | Winter Evening | % of Load | 0 | 2029 | 65535
| Base | C&I Curtailment | C&I Curtailment-Turnkey-Water Heating Control | Medium Industrial |  | Winter Evening | % of Load | 1 | 2029 | 65535
| Base | C&I Curtailment | C&I Curtailment-Turnkey-Water Heating Control | Medium Industrial |  | Winter Evening | % of Load | 0 | 2029 | 65535
| Base | C&I Curtailment | C&I Curtailment-Turnkey-Other | Medium Industrial |  | Winter Evening | % of Load | 1 | 2029 | 65535
| Base | C&I Curtailment | C&I Curtailment-Turnkey-Other | Medium Industrial |  | Winter Evening | % of Load | 0 | 2029 | 65535
| Base | C&I Curtailment | C&I Curtailment-Turnkey-Manual HVAC Control | Large Industrial |  | Winter Morning | % of Load | 1 | 2029 | 65535
| Base | C&I Curtailment | C&I Curtailment-Turnkey-Manual HVAC Control | Large Industrial |  | Winter Morning | % of Load | 0 | 2029 | 65535
| Base | C&I Curtailment | C&I Curtailment-Turnkey-Auto-DR HVAC Control | Large Industrial |  | Winter Morning | % of Load | 1 | 2029 | 65535
| Base | C&I Curtailment | C&I Curtailment-Turnkey-Auto-DR HVAC Control | Large Industrial |  | Winter Morning | % of Load | 0 | 2029 | 65535
| Base | C&I Curtailment | C&I Curtailment-Turnkey-Standard Lighting Control | Large Industrial |  | Winter Morning | % of Load | 1 | 2029 | 65535
| Base | C&I Curtailment | C&I Curtailment-Turnkey-Standard Lighting Control | Large Industrial |  | Winter Morning | % of Load | 0 | 2029 | 65535
| Base | C&I Curtailment | C&I Curtailment-Turnkey-Water Heating Control | Large Industrial |  | Winter Morning | % of Load | 1 | 2029 | 65535
| Base | C&I Curtailment | C&I Curtailment-Turnkey-Water Heating Control | Large Industrial |  | Winter Morning | % of Load | 0 | 2029 | 65535
| Base | C&I Curtailment | C&I Curtailment-Turnkey-Other | Large Industrial |  | Winter Morning | % of Load | 1 | 2029 | 65535
| Base | C&I Curtailment | C&I Curtailment-Turnkey-Other | Large Industrial |  | Winter Morning | % of Load | 0 | 2029 | 65535
| Base | C&I Curtailment | C&I Curtailment-Turnkey-Industrial | Large Industrial |  | Winter Morning | % of Load | 1 | 2029 | 65535
| Base | C&I Curtailment | C&I Curtailment-Turnkey-Industrial | Large Industrial |  | Winter Morning | % of Load | 0 | 2029 | 65535
| Base | C&I Curtailment | C&I Curtailment-Turnkey-Manual HVAC Control | Large Industrial |  | Winter Evening | % of Load | 1 | 2029 | 65535
| Base | C&I Curtailment | C&I Curtailment-Turnkey-Manual HVAC Control | Large Industrial |  | Winter Evening | % of Load | 0 | 2029 | 65535
| Base | C&I Curtailment | C&I Curtailment-Turnkey-Auto-DR HVAC Control | Large Industrial |  | Winter Evening | % of Load | 1 | 2029 | 65535
| Base | C&I Curtailment | C&I Curtailment-Turnkey-Auto-DR HVAC Control | Large Industrial |  | Winter Evening | % of Load | 0 | 2029 | 65535
| Base | C&I Curtailment | C&I Curtailment-Turnkey-Standard Lighting Control | Large Industrial |  | Winter Evening | % of Load | 1 | 2029 | 65535
| Base | C&I Curtailment | C&I Curtailment-Turnkey-Standard Lighting Control | Large Industrial |  | Winter Evening | % of Load | 0 | 2029 | 65535
| Base | C&I Curtailment | C&I Curtailment-Turnkey-Water Heating Control | Large Industrial |  | Winter Evening | % of Load | 1 | 2029 | 65535
| Base | C&I Curtailment | C&I Curtailment-Turnkey-Water Heating Control | Large Industrial |  | Winter Evening | % of Load | 0 | 2029 | 65535
| Base | C&I Curtailment | C&I Curtailment-Turnkey-Other | Large Industrial |  | Winter Evening | % of Load | 1 | 2029 | 65535
| Base | C&I Curtailment | C&I Curtailment-Turnkey-Other | Large Industrial |  | Winter Evening | % of Load | 0 | 2029 | 65535
| Base | C&I Curtailment | C&I Curtailment-Turnkey-Industrial | Large Industrial |  | Winter Evening | % of Load | 1 | 2029 | 65535
| Base | C&I Curtailment | C&I Curtailment-Turnkey-Industrial | Large Industrial |  | Winter Evening | % of Load | 0 | 2029 | 65535
| Base | Dynamic Pricing | DLC-Switch-Water Heating | Small General |  | Winter Morning | % of Load | 1 | 2029 | 65535
| Base | Dynamic Pricing | DLC-Switch-Water Heating | Small General |  | Winter Morning | % of Load | 0 | 2029 | 65535
| Base | Dynamic Pricing | DLC-BYOD-Water Heating | Small General |  | Winter Morning | % of Load | 1 | 2029 | 65535
| Base | Dynamic Pricing | DLC-BYOD-Water Heating | Small General |  | Winter Morning | % of Load | 0 | 2029 | 65535
| Base | Dynamic Pricing | DLC-Thermostat-DI-Central Heat Pump | Small General |  | Winter Morning | % of Load | 1 | 2029 | 65535
| Base | Dynamic Pricing | DLC-Thermostat-DI-Central Heat Pump | Small General |  | Winter Morning | % of Load | 0 | 2029 | 65535
| Base | Dynamic Pricing | DLC-Thermostat-BYOT-Central Heat Pump | Small General |  | Winter Morning | % of Load | 1 | 2029 | 65535
| Base | Dynamic Pricing | DLC-Thermostat-BYOT-Central Heat Pump | Small General |  | Winter Morning | % of Load | 0 | 2029 | 65535
| Base | Dynamic Pricing | DLC-Thermostat-HVAC | Small General |  | Winter Morning | % of Load | 1 | 2029 | 65535
| Base | Dynamic Pricing | DLC-Thermostat-HVAC | Small General |  | Winter Morning | % of Load | 0 | 2029 | 65535
| Base | Dynamic Pricing | DLC-Thermostat-DI-Baseboard Heating | Small General |  | Winter Morning | % of Load | 1 | 2029 | 65535
| Base | Dynamic Pricing | DLC-Thermostat-DI-Baseboard Heating | Small General |  | Winter Morning | % of Load | 0 | 2029 | 65535
| Base | Dynamic Pricing | DLC-Thermostat-BYOT-Baseboard Heating | Small General |  | Winter Morning | % of Load | 1 | 2029 | 65535
| Base | Dynamic Pricing | DLC-Thermostat-BYOT-Baseboard Heating | Small General |  | Winter Morning | % of Load | 0 | 2029 | 65535
| Base | Dynamic Pricing | DLC-Thermostat-DI-MSHP | Small General |  | Winter Morning | % of Load | 1 | 2029 | 65535
| Base | Dynamic Pricing | DLC-Thermostat-DI-MSHP | Small General |  | Winter Morning | % of Load | 0 | 2029 | 65535
| Base | Dynamic Pricing | DLC-Thermostat-BYOT-MSHP | Small General |  | Winter Morning | % of Load | 1 | 2029 | 65535
| Base | Dynamic Pricing | DLC-Thermostat-BYOT-MSHP | Small General |  | Winter Morning | % of Load | 0 | 2029 | 65535
| Base | Dynamic Pricing | C&I Curtailment-Turnkey-Manual HVAC Control | Small General |  | Winter Morning | % of Load | 1 | 2029 | 65535
| Base | Dynamic Pricing | C&I Curtailment-Turnkey-Manual HVAC Control | Small General |  | Winter Morning | % of Load | 0 | 2029 | 65535
| Base | Dynamic Pricing | C&I Curtailment-Turnkey-Auto-DR HVAC Control | Small General |  | Winter Morning | % of Load | 1 | 2029 | 65535
| Base | Dynamic Pricing | C&I Curtailment-Turnkey-Auto-DR HVAC Control | Small General |  | Winter Morning | % of Load | 0 | 2029 | 65535
| Base | Dynamic Pricing | C&I Curtailment-Turnkey-Standard Lighting Control | Small General |  | Winter Morning | % of Load | 1 | 2029 | 65535
| Base | Dynamic Pricing | C&I Curtailment-Turnkey-Standard Lighting Control | Small General |  | Winter Morning | % of Load | 0 | 2029 | 65535
| Base | Dynamic Pricing | C&I Curtailment-Turnkey-Advanced Lighting Control | Small General |  | Winter Morning | % of Load | 1 | 2029 | 65535
| Base | Dynamic Pricing | C&I Curtailment-Turnkey-Advanced Lighting Control | Small General |  | Winter Morning | % of Load | 0 | 2029 | 65535
| Base | Dynamic Pricing | C&I Curtailment-Turnkey-Water Heating Control | Small General |  | Winter Morning | % of Load | 1 | 2029 | 65535
| Base | Dynamic Pricing | C&I Curtailment-Turnkey-Water Heating Control | Small General |  | Winter Morning | % of Load | 0 | 2029 | 65535
| Base | Dynamic Pricing | C&I Curtailment-Turnkey-Other | Small General |  | Winter Morning | % of Load | 1 | 2029 | 65535
| Base | Dynamic Pricing | C&I Curtailment-Turnkey-Other | Small General |  | Winter Morning | % of Load | 0 | 2029 | 65535
| Base | Dynamic Pricing | Dynamic Pricing with enabling tech. | Small General |  | Winter Morning | % of Load | 1 | 2029 | 65535
| Base | Dynamic Pricing | Dynamic Pricing with enabling tech. | Small General |  | Winter Morning | % of Load | 0 | 2029 | 65535
| Base | Dynamic Pricing | Dynamic Pricing w/o enabling tech. | Small General |  | Winter Morning | % of Load | 1 | 2029 | 65535
| Base | Dynamic Pricing | Dynamic Pricing w/o enabling tech. | Small General |  | Winter Morning | % of Load | 0 | 2029 | 65535
| Base | Dynamic Pricing | DLC-Switch-Water Heating | Small General |  | Winter Evening | % of Load | 1 | 2029 | 65535
| Base | Dynamic Pricing | DLC-Switch-Water Heating | Small General |  | Winter Evening | % of Load | 0 | 2029 | 65535
| Base | Dynamic Pricing | DLC-BYOD-Water Heating | Small General |  | Winter Evening | % of Load | 1 | 2029 | 65535
| Base | Dynamic Pricing | DLC-BYOD-Water Heating | Small General |  | Winter Evening | % of Load | 0 | 2029 | 65535
| Base | Dynamic Pricing | DLC-Thermostat-DI-Central Heat Pump | Small General |  | Winter Evening | % of Load | 1 | 2029 | 65535
| Base | Dynamic Pricing | DLC-Thermostat-DI-Central Heat Pump | Small General |  | Winter Evening | % of Load | 0 | 2029 | 65535
| Base | Dynamic Pricing | DLC-Thermostat-BYOT-Central Heat Pump | Small General |  | Winter Evening | % of Load | 1 | 2029 | 65535
| Base | Dynamic Pricing | DLC-Thermostat-BYOT-Central Heat Pump | Small General |  | Winter Evening | % of Load | 0 | 2029 | 65535
| Base | Dynamic Pricing | DLC-Thermostat-HVAC | Small General |  | Winter Evening | % of Load | 1 | 2029 | 65535
| Base | Dynamic Pricing | DLC-Thermostat-HVAC | Small General |  | Winter Evening | % of Load | 0 | 2029 | 65535
| Base | Dynamic Pricing | DLC-Thermostat-DI-Baseboard Heating | Small General |  | Winter Evening | % of Load | 1 | 2029 | 65535
| Base | Dynamic Pricing | DLC-Thermostat-DI-Baseboard Heating | Small General |  | Winter Evening | % of Load | 0 | 2029 | 65535
| Base | Dynamic Pricing | DLC-Thermostat-BYOT-Baseboard Heating | Small General |  | Winter Evening | % of Load | 1 | 2029 | 65535
| Base | Dynamic Pricing | DLC-Thermostat-BYOT-Baseboard Heating | Small General |  | Winter Evening | % of Load | 0 | 2029 | 65535
| Base | Dynamic Pricing | DLC-Thermostat-DI-MSHP | Small General |  | Winter Evening | % of Load | 1 | 2029 | 65535
| Base | Dynamic Pricing | DLC-Thermostat-DI-MSHP | Small General |  | Winter Evening | % of Load | 0 | 2029 | 65535
| Base | Dynamic Pricing | DLC-Thermostat-BYOT-MSHP | Small General |  | Winter Evening | % of Load | 1 | 2029 | 65535
| Base | Dynamic Pricing | DLC-Thermostat-BYOT-MSHP | Small General |  | Winter Evening | % of Load | 0 | 2029 | 65535
| Base | Dynamic Pricing | C&I Curtailment-Turnkey-Manual HVAC Control | Small General |  | Winter Evening | % of Load | 1 | 2029 | 65535
| Base | Dynamic Pricing | C&I Curtailment-Turnkey-Manual HVAC Control | Small General |  | Winter Evening | % of Load | 0 | 2029 | 65535
| Base | Dynamic Pricing | C&I Curtailment-Turnkey-Auto-DR HVAC Control | Small General |  | Winter Evening | % of Load | 1 | 2029 | 65535
| Base | Dynamic Pricing | C&I Curtailment-Turnkey-Auto-DR HVAC Control | Small General |  | Winter Evening | % of Load | 0 | 2029 | 65535
| Base | Dynamic Pricing | C&I Curtailment-Turnkey-Standard Lighting Control | Small General |  | Winter Evening | % of Load | 1 | 2029 | 65535
| Base | Dynamic Pricing | C&I Curtailment-Turnkey-Standard Lighting Control | Small General |  | Winter Evening | % of Load | 0 | 2029 | 65535
| Base | Dynamic Pricing | C&I Curtailment-Turnkey-Advanced Lighting Control | Small General |  | Winter Evening | % of Load | 1 | 2029 | 65535
| Base | Dynamic Pricing | C&I Curtailment-Turnkey-Advanced Lighting Control | Small General |  | Winter Evening | % of Load | 0 | 2029 | 65535
| Base | Dynamic Pricing | C&I Curtailment-Turnkey-Water Heating Control | Small General |  | Winter Evening | % of Load | 1 | 2029 | 65535
| Base | Dynamic Pricing | C&I Curtailment-Turnkey-Water Heating Control | Small General |  | Winter Evening | % of Load | 0 | 2029 | 65535
| Base | Dynamic Pricing | C&I Curtailment-Turnkey-Other | Small General |  | Winter Evening | % of Load | 1 | 2029 | 65535
| Base | Dynamic Pricing | C&I Curtailment-Turnkey-Other | Small General |  | Winter Evening | % of Load | 0 | 2029 | 65535
| Base | Dynamic Pricing | Dynamic Pricing with enabling tech. | Small General |  | Winter Evening | % of Load | 1 | 2029 | 65535
| Base | Dynamic Pricing | Dynamic Pricing with enabling tech. | Small General |  | Winter Evening | % of Load | 0 | 2029 | 65535
| Base | Dynamic Pricing | Dynamic Pricing w/o enabling tech. | Small General |  | Winter Evening | % of Load | 1 | 2029 | 65535
| Base | Dynamic Pricing | Dynamic Pricing w/o enabling tech. | Small General |  | Winter Evening | % of Load | 0 | 2029 | 65535
| Base | Dynamic Pricing | DLC-Switch-Water Heating | General |  | Winter Morning | % of Load | 1 | 2029 | 65535
| Base | Dynamic Pricing | DLC-Switch-Water Heating | General |  | Winter Morning | % of Load | 0 | 2029 | 65535
| Base | Dynamic Pricing | DLC-BYOD-Water Heating | General |  | Winter Morning | % of Load | 1 | 2029 | 65535
| Base | Dynamic Pricing | DLC-BYOD-Water Heating | General |  | Winter Morning | % of Load | 0 | 2029 | 65535
| Base | Dynamic Pricing | DLC-Thermostat-DI-Central Heat Pump | General |  | Winter Morning | % of Load | 1 | 2029 | 65535
| Base | Dynamic Pricing | DLC-Thermostat-DI-Central Heat Pump | General |  | Winter Morning | % of Load | 0 | 2029 | 65535
| Base | Dynamic Pricing | DLC-Thermostat-BYOT-Central Heat Pump | General |  | Winter Morning | % of Load | 1 | 2029 | 65535
| Base | Dynamic Pricing | DLC-Thermostat-BYOT-Central Heat Pump | General |  | Winter Morning | % of Load | 0 | 2029 | 65535
| Base | Dynamic Pricing | DLC-Thermostat-HVAC | General |  | Winter Morning | % of Load | 1 | 2029 | 65535
| Base | Dynamic Pricing | DLC-Thermostat-HVAC | General |  | Winter Morning | % of Load | 0 | 2029 | 65535
| Base | Dynamic Pricing | DLC-Thermostat-DI-Baseboard Heating | General |  | Winter Morning | % of Load | 1 | 2029 | 65535
| Base | Dynamic Pricing | DLC-Thermostat-DI-Baseboard Heating | General |  | Winter Morning | % of Load | 0 | 2029 | 65535
| Base | Dynamic Pricing | DLC-Thermostat-BYOT-Baseboard Heating | General |  | Winter Morning | % of Load | 1 | 2029 | 65535
| Base | Dynamic Pricing | DLC-Thermostat-BYOT-Baseboard Heating | General |  | Winter Morning | % of Load | 0 | 2029 | 65535
| Base | Dynamic Pricing | DLC-Thermostat-DI-MSHP | General |  | Winter Morning | % of Load | 1 | 2029 | 65535
| Base | Dynamic Pricing | DLC-Thermostat-DI-MSHP | General |  | Winter Morning | % of Load | 0 | 2029 | 65535
| Base | Dynamic Pricing | DLC-Thermostat-BYOT-MSHP | General |  | Winter Morning | % of Load | 1 | 2029 | 65535
| Base | Dynamic Pricing | DLC-Thermostat-BYOT-MSHP | General |  | Winter Morning | % of Load | 0 | 2029 | 65535
| Base | Dynamic Pricing | C&I Curtailment-Turnkey-Manual HVAC Control | General |  | Winter Morning | % of Load | 1 | 2029 | 65535
| Base | Dynamic Pricing | C&I Curtailment-Turnkey-Manual HVAC Control | General |  | Winter Morning | % of Load | 0 | 2029 | 65535
| Base | Dynamic Pricing | C&I Curtailment-Turnkey-Auto-DR HVAC Control | General |  | Winter Morning | % of Load | 1 | 2029 | 65535
| Base | Dynamic Pricing | C&I Curtailment-Turnkey-Auto-DR HVAC Control | General |  | Winter Morning | % of Load | 0 | 2029 | 65535
| Base | Dynamic Pricing | C&I Curtailment-Turnkey-Standard Lighting Control | General |  | Winter Morning | % of Load | 1 | 2029 | 65535
| Base | Dynamic Pricing | C&I Curtailment-Turnkey-Standard Lighting Control | General |  | Winter Morning | % of Load | 0 | 2029 | 65535
| Base | Dynamic Pricing | C&I Curtailment-Turnkey-Advanced Lighting Control | General |  | Winter Morning | % of Load | 1 | 2029 | 65535
| Base | Dynamic Pricing | C&I Curtailment-Turnkey-Advanced Lighting Control | General |  | Winter Morning | % of Load | 0 | 2029 | 65535
| Base | Dynamic Pricing | C&I Curtailment-Turnkey-Water Heating Control | General |  | Winter Morning | % of Load | 1 | 2029 | 65535
| Base | Dynamic Pricing | C&I Curtailment-Turnkey-Water Heating Control | General |  | Winter Morning | % of Load | 0 | 2029 | 65535
| Base | Dynamic Pricing | C&I Curtailment-Turnkey-Other | General |  | Winter Morning | % of Load | 1 | 2029 | 65535
| Base | Dynamic Pricing | C&I Curtailment-Turnkey-Other | General |  | Winter Morning | % of Load | 0 | 2029 | 65535
| Base | Dynamic Pricing | Dynamic Pricing with enabling tech. | General |  | Winter Morning | % of Load | 1 | 2029 | 65535
| Base | Dynamic Pricing | Dynamic Pricing with enabling tech. | General |  | Winter Morning | % of Load | 0 | 2029 | 65535
| Base | Dynamic Pricing | Dynamic Pricing w/o enabling tech. | General |  | Winter Morning | % of Load | 1 | 2029 | 65535
| Base | Dynamic Pricing | Dynamic Pricing w/o enabling tech. | General |  | Winter Morning | % of Load | 0 | 2029 | 65535
| Base | Dynamic Pricing | DLC-Switch-Water Heating | General |  | Winter Evening | % of Load | 1 | 2029 | 65535
| Base | Dynamic Pricing | DLC-Switch-Water Heating | General |  | Winter Evening | % of Load | 0 | 2029 | 65535
| Base | Dynamic Pricing | DLC-BYOD-Water Heating | General |  | Winter Evening | % of Load | 1 | 2029 | 65535
| Base | Dynamic Pricing | DLC-BYOD-Water Heating | General |  | Winter Evening | % of Load | 0 | 2029 | 65535
| Base | Dynamic Pricing | DLC-Thermostat-DI-Central Heat Pump | General |  | Winter Evening | % of Load | 1 | 2029 | 65535
| Base | Dynamic Pricing | DLC-Thermostat-DI-Central Heat Pump | General |  | Winter Evening | % of Load | 0 | 2029 | 65535
| Base | Dynamic Pricing | DLC-Thermostat-BYOT-Central Heat Pump | General |  | Winter Evening | % of Load | 1 | 2029 | 65535
| Base | Dynamic Pricing | DLC-Thermostat-BYOT-Central Heat Pump | General |  | Winter Evening | % of Load | 0 | 2029 | 65535
| Base | Dynamic Pricing | DLC-Thermostat-HVAC | General |  | Winter Evening | % of Load | 1 | 2029 | 65535
| Base | Dynamic Pricing | DLC-Thermostat-HVAC | General |  | Winter Evening | % of Load | 0 | 2029 | 65535
| Base | Dynamic Pricing | DLC-Thermostat-DI-Baseboard Heating | General |  | Winter Evening | % of Load | 1 | 2029 | 65535
| Base | Dynamic Pricing | DLC-Thermostat-DI-Baseboard Heating | General |  | Winter Evening | % of Load | 0 | 2029 | 65535
| Base | Dynamic Pricing | DLC-Thermostat-BYOT-Baseboard Heating | General |  | Winter Evening | % of Load | 1 | 2029 | 65535
| Base | Dynamic Pricing | DLC-Thermostat-BYOT-Baseboard Heating | General |  | Winter Evening | % of Load | 0 | 2029 | 65535
| Base | Dynamic Pricing | DLC-Thermostat-DI-MSHP | General |  | Winter Evening | % of Load | 1 | 2029 | 65535
| Base | Dynamic Pricing | DLC-Thermostat-DI-MSHP | General |  | Winter Evening | % of Load | 0 | 2029 | 65535
| Base | Dynamic Pricing | DLC-Thermostat-BYOT-MSHP | General |  | Winter Evening | % of Load | 1 | 2029 | 65535
| Base | Dynamic Pricing | DLC-Thermostat-BYOT-MSHP | General |  | Winter Evening | % of Load | 0 | 2029 | 65535
| Base | Dynamic Pricing | C&I Curtailment-Turnkey-Manual HVAC Control | General |  | Winter Evening | % of Load | 1 | 2029 | 65535
| Base | Dynamic Pricing | C&I Curtailment-Turnkey-Manual HVAC Control | General |  | Winter Evening | % of Load | 0 | 2029 | 65535
| Base | Dynamic Pricing | C&I Curtailment-Turnkey-Auto-DR HVAC Control | General |  | Winter Evening | % of Load | 1 | 2029 | 65535
| Base | Dynamic Pricing | C&I Curtailment-Turnkey-Auto-DR HVAC Control | General |  | Winter Evening | % of Load | 0 | 2029 | 65535
| Base | Dynamic Pricing | C&I Curtailment-Turnkey-Standard Lighting Control | General |  | Winter Evening | % of Load | 1 | 2029 | 65535
| Base | Dynamic Pricing | C&I Curtailment-Turnkey-Standard Lighting Control | General |  | Winter Evening | % of Load | 0 | 2029 | 65535
| Base | Dynamic Pricing | C&I Curtailment-Turnkey-Advanced Lighting Control | General |  | Winter Evening | % of Load | 1 | 2029 | 65535
| Base | Dynamic Pricing | C&I Curtailment-Turnkey-Advanced Lighting Control | General |  | Winter Evening | % of Load | 0 | 2029 | 65535
| Base | Dynamic Pricing | C&I Curtailment-Turnkey-Water Heating Control | General |  | Winter Evening | % of Load | 1 | 2029 | 65535
| Base | Dynamic Pricing | C&I Curtailment-Turnkey-Water Heating Control | General |  | Winter Evening | % of Load | 0 | 2029 | 65535
| Base | Dynamic Pricing | C&I Curtailment-Turnkey-Other | General |  | Winter Evening | % of Load | 1 | 2029 | 65535
| Base | Dynamic Pricing | C&I Curtailment-Turnkey-Other | General |  | Winter Evening | % of Load | 0 | 2029 | 65535
| Base | Dynamic Pricing | Dynamic Pricing with enabling tech. | General |  | Winter Evening | % of Load | 1 | 2029 | 65535
| Base | Dynamic Pricing | Dynamic Pricing with enabling tech. | General |  | Winter Evening | % of Load | 0 | 2029 | 65535
| Base | Dynamic Pricing | Dynamic Pricing w/o enabling tech. | General |  | Winter Evening | % of Load | 1 | 2029 | 65535
| Base | Dynamic Pricing | Dynamic Pricing w/o enabling tech. | General |  | Winter Evening | % of Load | 0 | 2029 | 65535
| Base | Dynamic Pricing | Dynamic Pricing with enabling tech. | Large General |  | Winter Morning | % of Load | 1 | 2029 | 65535
| Base | Dynamic Pricing | Dynamic Pricing with enabling tech. | Large General |  | Winter Morning | % of Load | 0 | 2029 | 65535
| Base | Dynamic Pricing | Dynamic Pricing w/o enabling tech. | Large General |  | Winter Morning | % of Load | 1 | 2029 | 65535
| Base | Dynamic Pricing | Dynamic Pricing w/o enabling tech. | Large General |  | Winter Morning | % of Load | 0 | 2029 | 65535
| Base | Dynamic Pricing | Dynamic Pricing with enabling tech. | Large General |  | Winter Evening | % of Load | 1 | 2029 | 65535
| Base | Dynamic Pricing | Dynamic Pricing with enabling tech. | Large General |  | Winter Evening | % of Load | 0 | 2029 | 65535
| Base | Dynamic Pricing | Dynamic Pricing w/o enabling tech. | Large General |  | Winter Evening | % of Load | 1 | 2029 | 65535
| Base | Dynamic Pricing | Dynamic Pricing w/o enabling tech. | Large General |  | Winter Evening | % of Load | 0 | 2029 | 65535
| Base | Dynamic Pricing | DLC-Switch-Water Heating | Small Industrial |  | Winter Morning | % of Load | 1 | 2029 | 65535
| Base | Dynamic Pricing | DLC-Switch-Water Heating | Small Industrial |  | Winter Morning | % of Load | 0 | 2029 | 65535
| Base | Dynamic Pricing | DLC-BYOD-Water Heating | Small Industrial |  | Winter Morning | % of Load | 1 | 2029 | 65535
| Base | Dynamic Pricing | DLC-BYOD-Water Heating | Small Industrial |  | Winter Morning | % of Load | 0 | 2029 | 65535
| Base | Dynamic Pricing | DLC-Thermostat-DI-Central Heat Pump | Small Industrial |  | Winter Morning | % of Load | 1 | 2029 | 65535
| Base | Dynamic Pricing | DLC-Thermostat-DI-Central Heat Pump | Small Industrial |  | Winter Morning | % of Load | 0 | 2029 | 65535
| Base | Dynamic Pricing | DLC-Thermostat-BYOT-Central Heat Pump | Small Industrial |  | Winter Morning | % of Load | 1 | 2029 | 65535
| Base | Dynamic Pricing | DLC-Thermostat-BYOT-Central Heat Pump | Small Industrial |  | Winter Morning | % of Load | 0 | 2029 | 65535
| Base | Dynamic Pricing | DLC-Thermostat-HVAC | Small Industrial |  | Winter Morning | % of Load | 1 | 2029 | 65535
| Base | Dynamic Pricing | DLC-Thermostat-HVAC | Small Industrial |  | Winter Morning | % of Load | 0 | 2029 | 65535
| Base | Dynamic Pricing | DLC-Thermostat-DI-Baseboard Heating | Small Industrial |  | Winter Morning | % of Load | 1 | 2029 | 65535
| Base | Dynamic Pricing | DLC-Thermostat-DI-Baseboard Heating | Small Industrial |  | Winter Morning | % of Load | 0 | 2029 | 65535
| Base | Dynamic Pricing | DLC-Thermostat-BYOT-Baseboard Heating | Small Industrial |  | Winter Morning | % of Load | 1 | 2029 | 65535
| Base | Dynamic Pricing | DLC-Thermostat-BYOT-Baseboard Heating | Small Industrial |  | Winter Morning | % of Load | 0 | 2029 | 65535
| Base | Dynamic Pricing | DLC-Thermostat-DI-MSHP | Small Industrial |  | Winter Morning | % of Load | 1 | 2029 | 65535
| Base | Dynamic Pricing | DLC-Thermostat-DI-MSHP | Small Industrial |  | Winter Morning | % of Load | 0 | 2029 | 65535
| Base | Dynamic Pricing | DLC-Thermostat-BYOT-MSHP | Small Industrial |  | Winter Morning | % of Load | 1 | 2029 | 65535
| Base | Dynamic Pricing | DLC-Thermostat-BYOT-MSHP | Small Industrial |  | Winter Morning | % of Load | 0 | 2029 | 65535
| Base | Dynamic Pricing | C&I Curtailment-Turnkey-Manual HVAC Control | Small Industrial |  | Winter Morning | % of Load | 1 | 2029 | 65535
| Base | Dynamic Pricing | C&I Curtailment-Turnkey-Manual HVAC Control | Small Industrial |  | Winter Morning | % of Load | 0 | 2029 | 65535
| Base | Dynamic Pricing | C&I Curtailment-Turnkey-Auto-DR HVAC Control | Small Industrial |  | Winter Morning | % of Load | 1 | 2029 | 65535
| Base | Dynamic Pricing | C&I Curtailment-Turnkey-Auto-DR HVAC Control | Small Industrial |  | Winter Morning | % of Load | 0 | 2029 | 65535
| Base | Dynamic Pricing | C&I Curtailment-Turnkey-Standard Lighting Control | Small Industrial |  | Winter Morning | % of Load | 1 | 2029 | 65535
| Base | Dynamic Pricing | C&I Curtailment-Turnkey-Standard Lighting Control | Small Industrial |  | Winter Morning | % of Load | 0 | 2029 | 65535
| Base | Dynamic Pricing | C&I Curtailment-Turnkey-Advanced Lighting Control | Small Industrial |  | Winter Morning | % of Load | 1 | 2029 | 65535
| Base | Dynamic Pricing | C&I Curtailment-Turnkey-Advanced Lighting Control | Small Industrial |  | Winter Morning | % of Load | 0 | 2029 | 65535
| Base | Dynamic Pricing | C&I Curtailment-Turnkey-Water Heating Control | Small Industrial |  | Winter Morning | % of Load | 1 | 2029 | 65535
| Base | Dynamic Pricing | C&I Curtailment-Turnkey-Water Heating Control | Small Industrial |  | Winter Morning | % of Load | 0 | 2029 | 65535
| Base | Dynamic Pricing | C&I Curtailment-Turnkey-Other | Small Industrial |  | Winter Morning | % of Load | 1 | 2029 | 65535
| Base | Dynamic Pricing | C&I Curtailment-Turnkey-Other | Small Industrial |  | Winter Morning | % of Load | 0 | 2029 | 65535
| Base | Dynamic Pricing | C&I Curtailment-Turnkey-Industrial | Small Industrial |  | Winter Morning | % of Load | 1 | 2029 | 65535
| Base | Dynamic Pricing | C&I Curtailment-Turnkey-Industrial | Small Industrial |  | Winter Morning | % of Load | 0 | 2029 | 65535
| Base | Dynamic Pricing | Dynamic Pricing with enabling tech. | Small Industrial |  | Winter Morning | % of Load | 1 | 2029 | 65535
| Base | Dynamic Pricing | Dynamic Pricing with enabling tech. | Small Industrial |  | Winter Morning | % of Load | 0 | 2029 | 65535
| Base | Dynamic Pricing | Dynamic Pricing w/o enabling tech. | Small Industrial |  | Winter Morning | % of Load | 1 | 2029 | 65535
| Base | Dynamic Pricing | Dynamic Pricing w/o enabling tech. | Small Industrial |  | Winter Morning | % of Load | 0 | 2029 | 65535
| Base | Dynamic Pricing | DLC-Switch-Water Heating | Small Industrial |  | Winter Evening | % of Load | 1 | 2029 | 65535
| Base | Dynamic Pricing | DLC-Switch-Water Heating | Small Industrial |  | Winter Evening | % of Load | 0 | 2029 | 65535
| Base | Dynamic Pricing | DLC-BYOD-Water Heating | Small Industrial |  | Winter Evening | % of Load | 1 | 2029 | 65535
| Base | Dynamic Pricing | DLC-BYOD-Water Heating | Small Industrial |  | Winter Evening | % of Load | 0 | 2029 | 65535
| Base | Dynamic Pricing | DLC-Thermostat-DI-Central Heat Pump | Small Industrial |  | Winter Evening | % of Load | 1 | 2029 | 65535
| Base | Dynamic Pricing | DLC-Thermostat-DI-Central Heat Pump | Small Industrial |  | Winter Evening | % of Load | 0 | 2029 | 65535
| Base | Dynamic Pricing | DLC-Thermostat-BYOT-Central Heat Pump | Small Industrial |  | Winter Evening | % of Load | 1 | 2029 | 65535
| Base | Dynamic Pricing | DLC-Thermostat-BYOT-Central Heat Pump | Small Industrial |  | Winter Evening | % of Load | 0 | 2029 | 65535
| Base | Dynamic Pricing | DLC-Thermostat-HVAC | Small Industrial |  | Winter Evening | % of Load | 1 | 2029 | 65535
| Base | Dynamic Pricing | DLC-Thermostat-HVAC | Small Industrial |  | Winter Evening | % of Load | 0 | 2029 | 65535
| Base | Dynamic Pricing | DLC-Thermostat-DI-Baseboard Heating | Small Industrial |  | Winter Evening | % of Load | 1 | 2029 | 65535
| Base | Dynamic Pricing | DLC-Thermostat-DI-Baseboard Heating | Small Industrial |  | Winter Evening | % of Load | 0 | 2029 | 65535
| Base | Dynamic Pricing | DLC-Thermostat-BYOT-Baseboard Heating | Small Industrial |  | Winter Evening | % of Load | 1 | 2029 | 65535
| Base | Dynamic Pricing | DLC-Thermostat-BYOT-Baseboard Heating | Small Industrial |  | Winter Evening | % of Load | 0 | 2029 | 65535
| Base | Dynamic Pricing | DLC-Thermostat-DI-MSHP | Small Industrial |  | Winter Evening | % of Load | 1 | 2029 | 65535
| Base | Dynamic Pricing | DLC-Thermostat-DI-MSHP | Small Industrial |  | Winter Evening | % of Load | 0 | 2029 | 65535
| Base | Dynamic Pricing | DLC-Thermostat-BYOT-MSHP | Small Industrial |  | Winter Evening | % of Load | 1 | 2029 | 65535
| Base | Dynamic Pricing | DLC-Thermostat-BYOT-MSHP | Small Industrial |  | Winter Evening | % of Load | 0 | 2029 | 65535
| Base | Dynamic Pricing | C&I Curtailment-Turnkey-Manual HVAC Control | Small Industrial |  | Winter Evening | % of Load | 1 | 2029 | 65535
| Base | Dynamic Pricing | C&I Curtailment-Turnkey-Manual HVAC Control | Small Industrial |  | Winter Evening | % of Load | 0 | 2029 | 65535
| Base | Dynamic Pricing | C&I Curtailment-Turnkey-Auto-DR HVAC Control | Small Industrial |  | Winter Evening | % of Load | 1 | 2029 | 65535
| Base | Dynamic Pricing | C&I Curtailment-Turnkey-Auto-DR HVAC Control | Small Industrial |  | Winter Evening | % of Load | 0 | 2029 | 65535
| Base | Dynamic Pricing | C&I Curtailment-Turnkey-Standard Lighting Control | Small Industrial |  | Winter Evening | % of Load | 1 | 2029 | 65535
| Base | Dynamic Pricing | C&I Curtailment-Turnkey-Standard Lighting Control | Small Industrial |  | Winter Evening | % of Load | 0 | 2029 | 65535
| Base | Dynamic Pricing | C&I Curtailment-Turnkey-Advanced Lighting Control | Small Industrial |  | Winter Evening | % of Load | 1 | 2029 | 65535
| Base | Dynamic Pricing | C&I Curtailment-Turnkey-Advanced Lighting Control | Small Industrial |  | Winter Evening | % of Load | 0 | 2029 | 65535
| Base | Dynamic Pricing | C&I Curtailment-Turnkey-Water Heating Control | Small Industrial |  | Winter Evening | % of Load | 1 | 2029 | 65535
| Base | Dynamic Pricing | C&I Curtailment-Turnkey-Water Heating Control | Small Industrial |  | Winter Evening | % of Load | 0 | 2029 | 65535
| Base | Dynamic Pricing | C&I Curtailment-Turnkey-Other | Small Industrial |  | Winter Evening | % of Load | 1 | 2029 | 65535
| Base | Dynamic Pricing | C&I Curtailment-Turnkey-Other | Small Industrial |  | Winter Evening | % of Load | 0 | 2029 | 65535
| Base | Dynamic Pricing | C&I Curtailment-Turnkey-Industrial | Small Industrial |  | Winter Evening | % of Load | 1 | 2029 | 65535
| Base | Dynamic Pricing | C&I Curtailment-Turnkey-Industrial | Small Industrial |  | Winter Evening | % of Load | 0 | 2029 | 65535
| Base | Dynamic Pricing | Dynamic Pricing with enabling tech. | Small Industrial |  | Winter Evening | % of Load | 1 | 2029 | 65535
| Base | Dynamic Pricing | Dynamic Pricing with enabling tech. | Small Industrial |  | Winter Evening | % of Load | 0 | 2029 | 65535
| Base | Dynamic Pricing | Dynamic Pricing w/o enabling tech. | Small Industrial |  | Winter Evening | % of Load | 1 | 2029 | 65535
| Base | Dynamic Pricing | Dynamic Pricing w/o enabling tech. | Small Industrial |  | Winter Evening | % of Load | 0 | 2029 | 65535
| Base | Dynamic Pricing | DLC-Switch-Water Heating | Medium Industrial |  | Winter Morning | % of Load | 1 | 2029 | 65535
| Base | Dynamic Pricing | DLC-Switch-Water Heating | Medium Industrial |  | Winter Morning | % of Load | 0 | 2029 | 65535
| Base | Dynamic Pricing | DLC-BYOD-Water Heating | Medium Industrial |  | Winter Morning | % of Load | 1 | 2029 | 65535
| Base | Dynamic Pricing | DLC-BYOD-Water Heating | Medium Industrial |  | Winter Morning | % of Load | 0 | 2029 | 65535
| Base | Dynamic Pricing | DLC-Thermostat-DI-Central Heat Pump | Medium Industrial |  | Winter Morning | % of Load | 1 | 2029 | 65535
| Base | Dynamic Pricing | DLC-Thermostat-DI-Central Heat Pump | Medium Industrial |  | Winter Morning | % of Load | 0 | 2029 | 65535
| Base | Dynamic Pricing | DLC-Thermostat-BYOT-Central Heat Pump | Medium Industrial |  | Winter Morning | % of Load | 1 | 2029 | 65535
| Base | Dynamic Pricing | DLC-Thermostat-BYOT-Central Heat Pump | Medium Industrial |  | Winter Morning | % of Load | 0 | 2029 | 65535
| Base | Dynamic Pricing | DLC-Thermostat-HVAC | Medium Industrial |  | Winter Morning | % of Load | 1 | 2029 | 65535
| Base | Dynamic Pricing | DLC-Thermostat-HVAC | Medium Industrial |  | Winter Morning | % of Load | 0 | 2029 | 65535
| Base | Dynamic Pricing | DLC-Thermostat-DI-Baseboard Heating | Medium Industrial |  | Winter Morning | % of Load | 1 | 2029 | 65535
| Base | Dynamic Pricing | DLC-Thermostat-DI-Baseboard Heating | Medium Industrial |  | Winter Morning | % of Load | 0 | 2029 | 65535
| Base | Dynamic Pricing | DLC-Thermostat-BYOT-Baseboard Heating | Medium Industrial |  | Winter Morning | % of Load | 1 | 2029 | 65535
| Base | Dynamic Pricing | DLC-Thermostat-BYOT-Baseboard Heating | Medium Industrial |  | Winter Morning | % of Load | 0 | 2029 | 65535
| Base | Dynamic Pricing | DLC-Thermostat-DI-MSHP | Medium Industrial |  | Winter Morning | % of Load | 1 | 2029 | 65535
| Base | Dynamic Pricing | DLC-Thermostat-DI-MSHP | Medium Industrial |  | Winter Morning | % of Load | 0 | 2029 | 65535
| Base | Dynamic Pricing | DLC-Thermostat-BYOT-MSHP | Medium Industrial |  | Winter Morning | % of Load | 1 | 2029 | 65535
| Base | Dynamic Pricing | DLC-Thermostat-BYOT-MSHP | Medium Industrial |  | Winter Morning | % of Load | 0 | 2029 | 65535
| Base | Dynamic Pricing | C&I Curtailment-Turnkey-Manual HVAC Control | Medium Industrial |  | Winter Morning | % of Load | 1 | 2029 | 65535
| Base | Dynamic Pricing | C&I Curtailment-Turnkey-Manual HVAC Control | Medium Industrial |  | Winter Morning | % of Load | 0 | 2029 | 65535
| Base | Dynamic Pricing | C&I Curtailment-Turnkey-Auto-DR HVAC Control | Medium Industrial |  | Winter Morning | % of Load | 1 | 2029 | 65535
| Base | Dynamic Pricing | C&I Curtailment-Turnkey-Auto-DR HVAC Control | Medium Industrial |  | Winter Morning | % of Load | 0 | 2029 | 65535
| Base | Dynamic Pricing | C&I Curtailment-Turnkey-Standard Lighting Control | Medium Industrial |  | Winter Morning | % of Load | 1 | 2029 | 65535
| Base | Dynamic Pricing | C&I Curtailment-Turnkey-Standard Lighting Control | Medium Industrial |  | Winter Morning | % of Load | 0 | 2029 | 65535
| Base | Dynamic Pricing | C&I Curtailment-Turnkey-Advanced Lighting Control | Medium Industrial |  | Winter Morning | % of Load | 1 | 2029 | 65535
| Base | Dynamic Pricing | C&I Curtailment-Turnkey-Advanced Lighting Control | Medium Industrial |  | Winter Morning | % of Load | 0 | 2029 | 65535
| Base | Dynamic Pricing | C&I Curtailment-Turnkey-Water Heating Control | Medium Industrial |  | Winter Morning | % of Load | 1 | 2029 | 65535
| Base | Dynamic Pricing | C&I Curtailment-Turnkey-Water Heating Control | Medium Industrial |  | Winter Morning | % of Load | 0 | 2029 | 65535
| Base | Dynamic Pricing | C&I Curtailment-Turnkey-Other | Medium Industrial |  | Winter Morning | % of Load | 1 | 2029 | 65535
| Base | Dynamic Pricing | C&I Curtailment-Turnkey-Other | Medium Industrial |  | Winter Morning | % of Load | 0 | 2029 | 65535
| Base | Dynamic Pricing | Dynamic Pricing with enabling tech. | Medium Industrial |  | Winter Morning | % of Load | 1 | 2029 | 65535
| Base | Dynamic Pricing | Dynamic Pricing with enabling tech. | Medium Industrial |  | Winter Morning | % of Load | 0 | 2029 | 65535
| Base | Dynamic Pricing | Dynamic Pricing w/o enabling tech. | Medium Industrial |  | Winter Morning | % of Load | 1 | 2029 | 65535
| Base | Dynamic Pricing | Dynamic Pricing w/o enabling tech. | Medium Industrial |  | Winter Morning | % of Load | 0 | 2029 | 65535
| Base | Dynamic Pricing | DLC-Switch-Water Heating | Medium Industrial |  | Winter Evening | % of Load | 1 | 2029 | 65535
| Base | Dynamic Pricing | DLC-Switch-Water Heating | Medium Industrial |  | Winter Evening | % of Load | 0 | 2029 | 65535
| Base | Dynamic Pricing | DLC-BYOD-Water Heating | Medium Industrial |  | Winter Evening | % of Load | 1 | 2029 | 65535
| Base | Dynamic Pricing | DLC-BYOD-Water Heating | Medium Industrial |  | Winter Evening | % of Load | 0 | 2029 | 65535
| Base | Dynamic Pricing | DLC-Thermostat-DI-Central Heat Pump | Medium Industrial |  | Winter Evening | % of Load | 1 | 2029 | 65535
| Base | Dynamic Pricing | DLC-Thermostat-DI-Central Heat Pump | Medium Industrial |  | Winter Evening | % of Load | 0 | 2029 | 65535
| Base | Dynamic Pricing | DLC-Thermostat-BYOT-Central Heat Pump | Medium Industrial |  | Winter Evening | % of Load | 1 | 2029 | 65535
| Base | Dynamic Pricing | DLC-Thermostat-BYOT-Central Heat Pump | Medium Industrial |  | Winter Evening | % of Load | 0 | 2029 | 65535
| Base | Dynamic Pricing | DLC-Thermostat-HVAC | Medium Industrial |  | Winter Evening | % of Load | 1 | 2029 | 65535
| Base | Dynamic Pricing | DLC-Thermostat-HVAC | Medium Industrial |  | Winter Evening | % of Load | 0 | 2029 | 65535
| Base | Dynamic Pricing | DLC-Thermostat-DI-Baseboard Heating | Medium Industrial |  | Winter Evening | % of Load | 1 | 2029 | 65535
| Base | Dynamic Pricing | DLC-Thermostat-DI-Baseboard Heating | Medium Industrial |  | Winter Evening | % of Load | 0 | 2029 | 65535
| Base | Dynamic Pricing | DLC-Thermostat-BYOT-Baseboard Heating | Medium Industrial |  | Winter Evening | % of Load | 1 | 2029 | 65535
| Base | Dynamic Pricing | DLC-Thermostat-BYOT-Baseboard Heating | Medium Industrial |  | Winter Evening | % of Load | 0 | 2029 | 65535
| Base | Dynamic Pricing | DLC-Thermostat-DI-MSHP | Medium Industrial |  | Winter Evening | % of Load | 1 | 2029 | 65535
| Base | Dynamic Pricing | DLC-Thermostat-DI-MSHP | Medium Industrial |  | Winter Evening | % of Load | 0 | 2029 | 65535
| Base | Dynamic Pricing | DLC-Thermostat-BYOT-MSHP | Medium Industrial |  | Winter Evening | % of Load | 1 | 2029 | 65535
| Base | Dynamic Pricing | DLC-Thermostat-BYOT-MSHP | Medium Industrial |  | Winter Evening | % of Load | 0 | 2029 | 65535
| Base | Dynamic Pricing | C&I Curtailment-Turnkey-Manual HVAC Control | Medium Industrial |  | Winter Evening | % of Load | 1 | 2029 | 65535
| Base | Dynamic Pricing | C&I Curtailment-Turnkey-Manual HVAC Control | Medium Industrial |  | Winter Evening | % of Load | 0 | 2029 | 65535
| Base | Dynamic Pricing | C&I Curtailment-Turnkey-Auto-DR HVAC Control | Medium Industrial |  | Winter Evening | % of Load | 1 | 2029 | 65535
| Base | Dynamic Pricing | C&I Curtailment-Turnkey-Auto-DR HVAC Control | Medium Industrial |  | Winter Evening | % of Load | 0 | 2029 | 65535
| Base | Dynamic Pricing | C&I Curtailment-Turnkey-Standard Lighting Control | Medium Industrial |  | Winter Evening | % of Load | 1 | 2029 | 65535
| Base | Dynamic Pricing | C&I Curtailment-Turnkey-Standard Lighting Control | Medium Industrial |  | Winter Evening | % of Load | 0 | 2029 | 65535
| Base | Dynamic Pricing | C&I Curtailment-Turnkey-Advanced Lighting Control | Medium Industrial |  | Winter Evening | % of Load | 1 | 2029 | 65535
| Base | Dynamic Pricing | C&I Curtailment-Turnkey-Advanced Lighting Control | Medium Industrial |  | Winter Evening | % of Load | 0 | 2029 | 65535
| Base | Dynamic Pricing | C&I Curtailment-Turnkey-Water Heating Control | Medium Industrial |  | Winter Evening | % of Load | 1 | 2029 | 65535
| Base | Dynamic Pricing | C&I Curtailment-Turnkey-Water Heating Control | Medium Industrial |  | Winter Evening | % of Load | 0 | 2029 | 65535
| Base | Dynamic Pricing | C&I Curtailment-Turnkey-Other | Medium Industrial |  | Winter Evening | % of Load | 1 | 2029 | 65535
| Base | Dynamic Pricing | C&I Curtailment-Turnkey-Other | Medium Industrial |  | Winter Evening | % of Load | 0 | 2029 | 65535
| Base | Dynamic Pricing | Dynamic Pricing with enabling tech. | Medium Industrial |  | Winter Evening | % of Load | 1 | 2029 | 65535
| Base | Dynamic Pricing | Dynamic Pricing with enabling tech. | Medium Industrial |  | Winter Evening | % of Load | 0 | 2029 | 65535
| Base | Dynamic Pricing | Dynamic Pricing w/o enabling tech. | Medium Industrial |  | Winter Evening | % of Load | 1 | 2029 | 65535
| Base | Dynamic Pricing | Dynamic Pricing w/o enabling tech. | Medium Industrial |  | Winter Evening | % of Load | 0 | 2029 | 65535
| Base | Dynamic Pricing | Dynamic Pricing with enabling tech. | Large Industrial |  | Winter Morning | % of Load | 1 | 2029 | 65535
| Base | Dynamic Pricing | Dynamic Pricing with enabling tech. | Large Industrial |  | Winter Morning | % of Load | 0 | 2029 | 65535
| Base | Dynamic Pricing | Dynamic Pricing w/o enabling tech. | Large Industrial |  | Winter Morning | % of Load | 1 | 2029 | 65535
| Base | Dynamic Pricing | Dynamic Pricing w/o enabling tech. | Large Industrial |  | Winter Morning | % of Load | 0 | 2029 | 65535
| Base | Dynamic Pricing | Dynamic Pricing with enabling tech. | Large Industrial |  | Winter Evening | % of Load | 1 | 2029 | 65535
| Base | Dynamic Pricing | Dynamic Pricing with enabling tech. | Large Industrial |  | Winter Evening | % of Load | 0 | 2029 | 65535
| Base | Dynamic Pricing | Dynamic Pricing w/o enabling tech. | Large Industrial |  | Winter Evening | % of Load | 1 | 2029 | 65535
| Base | Dynamic Pricing | Dynamic Pricing w/o enabling tech. | Large Industrial |  | Winter Evening | % of Load | 0 | 2029 | 65535
| Base | Dynamic Pricing | Dynamic Pricing with enabling tech. | Residential Charitable |  | Winter Morning | % of Load | 1 | 2029 | 65535
| Base | Dynamic Pricing | Dynamic Pricing with enabling tech. | Residential Charitable |  | Winter Morning | % of Load | 0 | 2029 | 65535
| Base | Dynamic Pricing | Dynamic Pricing w/o enabling tech. | Residential Charitable |  | Winter Morning | % of Load | 1 | 2029 | 65535
| Base | Dynamic Pricing | Dynamic Pricing w/o enabling tech. | Residential Charitable |  | Winter Morning | % of Load | 0 | 2029 | 65535
| Base | Dynamic Pricing | Dynamic Pricing with enabling tech. | Residential Charitable |  | Winter Evening | % of Load | 1 | 2029 | 65535
| Base | Dynamic Pricing | Dynamic Pricing with enabling tech. | Residential Charitable |  | Winter Evening | % of Load | 0 | 2029 | 65535
| Base | Dynamic Pricing | Dynamic Pricing w/o enabling tech. | Residential Charitable |  | Winter Evening | % of Load | 1 | 2029 | 65535
| Base | Dynamic Pricing | Dynamic Pricing w/o enabling tech. | Residential Charitable |  | Winter Evening | % of Load | 0 | 2029 | 65535
| Base | BTM Battery Control | DLC-Switch-Water Heating | Small General |  | Winter Morning | % of Load | 1 | 2029 | 65535
| Base | BTM Battery Control | DLC-Switch-Water Heating | Small General |  | Winter Morning | % of Load | 0 | 2029 | 65535
| Base | BTM Battery Control | DLC-BYOD-Water Heating | Small General |  | Winter Morning | % of Load | 1 | 2029 | 65535
| Base | BTM Battery Control | DLC-BYOD-Water Heating | Small General |  | Winter Morning | % of Load | 0 | 2029 | 65535
| Base | BTM Battery Control | DLC-Thermostat-DI-Central Heat Pump | Small General |  | Winter Morning | % of Load | 1 | 2029 | 65535
| Base | BTM Battery Control | DLC-Thermostat-DI-Central Heat Pump | Small General |  | Winter Morning | % of Load | 0 | 2029 | 65535
| Base | BTM Battery Control | DLC-Thermostat-BYOT-Central Heat Pump | Small General |  | Winter Morning | % of Load | 1 | 2029 | 65535
| Base | BTM Battery Control | DLC-Thermostat-BYOT-Central Heat Pump | Small General |  | Winter Morning | % of Load | 0 | 2029 | 65535
| Base | BTM Battery Control | DLC-Thermostat-HVAC | Small General |  | Winter Morning | % of Load | 1 | 2029 | 65535
| Base | BTM Battery Control | DLC-Thermostat-HVAC | Small General |  | Winter Morning | % of Load | 0 | 2029 | 65535
| Base | BTM Battery Control | DLC-Thermostat-DI-Baseboard Heating | Small General |  | Winter Morning | % of Load | 1 | 2029 | 65535
| Base | BTM Battery Control | DLC-Thermostat-DI-Baseboard Heating | Small General |  | Winter Morning | % of Load | 0 | 2029 | 65535
| Base | BTM Battery Control | DLC-Thermostat-BYOT-Baseboard Heating | Small General |  | Winter Morning | % of Load | 1 | 2029 | 65535
| Base | BTM Battery Control | DLC-Thermostat-BYOT-Baseboard Heating | Small General |  | Winter Morning | % of Load | 0 | 2029 | 65535
| Base | BTM Battery Control | DLC-Thermostat-DI-MSHP | Small General |  | Winter Morning | % of Load | 1 | 2029 | 65535
| Base | BTM Battery Control | DLC-Thermostat-DI-MSHP | Small General |  | Winter Morning | % of Load | 0 | 2029 | 65535
| Base | BTM Battery Control | DLC-Thermostat-BYOT-MSHP | Small General |  | Winter Morning | % of Load | 1 | 2029 | 65535
| Base | BTM Battery Control | DLC-Thermostat-BYOT-MSHP | Small General |  | Winter Morning | % of Load | 0 | 2029 | 65535
| Base | BTM Battery Control | C&I Curtailment-Turnkey-Manual HVAC Control | Small General |  | Winter Morning | % of Load | 1 | 2029 | 65535
| Base | BTM Battery Control | C&I Curtailment-Turnkey-Manual HVAC Control | Small General |  | Winter Morning | % of Load | 0 | 2029 | 65535
| Base | BTM Battery Control | C&I Curtailment-Turnkey-Auto-DR HVAC Control | Small General |  | Winter Morning | % of Load | 1 | 2029 | 65535
| Base | BTM Battery Control | C&I Curtailment-Turnkey-Auto-DR HVAC Control | Small General |  | Winter Morning | % of Load | 0 | 2029 | 65535
| Base | BTM Battery Control | C&I Curtailment-Turnkey-Standard Lighting Control | Small General |  | Winter Morning | % of Load | 1 | 2029 | 65535
| Base | BTM Battery Control | C&I Curtailment-Turnkey-Standard Lighting Control | Small General |  | Winter Morning | % of Load | 0 | 2029 | 65535
| Base | BTM Battery Control | C&I Curtailment-Turnkey-Advanced Lighting Control | Small General |  | Winter Morning | % of Load | 1 | 2029 | 65535
| Base | BTM Battery Control | C&I Curtailment-Turnkey-Advanced Lighting Control | Small General |  | Winter Morning | % of Load | 0 | 2029 | 65535
| Base | BTM Battery Control | C&I Curtailment-Turnkey-Water Heating Control | Small General |  | Winter Morning | % of Load | 1 | 2029 | 65535
| Base | BTM Battery Control | C&I Curtailment-Turnkey-Water Heating Control | Small General |  | Winter Morning | % of Load | 0 | 2029 | 65535
| Base | BTM Battery Control | C&I Curtailment-Turnkey-Other | Small General |  | Winter Morning | % of Load | 1 | 2029 | 65535
| Base | BTM Battery Control | C&I Curtailment-Turnkey-Other | Small General |  | Winter Morning | % of Load | 0 | 2029 | 65535
| Base | BTM Battery Control | Dynamic Pricing with enabling tech. | Small General |  | Winter Morning | % of Load | 1 | 2029 | 65535
| Base | BTM Battery Control | Dynamic Pricing with enabling tech. | Small General |  | Winter Morning | % of Load | 0 | 2029 | 65535
| Base | BTM Battery Control | DLC-Switch-Water Heating | Small General |  | Winter Evening | % of Load | 1 | 2029 | 65535
| Base | BTM Battery Control | DLC-Switch-Water Heating | Small General |  | Winter Evening | % of Load | 0 | 2029 | 65535
| Base | BTM Battery Control | DLC-BYOD-Water Heating | Small General |  | Winter Evening | % of Load | 1 | 2029 | 65535
| Base | BTM Battery Control | DLC-BYOD-Water Heating | Small General |  | Winter Evening | % of Load | 0 | 2029 | 65535
| Base | BTM Battery Control | DLC-Thermostat-DI-Central Heat Pump | Small General |  | Winter Evening | % of Load | 1 | 2029 | 65535
| Base | BTM Battery Control | DLC-Thermostat-DI-Central Heat Pump | Small General |  | Winter Evening | % of Load | 0 | 2029 | 65535
| Base | BTM Battery Control | DLC-Thermostat-BYOT-Central Heat Pump | Small General |  | Winter Evening | % of Load | 1 | 2029 | 65535
| Base | BTM Battery Control | DLC-Thermostat-BYOT-Central Heat Pump | Small General |  | Winter Evening | % of Load | 0 | 2029 | 65535
| Base | BTM Battery Control | DLC-Thermostat-HVAC | Small General |  | Winter Evening | % of Load | 1 | 2029 | 65535
| Base | BTM Battery Control | DLC-Thermostat-HVAC | Small General |  | Winter Evening | % of Load | 0 | 2029 | 65535
| Base | BTM Battery Control | DLC-Thermostat-DI-Baseboard Heating | Small General |  | Winter Evening | % of Load | 1 | 2029 | 65535
| Base | BTM Battery Control | DLC-Thermostat-DI-Baseboard Heating | Small General |  | Winter Evening | % of Load | 0 | 2029 | 65535
| Base | BTM Battery Control | DLC-Thermostat-BYOT-Baseboard Heating | Small General |  | Winter Evening | % of Load | 1 | 2029 | 65535
| Base | BTM Battery Control | DLC-Thermostat-BYOT-Baseboard Heating | Small General |  | Winter Evening | % of Load | 0 | 2029 | 65535
| Base | BTM Battery Control | DLC-Thermostat-DI-MSHP | Small General |  | Winter Evening | % of Load | 1 | 2029 | 65535
| Base | BTM Battery Control | DLC-Thermostat-DI-MSHP | Small General |  | Winter Evening | % of Load | 0 | 2029 | 65535
| Base | BTM Battery Control | DLC-Thermostat-BYOT-MSHP | Small General |  | Winter Evening | % of Load | 1 | 2029 | 65535
| Base | BTM Battery Control | DLC-Thermostat-BYOT-MSHP | Small General |  | Winter Evening | % of Load | 0 | 2029 | 65535
| Base | BTM Battery Control | C&I Curtailment-Turnkey-Manual HVAC Control | Small General |  | Winter Evening | % of Load | 1 | 2029 | 65535
| Base | BTM Battery Control | C&I Curtailment-Turnkey-Manual HVAC Control | Small General |  | Winter Evening | % of Load | 0 | 2029 | 65535
| Base | BTM Battery Control | C&I Curtailment-Turnkey-Auto-DR HVAC Control | Small General |  | Winter Evening | % of Load | 1 | 2029 | 65535
| Base | BTM Battery Control | C&I Curtailment-Turnkey-Auto-DR HVAC Control | Small General |  | Winter Evening | % of Load | 0 | 2029 | 65535
| Base | BTM Battery Control | C&I Curtailment-Turnkey-Standard Lighting Control | Small General |  | Winter Evening | % of Load | 1 | 2029 | 65535
| Base | BTM Battery Control | C&I Curtailment-Turnkey-Standard Lighting Control | Small General |  | Winter Evening | % of Load | 0 | 2029 | 65535
| Base | BTM Battery Control | C&I Curtailment-Turnkey-Advanced Lighting Control | Small General |  | Winter Evening | % of Load | 1 | 2029 | 65535
| Base | BTM Battery Control | C&I Curtailment-Turnkey-Advanced Lighting Control | Small General |  | Winter Evening | % of Load | 0 | 2029 | 65535
| Base | BTM Battery Control | C&I Curtailment-Turnkey-Water Heating Control | Small General |  | Winter Evening | % of Load | 1 | 2029 | 65535
| Base | BTM Battery Control | C&I Curtailment-Turnkey-Water Heating Control | Small General |  | Winter Evening | % of Load | 0 | 2029 | 65535
| Base | BTM Battery Control | C&I Curtailment-Turnkey-Other | Small General |  | Winter Evening | % of Load | 1 | 2029 | 65535
| Base | BTM Battery Control | C&I Curtailment-Turnkey-Other | Small General |  | Winter Evening | % of Load | 0 | 2029 | 65535
| Base | BTM Battery Control | Dynamic Pricing with enabling tech. | Small General |  | Winter Evening | % of Load | 1 | 2029 | 65535
| Base | BTM Battery Control | Dynamic Pricing with enabling tech. | Small General |  | Winter Evening | % of Load | 0 | 2029 | 65535
| Base | BTM Battery Control | DLC-Switch-Water Heating | General |  | Winter Morning | % of Load | 1 | 2029 | 65535
| Base | BTM Battery Control | DLC-Switch-Water Heating | General |  | Winter Morning | % of Load | 0 | 2029 | 65535
| Base | BTM Battery Control | DLC-BYOD-Water Heating | General |  | Winter Morning | % of Load | 1 | 2029 | 65535
| Base | BTM Battery Control | DLC-BYOD-Water Heating | General |  | Winter Morning | % of Load | 0 | 2029 | 65535
| Base | BTM Battery Control | DLC-Thermostat-DI-Central Heat Pump | General |  | Winter Morning | % of Load | 1 | 2029 | 65535
| Base | BTM Battery Control | DLC-Thermostat-DI-Central Heat Pump | General |  | Winter Morning | % of Load | 0 | 2029 | 65535
| Base | BTM Battery Control | DLC-Thermostat-BYOT-Central Heat Pump | General |  | Winter Morning | % of Load | 1 | 2029 | 65535
| Base | BTM Battery Control | DLC-Thermostat-BYOT-Central Heat Pump | General |  | Winter Morning | % of Load | 0 | 2029 | 65535
| Base | BTM Battery Control | DLC-Thermostat-HVAC | General |  | Winter Morning | % of Load | 1 | 2029 | 65535
| Base | BTM Battery Control | DLC-Thermostat-HVAC | General |  | Winter Morning | % of Load | 0 | 2029 | 65535
| Base | BTM Battery Control | DLC-Thermostat-DI-Baseboard Heating | General |  | Winter Morning | % of Load | 1 | 2029 | 65535
| Base | BTM Battery Control | DLC-Thermostat-DI-Baseboard Heating | General |  | Winter Morning | % of Load | 0 | 2029 | 65535
| Base | BTM Battery Control | DLC-Thermostat-BYOT-Baseboard Heating | General |  | Winter Morning | % of Load | 1 | 2029 | 65535
| Base | BTM Battery Control | DLC-Thermostat-BYOT-Baseboard Heating | General |  | Winter Morning | % of Load | 0 | 2029 | 65535
| Base | BTM Battery Control | DLC-Thermostat-DI-MSHP | General |  | Winter Morning | % of Load | 1 | 2029 | 65535
| Base | BTM Battery Control | DLC-Thermostat-DI-MSHP | General |  | Winter Morning | % of Load | 0 | 2029 | 65535
| Base | BTM Battery Control | DLC-Thermostat-BYOT-MSHP | General |  | Winter Morning | % of Load | 1 | 2029 | 65535
| Base | BTM Battery Control | DLC-Thermostat-BYOT-MSHP | General |  | Winter Morning | % of Load | 0 | 2029 | 65535
| Base | BTM Battery Control | C&I Curtailment-Turnkey-Manual HVAC Control | General |  | Winter Morning | % of Load | 1 | 2029 | 65535
| Base | BTM Battery Control | C&I Curtailment-Turnkey-Manual HVAC Control | General |  | Winter Morning | % of Load | 0 | 2029 | 65535
| Base | BTM Battery Control | C&I Curtailment-Turnkey-Auto-DR HVAC Control | General |  | Winter Morning | % of Load | 1 | 2029 | 65535
| Base | BTM Battery Control | C&I Curtailment-Turnkey-Auto-DR HVAC Control | General |  | Winter Morning | % of Load | 0 | 2029 | 65535
| Base | BTM Battery Control | C&I Curtailment-Turnkey-Standard Lighting Control | General |  | Winter Morning | % of Load | 1 | 2029 | 65535
| Base | BTM Battery Control | C&I Curtailment-Turnkey-Standard Lighting Control | General |  | Winter Morning | % of Load | 0 | 2029 | 65535
| Base | BTM Battery Control | C&I Curtailment-Turnkey-Advanced Lighting Control | General |  | Winter Morning | % of Load | 1 | 2029 | 65535
| Base | BTM Battery Control | C&I Curtailment-Turnkey-Advanced Lighting Control | General |  | Winter Morning | % of Load | 0 | 2029 | 65535
| Base | BTM Battery Control | C&I Curtailment-Turnkey-Water Heating Control | General |  | Winter Morning | % of Load | 1 | 2029 | 65535
| Base | BTM Battery Control | C&I Curtailment-Turnkey-Water Heating Control | General |  | Winter Morning | % of Load | 0 | 2029 | 65535
| Base | BTM Battery Control | C&I Curtailment-Turnkey-Other | General |  | Winter Morning | % of Load | 1 | 2029 | 65535
| Base | BTM Battery Control | C&I Curtailment-Turnkey-Other | General |  | Winter Morning | % of Load | 0 | 2029 | 65535
| Base | BTM Battery Control | DLC-Switch-Water Heating | General |  | Winter Evening | % of Load | 1 | 2029 | 65535
| Base | BTM Battery Control | DLC-Switch-Water Heating | General |  | Winter Evening | % of Load | 0 | 2029 | 65535
| Base | BTM Battery Control | DLC-BYOD-Water Heating | General |  | Winter Evening | % of Load | 1 | 2029 | 65535
| Base | BTM Battery Control | DLC-BYOD-Water Heating | General |  | Winter Evening | % of Load | 0 | 2029 | 65535
| Base | BTM Battery Control | DLC-Thermostat-DI-Central Heat Pump | General |  | Winter Evening | % of Load | 1 | 2029 | 65535
| Base | BTM Battery Control | DLC-Thermostat-DI-Central Heat Pump | General |  | Winter Evening | % of Load | 0 | 2029 | 65535
| Base | BTM Battery Control | DLC-Thermostat-BYOT-Central Heat Pump | General |  | Winter Evening | % of Load | 1 | 2029 | 65535
| Base | BTM Battery Control | DLC-Thermostat-BYOT-Central Heat Pump | General |  | Winter Evening | % of Load | 0 | 2029 | 65535
| Base | BTM Battery Control | DLC-Thermostat-HVAC | General |  | Winter Evening | % of Load | 1 | 2029 | 65535
| Base | BTM Battery Control | DLC-Thermostat-HVAC | General |  | Winter Evening | % of Load | 0 | 2029 | 65535
| Base | BTM Battery Control | DLC-Thermostat-DI-Baseboard Heating | General |  | Winter Evening | % of Load | 1 | 2029 | 65535
| Base | BTM Battery Control | DLC-Thermostat-DI-Baseboard Heating | General |  | Winter Evening | % of Load | 0 | 2029 | 65535
| Base | BTM Battery Control | DLC-Thermostat-BYOT-Baseboard Heating | General |  | Winter Evening | % of Load | 1 | 2029 | 65535
| Base | BTM Battery Control | DLC-Thermostat-BYOT-Baseboard Heating | General |  | Winter Evening | % of Load | 0 | 2029 | 65535
| Base | BTM Battery Control | DLC-Thermostat-DI-MSHP | General |  | Winter Evening | % of Load | 1 | 2029 | 65535
| Base | BTM Battery Control | DLC-Thermostat-DI-MSHP | General |  | Winter Evening | % of Load | 0 | 2029 | 65535
| Base | BTM Battery Control | DLC-Thermostat-BYOT-MSHP | General |  | Winter Evening | % of Load | 1 | 2029 | 65535
| Base | BTM Battery Control | DLC-Thermostat-BYOT-MSHP | General |  | Winter Evening | % of Load | 0 | 2029 | 65535
| Base | BTM Battery Control | C&I Curtailment-Turnkey-Manual HVAC Control | General |  | Winter Evening | % of Load | 1 | 2029 | 65535
| Base | BTM Battery Control | C&I Curtailment-Turnkey-Manual HVAC Control | General |  | Winter Evening | % of Load | 0 | 2029 | 65535
| Base | BTM Battery Control | C&I Curtailment-Turnkey-Auto-DR HVAC Control | General |  | Winter Evening | % of Load | 1 | 2029 | 65535
| Base | BTM Battery Control | C&I Curtailment-Turnkey-Auto-DR HVAC Control | General |  | Winter Evening | % of Load | 0 | 2029 | 65535
| Base | BTM Battery Control | C&I Curtailment-Turnkey-Standard Lighting Control | General |  | Winter Evening | % of Load | 1 | 2029 | 65535
| Base | BTM Battery Control | C&I Curtailment-Turnkey-Standard Lighting Control | General |  | Winter Evening | % of Load | 0 | 2029 | 65535
| Base | BTM Battery Control | C&I Curtailment-Turnkey-Advanced Lighting Control | General |  | Winter Evening | % of Load | 1 | 2029 | 65535
| Base | BTM Battery Control | C&I Curtailment-Turnkey-Advanced Lighting Control | General |  | Winter Evening | % of Load | 0 | 2029 | 65535
| Base | BTM Battery Control | C&I Curtailment-Turnkey-Water Heating Control | General |  | Winter Evening | % of Load | 1 | 2029 | 65535
| Base | BTM Battery Control | C&I Curtailment-Turnkey-Water Heating Control | General |  | Winter Evening | % of Load | 0 | 2029 | 65535
| Base | BTM Battery Control | C&I Curtailment-Turnkey-Other | General |  | Winter Evening | % of Load | 1 | 2029 | 65535
| Base | BTM Battery Control | C&I Curtailment-Turnkey-Other | General |  | Winter Evening | % of Load | 0 | 2029 | 65535
| Base | BTM Battery Control | DLC-Switch-Water Heating | Small Industrial |  | Winter Morning | % of Load | 1 | 2029 | 65535
| Base | BTM Battery Control | DLC-Switch-Water Heating | Small Industrial |  | Winter Morning | % of Load | 0 | 2029 | 65535
| Base | BTM Battery Control | DLC-BYOD-Water Heating | Small Industrial |  | Winter Morning | % of Load | 1 | 2029 | 65535
| Base | BTM Battery Control | DLC-BYOD-Water Heating | Small Industrial |  | Winter Morning | % of Load | 0 | 2029 | 65535
| Base | BTM Battery Control | DLC-Thermostat-DI-Central Heat Pump | Small Industrial |  | Winter Morning | % of Load | 1 | 2029 | 65535
| Base | BTM Battery Control | DLC-Thermostat-DI-Central Heat Pump | Small Industrial |  | Winter Morning | % of Load | 0 | 2029 | 65535
| Base | BTM Battery Control | DLC-Thermostat-BYOT-Central Heat Pump | Small Industrial |  | Winter Morning | % of Load | 1 | 2029 | 65535
| Base | BTM Battery Control | DLC-Thermostat-BYOT-Central Heat Pump | Small Industrial |  | Winter Morning | % of Load | 0 | 2029 | 65535
| Base | BTM Battery Control | DLC-Thermostat-HVAC | Small Industrial |  | Winter Morning | % of Load | 1 | 2029 | 65535
| Base | BTM Battery Control | DLC-Thermostat-HVAC | Small Industrial |  | Winter Morning | % of Load | 0 | 2029 | 65535
| Base | BTM Battery Control | DLC-Thermostat-DI-Baseboard Heating | Small Industrial |  | Winter Morning | % of Load | 1 | 2029 | 65535
| Base | BTM Battery Control | DLC-Thermostat-DI-Baseboard Heating | Small Industrial |  | Winter Morning | % of Load | 0 | 2029 | 65535
| Base | BTM Battery Control | DLC-Thermostat-BYOT-Baseboard Heating | Small Industrial |  | Winter Morning | % of Load | 1 | 2029 | 65535
| Base | BTM Battery Control | DLC-Thermostat-BYOT-Baseboard Heating | Small Industrial |  | Winter Morning | % of Load | 0 | 2029 | 65535
| Base | BTM Battery Control | DLC-Thermostat-DI-MSHP | Small Industrial |  | Winter Morning | % of Load | 1 | 2029 | 65535
| Base | BTM Battery Control | DLC-Thermostat-DI-MSHP | Small Industrial |  | Winter Morning | % of Load | 0 | 2029 | 65535
| Base | BTM Battery Control | DLC-Thermostat-BYOT-MSHP | Small Industrial |  | Winter Morning | % of Load | 1 | 2029 | 65535
| Base | BTM Battery Control | DLC-Thermostat-BYOT-MSHP | Small Industrial |  | Winter Morning | % of Load | 0 | 2029 | 65535
| Base | BTM Battery Control | C&I Curtailment-Turnkey-Manual HVAC Control | Small Industrial |  | Winter Morning | % of Load | 1 | 2029 | 65535
| Base | BTM Battery Control | C&I Curtailment-Turnkey-Manual HVAC Control | Small Industrial |  | Winter Morning | % of Load | 0 | 2029 | 65535
| Base | BTM Battery Control | C&I Curtailment-Turnkey-Auto-DR HVAC Control | Small Industrial |  | Winter Morning | % of Load | 1 | 2029 | 65535
| Base | BTM Battery Control | C&I Curtailment-Turnkey-Auto-DR HVAC Control | Small Industrial |  | Winter Morning | % of Load | 0 | 2029 | 65535
| Base | BTM Battery Control | C&I Curtailment-Turnkey-Standard Lighting Control | Small Industrial |  | Winter Morning | % of Load | 1 | 2029 | 65535
| Base | BTM Battery Control | C&I Curtailment-Turnkey-Standard Lighting Control | Small Industrial |  | Winter Morning | % of Load | 0 | 2029 | 65535
| Base | BTM Battery Control | C&I Curtailment-Turnkey-Advanced Lighting Control | Small Industrial |  | Winter Morning | % of Load | 1 | 2029 | 65535
| Base | BTM Battery Control | C&I Curtailment-Turnkey-Advanced Lighting Control | Small Industrial |  | Winter Morning | % of Load | 0 | 2029 | 65535
| Base | BTM Battery Control | C&I Curtailment-Turnkey-Water Heating Control | Small Industrial |  | Winter Morning | % of Load | 1 | 2029 | 65535
| Base | BTM Battery Control | C&I Curtailment-Turnkey-Water Heating Control | Small Industrial |  | Winter Morning | % of Load | 0 | 2029 | 65535
| Base | BTM Battery Control | C&I Curtailment-Turnkey-Other | Small Industrial |  | Winter Morning | % of Load | 1 | 2029 | 65535
| Base | BTM Battery Control | C&I Curtailment-Turnkey-Other | Small Industrial |  | Winter Morning | % of Load | 0 | 2029 | 65535
| Base | BTM Battery Control | C&I Curtailment-Turnkey-Industrial | Small Industrial |  | Winter Morning | % of Load | 1 | 2029 | 65535
| Base | BTM Battery Control | C&I Curtailment-Turnkey-Industrial | Small Industrial |  | Winter Morning | % of Load | 0 | 2029 | 65535
| Base | BTM Battery Control | DLC-Switch-Water Heating | Small Industrial |  | Winter Evening | % of Load | 1 | 2029 | 65535
| Base | BTM Battery Control | DLC-Switch-Water Heating | Small Industrial |  | Winter Evening | % of Load | 0 | 2029 | 65535
| Base | BTM Battery Control | DLC-BYOD-Water Heating | Small Industrial |  | Winter Evening | % of Load | 1 | 2029 | 65535
| Base | BTM Battery Control | DLC-BYOD-Water Heating | Small Industrial |  | Winter Evening | % of Load | 0 | 2029 | 65535
| Base | BTM Battery Control | DLC-Thermostat-DI-Central Heat Pump | Small Industrial |  | Winter Evening | % of Load | 1 | 2029 | 65535
| Base | BTM Battery Control | DLC-Thermostat-DI-Central Heat Pump | Small Industrial |  | Winter Evening | % of Load | 0 | 2029 | 65535
| Base | BTM Battery Control | DLC-Thermostat-BYOT-Central Heat Pump | Small Industrial |  | Winter Evening | % of Load | 1 | 2029 | 65535
| Base | BTM Battery Control | DLC-Thermostat-BYOT-Central Heat Pump | Small Industrial |  | Winter Evening | % of Load | 0 | 2029 | 65535
| Base | BTM Battery Control | DLC-Thermostat-HVAC | Small Industrial |  | Winter Evening | % of Load | 1 | 2029 | 65535
| Base | BTM Battery Control | DLC-Thermostat-HVAC | Small Industrial |  | Winter Evening | % of Load | 0 | 2029 | 65535
| Base | BTM Battery Control | DLC-Thermostat-DI-Baseboard Heating | Small Industrial |  | Winter Evening | % of Load | 1 | 2029 | 65535
| Base | BTM Battery Control | DLC-Thermostat-DI-Baseboard Heating | Small Industrial |  | Winter Evening | % of Load | 0 | 2029 | 65535
| Base | BTM Battery Control | DLC-Thermostat-BYOT-Baseboard Heating | Small Industrial |  | Winter Evening | % of Load | 1 | 2029 | 65535
| Base | BTM Battery Control | DLC-Thermostat-BYOT-Baseboard Heating | Small Industrial |  | Winter Evening | % of Load | 0 | 2029 | 65535
| Base | BTM Battery Control | DLC-Thermostat-DI-MSHP | Small Industrial |  | Winter Evening | % of Load | 1 | 2029 | 65535
| Base | BTM Battery Control | DLC-Thermostat-DI-MSHP | Small Industrial |  | Winter Evening | % of Load | 0 | 2029 | 65535
| Base | BTM Battery Control | DLC-Thermostat-BYOT-MSHP | Small Industrial |  | Winter Evening | % of Load | 1 | 2029 | 65535
| Base | BTM Battery Control | DLC-Thermostat-BYOT-MSHP | Small Industrial |  | Winter Evening | % of Load | 0 | 2029 | 65535
| Base | BTM Battery Control | C&I Curtailment-Turnkey-Manual HVAC Control | Small Industrial |  | Winter Evening | % of Load | 1 | 2029 | 65535
| Base | BTM Battery Control | C&I Curtailment-Turnkey-Manual HVAC Control | Small Industrial |  | Winter Evening | % of Load | 0 | 2029 | 65535
| Base | BTM Battery Control | C&I Curtailment-Turnkey-Auto-DR HVAC Control | Small Industrial |  | Winter Evening | % of Load | 1 | 2029 | 65535
| Base | BTM Battery Control | C&I Curtailment-Turnkey-Auto-DR HVAC Control | Small Industrial |  | Winter Evening | % of Load | 0 | 2029 | 65535
| Base | BTM Battery Control | C&I Curtailment-Turnkey-Standard Lighting Control | Small Industrial |  | Winter Evening | % of Load | 1 | 2029 | 65535
| Base | BTM Battery Control | C&I Curtailment-Turnkey-Standard Lighting Control | Small Industrial |  | Winter Evening | % of Load | 0 | 2029 | 65535
| Base | BTM Battery Control | C&I Curtailment-Turnkey-Advanced Lighting Control | Small Industrial |  | Winter Evening | % of Load | 1 | 2029 | 65535
| Base | BTM Battery Control | C&I Curtailment-Turnkey-Advanced Lighting Control | Small Industrial |  | Winter Evening | % of Load | 0 | 2029 | 65535
| Base | BTM Battery Control | C&I Curtailment-Turnkey-Water Heating Control | Small Industrial |  | Winter Evening | % of Load | 1 | 2029 | 65535
| Base | BTM Battery Control | C&I Curtailment-Turnkey-Water Heating Control | Small Industrial |  | Winter Evening | % of Load | 0 | 2029 | 65535
| Base | BTM Battery Control | C&I Curtailment-Turnkey-Other | Small Industrial |  | Winter Evening | % of Load | 1 | 2029 | 65535
| Base | BTM Battery Control | C&I Curtailment-Turnkey-Other | Small Industrial |  | Winter Evening | % of Load | 0 | 2029 | 65535
| Base | BTM Battery Control | C&I Curtailment-Turnkey-Industrial | Small Industrial |  | Winter Evening | % of Load | 1 | 2029 | 65535
| Base | BTM Battery Control | C&I Curtailment-Turnkey-Industrial | Small Industrial |  | Winter Evening | % of Load | 0 | 2029 | 65535
| Base | BTM Battery Control | DLC-Switch-Water Heating | Medium Industrial |  | Winter Morning | % of Load | 1 | 2029 | 65535
| Base | BTM Battery Control | DLC-Switch-Water Heating | Medium Industrial |  | Winter Morning | % of Load | 0 | 2029 | 65535
| Base | BTM Battery Control | DLC-BYOD-Water Heating | Medium Industrial |  | Winter Morning | % of Load | 1 | 2029 | 65535
| Base | BTM Battery Control | DLC-BYOD-Water Heating | Medium Industrial |  | Winter Morning | % of Load | 0 | 2029 | 65535
| Base | BTM Battery Control | DLC-Thermostat-DI-Central Heat Pump | Medium Industrial |  | Winter Morning | % of Load | 1 | 2029 | 65535
| Base | BTM Battery Control | DLC-Thermostat-DI-Central Heat Pump | Medium Industrial |  | Winter Morning | % of Load | 0 | 2029 | 65535
| Base | BTM Battery Control | DLC-Thermostat-BYOT-Central Heat Pump | Medium Industrial |  | Winter Morning | % of Load | 1 | 2029 | 65535
| Base | BTM Battery Control | DLC-Thermostat-BYOT-Central Heat Pump | Medium Industrial |  | Winter Morning | % of Load | 0 | 2029 | 65535
| Base | BTM Battery Control | DLC-Thermostat-HVAC | Medium Industrial |  | Winter Morning | % of Load | 1 | 2029 | 65535
| Base | BTM Battery Control | DLC-Thermostat-HVAC | Medium Industrial |  | Winter Morning | % of Load | 0 | 2029 | 65535
| Base | BTM Battery Control | DLC-Thermostat-DI-Baseboard Heating | Medium Industrial |  | Winter Morning | % of Load | 1 | 2029 | 65535
| Base | BTM Battery Control | DLC-Thermostat-DI-Baseboard Heating | Medium Industrial |  | Winter Morning | % of Load | 0 | 2029 | 65535
| Base | BTM Battery Control | DLC-Thermostat-BYOT-Baseboard Heating | Medium Industrial |  | Winter Morning | % of Load | 1 | 2029 | 65535
| Base | BTM Battery Control | DLC-Thermostat-BYOT-Baseboard Heating | Medium Industrial |  | Winter Morning | % of Load | 0 | 2029 | 65535
| Base | BTM Battery Control | DLC-Thermostat-DI-MSHP | Medium Industrial |  | Winter Morning | % of Load | 1 | 2029 | 65535
| Base | BTM Battery Control | DLC-Thermostat-DI-MSHP | Medium Industrial |  | Winter Morning | % of Load | 0 | 2029 | 65535
| Base | BTM Battery Control | DLC-Thermostat-BYOT-MSHP | Medium Industrial |  | Winter Morning | % of Load | 1 | 2029 | 65535
| Base | BTM Battery Control | DLC-Thermostat-BYOT-MSHP | Medium Industrial |  | Winter Morning | % of Load | 0 | 2029 | 65535
| Base | BTM Battery Control | C&I Curtailment-Turnkey-Manual HVAC Control | Medium Industrial |  | Winter Morning | % of Load | 1 | 2029 | 65535
| Base | BTM Battery Control | C&I Curtailment-Turnkey-Manual HVAC Control | Medium Industrial |  | Winter Morning | % of Load | 0 | 2029 | 65535
| Base | BTM Battery Control | C&I Curtailment-Turnkey-Auto-DR HVAC Control | Medium Industrial |  | Winter Morning | % of Load | 1 | 2029 | 65535
| Base | BTM Battery Control | C&I Curtailment-Turnkey-Auto-DR HVAC Control | Medium Industrial |  | Winter Morning | % of Load | 0 | 2029 | 65535
| Base | BTM Battery Control | C&I Curtailment-Turnkey-Standard Lighting Control | Medium Industrial |  | Winter Morning | % of Load | 1 | 2029 | 65535
| Base | BTM Battery Control | C&I Curtailment-Turnkey-Standard Lighting Control | Medium Industrial |  | Winter Morning | % of Load | 0 | 2029 | 65535
| Base | BTM Battery Control | C&I Curtailment-Turnkey-Advanced Lighting Control | Medium Industrial |  | Winter Morning | % of Load | 1 | 2029 | 65535
| Base | BTM Battery Control | C&I Curtailment-Turnkey-Advanced Lighting Control | Medium Industrial |  | Winter Morning | % of Load | 0 | 2029 | 65535
| Base | BTM Battery Control | C&I Curtailment-Turnkey-Water Heating Control | Medium Industrial |  | Winter Morning | % of Load | 1 | 2029 | 65535
| Base | BTM Battery Control | C&I Curtailment-Turnkey-Water Heating Control | Medium Industrial |  | Winter Morning | % of Load | 0 | 2029 | 65535
| Base | BTM Battery Control | C&I Curtailment-Turnkey-Other | Medium Industrial |  | Winter Morning | % of Load | 1 | 2029 | 65535
| Base | BTM Battery Control | C&I Curtailment-Turnkey-Other | Medium Industrial |  | Winter Morning | % of Load | 0 | 2029 | 65535
| Base | BTM Battery Control | DLC-Switch-Water Heating | Medium Industrial |  | Winter Evening | % of Load | 1 | 2029 | 65535
| Base | BTM Battery Control | DLC-Switch-Water Heating | Medium Industrial |  | Winter Evening | % of Load | 0 | 2029 | 65535
| Base | BTM Battery Control | DLC-BYOD-Water Heating | Medium Industrial |  | Winter Evening | % of Load | 1 | 2029 | 65535
| Base | BTM Battery Control | DLC-BYOD-Water Heating | Medium Industrial |  | Winter Evening | % of Load | 0 | 2029 | 65535
| Base | BTM Battery Control | DLC-Thermostat-DI-Central Heat Pump | Medium Industrial |  | Winter Evening | % of Load | 1 | 2029 | 65535
| Base | BTM Battery Control | DLC-Thermostat-DI-Central Heat Pump | Medium Industrial |  | Winter Evening | % of Load | 0 | 2029 | 65535
| Base | BTM Battery Control | DLC-Thermostat-BYOT-Central Heat Pump | Medium Industrial |  | Winter Evening | % of Load | 1 | 2029 | 65535
| Base | BTM Battery Control | DLC-Thermostat-BYOT-Central Heat Pump | Medium Industrial |  | Winter Evening | % of Load | 0 | 2029 | 65535
| Base | BTM Battery Control | DLC-Thermostat-HVAC | Medium Industrial |  | Winter Evening | % of Load | 1 | 2029 | 65535
| Base | BTM Battery Control | DLC-Thermostat-HVAC | Medium Industrial |  | Winter Evening | % of Load | 0 | 2029 | 65535
| Base | BTM Battery Control | DLC-Thermostat-DI-Baseboard Heating | Medium Industrial |  | Winter Evening | % of Load | 1 | 2029 | 65535
| Base | BTM Battery Control | DLC-Thermostat-DI-Baseboard Heating | Medium Industrial |  | Winter Evening | % of Load | 0 | 2029 | 65535
| Base | BTM Battery Control | DLC-Thermostat-BYOT-Baseboard Heating | Medium Industrial |  | Winter Evening | % of Load | 1 | 2029 | 65535
| Base | BTM Battery Control | DLC-Thermostat-BYOT-Baseboard Heating | Medium Industrial |  | Winter Evening | % of Load | 0 | 2029 | 65535
| Base | BTM Battery Control | DLC-Thermostat-DI-MSHP | Medium Industrial |  | Winter Evening | % of Load | 1 | 2029 | 65535
| Base | BTM Battery Control | DLC-Thermostat-DI-MSHP | Medium Industrial |  | Winter Evening | % of Load | 0 | 2029 | 65535
| Base | BTM Battery Control | DLC-Thermostat-BYOT-MSHP | Medium Industrial |  | Winter Evening | % of Load | 1 | 2029 | 65535
| Base | BTM Battery Control | DLC-Thermostat-BYOT-MSHP | Medium Industrial |  | Winter Evening | % of Load | 0 | 2029 | 65535
| Base | BTM Battery Control | C&I Curtailment-Turnkey-Manual HVAC Control | Medium Industrial |  | Winter Evening | % of Load | 1 | 2029 | 65535
| Base | BTM Battery Control | C&I Curtailment-Turnkey-Manual HVAC Control | Medium Industrial |  | Winter Evening | % of Load | 0 | 2029 | 65535
| Base | BTM Battery Control | C&I Curtailment-Turnkey-Auto-DR HVAC Control | Medium Industrial |  | Winter Evening | % of Load | 1 | 2029 | 65535
| Base | BTM Battery Control | C&I Curtailment-Turnkey-Auto-DR HVAC Control | Medium Industrial |  | Winter Evening | % of Load | 0 | 2029 | 65535
| Base | BTM Battery Control | C&I Curtailment-Turnkey-Standard Lighting Control | Medium Industrial |  | Winter Evening | % of Load | 1 | 2029 | 65535
| Base | BTM Battery Control | C&I Curtailment-Turnkey-Standard Lighting Control | Medium Industrial |  | Winter Evening | % of Load | 0 | 2029 | 65535
| Base | BTM Battery Control | C&I Curtailment-Turnkey-Advanced Lighting Control | Medium Industrial |  | Winter Evening | % of Load | 1 | 2029 | 65535
| Base | BTM Battery Control | C&I Curtailment-Turnkey-Advanced Lighting Control | Medium Industrial |  | Winter Evening | % of Load | 0 | 2029 | 65535
| Base | BTM Battery Control | C&I Curtailment-Turnkey-Water Heating Control | Medium Industrial |  | Winter Evening | % of Load | 1 | 2029 | 65535
| Base | BTM Battery Control | C&I Curtailment-Turnkey-Water Heating Control | Medium Industrial |  | Winter Evening | % of Load | 0 | 2029 | 65535
| Base | BTM Battery Control | C&I Curtailment-Turnkey-Other | Medium Industrial |  | Winter Evening | % of Load | 1 | 2029 | 65535
| Base | BTM Battery Control | C&I Curtailment-Turnkey-Other | Medium Industrial |  | Winter Evening | % of Load | 0 | 2029 | 65535
| Base | BTM Battery Control | BTM Battery Control-BYOB | Residential Charitable |  | Winter Morning | % of Load | 1 | 2029 | 65535
| Base | BTM Battery Control | BTM Battery Control-BYOB | Residential Charitable |  | Winter Morning | % of Load | 0 | 2029 | 65535
| Base | BTM Battery Control | BTM Battery Control-BYOB | Residential Charitable |  | Winter Evening | % of Load | 1 | 2029 | 65535
| Base | BTM Battery Control | BTM Battery Control-BYOB | Residential Charitable |  | Winter Evening | % of Load | 0 | 2029 | 65535
| Base | EV Charging Control | DLC-Switch-Water Heating | Small General |  | Winter Morning | % of Load | 1 | 2029 | 65535
| Base | EV Charging Control | DLC-Switch-Water Heating | Small General |  | Winter Morning | % of Load | 0 | 2029 | 65535
| Base | EV Charging Control | DLC-BYOD-Water Heating | Small General |  | Winter Morning | % of Load | 1 | 2029 | 65535
| Base | EV Charging Control | DLC-BYOD-Water Heating | Small General |  | Winter Morning | % of Load | 0 | 2029 | 65535
| Base | EV Charging Control | DLC-Thermostat-DI-Central Heat Pump | Small General |  | Winter Morning | % of Load | 1 | 2029 | 65535
| Base | EV Charging Control | DLC-Thermostat-DI-Central Heat Pump | Small General |  | Winter Morning | % of Load | 0 | 2029 | 65535
| Base | EV Charging Control | DLC-Thermostat-BYOT-Central Heat Pump | Small General |  | Winter Morning | % of Load | 1 | 2029 | 65535
| Base | EV Charging Control | DLC-Thermostat-BYOT-Central Heat Pump | Small General |  | Winter Morning | % of Load | 0 | 2029 | 65535
| Base | EV Charging Control | DLC-Thermostat-HVAC | Small General |  | Winter Morning | % of Load | 1 | 2029 | 65535
| Base | EV Charging Control | DLC-Thermostat-HVAC | Small General |  | Winter Morning | % of Load | 0 | 2029 | 65535
| Base | EV Charging Control | DLC-Thermostat-DI-Baseboard Heating | Small General |  | Winter Morning | % of Load | 1 | 2029 | 65535
| Base | EV Charging Control | DLC-Thermostat-DI-Baseboard Heating | Small General |  | Winter Morning | % of Load | 0 | 2029 | 65535
| Base | EV Charging Control | DLC-Thermostat-BYOT-Baseboard Heating | Small General |  | Winter Morning | % of Load | 1 | 2029 | 65535
| Base | EV Charging Control | DLC-Thermostat-BYOT-Baseboard Heating | Small General |  | Winter Morning | % of Load | 0 | 2029 | 65535
| Base | EV Charging Control | DLC-Thermostat-DI-MSHP | Small General |  | Winter Morning | % of Load | 1 | 2029 | 65535
| Base | EV Charging Control | DLC-Thermostat-DI-MSHP | Small General |  | Winter Morning | % of Load | 0 | 2029 | 65535
| Base | EV Charging Control | DLC-Thermostat-BYOT-MSHP | Small General |  | Winter Morning | % of Load | 1 | 2029 | 65535
| Base | EV Charging Control | DLC-Thermostat-BYOT-MSHP | Small General |  | Winter Morning | % of Load | 0 | 2029 | 65535
| Base | EV Charging Control | C&I Curtailment-Turnkey-Manual HVAC Control | Small General |  | Winter Morning | % of Load | 1 | 2029 | 65535
| Base | EV Charging Control | C&I Curtailment-Turnkey-Manual HVAC Control | Small General |  | Winter Morning | % of Load | 0 | 2029 | 65535
| Base | EV Charging Control | C&I Curtailment-Turnkey-Auto-DR HVAC Control | Small General |  | Winter Morning | % of Load | 1 | 2029 | 65535
| Base | EV Charging Control | C&I Curtailment-Turnkey-Auto-DR HVAC Control | Small General |  | Winter Morning | % of Load | 0 | 2029 | 65535
| Base | EV Charging Control | C&I Curtailment-Turnkey-Standard Lighting Control | Small General |  | Winter Morning | % of Load | 1 | 2029 | 65535
| Base | EV Charging Control | C&I Curtailment-Turnkey-Standard Lighting Control | Small General |  | Winter Morning | % of Load | 0 | 2029 | 65535
| Base | EV Charging Control | C&I Curtailment-Turnkey-Advanced Lighting Control | Small General |  | Winter Morning | % of Load | 1 | 2029 | 65535
| Base | EV Charging Control | C&I Curtailment-Turnkey-Advanced Lighting Control | Small General |  | Winter Morning | % of Load | 0 | 2029 | 65535
| Base | EV Charging Control | C&I Curtailment-Turnkey-Water Heating Control | Small General |  | Winter Morning | % of Load | 1 | 2029 | 65535
| Base | EV Charging Control | C&I Curtailment-Turnkey-Water Heating Control | Small General |  | Winter Morning | % of Load | 0 | 2029 | 65535
| Base | EV Charging Control | C&I Curtailment-Turnkey-Other | Small General |  | Winter Morning | % of Load | 1 | 2029 | 65535
| Base | EV Charging Control | C&I Curtailment-Turnkey-Other | Small General |  | Winter Morning | % of Load | 0 | 2029 | 65535
| Base | EV Charging Control | Dynamic Pricing with enabling tech. | Small General |  | Winter Morning | % of Load | 1 | 2029 | 65535
| Base | EV Charging Control | Dynamic Pricing with enabling tech. | Small General |  | Winter Morning | % of Load | 0 | 2029 | 65535
| Base | EV Charging Control | DLC-Switch-Water Heating | Small General |  | Winter Evening | % of Load | 1 | 2029 | 65535
| Base | EV Charging Control | DLC-Switch-Water Heating | Small General |  | Winter Evening | % of Load | 0 | 2029 | 65535
| Base | EV Charging Control | DLC-BYOD-Water Heating | Small General |  | Winter Evening | % of Load | 1 | 2029 | 65535
| Base | EV Charging Control | DLC-BYOD-Water Heating | Small General |  | Winter Evening | % of Load | 0 | 2029 | 65535
| Base | EV Charging Control | DLC-Thermostat-DI-Central Heat Pump | Small General |  | Winter Evening | % of Load | 1 | 2029 | 65535
| Base | EV Charging Control | DLC-Thermostat-DI-Central Heat Pump | Small General |  | Winter Evening | % of Load | 0 | 2029 | 65535
| Base | EV Charging Control | DLC-Thermostat-BYOT-Central Heat Pump | Small General |  | Winter Evening | % of Load | 1 | 2029 | 65535
| Base | EV Charging Control | DLC-Thermostat-BYOT-Central Heat Pump | Small General |  | Winter Evening | % of Load | 0 | 2029 | 65535
| Base | EV Charging Control | DLC-Thermostat-HVAC | Small General |  | Winter Evening | % of Load | 1 | 2029 | 65535
| Base | EV Charging Control | DLC-Thermostat-HVAC | Small General |  | Winter Evening | % of Load | 0 | 2029 | 65535
| Base | EV Charging Control | DLC-Thermostat-DI-Baseboard Heating | Small General |  | Winter Evening | % of Load | 1 | 2029 | 65535
| Base | EV Charging Control | DLC-Thermostat-DI-Baseboard Heating | Small General |  | Winter Evening | % of Load | 0 | 2029 | 65535
| Base | EV Charging Control | DLC-Thermostat-BYOT-Baseboard Heating | Small General |  | Winter Evening | % of Load | 1 | 2029 | 65535
| Base | EV Charging Control | DLC-Thermostat-BYOT-Baseboard Heating | Small General |  | Winter Evening | % of Load | 0 | 2029 | 65535
| Base | EV Charging Control | DLC-Thermostat-DI-MSHP | Small General |  | Winter Evening | % of Load | 1 | 2029 | 65535
| Base | EV Charging Control | DLC-Thermostat-DI-MSHP | Small General |  | Winter Evening | % of Load | 0 | 2029 | 65535
| Base | EV Charging Control | DLC-Thermostat-BYOT-MSHP | Small General |  | Winter Evening | % of Load | 1 | 2029 | 65535
| Base | EV Charging Control | DLC-Thermostat-BYOT-MSHP | Small General |  | Winter Evening | % of Load | 0 | 2029 | 65535
| Base | EV Charging Control | C&I Curtailment-Turnkey-Manual HVAC Control | Small General |  | Winter Evening | % of Load | 1 | 2029 | 65535
| Base | EV Charging Control | C&I Curtailment-Turnkey-Manual HVAC Control | Small General |  | Winter Evening | % of Load | 0 | 2029 | 65535
| Base | EV Charging Control | C&I Curtailment-Turnkey-Auto-DR HVAC Control | Small General |  | Winter Evening | % of Load | 1 | 2029 | 65535
| Base | EV Charging Control | C&I Curtailment-Turnkey-Auto-DR HVAC Control | Small General |  | Winter Evening | % of Load | 0 | 2029 | 65535
| Base | EV Charging Control | C&I Curtailment-Turnkey-Standard Lighting Control | Small General |  | Winter Evening | % of Load | 1 | 2029 | 65535
| Base | EV Charging Control | C&I Curtailment-Turnkey-Standard Lighting Control | Small General |  | Winter Evening | % of Load | 0 | 2029 | 65535
| Base | EV Charging Control | C&I Curtailment-Turnkey-Advanced Lighting Control | Small General |  | Winter Evening | % of Load | 1 | 2029 | 65535
| Base | EV Charging Control | C&I Curtailment-Turnkey-Advanced Lighting Control | Small General |  | Winter Evening | % of Load | 0 | 2029 | 65535
| Base | EV Charging Control | C&I Curtailment-Turnkey-Water Heating Control | Small General |  | Winter Evening | % of Load | 1 | 2029 | 65535
| Base | EV Charging Control | C&I Curtailment-Turnkey-Water Heating Control | Small General |  | Winter Evening | % of Load | 0 | 2029 | 65535
| Base | EV Charging Control | C&I Curtailment-Turnkey-Other | Small General |  | Winter Evening | % of Load | 1 | 2029 | 65535
| Base | EV Charging Control | C&I Curtailment-Turnkey-Other | Small General |  | Winter Evening | % of Load | 0 | 2029 | 65535
| Base | EV Charging Control | Dynamic Pricing with enabling tech. | Small General |  | Winter Evening | % of Load | 1 | 2029 | 65535
| Base | EV Charging Control | Dynamic Pricing with enabling tech. | Small General |  | Winter Evening | % of Load | 0 | 2029 | 65535
| Base | EV Charging Control | DLC-Switch-Water Heating | General |  | Winter Morning | % of Load | 1 | 2029 | 65535
| Base | EV Charging Control | DLC-Switch-Water Heating | General |  | Winter Morning | % of Load | 0 | 2029 | 65535
| Base | EV Charging Control | DLC-BYOD-Water Heating | General |  | Winter Morning | % of Load | 1 | 2029 | 65535
| Base | EV Charging Control | DLC-BYOD-Water Heating | General |  | Winter Morning | % of Load | 0 | 2029 | 65535
| Base | EV Charging Control | DLC-Thermostat-DI-Central Heat Pump | General |  | Winter Morning | % of Load | 1 | 2029 | 65535
| Base | EV Charging Control | DLC-Thermostat-DI-Central Heat Pump | General |  | Winter Morning | % of Load | 0 | 2029 | 65535
| Base | EV Charging Control | DLC-Thermostat-BYOT-Central Heat Pump | General |  | Winter Morning | % of Load | 1 | 2029 | 65535
| Base | EV Charging Control | DLC-Thermostat-BYOT-Central Heat Pump | General |  | Winter Morning | % of Load | 0 | 2029 | 65535
| Base | EV Charging Control | DLC-Thermostat-HVAC | General |  | Winter Morning | % of Load | 1 | 2029 | 65535
| Base | EV Charging Control | DLC-Thermostat-HVAC | General |  | Winter Morning | % of Load | 0 | 2029 | 65535
| Base | EV Charging Control | DLC-Thermostat-DI-Baseboard Heating | General |  | Winter Morning | % of Load | 1 | 2029 | 65535
| Base | EV Charging Control | DLC-Thermostat-DI-Baseboard Heating | General |  | Winter Morning | % of Load | 0 | 2029 | 65535
| Base | EV Charging Control | DLC-Thermostat-BYOT-Baseboard Heating | General |  | Winter Morning | % of Load | 1 | 2029 | 65535
| Base | EV Charging Control | DLC-Thermostat-BYOT-Baseboard Heating | General |  | Winter Morning | % of Load | 0 | 2029 | 65535
| Base | EV Charging Control | DLC-Thermostat-DI-MSHP | General |  | Winter Morning | % of Load | 1 | 2029 | 65535
| Base | EV Charging Control | DLC-Thermostat-DI-MSHP | General |  | Winter Morning | % of Load | 0 | 2029 | 65535
| Base | EV Charging Control | DLC-Thermostat-BYOT-MSHP | General |  | Winter Morning | % of Load | 1 | 2029 | 65535
| Base | EV Charging Control | DLC-Thermostat-BYOT-MSHP | General |  | Winter Morning | % of Load | 0 | 2029 | 65535
| Base | EV Charging Control | C&I Curtailment-Turnkey-Manual HVAC Control | General |  | Winter Morning | % of Load | 1 | 2029 | 65535
| Base | EV Charging Control | C&I Curtailment-Turnkey-Manual HVAC Control | General |  | Winter Morning | % of Load | 0 | 2029 | 65535
| Base | EV Charging Control | C&I Curtailment-Turnkey-Auto-DR HVAC Control | General |  | Winter Morning | % of Load | 1 | 2029 | 65535
| Base | EV Charging Control | C&I Curtailment-Turnkey-Auto-DR HVAC Control | General |  | Winter Morning | % of Load | 0 | 2029 | 65535
| Base | EV Charging Control | C&I Curtailment-Turnkey-Standard Lighting Control | General |  | Winter Morning | % of Load | 1 | 2029 | 65535
| Base | EV Charging Control | C&I Curtailment-Turnkey-Standard Lighting Control | General |  | Winter Morning | % of Load | 0 | 2029 | 65535
| Base | EV Charging Control | C&I Curtailment-Turnkey-Advanced Lighting Control | General |  | Winter Morning | % of Load | 1 | 2029 | 65535
| Base | EV Charging Control | C&I Curtailment-Turnkey-Advanced Lighting Control | General |  | Winter Morning | % of Load | 0 | 2029 | 65535
| Base | EV Charging Control | C&I Curtailment-Turnkey-Water Heating Control | General |  | Winter Morning | % of Load | 1 | 2029 | 65535
| Base | EV Charging Control | C&I Curtailment-Turnkey-Water Heating Control | General |  | Winter Morning | % of Load | 0 | 2029 | 65535
| Base | EV Charging Control | C&I Curtailment-Turnkey-Other | General |  | Winter Morning | % of Load | 1 | 2029 | 65535
| Base | EV Charging Control | C&I Curtailment-Turnkey-Other | General |  | Winter Morning | % of Load | 0 | 2029 | 65535
| Base | EV Charging Control | DLC-Switch-Water Heating | General |  | Winter Evening | % of Load | 1 | 2029 | 65535
| Base | EV Charging Control | DLC-Switch-Water Heating | General |  | Winter Evening | % of Load | 0 | 2029 | 65535
| Base | EV Charging Control | DLC-BYOD-Water Heating | General |  | Winter Evening | % of Load | 1 | 2029 | 65535
| Base | EV Charging Control | DLC-BYOD-Water Heating | General |  | Winter Evening | % of Load | 0 | 2029 | 65535
| Base | EV Charging Control | DLC-Thermostat-DI-Central Heat Pump | General |  | Winter Evening | % of Load | 1 | 2029 | 65535
| Base | EV Charging Control | DLC-Thermostat-DI-Central Heat Pump | General |  | Winter Evening | % of Load | 0 | 2029 | 65535
| Base | EV Charging Control | DLC-Thermostat-BYOT-Central Heat Pump | General |  | Winter Evening | % of Load | 1 | 2029 | 65535
| Base | EV Charging Control | DLC-Thermostat-BYOT-Central Heat Pump | General |  | Winter Evening | % of Load | 0 | 2029 | 65535
| Base | EV Charging Control | DLC-Thermostat-HVAC | General |  | Winter Evening | % of Load | 1 | 2029 | 65535
| Base | EV Charging Control | DLC-Thermostat-HVAC | General |  | Winter Evening | % of Load | 0 | 2029 | 65535
| Base | EV Charging Control | DLC-Thermostat-DI-Baseboard Heating | General |  | Winter Evening | % of Load | 1 | 2029 | 65535
| Base | EV Charging Control | DLC-Thermostat-DI-Baseboard Heating | General |  | Winter Evening | % of Load | 0 | 2029 | 65535
| Base | EV Charging Control | DLC-Thermostat-BYOT-Baseboard Heating | General |  | Winter Evening | % of Load | 1 | 2029 | 65535
| Base | EV Charging Control | DLC-Thermostat-BYOT-Baseboard Heating | General |  | Winter Evening | % of Load | 0 | 2029 | 65535
| Base | EV Charging Control | DLC-Thermostat-DI-MSHP | General |  | Winter Evening | % of Load | 1 | 2029 | 65535
| Base | EV Charging Control | DLC-Thermostat-DI-MSHP | General |  | Winter Evening | % of Load | 0 | 2029 | 65535
| Base | EV Charging Control | DLC-Thermostat-BYOT-MSHP | General |  | Winter Evening | % of Load | 1 | 2029 | 65535
| Base | EV Charging Control | DLC-Thermostat-BYOT-MSHP | General |  | Winter Evening | % of Load | 0 | 2029 | 65535
| Base | EV Charging Control | C&I Curtailment-Turnkey-Manual HVAC Control | General |  | Winter Evening | % of Load | 1 | 2029 | 65535
| Base | EV Charging Control | C&I Curtailment-Turnkey-Manual HVAC Control | General |  | Winter Evening | % of Load | 0 | 2029 | 65535
| Base | EV Charging Control | C&I Curtailment-Turnkey-Auto-DR HVAC Control | General |  | Winter Evening | % of Load | 1 | 2029 | 65535
| Base | EV Charging Control | C&I Curtailment-Turnkey-Auto-DR HVAC Control | General |  | Winter Evening | % of Load | 0 | 2029 | 65535
| Base | EV Charging Control | C&I Curtailment-Turnkey-Standard Lighting Control | General |  | Winter Evening | % of Load | 1 | 2029 | 65535
| Base | EV Charging Control | C&I Curtailment-Turnkey-Standard Lighting Control | General |  | Winter Evening | % of Load | 0 | 2029 | 65535
| Base | EV Charging Control | C&I Curtailment-Turnkey-Advanced Lighting Control | General |  | Winter Evening | % of Load | 1 | 2029 | 65535
| Base | EV Charging Control | C&I Curtailment-Turnkey-Advanced Lighting Control | General |  | Winter Evening | % of Load | 0 | 2029 | 65535
| Base | EV Charging Control | C&I Curtailment-Turnkey-Water Heating Control | General |  | Winter Evening | % of Load | 1 | 2029 | 65535
| Base | EV Charging Control | C&I Curtailment-Turnkey-Water Heating Control | General |  | Winter Evening | % of Load | 0 | 2029 | 65535
| Base | EV Charging Control | C&I Curtailment-Turnkey-Other | General |  | Winter Evening | % of Load | 1 | 2029 | 65535
| Base | EV Charging Control | C&I Curtailment-Turnkey-Other | General |  | Winter Evening | % of Load | 0 | 2029 | 65535
| Base | EV Charging Control | DLC-Switch-Water Heating | Small Industrial |  | Winter Morning | % of Load | 1 | 2029 | 65535
| Base | EV Charging Control | DLC-Switch-Water Heating | Small Industrial |  | Winter Morning | % of Load | 0 | 2029 | 65535
| Base | EV Charging Control | DLC-BYOD-Water Heating | Small Industrial |  | Winter Morning | % of Load | 1 | 2029 | 65535
| Base | EV Charging Control | DLC-BYOD-Water Heating | Small Industrial |  | Winter Morning | % of Load | 0 | 2029 | 65535
| Base | EV Charging Control | DLC-Thermostat-DI-Central Heat Pump | Small Industrial |  | Winter Morning | % of Load | 1 | 2029 | 65535
| Base | EV Charging Control | DLC-Thermostat-DI-Central Heat Pump | Small Industrial |  | Winter Morning | % of Load | 0 | 2029 | 65535
| Base | EV Charging Control | DLC-Thermostat-BYOT-Central Heat Pump | Small Industrial |  | Winter Morning | % of Load | 1 | 2029 | 65535
| Base | EV Charging Control | DLC-Thermostat-BYOT-Central Heat Pump | Small Industrial |  | Winter Morning | % of Load | 0 | 2029 | 65535
| Base | EV Charging Control | DLC-Thermostat-HVAC | Small Industrial |  | Winter Morning | % of Load | 1 | 2029 | 65535
| Base | EV Charging Control | DLC-Thermostat-HVAC | Small Industrial |  | Winter Morning | % of Load | 0 | 2029 | 65535
| Base | EV Charging Control | DLC-Thermostat-DI-Baseboard Heating | Small Industrial |  | Winter Morning | % of Load | 1 | 2029 | 65535
| Base | EV Charging Control | DLC-Thermostat-DI-Baseboard Heating | Small Industrial |  | Winter Morning | % of Load | 0 | 2029 | 65535
| Base | EV Charging Control | DLC-Thermostat-BYOT-Baseboard Heating | Small Industrial |  | Winter Morning | % of Load | 1 | 2029 | 65535
| Base | EV Charging Control | DLC-Thermostat-BYOT-Baseboard Heating | Small Industrial |  | Winter Morning | % of Load | 0 | 2029 | 65535
| Base | EV Charging Control | DLC-Thermostat-DI-MSHP | Small Industrial |  | Winter Morning | % of Load | 1 | 2029 | 65535
| Base | EV Charging Control | DLC-Thermostat-DI-MSHP | Small Industrial |  | Winter Morning | % of Load | 0 | 2029 | 65535
| Base | EV Charging Control | DLC-Thermostat-BYOT-MSHP | Small Industrial |  | Winter Morning | % of Load | 1 | 2029 | 65535
| Base | EV Charging Control | DLC-Thermostat-BYOT-MSHP | Small Industrial |  | Winter Morning | % of Load | 0 | 2029 | 65535
| Base | EV Charging Control | C&I Curtailment-Turnkey-Manual HVAC Control | Small Industrial |  | Winter Morning | % of Load | 1 | 2029 | 65535
| Base | EV Charging Control | C&I Curtailment-Turnkey-Manual HVAC Control | Small Industrial |  | Winter Morning | % of Load | 0 | 2029 | 65535
| Base | EV Charging Control | C&I Curtailment-Turnkey-Auto-DR HVAC Control | Small Industrial |  | Winter Morning | % of Load | 1 | 2029 | 65535
| Base | EV Charging Control | C&I Curtailment-Turnkey-Auto-DR HVAC Control | Small Industrial |  | Winter Morning | % of Load | 0 | 2029 | 65535
| Base | EV Charging Control | C&I Curtailment-Turnkey-Standard Lighting Control | Small Industrial |  | Winter Morning | % of Load | 1 | 2029 | 65535
| Base | EV Charging Control | C&I Curtailment-Turnkey-Standard Lighting Control | Small Industrial |  | Winter Morning | % of Load | 0 | 2029 | 65535
| Base | EV Charging Control | C&I Curtailment-Turnkey-Advanced Lighting Control | Small Industrial |  | Winter Morning | % of Load | 1 | 2029 | 65535
| Base | EV Charging Control | C&I Curtailment-Turnkey-Advanced Lighting Control | Small Industrial |  | Winter Morning | % of Load | 0 | 2029 | 65535
| Base | EV Charging Control | C&I Curtailment-Turnkey-Water Heating Control | Small Industrial |  | Winter Morning | % of Load | 1 | 2029 | 65535
| Base | EV Charging Control | C&I Curtailment-Turnkey-Water Heating Control | Small Industrial |  | Winter Morning | % of Load | 0 | 2029 | 65535
| Base | EV Charging Control | C&I Curtailment-Turnkey-Other | Small Industrial |  | Winter Morning | % of Load | 1 | 2029 | 65535
| Base | EV Charging Control | C&I Curtailment-Turnkey-Other | Small Industrial |  | Winter Morning | % of Load | 0 | 2029 | 65535
| Base | EV Charging Control | C&I Curtailment-Turnkey-Industrial | Small Industrial |  | Winter Morning | % of Load | 1 | 2029 | 65535
| Base | EV Charging Control | C&I Curtailment-Turnkey-Industrial | Small Industrial |  | Winter Morning | % of Load | 0 | 2029 | 65535
| Base | EV Charging Control | DLC-Switch-Water Heating | Small Industrial |  | Winter Evening | % of Load | 1 | 2029 | 65535
| Base | EV Charging Control | DLC-Switch-Water Heating | Small Industrial |  | Winter Evening | % of Load | 0 | 2029 | 65535
| Base | EV Charging Control | DLC-BYOD-Water Heating | Small Industrial |  | Winter Evening | % of Load | 1 | 2029 | 65535
| Base | EV Charging Control | DLC-BYOD-Water Heating | Small Industrial |  | Winter Evening | % of Load | 0 | 2029 | 65535
| Base | EV Charging Control | DLC-Thermostat-DI-Central Heat Pump | Small Industrial |  | Winter Evening | % of Load | 1 | 2029 | 65535
| Base | EV Charging Control | DLC-Thermostat-DI-Central Heat Pump | Small Industrial |  | Winter Evening | % of Load | 0 | 2029 | 65535
| Base | EV Charging Control | DLC-Thermostat-BYOT-Central Heat Pump | Small Industrial |  | Winter Evening | % of Load | 1 | 2029 | 65535
| Base | EV Charging Control | DLC-Thermostat-BYOT-Central Heat Pump | Small Industrial |  | Winter Evening | % of Load | 0 | 2029 | 65535
| Base | EV Charging Control | DLC-Thermostat-HVAC | Small Industrial |  | Winter Evening | % of Load | 1 | 2029 | 65535
| Base | EV Charging Control | DLC-Thermostat-HVAC | Small Industrial |  | Winter Evening | % of Load | 0 | 2029 | 65535
| Base | EV Charging Control | DLC-Thermostat-DI-Baseboard Heating | Small Industrial |  | Winter Evening | % of Load | 1 | 2029 | 65535
| Base | EV Charging Control | DLC-Thermostat-DI-Baseboard Heating | Small Industrial |  | Winter Evening | % of Load | 0 | 2029 | 65535
| Base | EV Charging Control | DLC-Thermostat-BYOT-Baseboard Heating | Small Industrial |  | Winter Evening | % of Load | 1 | 2029 | 65535
| Base | EV Charging Control | DLC-Thermostat-BYOT-Baseboard Heating | Small Industrial |  | Winter Evening | % of Load | 0 | 2029 | 65535
| Base | EV Charging Control | DLC-Thermostat-DI-MSHP | Small Industrial |  | Winter Evening | % of Load | 1 | 2029 | 65535
| Base | EV Charging Control | DLC-Thermostat-DI-MSHP | Small Industrial |  | Winter Evening | % of Load | 0 | 2029 | 65535
| Base | EV Charging Control | DLC-Thermostat-BYOT-MSHP | Small Industrial |  | Winter Evening | % of Load | 1 | 2029 | 65535
| Base | EV Charging Control | DLC-Thermostat-BYOT-MSHP | Small Industrial |  | Winter Evening | % of Load | 0 | 2029 | 65535
| Base | EV Charging Control | C&I Curtailment-Turnkey-Manual HVAC Control | Small Industrial |  | Winter Evening | % of Load | 1 | 2029 | 65535
| Base | EV Charging Control | C&I Curtailment-Turnkey-Manual HVAC Control | Small Industrial |  | Winter Evening | % of Load | 0 | 2029 | 65535
| Base | EV Charging Control | C&I Curtailment-Turnkey-Auto-DR HVAC Control | Small Industrial |  | Winter Evening | % of Load | 1 | 2029 | 65535
| Base | EV Charging Control | C&I Curtailment-Turnkey-Auto-DR HVAC Control | Small Industrial |  | Winter Evening | % of Load | 0 | 2029 | 65535
| Base | EV Charging Control | C&I Curtailment-Turnkey-Standard Lighting Control | Small Industrial |  | Winter Evening | % of Load | 1 | 2029 | 65535
| Base | EV Charging Control | C&I Curtailment-Turnkey-Standard Lighting Control | Small Industrial |  | Winter Evening | % of Load | 0 | 2029 | 65535
| Base | EV Charging Control | C&I Curtailment-Turnkey-Advanced Lighting Control | Small Industrial |  | Winter Evening | % of Load | 1 | 2029 | 65535
| Base | EV Charging Control | C&I Curtailment-Turnkey-Advanced Lighting Control | Small Industrial |  | Winter Evening | % of Load | 0 | 2029 | 65535
| Base | EV Charging Control | C&I Curtailment-Turnkey-Water Heating Control | Small Industrial |  | Winter Evening | % of Load | 1 | 2029 | 65535
| Base | EV Charging Control | C&I Curtailment-Turnkey-Water Heating Control | Small Industrial |  | Winter Evening | % of Load | 0 | 2029 | 65535
| Base | EV Charging Control | C&I Curtailment-Turnkey-Other | Small Industrial |  | Winter Evening | % of Load | 1 | 2029 | 65535
| Base | EV Charging Control | C&I Curtailment-Turnkey-Other | Small Industrial |  | Winter Evening | % of Load | 0 | 2029 | 65535
| Base | EV Charging Control | C&I Curtailment-Turnkey-Industrial | Small Industrial |  | Winter Evening | % of Load | 1 | 2029 | 65535
| Base | EV Charging Control | C&I Curtailment-Turnkey-Industrial | Small Industrial |  | Winter Evening | % of Load | 0 | 2029 | 65535
| Base | EV Charging Control | DLC-Switch-Water Heating | Medium Industrial |  | Winter Morning | % of Load | 1 | 2029 | 65535
| Base | EV Charging Control | DLC-Switch-Water Heating | Medium Industrial |  | Winter Morning | % of Load | 0 | 2029 | 65535
| Base | EV Charging Control | DLC-BYOD-Water Heating | Medium Industrial |  | Winter Morning | % of Load | 1 | 2029 | 65535
| Base | EV Charging Control | DLC-BYOD-Water Heating | Medium Industrial |  | Winter Morning | % of Load | 0 | 2029 | 65535
| Base | EV Charging Control | DLC-Thermostat-DI-Central Heat Pump | Medium Industrial |  | Winter Morning | % of Load | 1 | 2029 | 65535
| Base | EV Charging Control | DLC-Thermostat-DI-Central Heat Pump | Medium Industrial |  | Winter Morning | % of Load | 0 | 2029 | 65535
| Base | EV Charging Control | DLC-Thermostat-BYOT-Central Heat Pump | Medium Industrial |  | Winter Morning | % of Load | 1 | 2029 | 65535
| Base | EV Charging Control | DLC-Thermostat-BYOT-Central Heat Pump | Medium Industrial |  | Winter Morning | % of Load | 0 | 2029 | 65535
| Base | EV Charging Control | DLC-Thermostat-HVAC | Medium Industrial |  | Winter Morning | % of Load | 1 | 2029 | 65535
| Base | EV Charging Control | DLC-Thermostat-HVAC | Medium Industrial |  | Winter Morning | % of Load | 0 | 2029 | 65535
| Base | EV Charging Control | DLC-Thermostat-DI-Baseboard Heating | Medium Industrial |  | Winter Morning | % of Load | 1 | 2029 | 65535
| Base | EV Charging Control | DLC-Thermostat-DI-Baseboard Heating | Medium Industrial |  | Winter Morning | % of Load | 0 | 2029 | 65535
| Base | EV Charging Control | DLC-Thermostat-BYOT-Baseboard Heating | Medium Industrial |  | Winter Morning | % of Load | 1 | 2029 | 65535
| Base | EV Charging Control | DLC-Thermostat-BYOT-Baseboard Heating | Medium Industrial |  | Winter Morning | % of Load | 0 | 2029 | 65535
| Base | EV Charging Control | DLC-Thermostat-DI-MSHP | Medium Industrial |  | Winter Morning | % of Load | 1 | 2029 | 65535
| Base | EV Charging Control | DLC-Thermostat-DI-MSHP | Medium Industrial |  | Winter Morning | % of Load | 0 | 2029 | 65535
| Base | EV Charging Control | DLC-Thermostat-BYOT-MSHP | Medium Industrial |  | Winter Morning | % of Load | 1 | 2029 | 65535
| Base | EV Charging Control | DLC-Thermostat-BYOT-MSHP | Medium Industrial |  | Winter Morning | % of Load | 0 | 2029 | 65535
| Base | EV Charging Control | C&I Curtailment-Turnkey-Manual HVAC Control | Medium Industrial |  | Winter Morning | % of Load | 1 | 2029 | 65535
| Base | EV Charging Control | C&I Curtailment-Turnkey-Manual HVAC Control | Medium Industrial |  | Winter Morning | % of Load | 0 | 2029 | 65535
| Base | EV Charging Control | C&I Curtailment-Turnkey-Auto-DR HVAC Control | Medium Industrial |  | Winter Morning | % of Load | 1 | 2029 | 65535
| Base | EV Charging Control | C&I Curtailment-Turnkey-Auto-DR HVAC Control | Medium Industrial |  | Winter Morning | % of Load | 0 | 2029 | 65535
| Base | EV Charging Control | C&I Curtailment-Turnkey-Standard Lighting Control | Medium Industrial |  | Winter Morning | % of Load | 1 | 2029 | 65535
| Base | EV Charging Control | C&I Curtailment-Turnkey-Standard Lighting Control | Medium Industrial |  | Winter Morning | % of Load | 0 | 2029 | 65535
| Base | EV Charging Control | C&I Curtailment-Turnkey-Advanced Lighting Control | Medium Industrial |  | Winter Morning | % of Load | 1 | 2029 | 65535
| Base | EV Charging Control | C&I Curtailment-Turnkey-Advanced Lighting Control | Medium Industrial |  | Winter Morning | % of Load | 0 | 2029 | 65535
| Base | EV Charging Control | C&I Curtailment-Turnkey-Water Heating Control | Medium Industrial |  | Winter Morning | % of Load | 1 | 2029 | 65535
| Base | EV Charging Control | C&I Curtailment-Turnkey-Water Heating Control | Medium Industrial |  | Winter Morning | % of Load | 0 | 2029 | 65535
| Base | EV Charging Control | C&I Curtailment-Turnkey-Other | Medium Industrial |  | Winter Morning | % of Load | 1 | 2029 | 65535
| Base | EV Charging Control | C&I Curtailment-Turnkey-Other | Medium Industrial |  | Winter Morning | % of Load | 0 | 2029 | 65535
| Base | EV Charging Control | DLC-Switch-Water Heating | Medium Industrial |  | Winter Evening | % of Load | 1 | 2029 | 65535
| Base | EV Charging Control | DLC-Switch-Water Heating | Medium Industrial |  | Winter Evening | % of Load | 0 | 2029 | 65535
| Base | EV Charging Control | DLC-BYOD-Water Heating | Medium Industrial |  | Winter Evening | % of Load | 1 | 2029 | 65535
| Base | EV Charging Control | DLC-BYOD-Water Heating | Medium Industrial |  | Winter Evening | % of Load | 0 | 2029 | 65535
| Base | EV Charging Control | DLC-Thermostat-DI-Central Heat Pump | Medium Industrial |  | Winter Evening | % of Load | 1 | 2029 | 65535
| Base | EV Charging Control | DLC-Thermostat-DI-Central Heat Pump | Medium Industrial |  | Winter Evening | % of Load | 0 | 2029 | 65535
| Base | EV Charging Control | DLC-Thermostat-BYOT-Central Heat Pump | Medium Industrial |  | Winter Evening | % of Load | 1 | 2029 | 65535
| Base | EV Charging Control | DLC-Thermostat-BYOT-Central Heat Pump | Medium Industrial |  | Winter Evening | % of Load | 0 | 2029 | 65535
| Base | EV Charging Control | DLC-Thermostat-HVAC | Medium Industrial |  | Winter Evening | % of Load | 1 | 2029 | 65535
| Base | EV Charging Control | DLC-Thermostat-HVAC | Medium Industrial |  | Winter Evening | % of Load | 0 | 2029 | 65535
| Base | EV Charging Control | DLC-Thermostat-DI-Baseboard Heating | Medium Industrial |  | Winter Evening | % of Load | 1 | 2029 | 65535
| Base | EV Charging Control | DLC-Thermostat-DI-Baseboard Heating | Medium Industrial |  | Winter Evening | % of Load | 0 | 2029 | 65535
| Base | EV Charging Control | DLC-Thermostat-BYOT-Baseboard Heating | Medium Industrial |  | Winter Evening | % of Load | 1 | 2029 | 65535
| Base | EV Charging Control | DLC-Thermostat-BYOT-Baseboard Heating | Medium Industrial |  | Winter Evening | % of Load | 0 | 2029 | 65535
| Base | EV Charging Control | DLC-Thermostat-DI-MSHP | Medium Industrial |  | Winter Evening | % of Load | 1 | 2029 | 65535
| Base | EV Charging Control | DLC-Thermostat-DI-MSHP | Medium Industrial |  | Winter Evening | % of Load | 0 | 2029 | 65535
| Base | EV Charging Control | DLC-Thermostat-BYOT-MSHP | Medium Industrial |  | Winter Evening | % of Load | 1 | 2029 | 65535
| Base | EV Charging Control | DLC-Thermostat-BYOT-MSHP | Medium Industrial |  | Winter Evening | % of Load | 0 | 2029 | 65535
| Base | EV Charging Control | C&I Curtailment-Turnkey-Manual HVAC Control | Medium Industrial |  | Winter Evening | % of Load | 1 | 2029 | 65535
| Base | EV Charging Control | C&I Curtailment-Turnkey-Manual HVAC Control | Medium Industrial |  | Winter Evening | % of Load | 0 | 2029 | 65535
| Base | EV Charging Control | C&I Curtailment-Turnkey-Auto-DR HVAC Control | Medium Industrial |  | Winter Evening | % of Load | 1 | 2029 | 65535
| Base | EV Charging Control | C&I Curtailment-Turnkey-Auto-DR HVAC Control | Medium Industrial |  | Winter Evening | % of Load | 0 | 2029 | 65535
| Base | EV Charging Control | C&I Curtailment-Turnkey-Standard Lighting Control | Medium Industrial |  | Winter Evening | % of Load | 1 | 2029 | 65535
| Base | EV Charging Control | C&I Curtailment-Turnkey-Standard Lighting Control | Medium Industrial |  | Winter Evening | % of Load | 0 | 2029 | 65535
| Base | EV Charging Control | C&I Curtailment-Turnkey-Advanced Lighting Control | Medium Industrial |  | Winter Evening | % of Load | 1 | 2029 | 65535
| Base | EV Charging Control | C&I Curtailment-Turnkey-Advanced Lighting Control | Medium Industrial |  | Winter Evening | % of Load | 0 | 2029 | 65535
| Base | EV Charging Control | C&I Curtailment-Turnkey-Water Heating Control | Medium Industrial |  | Winter Evening | % of Load | 1 | 2029 | 65535
| Base | EV Charging Control | C&I Curtailment-Turnkey-Water Heating Control | Medium Industrial |  | Winter Evening | % of Load | 0 | 2029 | 65535
| Base | EV Charging Control | C&I Curtailment-Turnkey-Other | Medium Industrial |  | Winter Evening | % of Load | 1 | 2029 | 65535
| Base | EV Charging Control | C&I Curtailment-Turnkey-Other | Medium Industrial |  | Winter Evening | % of Load | 0 | 2029 | 65535
| Base | EV Charging Control | EV Charging Control | EV Res LDV |  | Winter Morning | % of Load | 1 | 2029 | 65535
| Base | EV Charging Control | EV Charging Control | EV Res LDV |  | Winter Morning | % of Load | 0 | 2029 | 65535
| Base | EV Charging Control | EV Charging Control | EV Res LDV |  | Winter Evening | % of Load | 1 | 2029 | 65535
| Base | EV Charging Control | EV Charging Control | EV Res LDV |  | Winter Evening | % of Load | 0 | 2029 | 65535
| Base | EV Charging Control | EV Charging Control | EV Com LDV |  | Winter Morning | % of Load | 1 | 2029 | 65535
| Base | EV Charging Control | EV Charging Control | EV Com LDV |  | Winter Morning | % of Load | 0 | 2029 | 65535
| Base | EV Charging Control | EV Charging Control | EV Com LDV |  | Winter Evening | % of Load | 1 | 2029 | 65535
| Base | EV Charging Control | EV Charging Control | EV Com LDV |  | Winter Evening | % of Load | 0 | 2029 | 65535
| Base | EV Charging Control | EV Charging Control | EV Com MDV |  | Winter Morning | % of Load | 1 | 2029 | 65535
| Base | EV Charging Control | EV Charging Control | EV Com MDV |  | Winter Morning | % of Load | 0 | 2029 | 65535
| Base | EV Charging Control | EV Charging Control | EV Com MDV |  | Winter Evening | % of Load | 1 | 2029 | 65535
| Base | EV Charging Control | EV Charging Control | EV Com MDV |  | Winter Evening | % of Load | 0 | 2029 | 65535
| Base | EV Charging Control | EV Charging Control | EV Com HDV |  | Winter Morning | % of Load | 1 | 2029 | 65535
| Base | EV Charging Control | EV Charging Control | EV Com HDV |  | Winter Morning | % of Load | 0 | 2029 | 65535
| Base | EV Charging Control | EV Charging Control | EV Com HDV |  | Winter Evening | % of Load | 1 | 2029 | 65535
| Base | EV Charging Control | EV Charging Control | EV Com HDV |  | Winter Evening | % of Load | 0 | 2029 | 65535
| Base | Behavioral DR | DLC-Switch-Water Heating | Small General |  | Winter Morning | % of Load | 1 | 2029 | 65535
| Base | Behavioral DR | DLC-Switch-Water Heating | Small General |  | Winter Morning | % of Load | 0 | 2029 | 65535
| Base | Behavioral DR | DLC-BYOD-Water Heating | Small General |  | Winter Morning | % of Load | 1 | 2029 | 65535
| Base | Behavioral DR | DLC-BYOD-Water Heating | Small General |  | Winter Morning | % of Load | 0 | 2029 | 65535
| Base | Behavioral DR | DLC-Thermostat-DI-Central Heat Pump | Small General |  | Winter Morning | % of Load | 1 | 2029 | 65535
| Base | Behavioral DR | DLC-Thermostat-DI-Central Heat Pump | Small General |  | Winter Morning | % of Load | 0 | 2029 | 65535
| Base | Behavioral DR | DLC-Thermostat-BYOT-Central Heat Pump | Small General |  | Winter Morning | % of Load | 1 | 2029 | 65535
| Base | Behavioral DR | DLC-Thermostat-BYOT-Central Heat Pump | Small General |  | Winter Morning | % of Load | 0 | 2029 | 65535
| Base | Behavioral DR | DLC-Thermostat-HVAC | Small General |  | Winter Morning | % of Load | 1 | 2029 | 65535
| Base | Behavioral DR | DLC-Thermostat-HVAC | Small General |  | Winter Morning | % of Load | 0 | 2029 | 65535
| Base | Behavioral DR | DLC-Thermostat-DI-Baseboard Heating | Small General |  | Winter Morning | % of Load | 1 | 2029 | 65535
| Base | Behavioral DR | DLC-Thermostat-DI-Baseboard Heating | Small General |  | Winter Morning | % of Load | 0 | 2029 | 65535
| Base | Behavioral DR | DLC-Thermostat-BYOT-Baseboard Heating | Small General |  | Winter Morning | % of Load | 1 | 2029 | 65535
| Base | Behavioral DR | DLC-Thermostat-BYOT-Baseboard Heating | Small General |  | Winter Morning | % of Load | 0 | 2029 | 65535
| Base | Behavioral DR | DLC-Thermostat-DI-MSHP | Small General |  | Winter Morning | % of Load | 1 | 2029 | 65535
| Base | Behavioral DR | DLC-Thermostat-DI-MSHP | Small General |  | Winter Morning | % of Load | 0 | 2029 | 65535
| Base | Behavioral DR | DLC-Thermostat-BYOT-MSHP | Small General |  | Winter Morning | % of Load | 1 | 2029 | 65535
| Base | Behavioral DR | DLC-Thermostat-BYOT-MSHP | Small General |  | Winter Morning | % of Load | 0 | 2029 | 65535
| Base | Behavioral DR | C&I Curtailment-Turnkey-Manual HVAC Control | Small General |  | Winter Morning | % of Load | 1 | 2029 | 65535
| Base | Behavioral DR | C&I Curtailment-Turnkey-Manual HVAC Control | Small General |  | Winter Morning | % of Load | 0 | 2029 | 65535
| Base | Behavioral DR | C&I Curtailment-Turnkey-Auto-DR HVAC Control | Small General |  | Winter Morning | % of Load | 1 | 2029 | 65535
| Base | Behavioral DR | C&I Curtailment-Turnkey-Auto-DR HVAC Control | Small General |  | Winter Morning | % of Load | 0 | 2029 | 65535
| Base | Behavioral DR | C&I Curtailment-Turnkey-Standard Lighting Control | Small General |  | Winter Morning | % of Load | 1 | 2029 | 65535
| Base | Behavioral DR | C&I Curtailment-Turnkey-Standard Lighting Control | Small General |  | Winter Morning | % of Load | 0 | 2029 | 65535
| Base | Behavioral DR | C&I Curtailment-Turnkey-Advanced Lighting Control | Small General |  | Winter Morning | % of Load | 1 | 2029 | 65535
| Base | Behavioral DR | C&I Curtailment-Turnkey-Advanced Lighting Control | Small General |  | Winter Morning | % of Load | 0 | 2029 | 65535
| Base | Behavioral DR | C&I Curtailment-Turnkey-Water Heating Control | Small General |  | Winter Morning | % of Load | 1 | 2029 | 65535
| Base | Behavioral DR | C&I Curtailment-Turnkey-Water Heating Control | Small General |  | Winter Morning | % of Load | 0 | 2029 | 65535
| Base | Behavioral DR | C&I Curtailment-Turnkey-Other | Small General |  | Winter Morning | % of Load | 1 | 2029 | 65535
| Base | Behavioral DR | C&I Curtailment-Turnkey-Other | Small General |  | Winter Morning | % of Load | 0 | 2029 | 65535
| Base | Behavioral DR | Dynamic Pricing with enabling tech. | Small General |  | Winter Morning | % of Load | 1 | 2029 | 65535
| Base | Behavioral DR | Dynamic Pricing with enabling tech. | Small General |  | Winter Morning | % of Load | 0 | 2029 | 65535
| Base | Behavioral DR | DLC-Switch-Water Heating | Small General |  | Winter Evening | % of Load | 1 | 2029 | 65535
| Base | Behavioral DR | DLC-Switch-Water Heating | Small General |  | Winter Evening | % of Load | 0 | 2029 | 65535
| Base | Behavioral DR | DLC-BYOD-Water Heating | Small General |  | Winter Evening | % of Load | 1 | 2029 | 65535
| Base | Behavioral DR | DLC-BYOD-Water Heating | Small General |  | Winter Evening | % of Load | 0 | 2029 | 65535
| Base | Behavioral DR | DLC-Thermostat-DI-Central Heat Pump | Small General |  | Winter Evening | % of Load | 1 | 2029 | 65535
| Base | Behavioral DR | DLC-Thermostat-DI-Central Heat Pump | Small General |  | Winter Evening | % of Load | 0 | 2029 | 65535
| Base | Behavioral DR | DLC-Thermostat-BYOT-Central Heat Pump | Small General |  | Winter Evening | % of Load | 1 | 2029 | 65535
| Base | Behavioral DR | DLC-Thermostat-BYOT-Central Heat Pump | Small General |  | Winter Evening | % of Load | 0 | 2029 | 65535
| Base | Behavioral DR | DLC-Thermostat-HVAC | Small General |  | Winter Evening | % of Load | 1 | 2029 | 65535
| Base | Behavioral DR | DLC-Thermostat-HVAC | Small General |  | Winter Evening | % of Load | 0 | 2029 | 65535
| Base | Behavioral DR | DLC-Thermostat-DI-Baseboard Heating | Small General |  | Winter Evening | % of Load | 1 | 2029 | 65535
| Base | Behavioral DR | DLC-Thermostat-DI-Baseboard Heating | Small General |  | Winter Evening | % of Load | 0 | 2029 | 65535
| Base | Behavioral DR | DLC-Thermostat-BYOT-Baseboard Heating | Small General |  | Winter Evening | % of Load | 1 | 2029 | 65535
| Base | Behavioral DR | DLC-Thermostat-BYOT-Baseboard Heating | Small General |  | Winter Evening | % of Load | 0 | 2029 | 65535
| Base | Behavioral DR | DLC-Thermostat-DI-MSHP | Small General |  | Winter Evening | % of Load | 1 | 2029 | 65535
| Base | Behavioral DR | DLC-Thermostat-DI-MSHP | Small General |  | Winter Evening | % of Load | 0 | 2029 | 65535
| Base | Behavioral DR | DLC-Thermostat-BYOT-MSHP | Small General |  | Winter Evening | % of Load | 1 | 2029 | 65535
| Base | Behavioral DR | DLC-Thermostat-BYOT-MSHP | Small General |  | Winter Evening | % of Load | 0 | 2029 | 65535
| Base | Behavioral DR | C&I Curtailment-Turnkey-Manual HVAC Control | Small General |  | Winter Evening | % of Load | 1 | 2029 | 65535
| Base | Behavioral DR | C&I Curtailment-Turnkey-Manual HVAC Control | Small General |  | Winter Evening | % of Load | 0 | 2029 | 65535
| Base | Behavioral DR | C&I Curtailment-Turnkey-Auto-DR HVAC Control | Small General |  | Winter Evening | % of Load | 1 | 2029 | 65535
| Base | Behavioral DR | C&I Curtailment-Turnkey-Auto-DR HVAC Control | Small General |  | Winter Evening | % of Load | 0 | 2029 | 65535
| Base | Behavioral DR | C&I Curtailment-Turnkey-Standard Lighting Control | Small General |  | Winter Evening | % of Load | 1 | 2029 | 65535
| Base | Behavioral DR | C&I Curtailment-Turnkey-Standard Lighting Control | Small General |  | Winter Evening | % of Load | 0 | 2029 | 65535
| Base | Behavioral DR | C&I Curtailment-Turnkey-Advanced Lighting Control | Small General |  | Winter Evening | % of Load | 1 | 2029 | 65535
| Base | Behavioral DR | C&I Curtailment-Turnkey-Advanced Lighting Control | Small General |  | Winter Evening | % of Load | 0 | 2029 | 65535
| Base | Behavioral DR | C&I Curtailment-Turnkey-Water Heating Control | Small General |  | Winter Evening | % of Load | 1 | 2029 | 65535
| Base | Behavioral DR | C&I Curtailment-Turnkey-Water Heating Control | Small General |  | Winter Evening | % of Load | 0 | 2029 | 65535
| Base | Behavioral DR | C&I Curtailment-Turnkey-Other | Small General |  | Winter Evening | % of Load | 1 | 2029 | 65535
| Base | Behavioral DR | C&I Curtailment-Turnkey-Other | Small General |  | Winter Evening | % of Load | 0 | 2029 | 65535
| Base | Behavioral DR | Dynamic Pricing with enabling tech. | Small General |  | Winter Evening | % of Load | 1 | 2029 | 65535
| Base | Behavioral DR | Dynamic Pricing with enabling tech. | Small General |  | Winter Evening | % of Load | 0 | 2029 | 65535
| Base | Behavioral DR | DLC-Switch-Water Heating | General |  | Winter Morning | % of Load | 1 | 2029 | 65535
| Base | Behavioral DR | DLC-Switch-Water Heating | General |  | Winter Morning | % of Load | 0 | 2029 | 65535
| Base | Behavioral DR | DLC-BYOD-Water Heating | General |  | Winter Morning | % of Load | 1 | 2029 | 65535
| Base | Behavioral DR | DLC-BYOD-Water Heating | General |  | Winter Morning | % of Load | 0 | 2029 | 65535
| Base | Behavioral DR | DLC-Thermostat-DI-Central Heat Pump | General |  | Winter Morning | % of Load | 1 | 2029 | 65535
| Base | Behavioral DR | DLC-Thermostat-DI-Central Heat Pump | General |  | Winter Morning | % of Load | 0 | 2029 | 65535
| Base | Behavioral DR | DLC-Thermostat-BYOT-Central Heat Pump | General |  | Winter Morning | % of Load | 1 | 2029 | 65535
| Base | Behavioral DR | DLC-Thermostat-BYOT-Central Heat Pump | General |  | Winter Morning | % of Load | 0 | 2029 | 65535
| Base | Behavioral DR | DLC-Thermostat-HVAC | General |  | Winter Morning | % of Load | 1 | 2029 | 65535
| Base | Behavioral DR | DLC-Thermostat-HVAC | General |  | Winter Morning | % of Load | 0 | 2029 | 65535
| Base | Behavioral DR | DLC-Thermostat-DI-Baseboard Heating | General |  | Winter Morning | % of Load | 1 | 2029 | 65535
| Base | Behavioral DR | DLC-Thermostat-DI-Baseboard Heating | General |  | Winter Morning | % of Load | 0 | 2029 | 65535
| Base | Behavioral DR | DLC-Thermostat-BYOT-Baseboard Heating | General |  | Winter Morning | % of Load | 1 | 2029 | 65535
| Base | Behavioral DR | DLC-Thermostat-BYOT-Baseboard Heating | General |  | Winter Morning | % of Load | 0 | 2029 | 65535
| Base | Behavioral DR | DLC-Thermostat-DI-MSHP | General |  | Winter Morning | % of Load | 1 | 2029 | 65535
| Base | Behavioral DR | DLC-Thermostat-DI-MSHP | General |  | Winter Morning | % of Load | 0 | 2029 | 65535
| Base | Behavioral DR | DLC-Thermostat-BYOT-MSHP | General |  | Winter Morning | % of Load | 1 | 2029 | 65535
| Base | Behavioral DR | DLC-Thermostat-BYOT-MSHP | General |  | Winter Morning | % of Load | 0 | 2029 | 65535
| Base | Behavioral DR | C&I Curtailment-Turnkey-Manual HVAC Control | General |  | Winter Morning | % of Load | 1 | 2029 | 65535
| Base | Behavioral DR | C&I Curtailment-Turnkey-Manual HVAC Control | General |  | Winter Morning | % of Load | 0 | 2029 | 65535
| Base | Behavioral DR | C&I Curtailment-Turnkey-Auto-DR HVAC Control | General |  | Winter Morning | % of Load | 1 | 2029 | 65535
| Base | Behavioral DR | C&I Curtailment-Turnkey-Auto-DR HVAC Control | General |  | Winter Morning | % of Load | 0 | 2029 | 65535
| Base | Behavioral DR | C&I Curtailment-Turnkey-Standard Lighting Control | General |  | Winter Morning | % of Load | 1 | 2029 | 65535
| Base | Behavioral DR | C&I Curtailment-Turnkey-Standard Lighting Control | General |  | Winter Morning | % of Load | 0 | 2029 | 65535
| Base | Behavioral DR | C&I Curtailment-Turnkey-Advanced Lighting Control | General |  | Winter Morning | % of Load | 1 | 2029 | 65535
| Base | Behavioral DR | C&I Curtailment-Turnkey-Advanced Lighting Control | General |  | Winter Morning | % of Load | 0 | 2029 | 65535
| Base | Behavioral DR | C&I Curtailment-Turnkey-Water Heating Control | General |  | Winter Morning | % of Load | 1 | 2029 | 65535
| Base | Behavioral DR | C&I Curtailment-Turnkey-Water Heating Control | General |  | Winter Morning | % of Load | 0 | 2029 | 65535
| Base | Behavioral DR | C&I Curtailment-Turnkey-Other | General |  | Winter Morning | % of Load | 1 | 2029 | 65535
| Base | Behavioral DR | C&I Curtailment-Turnkey-Other | General |  | Winter Morning | % of Load | 0 | 2029 | 65535
| Base | Behavioral DR | DLC-Switch-Water Heating | General |  | Winter Evening | % of Load | 1 | 2029 | 65535
| Base | Behavioral DR | DLC-Switch-Water Heating | General |  | Winter Evening | % of Load | 0 | 2029 | 65535
| Base | Behavioral DR | DLC-BYOD-Water Heating | General |  | Winter Evening | % of Load | 1 | 2029 | 65535
| Base | Behavioral DR | DLC-BYOD-Water Heating | General |  | Winter Evening | % of Load | 0 | 2029 | 65535
| Base | Behavioral DR | DLC-Thermostat-DI-Central Heat Pump | General |  | Winter Evening | % of Load | 1 | 2029 | 65535
| Base | Behavioral DR | DLC-Thermostat-DI-Central Heat Pump | General |  | Winter Evening | % of Load | 0 | 2029 | 65535
| Base | Behavioral DR | DLC-Thermostat-BYOT-Central Heat Pump | General |  | Winter Evening | % of Load | 1 | 2029 | 65535
| Base | Behavioral DR | DLC-Thermostat-BYOT-Central Heat Pump | General |  | Winter Evening | % of Load | 0 | 2029 | 65535
| Base | Behavioral DR | DLC-Thermostat-HVAC | General |  | Winter Evening | % of Load | 1 | 2029 | 65535
| Base | Behavioral DR | DLC-Thermostat-HVAC | General |  | Winter Evening | % of Load | 0 | 2029 | 65535
| Base | Behavioral DR | DLC-Thermostat-DI-Baseboard Heating | General |  | Winter Evening | % of Load | 1 | 2029 | 65535
| Base | Behavioral DR | DLC-Thermostat-DI-Baseboard Heating | General |  | Winter Evening | % of Load | 0 | 2029 | 65535
| Base | Behavioral DR | DLC-Thermostat-BYOT-Baseboard Heating | General |  | Winter Evening | % of Load | 1 | 2029 | 65535
| Base | Behavioral DR | DLC-Thermostat-BYOT-Baseboard Heating | General |  | Winter Evening | % of Load | 0 | 2029 | 65535
| Base | Behavioral DR | DLC-Thermostat-DI-MSHP | General |  | Winter Evening | % of Load | 1 | 2029 | 65535
| Base | Behavioral DR | DLC-Thermostat-DI-MSHP | General |  | Winter Evening | % of Load | 0 | 2029 | 65535
| Base | Behavioral DR | DLC-Thermostat-BYOT-MSHP | General |  | Winter Evening | % of Load | 1 | 2029 | 65535
| Base | Behavioral DR | DLC-Thermostat-BYOT-MSHP | General |  | Winter Evening | % of Load | 0 | 2029 | 65535
| Base | Behavioral DR | C&I Curtailment-Turnkey-Manual HVAC Control | General |  | Winter Evening | % of Load | 1 | 2029 | 65535
| Base | Behavioral DR | C&I Curtailment-Turnkey-Manual HVAC Control | General |  | Winter Evening | % of Load | 0 | 2029 | 65535
| Base | Behavioral DR | C&I Curtailment-Turnkey-Auto-DR HVAC Control | General |  | Winter Evening | % of Load | 1 | 2029 | 65535
| Base | Behavioral DR | C&I Curtailment-Turnkey-Auto-DR HVAC Control | General |  | Winter Evening | % of Load | 0 | 2029 | 65535
| Base | Behavioral DR | C&I Curtailment-Turnkey-Standard Lighting Control | General |  | Winter Evening | % of Load | 1 | 2029 | 65535
| Base | Behavioral DR | C&I Curtailment-Turnkey-Standard Lighting Control | General |  | Winter Evening | % of Load | 0 | 2029 | 65535
| Base | Behavioral DR | C&I Curtailment-Turnkey-Advanced Lighting Control | General |  | Winter Evening | % of Load | 1 | 2029 | 65535
| Base | Behavioral DR | C&I Curtailment-Turnkey-Advanced Lighting Control | General |  | Winter Evening | % of Load | 0 | 2029 | 65535
| Base | Behavioral DR | C&I Curtailment-Turnkey-Water Heating Control | General |  | Winter Evening | % of Load | 1 | 2029 | 65535
| Base | Behavioral DR | C&I Curtailment-Turnkey-Water Heating Control | General |  | Winter Evening | % of Load | 0 | 2029 | 65535
| Base | Behavioral DR | C&I Curtailment-Turnkey-Other | General |  | Winter Evening | % of Load | 1 | 2029 | 65535
| Base | Behavioral DR | C&I Curtailment-Turnkey-Other | General |  | Winter Evening | % of Load | 0 | 2029 | 65535
| Base | Behavioral DR | DLC-Switch-Water Heating | Small Industrial |  | Winter Morning | % of Load | 1 | 2029 | 65535
| Base | Behavioral DR | DLC-Switch-Water Heating | Small Industrial |  | Winter Morning | % of Load | 0 | 2029 | 65535
| Base | Behavioral DR | DLC-BYOD-Water Heating | Small Industrial |  | Winter Morning | % of Load | 1 | 2029 | 65535
| Base | Behavioral DR | DLC-BYOD-Water Heating | Small Industrial |  | Winter Morning | % of Load | 0 | 2029 | 65535
| Base | Behavioral DR | DLC-Thermostat-DI-Central Heat Pump | Small Industrial |  | Winter Morning | % of Load | 1 | 2029 | 65535
| Base | Behavioral DR | DLC-Thermostat-DI-Central Heat Pump | Small Industrial |  | Winter Morning | % of Load | 0 | 2029 | 65535
| Base | Behavioral DR | DLC-Thermostat-BYOT-Central Heat Pump | Small Industrial |  | Winter Morning | % of Load | 1 | 2029 | 65535
| Base | Behavioral DR | DLC-Thermostat-BYOT-Central Heat Pump | Small Industrial |  | Winter Morning | % of Load | 0 | 2029 | 65535
| Base | Behavioral DR | DLC-Thermostat-HVAC | Small Industrial |  | Winter Morning | % of Load | 1 | 2029 | 65535
| Base | Behavioral DR | DLC-Thermostat-HVAC | Small Industrial |  | Winter Morning | % of Load | 0 | 2029 | 65535
| Base | Behavioral DR | DLC-Thermostat-DI-Baseboard Heating | Small Industrial |  | Winter Morning | % of Load | 1 | 2029 | 65535
| Base | Behavioral DR | DLC-Thermostat-DI-Baseboard Heating | Small Industrial |  | Winter Morning | % of Load | 0 | 2029 | 65535
| Base | Behavioral DR | DLC-Thermostat-BYOT-Baseboard Heating | Small Industrial |  | Winter Morning | % of Load | 1 | 2029 | 65535
| Base | Behavioral DR | DLC-Thermostat-BYOT-Baseboard Heating | Small Industrial |  | Winter Morning | % of Load | 0 | 2029 | 65535
| Base | Behavioral DR | DLC-Thermostat-DI-MSHP | Small Industrial |  | Winter Morning | % of Load | 1 | 2029 | 65535
| Base | Behavioral DR | DLC-Thermostat-DI-MSHP | Small Industrial |  | Winter Morning | % of Load | 0 | 2029 | 65535
| Base | Behavioral DR | DLC-Thermostat-BYOT-MSHP | Small Industrial |  | Winter Morning | % of Load | 1 | 2029 | 65535
| Base | Behavioral DR | DLC-Thermostat-BYOT-MSHP | Small Industrial |  | Winter Morning | % of Load | 0 | 2029 | 65535
| Base | Behavioral DR | C&I Curtailment-Turnkey-Manual HVAC Control | Small Industrial |  | Winter Morning | % of Load | 1 | 2029 | 65535
| Base | Behavioral DR | C&I Curtailment-Turnkey-Manual HVAC Control | Small Industrial |  | Winter Morning | % of Load | 0 | 2029 | 65535
| Base | Behavioral DR | C&I Curtailment-Turnkey-Auto-DR HVAC Control | Small Industrial |  | Winter Morning | % of Load | 1 | 2029 | 65535
| Base | Behavioral DR | C&I Curtailment-Turnkey-Auto-DR HVAC Control | Small Industrial |  | Winter Morning | % of Load | 0 | 2029 | 65535
| Base | Behavioral DR | C&I Curtailment-Turnkey-Standard Lighting Control | Small Industrial |  | Winter Morning | % of Load | 1 | 2029 | 65535
| Base | Behavioral DR | C&I Curtailment-Turnkey-Standard Lighting Control | Small Industrial |  | Winter Morning | % of Load | 0 | 2029 | 65535
| Base | Behavioral DR | C&I Curtailment-Turnkey-Advanced Lighting Control | Small Industrial |  | Winter Morning | % of Load | 1 | 2029 | 65535
| Base | Behavioral DR | C&I Curtailment-Turnkey-Advanced Lighting Control | Small Industrial |  | Winter Morning | % of Load | 0 | 2029 | 65535
| Base | Behavioral DR | C&I Curtailment-Turnkey-Water Heating Control | Small Industrial |  | Winter Morning | % of Load | 1 | 2029 | 65535
| Base | Behavioral DR | C&I Curtailment-Turnkey-Water Heating Control | Small Industrial |  | Winter Morning | % of Load | 0 | 2029 | 65535
| Base | Behavioral DR | C&I Curtailment-Turnkey-Other | Small Industrial |  | Winter Morning | % of Load | 1 | 2029 | 65535
| Base | Behavioral DR | C&I Curtailment-Turnkey-Other | Small Industrial |  | Winter Morning | % of Load | 0 | 2029 | 65535
| Base | Behavioral DR | C&I Curtailment-Turnkey-Industrial | Small Industrial |  | Winter Morning | % of Load | 1 | 2029 | 65535
| Base | Behavioral DR | C&I Curtailment-Turnkey-Industrial | Small Industrial |  | Winter Morning | % of Load | 0 | 2029 | 65535
| Base | Behavioral DR | DLC-Switch-Water Heating | Small Industrial |  | Winter Evening | % of Load | 1 | 2029 | 65535
| Base | Behavioral DR | DLC-Switch-Water Heating | Small Industrial |  | Winter Evening | % of Load | 0 | 2029 | 65535
| Base | Behavioral DR | DLC-BYOD-Water Heating | Small Industrial |  | Winter Evening | % of Load | 1 | 2029 | 65535
| Base | Behavioral DR | DLC-BYOD-Water Heating | Small Industrial |  | Winter Evening | % of Load | 0 | 2029 | 65535
| Base | Behavioral DR | DLC-Thermostat-DI-Central Heat Pump | Small Industrial |  | Winter Evening | % of Load | 1 | 2029 | 65535
| Base | Behavioral DR | DLC-Thermostat-DI-Central Heat Pump | Small Industrial |  | Winter Evening | % of Load | 0 | 2029 | 65535
| Base | Behavioral DR | DLC-Thermostat-BYOT-Central Heat Pump | Small Industrial |  | Winter Evening | % of Load | 1 | 2029 | 65535
| Base | Behavioral DR | DLC-Thermostat-BYOT-Central Heat Pump | Small Industrial |  | Winter Evening | % of Load | 0 | 2029 | 65535
| Base | Behavioral DR | DLC-Thermostat-HVAC | Small Industrial |  | Winter Evening | % of Load | 1 | 2029 | 65535
| Base | Behavioral DR | DLC-Thermostat-HVAC | Small Industrial |  | Winter Evening | % of Load | 0 | 2029 | 65535
| Base | Behavioral DR | DLC-Thermostat-DI-Baseboard Heating | Small Industrial |  | Winter Evening | % of Load | 1 | 2029 | 65535
| Base | Behavioral DR | DLC-Thermostat-DI-Baseboard Heating | Small Industrial |  | Winter Evening | % of Load | 0 | 2029 | 65535
| Base | Behavioral DR | DLC-Thermostat-BYOT-Baseboard Heating | Small Industrial |  | Winter Evening | % of Load | 1 | 2029 | 65535
| Base | Behavioral DR | DLC-Thermostat-BYOT-Baseboard Heating | Small Industrial |  | Winter Evening | % of Load | 0 | 2029 | 65535
| Base | Behavioral DR | DLC-Thermostat-DI-MSHP | Small Industrial |  | Winter Evening | % of Load | 1 | 2029 | 65535
| Base | Behavioral DR | DLC-Thermostat-DI-MSHP | Small Industrial |  | Winter Evening | % of Load | 0 | 2029 | 65535
| Base | Behavioral DR | DLC-Thermostat-BYOT-MSHP | Small Industrial |  | Winter Evening | % of Load | 1 | 2029 | 65535
| Base | Behavioral DR | DLC-Thermostat-BYOT-MSHP | Small Industrial |  | Winter Evening | % of Load | 0 | 2029 | 65535
| Base | Behavioral DR | C&I Curtailment-Turnkey-Manual HVAC Control | Small Industrial |  | Winter Evening | % of Load | 1 | 2029 | 65535
| Base | Behavioral DR | C&I Curtailment-Turnkey-Manual HVAC Control | Small Industrial |  | Winter Evening | % of Load | 0 | 2029 | 65535
| Base | Behavioral DR | C&I Curtailment-Turnkey-Auto-DR HVAC Control | Small Industrial |  | Winter Evening | % of Load | 1 | 2029 | 65535
| Base | Behavioral DR | C&I Curtailment-Turnkey-Auto-DR HVAC Control | Small Industrial |  | Winter Evening | % of Load | 0 | 2029 | 65535
| Base | Behavioral DR | C&I Curtailment-Turnkey-Standard Lighting Control | Small Industrial |  | Winter Evening | % of Load | 1 | 2029 | 65535
| Base | Behavioral DR | C&I Curtailment-Turnkey-Standard Lighting Control | Small Industrial |  | Winter Evening | % of Load | 0 | 2029 | 65535
| Base | Behavioral DR | C&I Curtailment-Turnkey-Advanced Lighting Control | Small Industrial |  | Winter Evening | % of Load | 1 | 2029 | 65535
| Base | Behavioral DR | C&I Curtailment-Turnkey-Advanced Lighting Control | Small Industrial |  | Winter Evening | % of Load | 0 | 2029 | 65535
| Base | Behavioral DR | C&I Curtailment-Turnkey-Water Heating Control | Small Industrial |  | Winter Evening | % of Load | 1 | 2029 | 65535
| Base | Behavioral DR | C&I Curtailment-Turnkey-Water Heating Control | Small Industrial |  | Winter Evening | % of Load | 0 | 2029 | 65535
| Base | Behavioral DR | C&I Curtailment-Turnkey-Other | Small Industrial |  | Winter Evening | % of Load | 1 | 2029 | 65535
| Base | Behavioral DR | C&I Curtailment-Turnkey-Other | Small Industrial |  | Winter Evening | % of Load | 0 | 2029 | 65535
| Base | Behavioral DR | C&I Curtailment-Turnkey-Industrial | Small Industrial |  | Winter Evening | % of Load | 1 | 2029 | 65535
| Base | Behavioral DR | C&I Curtailment-Turnkey-Industrial | Small Industrial |  | Winter Evening | % of Load | 0 | 2029 | 65535
| Base | Behavioral DR | DLC-Switch-Water Heating | Medium Industrial |  | Winter Morning | % of Load | 1 | 2029 | 65535
| Base | Behavioral DR | DLC-Switch-Water Heating | Medium Industrial |  | Winter Morning | % of Load | 0 | 2029 | 65535
| Base | Behavioral DR | DLC-BYOD-Water Heating | Medium Industrial |  | Winter Morning | % of Load | 1 | 2029 | 65535
| Base | Behavioral DR | DLC-BYOD-Water Heating | Medium Industrial |  | Winter Morning | % of Load | 0 | 2029 | 65535
| Base | Behavioral DR | DLC-Thermostat-DI-Central Heat Pump | Medium Industrial |  | Winter Morning | % of Load | 1 | 2029 | 65535
| Base | Behavioral DR | DLC-Thermostat-DI-Central Heat Pump | Medium Industrial |  | Winter Morning | % of Load | 0 | 2029 | 65535
| Base | Behavioral DR | DLC-Thermostat-BYOT-Central Heat Pump | Medium Industrial |  | Winter Morning | % of Load | 1 | 2029 | 65535
| Base | Behavioral DR | DLC-Thermostat-BYOT-Central Heat Pump | Medium Industrial |  | Winter Morning | % of Load | 0 | 2029 | 65535
| Base | Behavioral DR | DLC-Thermostat-HVAC | Medium Industrial |  | Winter Morning | % of Load | 1 | 2029 | 65535
| Base | Behavioral DR | DLC-Thermostat-HVAC | Medium Industrial |  | Winter Morning | % of Load | 0 | 2029 | 65535
| Base | Behavioral DR | DLC-Thermostat-DI-Baseboard Heating | Medium Industrial |  | Winter Morning | % of Load | 1 | 2029 | 65535
| Base | Behavioral DR | DLC-Thermostat-DI-Baseboard Heating | Medium Industrial |  | Winter Morning | % of Load | 0 | 2029 | 65535
| Base | Behavioral DR | DLC-Thermostat-BYOT-Baseboard Heating | Medium Industrial |  | Winter Morning | % of Load | 1 | 2029 | 65535
| Base | Behavioral DR | DLC-Thermostat-BYOT-Baseboard Heating | Medium Industrial |  | Winter Morning | % of Load | 0 | 2029 | 65535
| Base | Behavioral DR | DLC-Thermostat-DI-MSHP | Medium Industrial |  | Winter Morning | % of Load | 1 | 2029 | 65535
| Base | Behavioral DR | DLC-Thermostat-DI-MSHP | Medium Industrial |  | Winter Morning | % of Load | 0 | 2029 | 65535
| Base | Behavioral DR | DLC-Thermostat-BYOT-MSHP | Medium Industrial |  | Winter Morning | % of Load | 1 | 2029 | 65535
| Base | Behavioral DR | DLC-Thermostat-BYOT-MSHP | Medium Industrial |  | Winter Morning | % of Load | 0 | 2029 | 65535
| Base | Behavioral DR | C&I Curtailment-Turnkey-Manual HVAC Control | Medium Industrial |  | Winter Morning | % of Load | 1 | 2029 | 65535
| Base | Behavioral DR | C&I Curtailment-Turnkey-Manual HVAC Control | Medium Industrial |  | Winter Morning | % of Load | 0 | 2029 | 65535
| Base | Behavioral DR | C&I Curtailment-Turnkey-Auto-DR HVAC Control | Medium Industrial |  | Winter Morning | % of Load | 1 | 2029 | 65535
| Base | Behavioral DR | C&I Curtailment-Turnkey-Auto-DR HVAC Control | Medium Industrial |  | Winter Morning | % of Load | 0 | 2029 | 65535
| Base | Behavioral DR | C&I Curtailment-Turnkey-Standard Lighting Control | Medium Industrial |  | Winter Morning | % of Load | 1 | 2029 | 65535
| Base | Behavioral DR | C&I Curtailment-Turnkey-Standard Lighting Control | Medium Industrial |  | Winter Morning | % of Load | 0 | 2029 | 65535
| Base | Behavioral DR | C&I Curtailment-Turnkey-Advanced Lighting Control | Medium Industrial |  | Winter Morning | % of Load | 1 | 2029 | 65535
| Base | Behavioral DR | C&I Curtailment-Turnkey-Advanced Lighting Control | Medium Industrial |  | Winter Morning | % of Load | 0 | 2029 | 65535
| Base | Behavioral DR | C&I Curtailment-Turnkey-Water Heating Control | Medium Industrial |  | Winter Morning | % of Load | 1 | 2029 | 65535
| Base | Behavioral DR | C&I Curtailment-Turnkey-Water Heating Control | Medium Industrial |  | Winter Morning | % of Load | 0 | 2029 | 65535
| Base | Behavioral DR | C&I Curtailment-Turnkey-Other | Medium Industrial |  | Winter Morning | % of Load | 1 | 2029 | 65535
| Base | Behavioral DR | C&I Curtailment-Turnkey-Other | Medium Industrial |  | Winter Morning | % of Load | 0 | 2029 | 65535
| Base | Behavioral DR | DLC-Switch-Water Heating | Medium Industrial |  | Winter Evening | % of Load | 1 | 2029 | 65535
| Base | Behavioral DR | DLC-Switch-Water Heating | Medium Industrial |  | Winter Evening | % of Load | 0 | 2029 | 65535
| Base | Behavioral DR | DLC-BYOD-Water Heating | Medium Industrial |  | Winter Evening | % of Load | 1 | 2029 | 65535
| Base | Behavioral DR | DLC-BYOD-Water Heating | Medium Industrial |  | Winter Evening | % of Load | 0 | 2029 | 65535
| Base | Behavioral DR | DLC-Thermostat-DI-Central Heat Pump | Medium Industrial |  | Winter Evening | % of Load | 1 | 2029 | 65535
| Base | Behavioral DR | DLC-Thermostat-DI-Central Heat Pump | Medium Industrial |  | Winter Evening | % of Load | 0 | 2029 | 65535
| Base | Behavioral DR | DLC-Thermostat-BYOT-Central Heat Pump | Medium Industrial |  | Winter Evening | % of Load | 1 | 2029 | 65535
| Base | Behavioral DR | DLC-Thermostat-BYOT-Central Heat Pump | Medium Industrial |  | Winter Evening | % of Load | 0 | 2029 | 65535
| Base | Behavioral DR | DLC-Thermostat-HVAC | Medium Industrial |  | Winter Evening | % of Load | 1 | 2029 | 65535
| Base | Behavioral DR | DLC-Thermostat-HVAC | Medium Industrial |  | Winter Evening | % of Load | 0 | 2029 | 65535
| Base | Behavioral DR | DLC-Thermostat-DI-Baseboard Heating | Medium Industrial |  | Winter Evening | % of Load | 1 | 2029 | 65535
| Base | Behavioral DR | DLC-Thermostat-DI-Baseboard Heating | Medium Industrial |  | Winter Evening | % of Load | 0 | 2029 | 65535
| Base | Behavioral DR | DLC-Thermostat-BYOT-Baseboard Heating | Medium Industrial |  | Winter Evening | % of Load | 1 | 2029 | 65535
| Base | Behavioral DR | DLC-Thermostat-BYOT-Baseboard Heating | Medium Industrial |  | Winter Evening | % of Load | 0 | 2029 | 65535
| Base | Behavioral DR | DLC-Thermostat-DI-MSHP | Medium Industrial |  | Winter Evening | % of Load | 1 | 2029 | 65535
| Base | Behavioral DR | DLC-Thermostat-DI-MSHP | Medium Industrial |  | Winter Evening | % of Load | 0 | 2029 | 65535
| Base | Behavioral DR | DLC-Thermostat-BYOT-MSHP | Medium Industrial |  | Winter Evening | % of Load | 1 | 2029 | 65535
| Base | Behavioral DR | DLC-Thermostat-BYOT-MSHP | Medium Industrial |  | Winter Evening | % of Load | 0 | 2029 | 65535
| Base | Behavioral DR | C&I Curtailment-Turnkey-Manual HVAC Control | Medium Industrial |  | Winter Evening | % of Load | 1 | 2029 | 65535
| Base | Behavioral DR | C&I Curtailment-Turnkey-Manual HVAC Control | Medium Industrial |  | Winter Evening | % of Load | 0 | 2029 | 65535
| Base | Behavioral DR | C&I Curtailment-Turnkey-Auto-DR HVAC Control | Medium Industrial |  | Winter Evening | % of Load | 1 | 2029 | 65535
| Base | Behavioral DR | C&I Curtailment-Turnkey-Auto-DR HVAC Control | Medium Industrial |  | Winter Evening | % of Load | 0 | 2029 | 65535
| Base | Behavioral DR | C&I Curtailment-Turnkey-Standard Lighting Control | Medium Industrial |  | Winter Evening | % of Load | 1 | 2029 | 65535
| Base | Behavioral DR | C&I Curtailment-Turnkey-Standard Lighting Control | Medium Industrial |  | Winter Evening | % of Load | 0 | 2029 | 65535
| Base | Behavioral DR | C&I Curtailment-Turnkey-Advanced Lighting Control | Medium Industrial |  | Winter Evening | % of Load | 1 | 2029 | 65535
| Base | Behavioral DR | C&I Curtailment-Turnkey-Advanced Lighting Control | Medium Industrial |  | Winter Evening | % of Load | 0 | 2029 | 65535
| Base | Behavioral DR | C&I Curtailment-Turnkey-Water Heating Control | Medium Industrial |  | Winter Evening | % of Load | 1 | 2029 | 65535
| Base | Behavioral DR | C&I Curtailment-Turnkey-Water Heating Control | Medium Industrial |  | Winter Evening | % of Load | 0 | 2029 | 65535
| Base | Behavioral DR | C&I Curtailment-Turnkey-Other | Medium Industrial |  | Winter Evening | % of Load | 1 | 2029 | 65535
| Base | Behavioral DR | C&I Curtailment-Turnkey-Other | Medium Industrial |  | Winter Evening | % of Load | 0 | 2029 | 65535
| Base | Behavioral DR | Behavioral DR | Residential Charitable |  | Winter Morning | % of Load | 1 | 2029 | 65535
| Base | Behavioral DR | Behavioral DR | Residential Charitable |  | Winter Morning | % of Load | 0 | 2029 | 65535
| Base | Behavioral DR | Behavioral DR | Residential Charitable |  | Winter Evening | % of Load | 1 | 2029 | 65535
| Base | Behavioral DR | Behavioral DR | Residential Charitable |  | Winter Evening | % of Load | 0 | 2029 | 65535
| Base | Time-of-Use Rates (TOU) | DLC-Switch-Water Heating | Small General |  | Winter Morning | % of Load | 1 | 2029 | 65535
| Base | Time-of-Use Rates (TOU) | DLC-Switch-Water Heating | Small General |  | Winter Morning | % of Load | 0 | 2029 | 65535
| Base | Time-of-Use Rates (TOU) | DLC-BYOD-Water Heating | Small General |  | Winter Morning | % of Load | 1 | 2029 | 65535
| Base | Time-of-Use Rates (TOU) | DLC-BYOD-Water Heating | Small General |  | Winter Morning | % of Load | 0 | 2029 | 65535
| Base | Time-of-Use Rates (TOU) | DLC-Thermostat-DI-Central Heat Pump | Small General |  | Winter Morning | % of Load | 1 | 2029 | 65535
| Base | Time-of-Use Rates (TOU) | DLC-Thermostat-DI-Central Heat Pump | Small General |  | Winter Morning | % of Load | 0 | 2029 | 65535
| Base | Time-of-Use Rates (TOU) | DLC-Thermostat-BYOT-Central Heat Pump | Small General |  | Winter Morning | % of Load | 1 | 2029 | 65535
| Base | Time-of-Use Rates (TOU) | DLC-Thermostat-BYOT-Central Heat Pump | Small General |  | Winter Morning | % of Load | 0 | 2029 | 65535
| Base | Time-of-Use Rates (TOU) | DLC-Thermostat-HVAC | Small General |  | Winter Morning | % of Load | 1 | 2029 | 65535
| Base | Time-of-Use Rates (TOU) | DLC-Thermostat-HVAC | Small General |  | Winter Morning | % of Load | 0 | 2029 | 65535
| Base | Time-of-Use Rates (TOU) | DLC-Thermostat-DI-Baseboard Heating | Small General |  | Winter Morning | % of Load | 1 | 2029 | 65535
| Base | Time-of-Use Rates (TOU) | DLC-Thermostat-DI-Baseboard Heating | Small General |  | Winter Morning | % of Load | 0 | 2029 | 65535
| Base | Time-of-Use Rates (TOU) | DLC-Thermostat-BYOT-Baseboard Heating | Small General |  | Winter Morning | % of Load | 1 | 2029 | 65535
| Base | Time-of-Use Rates (TOU) | DLC-Thermostat-BYOT-Baseboard Heating | Small General |  | Winter Morning | % of Load | 0 | 2029 | 65535
| Base | Time-of-Use Rates (TOU) | DLC-Thermostat-DI-MSHP | Small General |  | Winter Morning | % of Load | 1 | 2029 | 65535
| Base | Time-of-Use Rates (TOU) | DLC-Thermostat-DI-MSHP | Small General |  | Winter Morning | % of Load | 0 | 2029 | 65535
| Base | Time-of-Use Rates (TOU) | DLC-Thermostat-BYOT-MSHP | Small General |  | Winter Morning | % of Load | 1 | 2029 | 65535
| Base | Time-of-Use Rates (TOU) | DLC-Thermostat-BYOT-MSHP | Small General |  | Winter Morning | % of Load | 0 | 2029 | 65535
| Base | Time-of-Use Rates (TOU) | C&I Curtailment-Turnkey-Manual HVAC Control | Small General |  | Winter Morning | % of Load | 1 | 2029 | 65535
| Base | Time-of-Use Rates (TOU) | C&I Curtailment-Turnkey-Manual HVAC Control | Small General |  | Winter Morning | % of Load | 0 | 2029 | 65535
| Base | Time-of-Use Rates (TOU) | C&I Curtailment-Turnkey-Auto-DR HVAC Control | Small General |  | Winter Morning | % of Load | 1 | 2029 | 65535
| Base | Time-of-Use Rates (TOU) | C&I Curtailment-Turnkey-Auto-DR HVAC Control | Small General |  | Winter Morning | % of Load | 0 | 2029 | 65535
| Base | Time-of-Use Rates (TOU) | C&I Curtailment-Turnkey-Standard Lighting Control | Small General |  | Winter Morning | % of Load | 1 | 2029 | 65535
| Base | Time-of-Use Rates (TOU) | C&I Curtailment-Turnkey-Standard Lighting Control | Small General |  | Winter Morning | % of Load | 0 | 2029 | 65535
| Base | Time-of-Use Rates (TOU) | C&I Curtailment-Turnkey-Advanced Lighting Control | Small General |  | Winter Morning | % of Load | 1 | 2029 | 65535
| Base | Time-of-Use Rates (TOU) | C&I Curtailment-Turnkey-Advanced Lighting Control | Small General |  | Winter Morning | % of Load | 0 | 2029 | 65535
| Base | Time-of-Use Rates (TOU) | C&I Curtailment-Turnkey-Water Heating Control | Small General |  | Winter Morning | % of Load | 1 | 2029 | 65535
| Base | Time-of-Use Rates (TOU) | C&I Curtailment-Turnkey-Water Heating Control | Small General |  | Winter Morning | % of Load | 0 | 2029 | 65535
| Base | Time-of-Use Rates (TOU) | C&I Curtailment-Turnkey-Other | Small General |  | Winter Morning | % of Load | 1 | 2029 | 65535
| Base | Time-of-Use Rates (TOU) | C&I Curtailment-Turnkey-Other | Small General |  | Winter Morning | % of Load | 0 | 2029 | 65535
| Base | Time-of-Use Rates (TOU) | Dynamic Pricing with enabling tech. | Small General |  | Winter Morning | % of Load | 1 | 2029 | 65535
| Base | Time-of-Use Rates (TOU) | Dynamic Pricing with enabling tech. | Small General |  | Winter Morning | % of Load | 0 | 2029 | 65535
| Base | Time-of-Use Rates (TOU) | Time-of-Use Rates (TOU) | Small General |  | Winter Morning | % of Load | 1 | 2029 | 65535
| Base | Time-of-Use Rates (TOU) | Time-of-Use Rates (TOU) | Small General |  | Winter Morning | % of Load | 0 | 2029 | 65535
| Base | Time-of-Use Rates (TOU) | DLC-Switch-Water Heating | Small General |  | Winter Evening | % of Load | 1 | 2029 | 65535
| Base | Time-of-Use Rates (TOU) | DLC-Switch-Water Heating | Small General |  | Winter Evening | % of Load | 0 | 2029 | 65535
| Base | Time-of-Use Rates (TOU) | DLC-BYOD-Water Heating | Small General |  | Winter Evening | % of Load | 1 | 2029 | 65535
| Base | Time-of-Use Rates (TOU) | DLC-BYOD-Water Heating | Small General |  | Winter Evening | % of Load | 0 | 2029 | 65535
| Base | Time-of-Use Rates (TOU) | DLC-Thermostat-DI-Central Heat Pump | Small General |  | Winter Evening | % of Load | 1 | 2029 | 65535
| Base | Time-of-Use Rates (TOU) | DLC-Thermostat-DI-Central Heat Pump | Small General |  | Winter Evening | % of Load | 0 | 2029 | 65535
| Base | Time-of-Use Rates (TOU) | DLC-Thermostat-BYOT-Central Heat Pump | Small General |  | Winter Evening | % of Load | 1 | 2029 | 65535
| Base | Time-of-Use Rates (TOU) | DLC-Thermostat-BYOT-Central Heat Pump | Small General |  | Winter Evening | % of Load | 0 | 2029 | 65535
| Base | Time-of-Use Rates (TOU) | DLC-Thermostat-HVAC | Small General |  | Winter Evening | % of Load | 1 | 2029 | 65535
| Base | Time-of-Use Rates (TOU) | DLC-Thermostat-HVAC | Small General |  | Winter Evening | % of Load | 0 | 2029 | 65535
| Base | Time-of-Use Rates (TOU) | DLC-Thermostat-DI-Baseboard Heating | Small General |  | Winter Evening | % of Load | 1 | 2029 | 65535
| Base | Time-of-Use Rates (TOU) | DLC-Thermostat-DI-Baseboard Heating | Small General |  | Winter Evening | % of Load | 0 | 2029 | 65535
| Base | Time-of-Use Rates (TOU) | DLC-Thermostat-BYOT-Baseboard Heating | Small General |  | Winter Evening | % of Load | 1 | 2029 | 65535
| Base | Time-of-Use Rates (TOU) | DLC-Thermostat-BYOT-Baseboard Heating | Small General |  | Winter Evening | % of Load | 0 | 2029 | 65535
| Base | Time-of-Use Rates (TOU) | DLC-Thermostat-DI-MSHP | Small General |  | Winter Evening | % of Load | 1 | 2029 | 65535
| Base | Time-of-Use Rates (TOU) | DLC-Thermostat-DI-MSHP | Small General |  | Winter Evening | % of Load | 0 | 2029 | 65535
| Base | Time-of-Use Rates (TOU) | DLC-Thermostat-BYOT-MSHP | Small General |  | Winter Evening | % of Load | 1 | 2029 | 65535
| Base | Time-of-Use Rates (TOU) | DLC-Thermostat-BYOT-MSHP | Small General |  | Winter Evening | % of Load | 0 | 2029 | 65535
| Base | Time-of-Use Rates (TOU) | C&I Curtailment-Turnkey-Manual HVAC Control | Small General |  | Winter Evening | % of Load | 1 | 2029 | 65535
| Base | Time-of-Use Rates (TOU) | C&I Curtailment-Turnkey-Manual HVAC Control | Small General |  | Winter Evening | % of Load | 0 | 2029 | 65535
| Base | Time-of-Use Rates (TOU) | C&I Curtailment-Turnkey-Auto-DR HVAC Control | Small General |  | Winter Evening | % of Load | 1 | 2029 | 65535
| Base | Time-of-Use Rates (TOU) | C&I Curtailment-Turnkey-Auto-DR HVAC Control | Small General |  | Winter Evening | % of Load | 0 | 2029 | 65535
| Base | Time-of-Use Rates (TOU) | C&I Curtailment-Turnkey-Standard Lighting Control | Small General |  | Winter Evening | % of Load | 1 | 2029 | 65535
| Base | Time-of-Use Rates (TOU) | C&I Curtailment-Turnkey-Standard Lighting Control | Small General |  | Winter Evening | % of Load | 0 | 2029 | 65535
| Base | Time-of-Use Rates (TOU) | C&I Curtailment-Turnkey-Advanced Lighting Control | Small General |  | Winter Evening | % of Load | 1 | 2029 | 65535
| Base | Time-of-Use Rates (TOU) | C&I Curtailment-Turnkey-Advanced Lighting Control | Small General |  | Winter Evening | % of Load | 0 | 2029 | 65535
| Base | Time-of-Use Rates (TOU) | C&I Curtailment-Turnkey-Water Heating Control | Small General |  | Winter Evening | % of Load | 1 | 2029 | 65535
| Base | Time-of-Use Rates (TOU) | C&I Curtailment-Turnkey-Water Heating Control | Small General |  | Winter Evening | % of Load | 0 | 2029 | 65535
| Base | Time-of-Use Rates (TOU) | C&I Curtailment-Turnkey-Other | Small General |  | Winter Evening | % of Load | 1 | 2029 | 65535
| Base | Time-of-Use Rates (TOU) | C&I Curtailment-Turnkey-Other | Small General |  | Winter Evening | % of Load | 0 | 2029 | 65535
| Base | Time-of-Use Rates (TOU) | Dynamic Pricing with enabling tech. | Small General |  | Winter Evening | % of Load | 1 | 2029 | 65535
| Base | Time-of-Use Rates (TOU) | Dynamic Pricing with enabling tech. | Small General |  | Winter Evening | % of Load | 0 | 2029 | 65535
| Base | Time-of-Use Rates (TOU) | Time-of-Use Rates (TOU) | Small General |  | Winter Evening | % of Load | 1 | 2029 | 65535
| Base | Time-of-Use Rates (TOU) | Time-of-Use Rates (TOU) | Small General |  | Winter Evening | % of Load | 0 | 2029 | 65535
| Base | Time-of-Use Rates (TOU) | DLC-Switch-Water Heating | General |  | Winter Morning | % of Load | 1 | 2029 | 65535
| Base | Time-of-Use Rates (TOU) | DLC-Switch-Water Heating | General |  | Winter Morning | % of Load | 0 | 2029 | 65535
| Base | Time-of-Use Rates (TOU) | DLC-BYOD-Water Heating | General |  | Winter Morning | % of Load | 1 | 2029 | 65535
| Base | Time-of-Use Rates (TOU) | DLC-BYOD-Water Heating | General |  | Winter Morning | % of Load | 0 | 2029 | 65535
| Base | Time-of-Use Rates (TOU) | DLC-Thermostat-DI-Central Heat Pump | General |  | Winter Morning | % of Load | 1 | 2029 | 65535
| Base | Time-of-Use Rates (TOU) | DLC-Thermostat-DI-Central Heat Pump | General |  | Winter Morning | % of Load | 0 | 2029 | 65535
| Base | Time-of-Use Rates (TOU) | DLC-Thermostat-BYOT-Central Heat Pump | General |  | Winter Morning | % of Load | 1 | 2029 | 65535
| Base | Time-of-Use Rates (TOU) | DLC-Thermostat-BYOT-Central Heat Pump | General |  | Winter Morning | % of Load | 0 | 2029 | 65535
| Base | Time-of-Use Rates (TOU) | DLC-Thermostat-HVAC | General |  | Winter Morning | % of Load | 1 | 2029 | 65535
| Base | Time-of-Use Rates (TOU) | DLC-Thermostat-HVAC | General |  | Winter Morning | % of Load | 0 | 2029 | 65535
| Base | Time-of-Use Rates (TOU) | DLC-Thermostat-DI-Baseboard Heating | General |  | Winter Morning | % of Load | 1 | 2029 | 65535
| Base | Time-of-Use Rates (TOU) | DLC-Thermostat-DI-Baseboard Heating | General |  | Winter Morning | % of Load | 0 | 2029 | 65535
| Base | Time-of-Use Rates (TOU) | DLC-Thermostat-BYOT-Baseboard Heating | General |  | Winter Morning | % of Load | 1 | 2029 | 65535
| Base | Time-of-Use Rates (TOU) | DLC-Thermostat-BYOT-Baseboard Heating | General |  | Winter Morning | % of Load | 0 | 2029 | 65535
| Base | Time-of-Use Rates (TOU) | DLC-Thermostat-DI-MSHP | General |  | Winter Morning | % of Load | 1 | 2029 | 65535
| Base | Time-of-Use Rates (TOU) | DLC-Thermostat-DI-MSHP | General |  | Winter Morning | % of Load | 0 | 2029 | 65535
| Base | Time-of-Use Rates (TOU) | DLC-Thermostat-BYOT-MSHP | General |  | Winter Morning | % of Load | 1 | 2029 | 65535
| Base | Time-of-Use Rates (TOU) | DLC-Thermostat-BYOT-MSHP | General |  | Winter Morning | % of Load | 0 | 2029 | 65535
| Base | Time-of-Use Rates (TOU) | C&I Curtailment-Turnkey-Manual HVAC Control | General |  | Winter Morning | % of Load | 1 | 2029 | 65535
| Base | Time-of-Use Rates (TOU) | C&I Curtailment-Turnkey-Manual HVAC Control | General |  | Winter Morning | % of Load | 0 | 2029 | 65535
| Base | Time-of-Use Rates (TOU) | C&I Curtailment-Turnkey-Auto-DR HVAC Control | General |  | Winter Morning | % of Load | 1 | 2029 | 65535
| Base | Time-of-Use Rates (TOU) | C&I Curtailment-Turnkey-Auto-DR HVAC Control | General |  | Winter Morning | % of Load | 0 | 2029 | 65535
| Base | Time-of-Use Rates (TOU) | C&I Curtailment-Turnkey-Standard Lighting Control | General |  | Winter Morning | % of Load | 1 | 2029 | 65535
| Base | Time-of-Use Rates (TOU) | C&I Curtailment-Turnkey-Standard Lighting Control | General |  | Winter Morning | % of Load | 0 | 2029 | 65535
| Base | Time-of-Use Rates (TOU) | C&I Curtailment-Turnkey-Advanced Lighting Control | General |  | Winter Morning | % of Load | 1 | 2029 | 65535
| Base | Time-of-Use Rates (TOU) | C&I Curtailment-Turnkey-Advanced Lighting Control | General |  | Winter Morning | % of Load | 0 | 2029 | 65535
| Base | Time-of-Use Rates (TOU) | C&I Curtailment-Turnkey-Water Heating Control | General |  | Winter Morning | % of Load | 1 | 2029 | 65535
| Base | Time-of-Use Rates (TOU) | C&I Curtailment-Turnkey-Water Heating Control | General |  | Winter Morning | % of Load | 0 | 2029 | 65535
| Base | Time-of-Use Rates (TOU) | C&I Curtailment-Turnkey-Other | General |  | Winter Morning | % of Load | 1 | 2029 | 65535
| Base | Time-of-Use Rates (TOU) | C&I Curtailment-Turnkey-Other | General |  | Winter Morning | % of Load | 0 | 2029 | 65535
| Base | Time-of-Use Rates (TOU) | Time-of-Use Rates (TOU) | General |  | Winter Morning | % of Load | 1 | 2029 | 65535
| Base | Time-of-Use Rates (TOU) | Time-of-Use Rates (TOU) | General |  | Winter Morning | % of Load | 0 | 2029 | 65535
| Base | Time-of-Use Rates (TOU) | DLC-Switch-Water Heating | General |  | Winter Evening | % of Load | 1 | 2029 | 65535
| Base | Time-of-Use Rates (TOU) | DLC-Switch-Water Heating | General |  | Winter Evening | % of Load | 0 | 2029 | 65535
| Base | Time-of-Use Rates (TOU) | DLC-BYOD-Water Heating | General |  | Winter Evening | % of Load | 1 | 2029 | 65535
| Base | Time-of-Use Rates (TOU) | DLC-BYOD-Water Heating | General |  | Winter Evening | % of Load | 0 | 2029 | 65535
| Base | Time-of-Use Rates (TOU) | DLC-Thermostat-DI-Central Heat Pump | General |  | Winter Evening | % of Load | 1 | 2029 | 65535
| Base | Time-of-Use Rates (TOU) | DLC-Thermostat-DI-Central Heat Pump | General |  | Winter Evening | % of Load | 0 | 2029 | 65535
| Base | Time-of-Use Rates (TOU) | DLC-Thermostat-BYOT-Central Heat Pump | General |  | Winter Evening | % of Load | 1 | 2029 | 65535
| Base | Time-of-Use Rates (TOU) | DLC-Thermostat-BYOT-Central Heat Pump | General |  | Winter Evening | % of Load | 0 | 2029 | 65535
| Base | Time-of-Use Rates (TOU) | DLC-Thermostat-HVAC | General |  | Winter Evening | % of Load | 1 | 2029 | 65535
| Base | Time-of-Use Rates (TOU) | DLC-Thermostat-HVAC | General |  | Winter Evening | % of Load | 0 | 2029 | 65535
| Base | Time-of-Use Rates (TOU) | DLC-Thermostat-DI-Baseboard Heating | General |  | Winter Evening | % of Load | 1 | 2029 | 65535
| Base | Time-of-Use Rates (TOU) | DLC-Thermostat-DI-Baseboard Heating | General |  | Winter Evening | % of Load | 0 | 2029 | 65535
| Base | Time-of-Use Rates (TOU) | DLC-Thermostat-BYOT-Baseboard Heating | General |  | Winter Evening | % of Load | 1 | 2029 | 65535
| Base | Time-of-Use Rates (TOU) | DLC-Thermostat-BYOT-Baseboard Heating | General |  | Winter Evening | % of Load | 0 | 2029 | 65535
| Base | Time-of-Use Rates (TOU) | DLC-Thermostat-DI-MSHP | General |  | Winter Evening | % of Load | 1 | 2029 | 65535
| Base | Time-of-Use Rates (TOU) | DLC-Thermostat-DI-MSHP | General |  | Winter Evening | % of Load | 0 | 2029 | 65535
| Base | Time-of-Use Rates (TOU) | DLC-Thermostat-BYOT-MSHP | General |  | Winter Evening | % of Load | 1 | 2029 | 65535
| Base | Time-of-Use Rates (TOU) | DLC-Thermostat-BYOT-MSHP | General |  | Winter Evening | % of Load | 0 | 2029 | 65535
| Base | Time-of-Use Rates (TOU) | C&I Curtailment-Turnkey-Manual HVAC Control | General |  | Winter Evening | % of Load | 1 | 2029 | 65535
| Base | Time-of-Use Rates (TOU) | C&I Curtailment-Turnkey-Manual HVAC Control | General |  | Winter Evening | % of Load | 0 | 2029 | 65535
| Base | Time-of-Use Rates (TOU) | C&I Curtailment-Turnkey-Auto-DR HVAC Control | General |  | Winter Evening | % of Load | 1 | 2029 | 65535
| Base | Time-of-Use Rates (TOU) | C&I Curtailment-Turnkey-Auto-DR HVAC Control | General |  | Winter Evening | % of Load | 0 | 2029 | 65535
| Base | Time-of-Use Rates (TOU) | C&I Curtailment-Turnkey-Standard Lighting Control | General |  | Winter Evening | % of Load | 1 | 2029 | 65535
| Base | Time-of-Use Rates (TOU) | C&I Curtailment-Turnkey-Standard Lighting Control | General |  | Winter Evening | % of Load | 0 | 2029 | 65535
| Base | Time-of-Use Rates (TOU) | C&I Curtailment-Turnkey-Advanced Lighting Control | General |  | Winter Evening | % of Load | 1 | 2029 | 65535
| Base | Time-of-Use Rates (TOU) | C&I Curtailment-Turnkey-Advanced Lighting Control | General |  | Winter Evening | % of Load | 0 | 2029 | 65535
| Base | Time-of-Use Rates (TOU) | C&I Curtailment-Turnkey-Water Heating Control | General |  | Winter Evening | % of Load | 1 | 2029 | 65535
| Base | Time-of-Use Rates (TOU) | C&I Curtailment-Turnkey-Water Heating Control | General |  | Winter Evening | % of Load | 0 | 2029 | 65535
| Base | Time-of-Use Rates (TOU) | C&I Curtailment-Turnkey-Other | General |  | Winter Evening | % of Load | 1 | 2029 | 65535
| Base | Time-of-Use Rates (TOU) | C&I Curtailment-Turnkey-Other | General |  | Winter Evening | % of Load | 0 | 2029 | 65535
| Base | Time-of-Use Rates (TOU) | Time-of-Use Rates (TOU) | General |  | Winter Evening | % of Load | 1 | 2029 | 65535
| Base | Time-of-Use Rates (TOU) | Time-of-Use Rates (TOU) | General |  | Winter Evening | % of Load | 0 | 2029 | 65535
| Base | Time-of-Use Rates (TOU) | DLC-Switch-Water Heating | Small Industrial |  | Winter Morning | % of Load | 1 | 2029 | 65535
| Base | Time-of-Use Rates (TOU) | DLC-Switch-Water Heating | Small Industrial |  | Winter Morning | % of Load | 0 | 2029 | 65535
| Base | Time-of-Use Rates (TOU) | DLC-BYOD-Water Heating | Small Industrial |  | Winter Morning | % of Load | 1 | 2029 | 65535
| Base | Time-of-Use Rates (TOU) | DLC-BYOD-Water Heating | Small Industrial |  | Winter Morning | % of Load | 0 | 2029 | 65535
| Base | Time-of-Use Rates (TOU) | DLC-Thermostat-DI-Central Heat Pump | Small Industrial |  | Winter Morning | % of Load | 1 | 2029 | 65535
| Base | Time-of-Use Rates (TOU) | DLC-Thermostat-DI-Central Heat Pump | Small Industrial |  | Winter Morning | % of Load | 0 | 2029 | 65535
| Base | Time-of-Use Rates (TOU) | DLC-Thermostat-BYOT-Central Heat Pump | Small Industrial |  | Winter Morning | % of Load | 1 | 2029 | 65535
| Base | Time-of-Use Rates (TOU) | DLC-Thermostat-BYOT-Central Heat Pump | Small Industrial |  | Winter Morning | % of Load | 0 | 2029 | 65535
| Base | Time-of-Use Rates (TOU) | DLC-Thermostat-HVAC | Small Industrial |  | Winter Morning | % of Load | 1 | 2029 | 65535
| Base | Time-of-Use Rates (TOU) | DLC-Thermostat-HVAC | Small Industrial |  | Winter Morning | % of Load | 0 | 2029 | 65535
| Base | Time-of-Use Rates (TOU) | DLC-Thermostat-DI-Baseboard Heating | Small Industrial |  | Winter Morning | % of Load | 1 | 2029 | 65535
| Base | Time-of-Use Rates (TOU) | DLC-Thermostat-DI-Baseboard Heating | Small Industrial |  | Winter Morning | % of Load | 0 | 2029 | 65535
| Base | Time-of-Use Rates (TOU) | DLC-Thermostat-BYOT-Baseboard Heating | Small Industrial |  | Winter Morning | % of Load | 1 | 2029 | 65535
| Base | Time-of-Use Rates (TOU) | DLC-Thermostat-BYOT-Baseboard Heating | Small Industrial |  | Winter Morning | % of Load | 0 | 2029 | 65535
| Base | Time-of-Use Rates (TOU) | DLC-Thermostat-DI-MSHP | Small Industrial |  | Winter Morning | % of Load | 1 | 2029 | 65535
| Base | Time-of-Use Rates (TOU) | DLC-Thermostat-DI-MSHP | Small Industrial |  | Winter Morning | % of Load | 0 | 2029 | 65535
| Base | Time-of-Use Rates (TOU) | DLC-Thermostat-BYOT-MSHP | Small Industrial |  | Winter Morning | % of Load | 1 | 2029 | 65535
| Base | Time-of-Use Rates (TOU) | DLC-Thermostat-BYOT-MSHP | Small Industrial |  | Winter Morning | % of Load | 0 | 2029 | 65535
| Base | Time-of-Use Rates (TOU) | C&I Curtailment-Turnkey-Manual HVAC Control | Small Industrial |  | Winter Morning | % of Load | 1 | 2029 | 65535
| Base | Time-of-Use Rates (TOU) | C&I Curtailment-Turnkey-Manual HVAC Control | Small Industrial |  | Winter Morning | % of Load | 0 | 2029 | 65535
| Base | Time-of-Use Rates (TOU) | C&I Curtailment-Turnkey-Auto-DR HVAC Control | Small Industrial |  | Winter Morning | % of Load | 1 | 2029 | 65535
| Base | Time-of-Use Rates (TOU) | C&I Curtailment-Turnkey-Auto-DR HVAC Control | Small Industrial |  | Winter Morning | % of Load | 0 | 2029 | 65535
| Base | Time-of-Use Rates (TOU) | C&I Curtailment-Turnkey-Standard Lighting Control | Small Industrial |  | Winter Morning | % of Load | 1 | 2029 | 65535
| Base | Time-of-Use Rates (TOU) | C&I Curtailment-Turnkey-Standard Lighting Control | Small Industrial |  | Winter Morning | % of Load | 0 | 2029 | 65535
| Base | Time-of-Use Rates (TOU) | C&I Curtailment-Turnkey-Advanced Lighting Control | Small Industrial |  | Winter Morning | % of Load | 1 | 2029 | 65535
| Base | Time-of-Use Rates (TOU) | C&I Curtailment-Turnkey-Advanced Lighting Control | Small Industrial |  | Winter Morning | % of Load | 0 | 2029 | 65535
| Base | Time-of-Use Rates (TOU) | C&I Curtailment-Turnkey-Water Heating Control | Small Industrial |  | Winter Morning | % of Load | 1 | 2029 | 65535
| Base | Time-of-Use Rates (TOU) | C&I Curtailment-Turnkey-Water Heating Control | Small Industrial |  | Winter Morning | % of Load | 0 | 2029 | 65535
| Base | Time-of-Use Rates (TOU) | C&I Curtailment-Turnkey-Other | Small Industrial |  | Winter Morning | % of Load | 1 | 2029 | 65535
| Base | Time-of-Use Rates (TOU) | C&I Curtailment-Turnkey-Other | Small Industrial |  | Winter Morning | % of Load | 0 | 2029 | 65535
| Base | Time-of-Use Rates (TOU) | C&I Curtailment-Turnkey-Industrial | Small Industrial |  | Winter Morning | % of Load | 1 | 2029 | 65535
| Base | Time-of-Use Rates (TOU) | C&I Curtailment-Turnkey-Industrial | Small Industrial |  | Winter Morning | % of Load | 0 | 2029 | 65535
| Base | Time-of-Use Rates (TOU) | Time-of-Use Rates (TOU) | Small Industrial |  | Winter Morning | % of Load | 1 | 2029 | 65535
| Base | Time-of-Use Rates (TOU) | Time-of-Use Rates (TOU) | Small Industrial |  | Winter Morning | % of Load | 0 | 2029 | 65535
| Base | Time-of-Use Rates (TOU) | DLC-Switch-Water Heating | Small Industrial |  | Winter Evening | % of Load | 1 | 2029 | 65535
| Base | Time-of-Use Rates (TOU) | DLC-Switch-Water Heating | Small Industrial |  | Winter Evening | % of Load | 0 | 2029 | 65535
| Base | Time-of-Use Rates (TOU) | DLC-BYOD-Water Heating | Small Industrial |  | Winter Evening | % of Load | 1 | 2029 | 65535
| Base | Time-of-Use Rates (TOU) | DLC-BYOD-Water Heating | Small Industrial |  | Winter Evening | % of Load | 0 | 2029 | 65535
| Base | Time-of-Use Rates (TOU) | DLC-Thermostat-DI-Central Heat Pump | Small Industrial |  | Winter Evening | % of Load | 1 | 2029 | 65535
| Base | Time-of-Use Rates (TOU) | DLC-Thermostat-DI-Central Heat Pump | Small Industrial |  | Winter Evening | % of Load | 0 | 2029 | 65535
| Base | Time-of-Use Rates (TOU) | DLC-Thermostat-BYOT-Central Heat Pump | Small Industrial |  | Winter Evening | % of Load | 1 | 2029 | 65535
| Base | Time-of-Use Rates (TOU) | DLC-Thermostat-BYOT-Central Heat Pump | Small Industrial |  | Winter Evening | % of Load | 0 | 2029 | 65535
| Base | Time-of-Use Rates (TOU) | DLC-Thermostat-HVAC | Small Industrial |  | Winter Evening | % of Load | 1 | 2029 | 65535
| Base | Time-of-Use Rates (TOU) | DLC-Thermostat-HVAC | Small Industrial |  | Winter Evening | % of Load | 0 | 2029 | 65535
| Base | Time-of-Use Rates (TOU) | DLC-Thermostat-DI-Baseboard Heating | Small Industrial |  | Winter Evening | % of Load | 1 | 2029 | 65535
| Base | Time-of-Use Rates (TOU) | DLC-Thermostat-DI-Baseboard Heating | Small Industrial |  | Winter Evening | % of Load | 0 | 2029 | 65535
| Base | Time-of-Use Rates (TOU) | DLC-Thermostat-BYOT-Baseboard Heating | Small Industrial |  | Winter Evening | % of Load | 1 | 2029 | 65535
| Base | Time-of-Use Rates (TOU) | DLC-Thermostat-BYOT-Baseboard Heating | Small Industrial |  | Winter Evening | % of Load | 0 | 2029 | 65535
| Base | Time-of-Use Rates (TOU) | DLC-Thermostat-DI-MSHP | Small Industrial |  | Winter Evening | % of Load | 1 | 2029 | 65535
| Base | Time-of-Use Rates (TOU) | DLC-Thermostat-DI-MSHP | Small Industrial |  | Winter Evening | % of Load | 0 | 2029 | 65535
| Base | Time-of-Use Rates (TOU) | DLC-Thermostat-BYOT-MSHP | Small Industrial |  | Winter Evening | % of Load | 1 | 2029 | 65535
| Base | Time-of-Use Rates (TOU) | DLC-Thermostat-BYOT-MSHP | Small Industrial |  | Winter Evening | % of Load | 0 | 2029 | 65535
| Base | Time-of-Use Rates (TOU) | C&I Curtailment-Turnkey-Manual HVAC Control | Small Industrial |  | Winter Evening | % of Load | 1 | 2029 | 65535
| Base | Time-of-Use Rates (TOU) | C&I Curtailment-Turnkey-Manual HVAC Control | Small Industrial |  | Winter Evening | % of Load | 0 | 2029 | 65535
| Base | Time-of-Use Rates (TOU) | C&I Curtailment-Turnkey-Auto-DR HVAC Control | Small Industrial |  | Winter Evening | % of Load | 1 | 2029 | 65535
| Base | Time-of-Use Rates (TOU) | C&I Curtailment-Turnkey-Auto-DR HVAC Control | Small Industrial |  | Winter Evening | % of Load | 0 | 2029 | 65535
| Base | Time-of-Use Rates (TOU) | C&I Curtailment-Turnkey-Standard Lighting Control | Small Industrial |  | Winter Evening | % of Load | 1 | 2029 | 65535
| Base | Time-of-Use Rates (TOU) | C&I Curtailment-Turnkey-Standard Lighting Control | Small Industrial |  | Winter Evening | % of Load | 0 | 2029 | 65535
| Base | Time-of-Use Rates (TOU) | C&I Curtailment-Turnkey-Advanced Lighting Control | Small Industrial |  | Winter Evening | % of Load | 1 | 2029 | 65535
| Base | Time-of-Use Rates (TOU) | C&I Curtailment-Turnkey-Advanced Lighting Control | Small Industrial |  | Winter Evening | % of Load | 0 | 2029 | 65535
| Base | Time-of-Use Rates (TOU) | C&I Curtailment-Turnkey-Water Heating Control | Small Industrial |  | Winter Evening | % of Load | 1 | 2029 | 65535
| Base | Time-of-Use Rates (TOU) | C&I Curtailment-Turnkey-Water Heating Control | Small Industrial |  | Winter Evening | % of Load | 0 | 2029 | 65535
| Base | Time-of-Use Rates (TOU) | C&I Curtailment-Turnkey-Other | Small Industrial |  | Winter Evening | % of Load | 1 | 2029 | 65535
| Base | Time-of-Use Rates (TOU) | C&I Curtailment-Turnkey-Other | Small Industrial |  | Winter Evening | % of Load | 0 | 2029 | 65535
| Base | Time-of-Use Rates (TOU) | C&I Curtailment-Turnkey-Industrial | Small Industrial |  | Winter Evening | % of Load | 1 | 2029 | 65535
| Base | Time-of-Use Rates (TOU) | C&I Curtailment-Turnkey-Industrial | Small Industrial |  | Winter Evening | % of Load | 0 | 2029 | 65535
| Base | Time-of-Use Rates (TOU) | Time-of-Use Rates (TOU) | Small Industrial |  | Winter Evening | % of Load | 1 | 2029 | 65535
| Base | Time-of-Use Rates (TOU) | Time-of-Use Rates (TOU) | Small Industrial |  | Winter Evening | % of Load | 0 | 2029 | 65535
| Base | Time-of-Use Rates (TOU) | DLC-Switch-Water Heating | Medium Industrial |  | Winter Morning | % of Load | 1 | 2029 | 65535
| Base | Time-of-Use Rates (TOU) | DLC-Switch-Water Heating | Medium Industrial |  | Winter Morning | % of Load | 0 | 2029 | 65535
| Base | Time-of-Use Rates (TOU) | DLC-BYOD-Water Heating | Medium Industrial |  | Winter Morning | % of Load | 1 | 2029 | 65535
| Base | Time-of-Use Rates (TOU) | DLC-BYOD-Water Heating | Medium Industrial |  | Winter Morning | % of Load | 0 | 2029 | 65535
| Base | Time-of-Use Rates (TOU) | DLC-Thermostat-DI-Central Heat Pump | Medium Industrial |  | Winter Morning | % of Load | 1 | 2029 | 65535
| Base | Time-of-Use Rates (TOU) | DLC-Thermostat-DI-Central Heat Pump | Medium Industrial |  | Winter Morning | % of Load | 0 | 2029 | 65535
| Base | Time-of-Use Rates (TOU) | DLC-Thermostat-BYOT-Central Heat Pump | Medium Industrial |  | Winter Morning | % of Load | 1 | 2029 | 65535
| Base | Time-of-Use Rates (TOU) | DLC-Thermostat-BYOT-Central Heat Pump | Medium Industrial |  | Winter Morning | % of Load | 0 | 2029 | 65535
| Base | Time-of-Use Rates (TOU) | DLC-Thermostat-HVAC | Medium Industrial |  | Winter Morning | % of Load | 1 | 2029 | 65535
| Base | Time-of-Use Rates (TOU) | DLC-Thermostat-HVAC | Medium Industrial |  | Winter Morning | % of Load | 0 | 2029 | 65535
| Base | Time-of-Use Rates (TOU) | DLC-Thermostat-DI-Baseboard Heating | Medium Industrial |  | Winter Morning | % of Load | 1 | 2029 | 65535
| Base | Time-of-Use Rates (TOU) | DLC-Thermostat-DI-Baseboard Heating | Medium Industrial |  | Winter Morning | % of Load | 0 | 2029 | 65535
| Base | Time-of-Use Rates (TOU) | DLC-Thermostat-BYOT-Baseboard Heating | Medium Industrial |  | Winter Morning | % of Load | 1 | 2029 | 65535
| Base | Time-of-Use Rates (TOU) | DLC-Thermostat-BYOT-Baseboard Heating | Medium Industrial |  | Winter Morning | % of Load | 0 | 2029 | 65535
| Base | Time-of-Use Rates (TOU) | DLC-Thermostat-DI-MSHP | Medium Industrial |  | Winter Morning | % of Load | 1 | 2029 | 65535
| Base | Time-of-Use Rates (TOU) | DLC-Thermostat-DI-MSHP | Medium Industrial |  | Winter Morning | % of Load | 0 | 2029 | 65535
| Base | Time-of-Use Rates (TOU) | DLC-Thermostat-BYOT-MSHP | Medium Industrial |  | Winter Morning | % of Load | 1 | 2029 | 65535
| Base | Time-of-Use Rates (TOU) | DLC-Thermostat-BYOT-MSHP | Medium Industrial |  | Winter Morning | % of Load | 0 | 2029 | 65535
| Base | Time-of-Use Rates (TOU) | C&I Curtailment-Turnkey-Manual HVAC Control | Medium Industrial |  | Winter Morning | % of Load | 1 | 2029 | 65535
| Base | Time-of-Use Rates (TOU) | C&I Curtailment-Turnkey-Manual HVAC Control | Medium Industrial |  | Winter Morning | % of Load | 0 | 2029 | 65535
| Base | Time-of-Use Rates (TOU) | C&I Curtailment-Turnkey-Auto-DR HVAC Control | Medium Industrial |  | Winter Morning | % of Load | 1 | 2029 | 65535
| Base | Time-of-Use Rates (TOU) | C&I Curtailment-Turnkey-Auto-DR HVAC Control | Medium Industrial |  | Winter Morning | % of Load | 0 | 2029 | 65535
| Base | Time-of-Use Rates (TOU) | C&I Curtailment-Turnkey-Standard Lighting Control | Medium Industrial |  | Winter Morning | % of Load | 1 | 2029 | 65535
| Base | Time-of-Use Rates (TOU) | C&I Curtailment-Turnkey-Standard Lighting Control | Medium Industrial |  | Winter Morning | % of Load | 0 | 2029 | 65535
| Base | Time-of-Use Rates (TOU) | C&I Curtailment-Turnkey-Advanced Lighting Control | Medium Industrial |  | Winter Morning | % of Load | 1 | 2029 | 65535
| Base | Time-of-Use Rates (TOU) | C&I Curtailment-Turnkey-Advanced Lighting Control | Medium Industrial |  | Winter Morning | % of Load | 0 | 2029 | 65535
| Base | Time-of-Use Rates (TOU) | C&I Curtailment-Turnkey-Water Heating Control | Medium Industrial |  | Winter Morning | % of Load | 1 | 2029 | 65535
| Base | Time-of-Use Rates (TOU) | C&I Curtailment-Turnkey-Water Heating Control | Medium Industrial |  | Winter Morning | % of Load | 0 | 2029 | 65535
| Base | Time-of-Use Rates (TOU) | C&I Curtailment-Turnkey-Other | Medium Industrial |  | Winter Morning | % of Load | 1 | 2029 | 65535
| Base | Time-of-Use Rates (TOU) | C&I Curtailment-Turnkey-Other | Medium Industrial |  | Winter Morning | % of Load | 0 | 2029 | 65535
| Base | Time-of-Use Rates (TOU) | Time-of-Use Rates (TOU) | Medium Industrial |  | Winter Morning | % of Load | 1 | 2029 | 65535
| Base | Time-of-Use Rates (TOU) | Time-of-Use Rates (TOU) | Medium Industrial |  | Winter Morning | % of Load | 0 | 2029 | 65535
| Base | Time-of-Use Rates (TOU) | DLC-Switch-Water Heating | Medium Industrial |  | Winter Evening | % of Load | 1 | 2029 | 65535
| Base | Time-of-Use Rates (TOU) | DLC-Switch-Water Heating | Medium Industrial |  | Winter Evening | % of Load | 0 | 2029 | 65535
| Base | Time-of-Use Rates (TOU) | DLC-BYOD-Water Heating | Medium Industrial |  | Winter Evening | % of Load | 1 | 2029 | 65535
| Base | Time-of-Use Rates (TOU) | DLC-BYOD-Water Heating | Medium Industrial |  | Winter Evening | % of Load | 0 | 2029 | 65535
| Base | Time-of-Use Rates (TOU) | DLC-Thermostat-DI-Central Heat Pump | Medium Industrial |  | Winter Evening | % of Load | 1 | 2029 | 65535
| Base | Time-of-Use Rates (TOU) | DLC-Thermostat-DI-Central Heat Pump | Medium Industrial |  | Winter Evening | % of Load | 0 | 2029 | 65535
| Base | Time-of-Use Rates (TOU) | DLC-Thermostat-BYOT-Central Heat Pump | Medium Industrial |  | Winter Evening | % of Load | 1 | 2029 | 65535
| Base | Time-of-Use Rates (TOU) | DLC-Thermostat-BYOT-Central Heat Pump | Medium Industrial |  | Winter Evening | % of Load | 0 | 2029 | 65535
| Base | Time-of-Use Rates (TOU) | DLC-Thermostat-HVAC | Medium Industrial |  | Winter Evening | % of Load | 1 | 2029 | 65535
| Base | Time-of-Use Rates (TOU) | DLC-Thermostat-HVAC | Medium Industrial |  | Winter Evening | % of Load | 0 | 2029 | 65535
| Base | Time-of-Use Rates (TOU) | DLC-Thermostat-DI-Baseboard Heating | Medium Industrial |  | Winter Evening | % of Load | 1 | 2029 | 65535
| Base | Time-of-Use Rates (TOU) | DLC-Thermostat-DI-Baseboard Heating | Medium Industrial |  | Winter Evening | % of Load | 0 | 2029 | 65535
| Base | Time-of-Use Rates (TOU) | DLC-Thermostat-BYOT-Baseboard Heating | Medium Industrial |  | Winter Evening | % of Load | 1 | 2029 | 65535
| Base | Time-of-Use Rates (TOU) | DLC-Thermostat-BYOT-Baseboard Heating | Medium Industrial |  | Winter Evening | % of Load | 0 | 2029 | 65535
| Base | Time-of-Use Rates (TOU) | DLC-Thermostat-DI-MSHP | Medium Industrial |  | Winter Evening | % of Load | 1 | 2029 | 65535
| Base | Time-of-Use Rates (TOU) | DLC-Thermostat-DI-MSHP | Medium Industrial |  | Winter Evening | % of Load | 0 | 2029 | 65535
| Base | Time-of-Use Rates (TOU) | DLC-Thermostat-BYOT-MSHP | Medium Industrial |  | Winter Evening | % of Load | 1 | 2029 | 65535
| Base | Time-of-Use Rates (TOU) | DLC-Thermostat-BYOT-MSHP | Medium Industrial |  | Winter Evening | % of Load | 0 | 2029 | 65535
| Base | Time-of-Use Rates (TOU) | C&I Curtailment-Turnkey-Manual HVAC Control | Medium Industrial |  | Winter Evening | % of Load | 1 | 2029 | 65535
| Base | Time-of-Use Rates (TOU) | C&I Curtailment-Turnkey-Manual HVAC Control | Medium Industrial |  | Winter Evening | % of Load | 0 | 2029 | 65535
| Base | Time-of-Use Rates (TOU) | C&I Curtailment-Turnkey-Auto-DR HVAC Control | Medium Industrial |  | Winter Evening | % of Load | 1 | 2029 | 65535
| Base | Time-of-Use Rates (TOU) | C&I Curtailment-Turnkey-Auto-DR HVAC Control | Medium Industrial |  | Winter Evening | % of Load | 0 | 2029 | 65535
| Base | Time-of-Use Rates (TOU) | C&I Curtailment-Turnkey-Standard Lighting Control | Medium Industrial |  | Winter Evening | % of Load | 1 | 2029 | 65535
| Base | Time-of-Use Rates (TOU) | C&I Curtailment-Turnkey-Standard Lighting Control | Medium Industrial |  | Winter Evening | % of Load | 0 | 2029 | 65535
| Base | Time-of-Use Rates (TOU) | C&I Curtailment-Turnkey-Advanced Lighting Control | Medium Industrial |  | Winter Evening | % of Load | 1 | 2029 | 65535
| Base | Time-of-Use Rates (TOU) | C&I Curtailment-Turnkey-Advanced Lighting Control | Medium Industrial |  | Winter Evening | % of Load | 0 | 2029 | 65535
| Base | Time-of-Use Rates (TOU) | C&I Curtailment-Turnkey-Water Heating Control | Medium Industrial |  | Winter Evening | % of Load | 1 | 2029 | 65535
| Base | Time-of-Use Rates (TOU) | C&I Curtailment-Turnkey-Water Heating Control | Medium Industrial |  | Winter Evening | % of Load | 0 | 2029 | 65535
| Base | Time-of-Use Rates (TOU) | C&I Curtailment-Turnkey-Other | Medium Industrial |  | Winter Evening | % of Load | 1 | 2029 | 65535
| Base | Time-of-Use Rates (TOU) | C&I Curtailment-Turnkey-Other | Medium Industrial |  | Winter Evening | % of Load | 0 | 2029 | 65535
| Base | Time-of-Use Rates (TOU) | Time-of-Use Rates (TOU) | Medium Industrial |  | Winter Evening | % of Load | 1 | 2029 | 65535
| Base | Time-of-Use Rates (TOU) | Time-of-Use Rates (TOU) | Medium Industrial |  | Winter Evening | % of Load | 0 | 2029 | 65535
| Base | Time-of-Use Rates (TOU) | Time-of-Use Rates (TOU) | Residential Charitable |  | Winter Morning | % of Load | 1 | 2029 | 65535
| Base | Time-of-Use Rates (TOU) | Time-of-Use Rates (TOU) | Residential Charitable |  | Winter Morning | % of Load | 0 | 2029 | 65535
| Base | Time-of-Use Rates (TOU) | Time-of-Use Rates (TOU) | Residential Charitable |  | Winter Evening | % of Load | 1 | 2029 | 65535
| Base | Time-of-Use Rates (TOU) | Time-of-Use Rates (TOU) | Residential Charitable |  | Winter Evening | % of Load | 0 | 2029 | 65535
| Base | DLC-Thermostat | DLC-Switch-Water Heating | Small General |  | Winter Morning | % of Load | 1 | 2030 | 65535
| Base | DLC-Thermostat | DLC-Switch-Water Heating | Small General |  | Winter Morning | % of Load | 0 | 2030 | 65535
| Base | DLC-Thermostat | DLC-BYOD-Water Heating | Small General |  | Winter Morning | % of Load | 1 | 2030 | 65535
| Base | DLC-Thermostat | DLC-BYOD-Water Heating | Small General |  | Winter Morning | % of Load | 0 | 2030 | 65535
| Base | DLC-Thermostat | DLC-Thermostat-DI-Central Heat Pump | Small General |  | Winter Morning | % of Load | 1 | 2030 | 65535
| Base | DLC-Thermostat | DLC-Thermostat-DI-Central Heat Pump | Small General |  | Winter Morning | % of Load | 0 | 2030 | 65535
| Base | DLC-Thermostat | DLC-Thermostat-BYOT-Central Heat Pump | Small General |  | Winter Morning | % of Load | 1 | 2030 | 65535
| Base | DLC-Thermostat | DLC-Thermostat-BYOT-Central Heat Pump | Small General |  | Winter Morning | % of Load | 0 | 2030 | 65535
| Base | DLC-Thermostat | DLC-Thermostat-HVAC | Small General |  | Winter Morning | % of Load | 1 | 2030 | 65535
| Base | DLC-Thermostat | DLC-Thermostat-HVAC | Small General |  | Winter Morning | % of Load | 0 | 2030 | 65535
| Base | DLC-Thermostat | DLC-Thermostat-DI-Baseboard Heating | Small General |  | Winter Morning | % of Load | 1 | 2030 | 65535
| Base | DLC-Thermostat | DLC-Thermostat-DI-Baseboard Heating | Small General |  | Winter Morning | % of Load | 0 | 2030 | 65535
| Base | DLC-Thermostat | DLC-Thermostat-BYOT-Baseboard Heating | Small General |  | Winter Morning | % of Load | 1 | 2030 | 65535
| Base | DLC-Thermostat | DLC-Thermostat-BYOT-Baseboard Heating | Small General |  | Winter Morning | % of Load | 0 | 2030 | 65535
| Base | DLC-Thermostat | DLC-Thermostat-DI-MSHP | Small General |  | Winter Morning | % of Load | 1 | 2030 | 65535
| Base | DLC-Thermostat | DLC-Thermostat-DI-MSHP | Small General |  | Winter Morning | % of Load | 0 | 2030 | 65535
| Base | DLC-Thermostat | DLC-Thermostat-BYOT-MSHP | Small General |  | Winter Morning | % of Load | 1 | 2030 | 65535
| Base | DLC-Thermostat | DLC-Thermostat-BYOT-MSHP | Small General |  | Winter Morning | % of Load | 0 | 2030 | 65535
| Base | DLC-Thermostat | C&I Curtailment-Turnkey-Manual HVAC Control | Small General |  | Winter Morning | % of Load | 1 | 2030 | 65535
| Base | DLC-Thermostat | C&I Curtailment-Turnkey-Manual HVAC Control | Small General |  | Winter Morning | % of Load | 0 | 2030 | 65535
| Base | DLC-Thermostat | C&I Curtailment-Turnkey-Auto-DR HVAC Control | Small General |  | Winter Morning | % of Load | 1 | 2030 | 65535
| Base | DLC-Thermostat | C&I Curtailment-Turnkey-Auto-DR HVAC Control | Small General |  | Winter Morning | % of Load | 0 | 2030 | 65535
| Base | DLC-Thermostat | C&I Curtailment-Turnkey-Standard Lighting Control | Small General |  | Winter Morning | % of Load | 1 | 2030 | 65535
| Base | DLC-Thermostat | C&I Curtailment-Turnkey-Standard Lighting Control | Small General |  | Winter Morning | % of Load | 0 | 2030 | 65535
| Base | DLC-Thermostat | C&I Curtailment-Turnkey-Advanced Lighting Control | Small General |  | Winter Morning | % of Load | 1 | 2030 | 65535
| Base | DLC-Thermostat | C&I Curtailment-Turnkey-Advanced Lighting Control | Small General |  | Winter Morning | % of Load | 0 | 2030 | 65535
| Base | DLC-Thermostat | C&I Curtailment-Turnkey-Water Heating Control | Small General |  | Winter Morning | % of Load | 1 | 2030 | 65535
| Base | DLC-Thermostat | C&I Curtailment-Turnkey-Water Heating Control | Small General |  | Winter Morning | % of Load | 0 | 2030 | 65535
| Base | DLC-Thermostat | C&I Curtailment-Turnkey-Other | Small General |  | Winter Morning | % of Load | 1 | 2030 | 65535
| Base | DLC-Thermostat | C&I Curtailment-Turnkey-Other | Small General |  | Winter Morning | % of Load | 0 | 2030 | 65535
| Base | DLC-Thermostat | Dynamic Pricing with enabling tech. | Small General |  | Winter Morning | % of Load | 1 | 2030 | 65535
| Base | DLC-Thermostat | Dynamic Pricing with enabling tech. | Small General |  | Winter Morning | % of Load | 0 | 2030 | 65535
| Base | DLC-Thermostat | DLC-Switch-Water Heating | Small General |  | Winter Evening | % of Load | 1 | 2030 | 65535
| Base | DLC-Thermostat | DLC-Switch-Water Heating | Small General |  | Winter Evening | % of Load | 0 | 2030 | 65535
| Base | DLC-Thermostat | DLC-BYOD-Water Heating | Small General |  | Winter Evening | % of Load | 1 | 2030 | 65535
| Base | DLC-Thermostat | DLC-BYOD-Water Heating | Small General |  | Winter Evening | % of Load | 0 | 2030 | 65535
| Base | DLC-Thermostat | DLC-Thermostat-DI-Central Heat Pump | Small General |  | Winter Evening | % of Load | 1 | 2030 | 65535
| Base | DLC-Thermostat | DLC-Thermostat-DI-Central Heat Pump | Small General |  | Winter Evening | % of Load | 0 | 2030 | 65535
| Base | DLC-Thermostat | DLC-Thermostat-BYOT-Central Heat Pump | Small General |  | Winter Evening | % of Load | 1 | 2030 | 65535
| Base | DLC-Thermostat | DLC-Thermostat-BYOT-Central Heat Pump | Small General |  | Winter Evening | % of Load | 0 | 2030 | 65535
| Base | DLC-Thermostat | DLC-Thermostat-HVAC | Small General |  | Winter Evening | % of Load | 1 | 2030 | 65535
| Base | DLC-Thermostat | DLC-Thermostat-HVAC | Small General |  | Winter Evening | % of Load | 0 | 2030 | 65535
| Base | DLC-Thermostat | DLC-Thermostat-DI-Baseboard Heating | Small General |  | Winter Evening | % of Load | 1 | 2030 | 65535
| Base | DLC-Thermostat | DLC-Thermostat-DI-Baseboard Heating | Small General |  | Winter Evening | % of Load | 0 | 2030 | 65535
| Base | DLC-Thermostat | DLC-Thermostat-BYOT-Baseboard Heating | Small General |  | Winter Evening | % of Load | 1 | 2030 | 65535
| Base | DLC-Thermostat | DLC-Thermostat-BYOT-Baseboard Heating | Small General |  | Winter Evening | % of Load | 0 | 2030 | 65535
| Base | DLC-Thermostat | DLC-Thermostat-DI-MSHP | Small General |  | Winter Evening | % of Load | 1 | 2030 | 65535
| Base | DLC-Thermostat | DLC-Thermostat-DI-MSHP | Small General |  | Winter Evening | % of Load | 0 | 2030 | 65535
| Base | DLC-Thermostat | DLC-Thermostat-BYOT-MSHP | Small General |  | Winter Evening | % of Load | 1 | 2030 | 65535
| Base | DLC-Thermostat | DLC-Thermostat-BYOT-MSHP | Small General |  | Winter Evening | % of Load | 0 | 2030 | 65535
| Base | DLC-Thermostat | C&I Curtailment-Turnkey-Manual HVAC Control | Small General |  | Winter Evening | % of Load | 1 | 2030 | 65535
| Base | DLC-Thermostat | C&I Curtailment-Turnkey-Manual HVAC Control | Small General |  | Winter Evening | % of Load | 0 | 2030 | 65535
| Base | DLC-Thermostat | C&I Curtailment-Turnkey-Auto-DR HVAC Control | Small General |  | Winter Evening | % of Load | 1 | 2030 | 65535
| Base | DLC-Thermostat | C&I Curtailment-Turnkey-Auto-DR HVAC Control | Small General |  | Winter Evening | % of Load | 0 | 2030 | 65535
| Base | DLC-Thermostat | C&I Curtailment-Turnkey-Standard Lighting Control | Small General |  | Winter Evening | % of Load | 1 | 2030 | 65535
| Base | DLC-Thermostat | C&I Curtailment-Turnkey-Standard Lighting Control | Small General |  | Winter Evening | % of Load | 0 | 2030 | 65535
| Base | DLC-Thermostat | C&I Curtailment-Turnkey-Advanced Lighting Control | Small General |  | Winter Evening | % of Load | 1 | 2030 | 65535
| Base | DLC-Thermostat | C&I Curtailment-Turnkey-Advanced Lighting Control | Small General |  | Winter Evening | % of Load | 0 | 2030 | 65535
| Base | DLC-Thermostat | C&I Curtailment-Turnkey-Water Heating Control | Small General |  | Winter Evening | % of Load | 1 | 2030 | 65535
| Base | DLC-Thermostat | C&I Curtailment-Turnkey-Water Heating Control | Small General |  | Winter Evening | % of Load | 0 | 2030 | 65535
| Base | DLC-Thermostat | C&I Curtailment-Turnkey-Other | Small General |  | Winter Evening | % of Load | 1 | 2030 | 65535
| Base | DLC-Thermostat | C&I Curtailment-Turnkey-Other | Small General |  | Winter Evening | % of Load | 0 | 2030 | 65535
| Base | DLC-Thermostat | Dynamic Pricing with enabling tech. | Small General |  | Winter Evening | % of Load | 1 | 2030 | 65535
| Base | DLC-Thermostat | Dynamic Pricing with enabling tech. | Small General |  | Winter Evening | % of Load | 0 | 2030 | 65535
| Base | DLC-Thermostat | DLC-Switch-Water Heating | General |  | Winter Morning | % of Load | 1 | 2030 | 65535
| Base | DLC-Thermostat | DLC-Switch-Water Heating | General |  | Winter Morning | % of Load | 0 | 2030 | 65535
| Base | DLC-Thermostat | DLC-BYOD-Water Heating | General |  | Winter Morning | % of Load | 1 | 2030 | 65535
| Base | DLC-Thermostat | DLC-BYOD-Water Heating | General |  | Winter Morning | % of Load | 0 | 2030 | 65535
| Base | DLC-Thermostat | DLC-Thermostat-DI-Central Heat Pump | General |  | Winter Morning | % of Load | 1 | 2030 | 65535
| Base | DLC-Thermostat | DLC-Thermostat-DI-Central Heat Pump | General |  | Winter Morning | % of Load | 0 | 2030 | 65535
| Base | DLC-Thermostat | DLC-Thermostat-BYOT-Central Heat Pump | General |  | Winter Morning | % of Load | 1 | 2030 | 65535
| Base | DLC-Thermostat | DLC-Thermostat-BYOT-Central Heat Pump | General |  | Winter Morning | % of Load | 0 | 2030 | 65535
| Base | DLC-Thermostat | DLC-Thermostat-HVAC | General |  | Winter Morning | % of Load | 1 | 2030 | 65535
| Base | DLC-Thermostat | DLC-Thermostat-HVAC | General |  | Winter Morning | % of Load | 0 | 2030 | 65535
| Base | DLC-Thermostat | DLC-Thermostat-DI-Baseboard Heating | General |  | Winter Morning | % of Load | 1 | 2030 | 65535
| Base | DLC-Thermostat | DLC-Thermostat-DI-Baseboard Heating | General |  | Winter Morning | % of Load | 0 | 2030 | 65535
| Base | DLC-Thermostat | DLC-Thermostat-BYOT-Baseboard Heating | General |  | Winter Morning | % of Load | 1 | 2030 | 65535
| Base | DLC-Thermostat | DLC-Thermostat-BYOT-Baseboard Heating | General |  | Winter Morning | % of Load | 0 | 2030 | 65535
| Base | DLC-Thermostat | DLC-Thermostat-DI-MSHP | General |  | Winter Morning | % of Load | 1 | 2030 | 65535
| Base | DLC-Thermostat | DLC-Thermostat-DI-MSHP | General |  | Winter Morning | % of Load | 0 | 2030 | 65535
| Base | DLC-Thermostat | DLC-Thermostat-BYOT-MSHP | General |  | Winter Morning | % of Load | 1 | 2030 | 65535
| Base | DLC-Thermostat | DLC-Thermostat-BYOT-MSHP | General |  | Winter Morning | % of Load | 0 | 2030 | 65535
| Base | DLC-Thermostat | C&I Curtailment-Turnkey-Manual HVAC Control | General |  | Winter Morning | % of Load | 1 | 2030 | 65535
| Base | DLC-Thermostat | C&I Curtailment-Turnkey-Manual HVAC Control | General |  | Winter Morning | % of Load | 0 | 2030 | 65535
| Base | DLC-Thermostat | C&I Curtailment-Turnkey-Auto-DR HVAC Control | General |  | Winter Morning | % of Load | 1 | 2030 | 65535
| Base | DLC-Thermostat | C&I Curtailment-Turnkey-Auto-DR HVAC Control | General |  | Winter Morning | % of Load | 0 | 2030 | 65535
| Base | DLC-Thermostat | C&I Curtailment-Turnkey-Standard Lighting Control | General |  | Winter Morning | % of Load | 1 | 2030 | 65535
| Base | DLC-Thermostat | C&I Curtailment-Turnkey-Standard Lighting Control | General |  | Winter Morning | % of Load | 0 | 2030 | 65535
| Base | DLC-Thermostat | C&I Curtailment-Turnkey-Advanced Lighting Control | General |  | Winter Morning | % of Load | 1 | 2030 | 65535
| Base | DLC-Thermostat | C&I Curtailment-Turnkey-Advanced Lighting Control | General |  | Winter Morning | % of Load | 0 | 2030 | 65535
| Base | DLC-Thermostat | C&I Curtailment-Turnkey-Water Heating Control | General |  | Winter Morning | % of Load | 1 | 2030 | 65535
| Base | DLC-Thermostat | C&I Curtailment-Turnkey-Water Heating Control | General |  | Winter Morning | % of Load | 0 | 2030 | 65535
| Base | DLC-Thermostat | C&I Curtailment-Turnkey-Other | General |  | Winter Morning | % of Load | 1 | 2030 | 65535
| Base | DLC-Thermostat | C&I Curtailment-Turnkey-Other | General |  | Winter Morning | % of Load | 0 | 2030 | 65535
| Base | DLC-Thermostat | DLC-Switch-Water Heating | General |  | Winter Evening | % of Load | 1 | 2030 | 65535
| Base | DLC-Thermostat | DLC-Switch-Water Heating | General |  | Winter Evening | % of Load | 0 | 2030 | 65535
| Base | DLC-Thermostat | DLC-BYOD-Water Heating | General |  | Winter Evening | % of Load | 1 | 2030 | 65535
| Base | DLC-Thermostat | DLC-BYOD-Water Heating | General |  | Winter Evening | % of Load | 0 | 2030 | 65535
| Base | DLC-Thermostat | DLC-Thermostat-DI-Central Heat Pump | General |  | Winter Evening | % of Load | 1 | 2030 | 65535
| Base | DLC-Thermostat | DLC-Thermostat-DI-Central Heat Pump | General |  | Winter Evening | % of Load | 0 | 2030 | 65535
| Base | DLC-Thermostat | DLC-Thermostat-BYOT-Central Heat Pump | General |  | Winter Evening | % of Load | 1 | 2030 | 65535
| Base | DLC-Thermostat | DLC-Thermostat-BYOT-Central Heat Pump | General |  | Winter Evening | % of Load | 0 | 2030 | 65535
| Base | DLC-Thermostat | DLC-Thermostat-HVAC | General |  | Winter Evening | % of Load | 1 | 2030 | 65535
| Base | DLC-Thermostat | DLC-Thermostat-HVAC | General |  | Winter Evening | % of Load | 0 | 2030 | 65535
| Base | DLC-Thermostat | DLC-Thermostat-DI-Baseboard Heating | General |  | Winter Evening | % of Load | 1 | 2030 | 65535
| Base | DLC-Thermostat | DLC-Thermostat-DI-Baseboard Heating | General |  | Winter Evening | % of Load | 0 | 2030 | 65535
| Base | DLC-Thermostat | DLC-Thermostat-BYOT-Baseboard Heating | General |  | Winter Evening | % of Load | 1 | 2030 | 65535
| Base | DLC-Thermostat | DLC-Thermostat-BYOT-Baseboard Heating | General |  | Winter Evening | % of Load | 0 | 2030 | 65535
| Base | DLC-Thermostat | DLC-Thermostat-DI-MSHP | General |  | Winter Evening | % of Load | 1 | 2030 | 65535
| Base | DLC-Thermostat | DLC-Thermostat-DI-MSHP | General |  | Winter Evening | % of Load | 0 | 2030 | 65535
| Base | DLC-Thermostat | DLC-Thermostat-BYOT-MSHP | General |  | Winter Evening | % of Load | 1 | 2030 | 65535
| Base | DLC-Thermostat | DLC-Thermostat-BYOT-MSHP | General |  | Winter Evening | % of Load | 0 | 2030 | 65535
| Base | DLC-Thermostat | C&I Curtailment-Turnkey-Manual HVAC Control | General |  | Winter Evening | % of Load | 1 | 2030 | 65535
| Base | DLC-Thermostat | C&I Curtailment-Turnkey-Manual HVAC Control | General |  | Winter Evening | % of Load | 0 | 2030 | 65535
| Base | DLC-Thermostat | C&I Curtailment-Turnkey-Auto-DR HVAC Control | General |  | Winter Evening | % of Load | 1 | 2030 | 65535
| Base | DLC-Thermostat | C&I Curtailment-Turnkey-Auto-DR HVAC Control | General |  | Winter Evening | % of Load | 0 | 2030 | 65535
| Base | DLC-Thermostat | C&I Curtailment-Turnkey-Standard Lighting Control | General |  | Winter Evening | % of Load | 1 | 2030 | 65535
| Base | DLC-Thermostat | C&I Curtailment-Turnkey-Standard Lighting Control | General |  | Winter Evening | % of Load | 0 | 2030 | 65535
| Base | DLC-Thermostat | C&I Curtailment-Turnkey-Advanced Lighting Control | General |  | Winter Evening | % of Load | 1 | 2030 | 65535
| Base | DLC-Thermostat | C&I Curtailment-Turnkey-Advanced Lighting Control | General |  | Winter Evening | % of Load | 0 | 2030 | 65535
| Base | DLC-Thermostat | C&I Curtailment-Turnkey-Water Heating Control | General |  | Winter Evening | % of Load | 1 | 2030 | 65535
| Base | DLC-Thermostat | C&I Curtailment-Turnkey-Water Heating Control | General |  | Winter Evening | % of Load | 0 | 2030 | 65535
| Base | DLC-Thermostat | C&I Curtailment-Turnkey-Other | General |  | Winter Evening | % of Load | 1 | 2030 | 65535
| Base | DLC-Thermostat | C&I Curtailment-Turnkey-Other | General |  | Winter Evening | % of Load | 0 | 2030 | 65535
| Base | DLC-Thermostat | DLC-Switch-Water Heating | Small Industrial |  | Winter Morning | % of Load | 1 | 2030 | 65535
| Base | DLC-Thermostat | DLC-Switch-Water Heating | Small Industrial |  | Winter Morning | % of Load | 0 | 2030 | 65535
| Base | DLC-Thermostat | DLC-BYOD-Water Heating | Small Industrial |  | Winter Morning | % of Load | 1 | 2030 | 65535
| Base | DLC-Thermostat | DLC-BYOD-Water Heating | Small Industrial |  | Winter Morning | % of Load | 0 | 2030 | 65535
| Base | DLC-Thermostat | DLC-Thermostat-DI-Central Heat Pump | Small Industrial |  | Winter Morning | % of Load | 1 | 2030 | 65535
| Base | DLC-Thermostat | DLC-Thermostat-DI-Central Heat Pump | Small Industrial |  | Winter Morning | % of Load | 0 | 2030 | 65535
| Base | DLC-Thermostat | DLC-Thermostat-BYOT-Central Heat Pump | Small Industrial |  | Winter Morning | % of Load | 1 | 2030 | 65535
| Base | DLC-Thermostat | DLC-Thermostat-BYOT-Central Heat Pump | Small Industrial |  | Winter Morning | % of Load | 0 | 2030 | 65535
| Base | DLC-Thermostat | DLC-Thermostat-HVAC | Small Industrial |  | Winter Morning | % of Load | 1 | 2030 | 65535
| Base | DLC-Thermostat | DLC-Thermostat-HVAC | Small Industrial |  | Winter Morning | % of Load | 0 | 2030 | 65535
| Base | DLC-Thermostat | DLC-Thermostat-DI-Baseboard Heating | Small Industrial |  | Winter Morning | % of Load | 1 | 2030 | 65535
| Base | DLC-Thermostat | DLC-Thermostat-DI-Baseboard Heating | Small Industrial |  | Winter Morning | % of Load | 0 | 2030 | 65535
| Base | DLC-Thermostat | DLC-Thermostat-BYOT-Baseboard Heating | Small Industrial |  | Winter Morning | % of Load | 1 | 2030 | 65535
| Base | DLC-Thermostat | DLC-Thermostat-BYOT-Baseboard Heating | Small Industrial |  | Winter Morning | % of Load | 0 | 2030 | 65535
| Base | DLC-Thermostat | DLC-Thermostat-DI-MSHP | Small Industrial |  | Winter Morning | % of Load | 1 | 2030 | 65535
| Base | DLC-Thermostat | DLC-Thermostat-DI-MSHP | Small Industrial |  | Winter Morning | % of Load | 0 | 2030 | 65535
| Base | DLC-Thermostat | DLC-Thermostat-BYOT-MSHP | Small Industrial |  | Winter Morning | % of Load | 1 | 2030 | 65535
| Base | DLC-Thermostat | DLC-Thermostat-BYOT-MSHP | Small Industrial |  | Winter Morning | % of Load | 0 | 2030 | 65535
| Base | DLC-Thermostat | C&I Curtailment-Turnkey-Manual HVAC Control | Small Industrial |  | Winter Morning | % of Load | 1 | 2030 | 65535
| Base | DLC-Thermostat | C&I Curtailment-Turnkey-Manual HVAC Control | Small Industrial |  | Winter Morning | % of Load | 0 | 2030 | 65535
| Base | DLC-Thermostat | C&I Curtailment-Turnkey-Auto-DR HVAC Control | Small Industrial |  | Winter Morning | % of Load | 1 | 2030 | 65535
| Base | DLC-Thermostat | C&I Curtailment-Turnkey-Auto-DR HVAC Control | Small Industrial |  | Winter Morning | % of Load | 0 | 2030 | 65535
| Base | DLC-Thermostat | C&I Curtailment-Turnkey-Standard Lighting Control | Small Industrial |  | Winter Morning | % of Load | 1 | 2030 | 65535
| Base | DLC-Thermostat | C&I Curtailment-Turnkey-Standard Lighting Control | Small Industrial |  | Winter Morning | % of Load | 0 | 2030 | 65535
| Base | DLC-Thermostat | C&I Curtailment-Turnkey-Advanced Lighting Control | Small Industrial |  | Winter Morning | % of Load | 1 | 2030 | 65535
| Base | DLC-Thermostat | C&I Curtailment-Turnkey-Advanced Lighting Control | Small Industrial |  | Winter Morning | % of Load | 0 | 2030 | 65535
| Base | DLC-Thermostat | C&I Curtailment-Turnkey-Water Heating Control | Small Industrial |  | Winter Morning | % of Load | 1 | 2030 | 65535
| Base | DLC-Thermostat | C&I Curtailment-Turnkey-Water Heating Control | Small Industrial |  | Winter Morning | % of Load | 0 | 2030 | 65535
| Base | DLC-Thermostat | C&I Curtailment-Turnkey-Other | Small Industrial |  | Winter Morning | % of Load | 1 | 2030 | 65535
| Base | DLC-Thermostat | C&I Curtailment-Turnkey-Other | Small Industrial |  | Winter Morning | % of Load | 0 | 2030 | 65535
| Base | DLC-Thermostat | C&I Curtailment-Turnkey-Industrial | Small Industrial |  | Winter Morning | % of Load | 1 | 2030 | 65535
| Base | DLC-Thermostat | C&I Curtailment-Turnkey-Industrial | Small Industrial |  | Winter Morning | % of Load | 0 | 2030 | 65535
| Base | DLC-Thermostat | DLC-Switch-Water Heating | Small Industrial |  | Winter Evening | % of Load | 1 | 2030 | 65535
| Base | DLC-Thermostat | DLC-Switch-Water Heating | Small Industrial |  | Winter Evening | % of Load | 0 | 2030 | 65535
| Base | DLC-Thermostat | DLC-BYOD-Water Heating | Small Industrial |  | Winter Evening | % of Load | 1 | 2030 | 65535
| Base | DLC-Thermostat | DLC-BYOD-Water Heating | Small Industrial |  | Winter Evening | % of Load | 0 | 2030 | 65535
| Base | DLC-Thermostat | DLC-Thermostat-DI-Central Heat Pump | Small Industrial |  | Winter Evening | % of Load | 1 | 2030 | 65535
| Base | DLC-Thermostat | DLC-Thermostat-DI-Central Heat Pump | Small Industrial |  | Winter Evening | % of Load | 0 | 2030 | 65535
| Base | DLC-Thermostat | DLC-Thermostat-BYOT-Central Heat Pump | Small Industrial |  | Winter Evening | % of Load | 1 | 2030 | 65535
| Base | DLC-Thermostat | DLC-Thermostat-BYOT-Central Heat Pump | Small Industrial |  | Winter Evening | % of Load | 0 | 2030 | 65535
| Base | DLC-Thermostat | DLC-Thermostat-HVAC | Small Industrial |  | Winter Evening | % of Load | 1 | 2030 | 65535
| Base | DLC-Thermostat | DLC-Thermostat-HVAC | Small Industrial |  | Winter Evening | % of Load | 0 | 2030 | 65535
| Base | DLC-Thermostat | DLC-Thermostat-DI-Baseboard Heating | Small Industrial |  | Winter Evening | % of Load | 1 | 2030 | 65535
| Base | DLC-Thermostat | DLC-Thermostat-DI-Baseboard Heating | Small Industrial |  | Winter Evening | % of Load | 0 | 2030 | 65535
| Base | DLC-Thermostat | DLC-Thermostat-BYOT-Baseboard Heating | Small Industrial |  | Winter Evening | % of Load | 1 | 2030 | 65535
| Base | DLC-Thermostat | DLC-Thermostat-BYOT-Baseboard Heating | Small Industrial |  | Winter Evening | % of Load | 0 | 2030 | 65535
| Base | DLC-Thermostat | DLC-Thermostat-DI-MSHP | Small Industrial |  | Winter Evening | % of Load | 1 | 2030 | 65535
| Base | DLC-Thermostat | DLC-Thermostat-DI-MSHP | Small Industrial |  | Winter Evening | % of Load | 0 | 2030 | 65535
| Base | DLC-Thermostat | DLC-Thermostat-BYOT-MSHP | Small Industrial |  | Winter Evening | % of Load | 1 | 2030 | 65535
| Base | DLC-Thermostat | DLC-Thermostat-BYOT-MSHP | Small Industrial |  | Winter Evening | % of Load | 0 | 2030 | 65535
| Base | DLC-Thermostat | C&I Curtailment-Turnkey-Manual HVAC Control | Small Industrial |  | Winter Evening | % of Load | 1 | 2030 | 65535
| Base | DLC-Thermostat | C&I Curtailment-Turnkey-Manual HVAC Control | Small Industrial |  | Winter Evening | % of Load | 0 | 2030 | 65535
| Base | DLC-Thermostat | C&I Curtailment-Turnkey-Auto-DR HVAC Control | Small Industrial |  | Winter Evening | % of Load | 1 | 2030 | 65535
| Base | DLC-Thermostat | C&I Curtailment-Turnkey-Auto-DR HVAC Control | Small Industrial |  | Winter Evening | % of Load | 0 | 2030 | 65535
| Base | DLC-Thermostat | C&I Curtailment-Turnkey-Standard Lighting Control | Small Industrial |  | Winter Evening | % of Load | 1 | 2030 | 65535
| Base | DLC-Thermostat | C&I Curtailment-Turnkey-Standard Lighting Control | Small Industrial |  | Winter Evening | % of Load | 0 | 2030 | 65535
| Base | DLC-Thermostat | C&I Curtailment-Turnkey-Advanced Lighting Control | Small Industrial |  | Winter Evening | % of Load | 1 | 2030 | 65535
| Base | DLC-Thermostat | C&I Curtailment-Turnkey-Advanced Lighting Control | Small Industrial |  | Winter Evening | % of Load | 0 | 2030 | 65535
| Base | DLC-Thermostat | C&I Curtailment-Turnkey-Water Heating Control | Small Industrial |  | Winter Evening | % of Load | 1 | 2030 | 65535
| Base | DLC-Thermostat | C&I Curtailment-Turnkey-Water Heating Control | Small Industrial |  | Winter Evening | % of Load | 0 | 2030 | 65535
| Base | DLC-Thermostat | C&I Curtailment-Turnkey-Other | Small Industrial |  | Winter Evening | % of Load | 1 | 2030 | 65535
| Base | DLC-Thermostat | C&I Curtailment-Turnkey-Other | Small Industrial |  | Winter Evening | % of Load | 0 | 2030 | 65535
| Base | DLC-Thermostat | C&I Curtailment-Turnkey-Industrial | Small Industrial |  | Winter Evening | % of Load | 1 | 2030 | 65535
| Base | DLC-Thermostat | C&I Curtailment-Turnkey-Industrial | Small Industrial |  | Winter Evening | % of Load | 0 | 2030 | 65535
| Base | DLC-Thermostat | DLC-Switch-Water Heating | Medium Industrial |  | Winter Morning | % of Load | 1 | 2030 | 65535
| Base | DLC-Thermostat | DLC-Switch-Water Heating | Medium Industrial |  | Winter Morning | % of Load | 0 | 2030 | 65535
| Base | DLC-Thermostat | DLC-BYOD-Water Heating | Medium Industrial |  | Winter Morning | % of Load | 1 | 2030 | 65535
| Base | DLC-Thermostat | DLC-BYOD-Water Heating | Medium Industrial |  | Winter Morning | % of Load | 0 | 2030 | 65535
| Base | DLC-Thermostat | DLC-Thermostat-DI-Central Heat Pump | Medium Industrial |  | Winter Morning | % of Load | 1 | 2030 | 65535
| Base | DLC-Thermostat | DLC-Thermostat-DI-Central Heat Pump | Medium Industrial |  | Winter Morning | % of Load | 0 | 2030 | 65535
| Base | DLC-Thermostat | DLC-Thermostat-BYOT-Central Heat Pump | Medium Industrial |  | Winter Morning | % of Load | 1 | 2030 | 65535
| Base | DLC-Thermostat | DLC-Thermostat-BYOT-Central Heat Pump | Medium Industrial |  | Winter Morning | % of Load | 0 | 2030 | 65535
| Base | DLC-Thermostat | DLC-Thermostat-HVAC | Medium Industrial |  | Winter Morning | % of Load | 1 | 2030 | 65535
| Base | DLC-Thermostat | DLC-Thermostat-HVAC | Medium Industrial |  | Winter Morning | % of Load | 0 | 2030 | 65535
| Base | DLC-Thermostat | DLC-Thermostat-DI-Baseboard Heating | Medium Industrial |  | Winter Morning | % of Load | 1 | 2030 | 65535
| Base | DLC-Thermostat | DLC-Thermostat-DI-Baseboard Heating | Medium Industrial |  | Winter Morning | % of Load | 0 | 2030 | 65535
| Base | DLC-Thermostat | DLC-Thermostat-BYOT-Baseboard Heating | Medium Industrial |  | Winter Morning | % of Load | 1 | 2030 | 65535
| Base | DLC-Thermostat | DLC-Thermostat-BYOT-Baseboard Heating | Medium Industrial |  | Winter Morning | % of Load | 0 | 2030 | 65535
| Base | DLC-Thermostat | DLC-Thermostat-DI-MSHP | Medium Industrial |  | Winter Morning | % of Load | 1 | 2030 | 65535
| Base | DLC-Thermostat | DLC-Thermostat-DI-MSHP | Medium Industrial |  | Winter Morning | % of Load | 0 | 2030 | 65535
| Base | DLC-Thermostat | DLC-Thermostat-BYOT-MSHP | Medium Industrial |  | Winter Morning | % of Load | 1 | 2030 | 65535
| Base | DLC-Thermostat | DLC-Thermostat-BYOT-MSHP | Medium Industrial |  | Winter Morning | % of Load | 0 | 2030 | 65535
| Base | DLC-Thermostat | C&I Curtailment-Turnkey-Manual HVAC Control | Medium Industrial |  | Winter Morning | % of Load | 1 | 2030 | 65535
| Base | DLC-Thermostat | C&I Curtailment-Turnkey-Manual HVAC Control | Medium Industrial |  | Winter Morning | % of Load | 0 | 2030 | 65535
| Base | DLC-Thermostat | C&I Curtailment-Turnkey-Auto-DR HVAC Control | Medium Industrial |  | Winter Morning | % of Load | 1 | 2030 | 65535
| Base | DLC-Thermostat | C&I Curtailment-Turnkey-Auto-DR HVAC Control | Medium Industrial |  | Winter Morning | % of Load | 0 | 2030 | 65535
| Base | DLC-Thermostat | C&I Curtailment-Turnkey-Standard Lighting Control | Medium Industrial |  | Winter Morning | % of Load | 1 | 2030 | 65535
| Base | DLC-Thermostat | C&I Curtailment-Turnkey-Standard Lighting Control | Medium Industrial |  | Winter Morning | % of Load | 0 | 2030 | 65535
| Base | DLC-Thermostat | C&I Curtailment-Turnkey-Advanced Lighting Control | Medium Industrial |  | Winter Morning | % of Load | 1 | 2030 | 65535
| Base | DLC-Thermostat | C&I Curtailment-Turnkey-Advanced Lighting Control | Medium Industrial |  | Winter Morning | % of Load | 0 | 2030 | 65535
| Base | DLC-Thermostat | C&I Curtailment-Turnkey-Water Heating Control | Medium Industrial |  | Winter Morning | % of Load | 1 | 2030 | 65535
| Base | DLC-Thermostat | C&I Curtailment-Turnkey-Water Heating Control | Medium Industrial |  | Winter Morning | % of Load | 0 | 2030 | 65535
| Base | DLC-Thermostat | C&I Curtailment-Turnkey-Other | Medium Industrial |  | Winter Morning | % of Load | 1 | 2030 | 65535
| Base | DLC-Thermostat | C&I Curtailment-Turnkey-Other | Medium Industrial |  | Winter Morning | % of Load | 0 | 2030 | 65535
| Base | DLC-Thermostat | DLC-Switch-Water Heating | Medium Industrial |  | Winter Evening | % of Load | 1 | 2030 | 65535
| Base | DLC-Thermostat | DLC-Switch-Water Heating | Medium Industrial |  | Winter Evening | % of Load | 0 | 2030 | 65535
| Base | DLC-Thermostat | DLC-BYOD-Water Heating | Medium Industrial |  | Winter Evening | % of Load | 1 | 2030 | 65535
| Base | DLC-Thermostat | DLC-BYOD-Water Heating | Medium Industrial |  | Winter Evening | % of Load | 0 | 2030 | 65535
| Base | DLC-Thermostat | DLC-Thermostat-DI-Central Heat Pump | Medium Industrial |  | Winter Evening | % of Load | 1 | 2030 | 65535
| Base | DLC-Thermostat | DLC-Thermostat-DI-Central Heat Pump | Medium Industrial |  | Winter Evening | % of Load | 0 | 2030 | 65535
| Base | DLC-Thermostat | DLC-Thermostat-BYOT-Central Heat Pump | Medium Industrial |  | Winter Evening | % of Load | 1 | 2030 | 65535
| Base | DLC-Thermostat | DLC-Thermostat-BYOT-Central Heat Pump | Medium Industrial |  | Winter Evening | % of Load | 0 | 2030 | 65535
| Base | DLC-Thermostat | DLC-Thermostat-HVAC | Medium Industrial |  | Winter Evening | % of Load | 1 | 2030 | 65535
| Base | DLC-Thermostat | DLC-Thermostat-HVAC | Medium Industrial |  | Winter Evening | % of Load | 0 | 2030 | 65535
| Base | DLC-Thermostat | DLC-Thermostat-DI-Baseboard Heating | Medium Industrial |  | Winter Evening | % of Load | 1 | 2030 | 65535
| Base | DLC-Thermostat | DLC-Thermostat-DI-Baseboard Heating | Medium Industrial |  | Winter Evening | % of Load | 0 | 2030 | 65535
| Base | DLC-Thermostat | DLC-Thermostat-BYOT-Baseboard Heating | Medium Industrial |  | Winter Evening | % of Load | 1 | 2030 | 65535
| Base | DLC-Thermostat | DLC-Thermostat-BYOT-Baseboard Heating | Medium Industrial |  | Winter Evening | % of Load | 0 | 2030 | 65535
| Base | DLC-Thermostat | DLC-Thermostat-DI-MSHP | Medium Industrial |  | Winter Evening | % of Load | 1 | 2030 | 65535
| Base | DLC-Thermostat | DLC-Thermostat-DI-MSHP | Medium Industrial |  | Winter Evening | % of Load | 0 | 2030 | 65535
| Base | DLC-Thermostat | DLC-Thermostat-BYOT-MSHP | Medium Industrial |  | Winter Evening | % of Load | 1 | 2030 | 65535
| Base | DLC-Thermostat | DLC-Thermostat-BYOT-MSHP | Medium Industrial |  | Winter Evening | % of Load | 0 | 2030 | 65535
| Base | DLC-Thermostat | C&I Curtailment-Turnkey-Manual HVAC Control | Medium Industrial |  | Winter Evening | % of Load | 1 | 2030 | 65535
| Base | DLC-Thermostat | C&I Curtailment-Turnkey-Manual HVAC Control | Medium Industrial |  | Winter Evening | % of Load | 0 | 2030 | 65535
| Base | DLC-Thermostat | C&I Curtailment-Turnkey-Auto-DR HVAC Control | Medium Industrial |  | Winter Evening | % of Load | 1 | 2030 | 65535
| Base | DLC-Thermostat | C&I Curtailment-Turnkey-Auto-DR HVAC Control | Medium Industrial |  | Winter Evening | % of Load | 0 | 2030 | 65535
| Base | DLC-Thermostat | C&I Curtailment-Turnkey-Standard Lighting Control | Medium Industrial |  | Winter Evening | % of Load | 1 | 2030 | 65535
| Base | DLC-Thermostat | C&I Curtailment-Turnkey-Standard Lighting Control | Medium Industrial |  | Winter Evening | % of Load | 0 | 2030 | 65535
| Base | DLC-Thermostat | C&I Curtailment-Turnkey-Advanced Lighting Control | Medium Industrial |  | Winter Evening | % of Load | 1 | 2030 | 65535
| Base | DLC-Thermostat | C&I Curtailment-Turnkey-Advanced Lighting Control | Medium Industrial |  | Winter Evening | % of Load | 0 | 2030 | 65535
| Base | DLC-Thermostat | C&I Curtailment-Turnkey-Water Heating Control | Medium Industrial |  | Winter Evening | % of Load | 1 | 2030 | 65535
| Base | DLC-Thermostat | C&I Curtailment-Turnkey-Water Heating Control | Medium Industrial |  | Winter Evening | % of Load | 0 | 2030 | 65535
| Base | DLC-Thermostat | C&I Curtailment-Turnkey-Other | Medium Industrial |  | Winter Evening | % of Load | 1 | 2030 | 65535
| Base | DLC-Thermostat | C&I Curtailment-Turnkey-Other | Medium Industrial |  | Winter Evening | % of Load | 0 | 2030 | 65535
| Base | DLC-Thermostat | DLC-Thermostat-DI-Central Heat Pump | Residential Charitable |  | Winter Morning | % of Load | 1 | 2030 | 65535
| Base | DLC-Thermostat | DLC-Thermostat-DI-Central Heat Pump | Residential Charitable |  | Winter Morning | % of Load | 0 | 2030 | 65535
| Base | DLC-Thermostat | DLC-Thermostat-BYOT-Central Heat Pump | Residential Charitable |  | Winter Morning | % of Load | 1 | 2030 | 65535
| Base | DLC-Thermostat | DLC-Thermostat-BYOT-Central Heat Pump | Residential Charitable |  | Winter Morning | % of Load | 0 | 2030 | 65535
| Base | DLC-Thermostat | DLC-Thermostat-DI-Baseboard Heating | Residential Charitable |  | Winter Morning | % of Load | 1 | 2030 | 65535
| Base | DLC-Thermostat | DLC-Thermostat-DI-Baseboard Heating | Residential Charitable |  | Winter Morning | % of Load | 0 | 2030 | 65535
| Base | DLC-Thermostat | DLC-Thermostat-BYOT-Baseboard Heating | Residential Charitable |  | Winter Morning | % of Load | 1 | 2030 | 65535
| Base | DLC-Thermostat | DLC-Thermostat-BYOT-Baseboard Heating | Residential Charitable |  | Winter Morning | % of Load | 0 | 2030 | 65535
| Base | DLC-Thermostat | DLC-Thermostat-DI-MSHP | Residential Charitable |  | Winter Morning | % of Load | 1 | 2030 | 65535
| Base | DLC-Thermostat | DLC-Thermostat-DI-MSHP | Residential Charitable |  | Winter Morning | % of Load | 0 | 2030 | 65535
| Base | DLC-Thermostat | DLC-Thermostat-BYOT-MSHP | Residential Charitable |  | Winter Morning | % of Load | 1 | 2030 | 65535
| Base | DLC-Thermostat | DLC-Thermostat-BYOT-MSHP | Residential Charitable |  | Winter Morning | % of Load | 0 | 2030 | 65535
| Base | DLC-Thermostat | DLC-Thermostat-DI-Central Heat Pump | Residential Charitable |  | Winter Evening | % of Load | 1 | 2030 | 65535
| Base | DLC-Thermostat | DLC-Thermostat-DI-Central Heat Pump | Residential Charitable |  | Winter Evening | % of Load | 0 | 2030 | 65535
| Base | DLC-Thermostat | DLC-Thermostat-BYOT-Central Heat Pump | Residential Charitable |  | Winter Evening | % of Load | 1 | 2030 | 65535
| Base | DLC-Thermostat | DLC-Thermostat-BYOT-Central Heat Pump | Residential Charitable |  | Winter Evening | % of Load | 0 | 2030 | 65535
| Base | DLC-Thermostat | DLC-Thermostat-DI-Baseboard Heating | Residential Charitable |  | Winter Evening | % of Load | 1 | 2030 | 65535
| Base | DLC-Thermostat | DLC-Thermostat-DI-Baseboard Heating | Residential Charitable |  | Winter Evening | % of Load | 0 | 2030 | 65535
| Base | DLC-Thermostat | DLC-Thermostat-BYOT-Baseboard Heating | Residential Charitable |  | Winter Evening | % of Load | 1 | 2030 | 65535
| Base | DLC-Thermostat | DLC-Thermostat-BYOT-Baseboard Heating | Residential Charitable |  | Winter Evening | % of Load | 0 | 2030 | 65535
| Base | DLC-Thermostat | DLC-Thermostat-DI-MSHP | Residential Charitable |  | Winter Evening | % of Load | 1 | 2030 | 65535
| Base | DLC-Thermostat | DLC-Thermostat-DI-MSHP | Residential Charitable |  | Winter Evening | % of Load | 0 | 2030 | 65535
| Base | DLC-Thermostat | DLC-Thermostat-BYOT-MSHP | Residential Charitable |  | Winter Evening | % of Load | 1 | 2030 | 65535
| Base | DLC-Thermostat | DLC-Thermostat-BYOT-MSHP | Residential Charitable |  | Winter Evening | % of Load | 0 | 2030 | 65535
| Base | DLC-Water Heating | DLC-Switch-Water Heating | Small General |  | Winter Morning | % of Load | 1 | 2030 | 65535
| Base | DLC-Water Heating | DLC-Switch-Water Heating | Small General |  | Winter Morning | % of Load | 0 | 2030 | 65535
| Base | DLC-Water Heating | DLC-BYOD-Water Heating | Small General |  | Winter Morning | % of Load | 1 | 2030 | 65535
| Base | DLC-Water Heating | DLC-BYOD-Water Heating | Small General |  | Winter Morning | % of Load | 0 | 2030 | 65535
| Base | DLC-Water Heating | DLC-Thermostat-DI-Central Heat Pump | Small General |  | Winter Morning | % of Load | 1 | 2030 | 65535
| Base | DLC-Water Heating | DLC-Thermostat-DI-Central Heat Pump | Small General |  | Winter Morning | % of Load | 0 | 2030 | 65535
| Base | DLC-Water Heating | DLC-Thermostat-BYOT-Central Heat Pump | Small General |  | Winter Morning | % of Load | 1 | 2030 | 65535
| Base | DLC-Water Heating | DLC-Thermostat-BYOT-Central Heat Pump | Small General |  | Winter Morning | % of Load | 0 | 2030 | 65535
| Base | DLC-Water Heating | DLC-Thermostat-HVAC | Small General |  | Winter Morning | % of Load | 1 | 2030 | 65535
| Base | DLC-Water Heating | DLC-Thermostat-HVAC | Small General |  | Winter Morning | % of Load | 0 | 2030 | 65535
| Base | DLC-Water Heating | DLC-Thermostat-DI-Baseboard Heating | Small General |  | Winter Morning | % of Load | 1 | 2030 | 65535
| Base | DLC-Water Heating | DLC-Thermostat-DI-Baseboard Heating | Small General |  | Winter Morning | % of Load | 0 | 2030 | 65535
| Base | DLC-Water Heating | DLC-Thermostat-BYOT-Baseboard Heating | Small General |  | Winter Morning | % of Load | 1 | 2030 | 65535
| Base | DLC-Water Heating | DLC-Thermostat-BYOT-Baseboard Heating | Small General |  | Winter Morning | % of Load | 0 | 2030 | 65535
| Base | DLC-Water Heating | DLC-Thermostat-DI-MSHP | Small General |  | Winter Morning | % of Load | 1 | 2030 | 65535
| Base | DLC-Water Heating | DLC-Thermostat-DI-MSHP | Small General |  | Winter Morning | % of Load | 0 | 2030 | 65535
| Base | DLC-Water Heating | DLC-Thermostat-BYOT-MSHP | Small General |  | Winter Morning | % of Load | 1 | 2030 | 65535
| Base | DLC-Water Heating | DLC-Thermostat-BYOT-MSHP | Small General |  | Winter Morning | % of Load | 0 | 2030 | 65535
| Base | DLC-Water Heating | C&I Curtailment-Turnkey-Manual HVAC Control | Small General |  | Winter Morning | % of Load | 1 | 2030 | 65535
| Base | DLC-Water Heating | C&I Curtailment-Turnkey-Manual HVAC Control | Small General |  | Winter Morning | % of Load | 0 | 2030 | 65535
| Base | DLC-Water Heating | C&I Curtailment-Turnkey-Auto-DR HVAC Control | Small General |  | Winter Morning | % of Load | 1 | 2030 | 65535
| Base | DLC-Water Heating | C&I Curtailment-Turnkey-Auto-DR HVAC Control | Small General |  | Winter Morning | % of Load | 0 | 2030 | 65535
| Base | DLC-Water Heating | C&I Curtailment-Turnkey-Standard Lighting Control | Small General |  | Winter Morning | % of Load | 1 | 2030 | 65535
| Base | DLC-Water Heating | C&I Curtailment-Turnkey-Standard Lighting Control | Small General |  | Winter Morning | % of Load | 0 | 2030 | 65535
| Base | DLC-Water Heating | C&I Curtailment-Turnkey-Advanced Lighting Control | Small General |  | Winter Morning | % of Load | 1 | 2030 | 65535
| Base | DLC-Water Heating | C&I Curtailment-Turnkey-Advanced Lighting Control | Small General |  | Winter Morning | % of Load | 0 | 2030 | 65535
| Base | DLC-Water Heating | C&I Curtailment-Turnkey-Water Heating Control | Small General |  | Winter Morning | % of Load | 1 | 2030 | 65535
| Base | DLC-Water Heating | C&I Curtailment-Turnkey-Water Heating Control | Small General |  | Winter Morning | % of Load | 0 | 2030 | 65535
| Base | DLC-Water Heating | C&I Curtailment-Turnkey-Other | Small General |  | Winter Morning | % of Load | 1 | 2030 | 65535
| Base | DLC-Water Heating | C&I Curtailment-Turnkey-Other | Small General |  | Winter Morning | % of Load | 0 | 2030 | 65535
| Base | DLC-Water Heating | Dynamic Pricing with enabling tech. | Small General |  | Winter Morning | % of Load | 1 | 2030 | 65535
| Base | DLC-Water Heating | Dynamic Pricing with enabling tech. | Small General |  | Winter Morning | % of Load | 0 | 2030 | 65535
| Base | DLC-Water Heating | DLC-Switch-Water Heating | Small General |  | Winter Evening | % of Load | 1 | 2030 | 65535
| Base | DLC-Water Heating | DLC-Switch-Water Heating | Small General |  | Winter Evening | % of Load | 0 | 2030 | 65535
| Base | DLC-Water Heating | DLC-BYOD-Water Heating | Small General |  | Winter Evening | % of Load | 1 | 2030 | 65535
| Base | DLC-Water Heating | DLC-BYOD-Water Heating | Small General |  | Winter Evening | % of Load | 0 | 2030 | 65535
| Base | DLC-Water Heating | DLC-Thermostat-DI-Central Heat Pump | Small General |  | Winter Evening | % of Load | 1 | 2030 | 65535
| Base | DLC-Water Heating | DLC-Thermostat-DI-Central Heat Pump | Small General |  | Winter Evening | % of Load | 0 | 2030 | 65535
| Base | DLC-Water Heating | DLC-Thermostat-BYOT-Central Heat Pump | Small General |  | Winter Evening | % of Load | 1 | 2030 | 65535
| Base | DLC-Water Heating | DLC-Thermostat-BYOT-Central Heat Pump | Small General |  | Winter Evening | % of Load | 0 | 2030 | 65535
| Base | DLC-Water Heating | DLC-Thermostat-HVAC | Small General |  | Winter Evening | % of Load | 1 | 2030 | 65535
| Base | DLC-Water Heating | DLC-Thermostat-HVAC | Small General |  | Winter Evening | % of Load | 0 | 2030 | 65535
| Base | DLC-Water Heating | DLC-Thermostat-DI-Baseboard Heating | Small General |  | Winter Evening | % of Load | 1 | 2030 | 65535
| Base | DLC-Water Heating | DLC-Thermostat-DI-Baseboard Heating | Small General |  | Winter Evening | % of Load | 0 | 2030 | 65535
| Base | DLC-Water Heating | DLC-Thermostat-BYOT-Baseboard Heating | Small General |  | Winter Evening | % of Load | 1 | 2030 | 65535
| Base | DLC-Water Heating | DLC-Thermostat-BYOT-Baseboard Heating | Small General |  | Winter Evening | % of Load | 0 | 2030 | 65535
| Base | DLC-Water Heating | DLC-Thermostat-DI-MSHP | Small General |  | Winter Evening | % of Load | 1 | 2030 | 65535
| Base | DLC-Water Heating | DLC-Thermostat-DI-MSHP | Small General |  | Winter Evening | % of Load | 0 | 2030 | 65535
| Base | DLC-Water Heating | DLC-Thermostat-BYOT-MSHP | Small General |  | Winter Evening | % of Load | 1 | 2030 | 65535
| Base | DLC-Water Heating | DLC-Thermostat-BYOT-MSHP | Small General |  | Winter Evening | % of Load | 0 | 2030 | 65535
| Base | DLC-Water Heating | C&I Curtailment-Turnkey-Manual HVAC Control | Small General |  | Winter Evening | % of Load | 1 | 2030 | 65535
| Base | DLC-Water Heating | C&I Curtailment-Turnkey-Manual HVAC Control | Small General |  | Winter Evening | % of Load | 0 | 2030 | 65535
| Base | DLC-Water Heating | C&I Curtailment-Turnkey-Auto-DR HVAC Control | Small General |  | Winter Evening | % of Load | 1 | 2030 | 65535
| Base | DLC-Water Heating | C&I Curtailment-Turnkey-Auto-DR HVAC Control | Small General |  | Winter Evening | % of Load | 0 | 2030 | 65535
| Base | DLC-Water Heating | C&I Curtailment-Turnkey-Standard Lighting Control | Small General |  | Winter Evening | % of Load | 1 | 2030 | 65535
| Base | DLC-Water Heating | C&I Curtailment-Turnkey-Standard Lighting Control | Small General |  | Winter Evening | % of Load | 0 | 2030 | 65535
| Base | DLC-Water Heating | C&I Curtailment-Turnkey-Advanced Lighting Control | Small General |  | Winter Evening | % of Load | 1 | 2030 | 65535
| Base | DLC-Water Heating | C&I Curtailment-Turnkey-Advanced Lighting Control | Small General |  | Winter Evening | % of Load | 0 | 2030 | 65535
| Base | DLC-Water Heating | C&I Curtailment-Turnkey-Water Heating Control | Small General |  | Winter Evening | % of Load | 1 | 2030 | 65535
| Base | DLC-Water Heating | C&I Curtailment-Turnkey-Water Heating Control | Small General |  | Winter Evening | % of Load | 0 | 2030 | 65535
| Base | DLC-Water Heating | C&I Curtailment-Turnkey-Other | Small General |  | Winter Evening | % of Load | 1 | 2030 | 65535
| Base | DLC-Water Heating | C&I Curtailment-Turnkey-Other | Small General |  | Winter Evening | % of Load | 0 | 2030 | 65535
| Base | DLC-Water Heating | Dynamic Pricing with enabling tech. | Small General |  | Winter Evening | % of Load | 1 | 2030 | 65535
| Base | DLC-Water Heating | Dynamic Pricing with enabling tech. | Small General |  | Winter Evening | % of Load | 0 | 2030 | 65535
| Base | DLC-Water Heating | DLC-Switch-Water Heating | General |  | Winter Morning | % of Load | 1 | 2030 | 65535
| Base | DLC-Water Heating | DLC-Switch-Water Heating | General |  | Winter Morning | % of Load | 0 | 2030 | 65535
| Base | DLC-Water Heating | DLC-BYOD-Water Heating | General |  | Winter Morning | % of Load | 1 | 2030 | 65535
| Base | DLC-Water Heating | DLC-BYOD-Water Heating | General |  | Winter Morning | % of Load | 0 | 2030 | 65535
| Base | DLC-Water Heating | DLC-Thermostat-DI-Central Heat Pump | General |  | Winter Morning | % of Load | 1 | 2030 | 65535
| Base | DLC-Water Heating | DLC-Thermostat-DI-Central Heat Pump | General |  | Winter Morning | % of Load | 0 | 2030 | 65535
| Base | DLC-Water Heating | DLC-Thermostat-BYOT-Central Heat Pump | General |  | Winter Morning | % of Load | 1 | 2030 | 65535
| Base | DLC-Water Heating | DLC-Thermostat-BYOT-Central Heat Pump | General |  | Winter Morning | % of Load | 0 | 2030 | 65535
| Base | DLC-Water Heating | DLC-Thermostat-HVAC | General |  | Winter Morning | % of Load | 1 | 2030 | 65535
| Base | DLC-Water Heating | DLC-Thermostat-HVAC | General |  | Winter Morning | % of Load | 0 | 2030 | 65535
| Base | DLC-Water Heating | DLC-Thermostat-DI-Baseboard Heating | General |  | Winter Morning | % of Load | 1 | 2030 | 65535
| Base | DLC-Water Heating | DLC-Thermostat-DI-Baseboard Heating | General |  | Winter Morning | % of Load | 0 | 2030 | 65535
| Base | DLC-Water Heating | DLC-Thermostat-BYOT-Baseboard Heating | General |  | Winter Morning | % of Load | 1 | 2030 | 65535
| Base | DLC-Water Heating | DLC-Thermostat-BYOT-Baseboard Heating | General |  | Winter Morning | % of Load | 0 | 2030 | 65535
| Base | DLC-Water Heating | DLC-Thermostat-DI-MSHP | General |  | Winter Morning | % of Load | 1 | 2030 | 65535
| Base | DLC-Water Heating | DLC-Thermostat-DI-MSHP | General |  | Winter Morning | % of Load | 0 | 2030 | 65535
| Base | DLC-Water Heating | DLC-Thermostat-BYOT-MSHP | General |  | Winter Morning | % of Load | 1 | 2030 | 65535
| Base | DLC-Water Heating | DLC-Thermostat-BYOT-MSHP | General |  | Winter Morning | % of Load | 0 | 2030 | 65535
| Base | DLC-Water Heating | C&I Curtailment-Turnkey-Manual HVAC Control | General |  | Winter Morning | % of Load | 1 | 2030 | 65535
| Base | DLC-Water Heating | C&I Curtailment-Turnkey-Manual HVAC Control | General |  | Winter Morning | % of Load | 0 | 2030 | 65535
| Base | DLC-Water Heating | C&I Curtailment-Turnkey-Auto-DR HVAC Control | General |  | Winter Morning | % of Load | 1 | 2030 | 65535
| Base | DLC-Water Heating | C&I Curtailment-Turnkey-Auto-DR HVAC Control | General |  | Winter Morning | % of Load | 0 | 2030 | 65535
| Base | DLC-Water Heating | C&I Curtailment-Turnkey-Standard Lighting Control | General |  | Winter Morning | % of Load | 1 | 2030 | 65535
| Base | DLC-Water Heating | C&I Curtailment-Turnkey-Standard Lighting Control | General |  | Winter Morning | % of Load | 0 | 2030 | 65535
| Base | DLC-Water Heating | C&I Curtailment-Turnkey-Advanced Lighting Control | General |  | Winter Morning | % of Load | 1 | 2030 | 65535
| Base | DLC-Water Heating | C&I Curtailment-Turnkey-Advanced Lighting Control | General |  | Winter Morning | % of Load | 0 | 2030 | 65535
| Base | DLC-Water Heating | C&I Curtailment-Turnkey-Water Heating Control | General |  | Winter Morning | % of Load | 1 | 2030 | 65535
| Base | DLC-Water Heating | C&I Curtailment-Turnkey-Water Heating Control | General |  | Winter Morning | % of Load | 0 | 2030 | 65535
| Base | DLC-Water Heating | C&I Curtailment-Turnkey-Other | General |  | Winter Morning | % of Load | 1 | 2030 | 65535
| Base | DLC-Water Heating | C&I Curtailment-Turnkey-Other | General |  | Winter Morning | % of Load | 0 | 2030 | 65535
| Base | DLC-Water Heating | DLC-Switch-Water Heating | General |  | Winter Evening | % of Load | 1 | 2030 | 65535
| Base | DLC-Water Heating | DLC-Switch-Water Heating | General |  | Winter Evening | % of Load | 0 | 2030 | 65535
| Base | DLC-Water Heating | DLC-BYOD-Water Heating | General |  | Winter Evening | % of Load | 1 | 2030 | 65535
| Base | DLC-Water Heating | DLC-BYOD-Water Heating | General |  | Winter Evening | % of Load | 0 | 2030 | 65535
| Base | DLC-Water Heating | DLC-Thermostat-DI-Central Heat Pump | General |  | Winter Evening | % of Load | 1 | 2030 | 65535
| Base | DLC-Water Heating | DLC-Thermostat-DI-Central Heat Pump | General |  | Winter Evening | % of Load | 0 | 2030 | 65535
| Base | DLC-Water Heating | DLC-Thermostat-BYOT-Central Heat Pump | General |  | Winter Evening | % of Load | 1 | 2030 | 65535
| Base | DLC-Water Heating | DLC-Thermostat-BYOT-Central Heat Pump | General |  | Winter Evening | % of Load | 0 | 2030 | 65535
| Base | DLC-Water Heating | DLC-Thermostat-HVAC | General |  | Winter Evening | % of Load | 1 | 2030 | 65535
| Base | DLC-Water Heating | DLC-Thermostat-HVAC | General |  | Winter Evening | % of Load | 0 | 2030 | 65535
| Base | DLC-Water Heating | DLC-Thermostat-DI-Baseboard Heating | General |  | Winter Evening | % of Load | 1 | 2030 | 65535
| Base | DLC-Water Heating | DLC-Thermostat-DI-Baseboard Heating | General |  | Winter Evening | % of Load | 0 | 2030 | 65535
| Base | DLC-Water Heating | DLC-Thermostat-BYOT-Baseboard Heating | General |  | Winter Evening | % of Load | 1 | 2030 | 65535
| Base | DLC-Water Heating | DLC-Thermostat-BYOT-Baseboard Heating | General |  | Winter Evening | % of Load | 0 | 2030 | 65535
| Base | DLC-Water Heating | DLC-Thermostat-DI-MSHP | General |  | Winter Evening | % of Load | 1 | 2030 | 65535
| Base | DLC-Water Heating | DLC-Thermostat-DI-MSHP | General |  | Winter Evening | % of Load | 0 | 2030 | 65535
| Base | DLC-Water Heating | DLC-Thermostat-BYOT-MSHP | General |  | Winter Evening | % of Load | 1 | 2030 | 65535
| Base | DLC-Water Heating | DLC-Thermostat-BYOT-MSHP | General |  | Winter Evening | % of Load | 0 | 2030 | 65535
| Base | DLC-Water Heating | C&I Curtailment-Turnkey-Manual HVAC Control | General |  | Winter Evening | % of Load | 1 | 2030 | 65535
| Base | DLC-Water Heating | C&I Curtailment-Turnkey-Manual HVAC Control | General |  | Winter Evening | % of Load | 0 | 2030 | 65535
| Base | DLC-Water Heating | C&I Curtailment-Turnkey-Auto-DR HVAC Control | General |  | Winter Evening | % of Load | 1 | 2030 | 65535
| Base | DLC-Water Heating | C&I Curtailment-Turnkey-Auto-DR HVAC Control | General |  | Winter Evening | % of Load | 0 | 2030 | 65535
| Base | DLC-Water Heating | C&I Curtailment-Turnkey-Standard Lighting Control | General |  | Winter Evening | % of Load | 1 | 2030 | 65535
| Base | DLC-Water Heating | C&I Curtailment-Turnkey-Standard Lighting Control | General |  | Winter Evening | % of Load | 0 | 2030 | 65535
| Base | DLC-Water Heating | C&I Curtailment-Turnkey-Advanced Lighting Control | General |  | Winter Evening | % of Load | 1 | 2030 | 65535
| Base | DLC-Water Heating | C&I Curtailment-Turnkey-Advanced Lighting Control | General |  | Winter Evening | % of Load | 0 | 2030 | 65535
| Base | DLC-Water Heating | C&I Curtailment-Turnkey-Water Heating Control | General |  | Winter Evening | % of Load | 1 | 2030 | 65535
| Base | DLC-Water Heating | C&I Curtailment-Turnkey-Water Heating Control | General |  | Winter Evening | % of Load | 0 | 2030 | 65535
| Base | DLC-Water Heating | C&I Curtailment-Turnkey-Other | General |  | Winter Evening | % of Load | 1 | 2030 | 65535
| Base | DLC-Water Heating | C&I Curtailment-Turnkey-Other | General |  | Winter Evening | % of Load | 0 | 2030 | 65535
| Base | DLC-Water Heating | DLC-Switch-Water Heating | Small Industrial |  | Winter Morning | % of Load | 1 | 2030 | 65535
| Base | DLC-Water Heating | DLC-Switch-Water Heating | Small Industrial |  | Winter Morning | % of Load | 0 | 2030 | 65535
| Base | DLC-Water Heating | DLC-BYOD-Water Heating | Small Industrial |  | Winter Morning | % of Load | 1 | 2030 | 65535
| Base | DLC-Water Heating | DLC-BYOD-Water Heating | Small Industrial |  | Winter Morning | % of Load | 0 | 2030 | 65535
| Base | DLC-Water Heating | DLC-Thermostat-DI-Central Heat Pump | Small Industrial |  | Winter Morning | % of Load | 1 | 2030 | 65535
| Base | DLC-Water Heating | DLC-Thermostat-DI-Central Heat Pump | Small Industrial |  | Winter Morning | % of Load | 0 | 2030 | 65535
| Base | DLC-Water Heating | DLC-Thermostat-BYOT-Central Heat Pump | Small Industrial |  | Winter Morning | % of Load | 1 | 2030 | 65535
| Base | DLC-Water Heating | DLC-Thermostat-BYOT-Central Heat Pump | Small Industrial |  | Winter Morning | % of Load | 0 | 2030 | 65535
| Base | DLC-Water Heating | DLC-Thermostat-HVAC | Small Industrial |  | Winter Morning | % of Load | 1 | 2030 | 65535
| Base | DLC-Water Heating | DLC-Thermostat-HVAC | Small Industrial |  | Winter Morning | % of Load | 0 | 2030 | 65535
| Base | DLC-Water Heating | DLC-Thermostat-DI-Baseboard Heating | Small Industrial |  | Winter Morning | % of Load | 1 | 2030 | 65535
| Base | DLC-Water Heating | DLC-Thermostat-DI-Baseboard Heating | Small Industrial |  | Winter Morning | % of Load | 0 | 2030 | 65535
| Base | DLC-Water Heating | DLC-Thermostat-BYOT-Baseboard Heating | Small Industrial |  | Winter Morning | % of Load | 1 | 2030 | 65535
| Base | DLC-Water Heating | DLC-Thermostat-BYOT-Baseboard Heating | Small Industrial |  | Winter Morning | % of Load | 0 | 2030 | 65535
| Base | DLC-Water Heating | DLC-Thermostat-DI-MSHP | Small Industrial |  | Winter Morning | % of Load | 1 | 2030 | 65535
| Base | DLC-Water Heating | DLC-Thermostat-DI-MSHP | Small Industrial |  | Winter Morning | % of Load | 0 | 2030 | 65535
| Base | DLC-Water Heating | DLC-Thermostat-BYOT-MSHP | Small Industrial |  | Winter Morning | % of Load | 1 | 2030 | 65535
| Base | DLC-Water Heating | DLC-Thermostat-BYOT-MSHP | Small Industrial |  | Winter Morning | % of Load | 0 | 2030 | 65535
| Base | DLC-Water Heating | C&I Curtailment-Turnkey-Manual HVAC Control | Small Industrial |  | Winter Morning | % of Load | 1 | 2030 | 65535
| Base | DLC-Water Heating | C&I Curtailment-Turnkey-Manual HVAC Control | Small Industrial |  | Winter Morning | % of Load | 0 | 2030 | 65535
| Base | DLC-Water Heating | C&I Curtailment-Turnkey-Auto-DR HVAC Control | Small Industrial |  | Winter Morning | % of Load | 1 | 2030 | 65535
| Base | DLC-Water Heating | C&I Curtailment-Turnkey-Auto-DR HVAC Control | Small Industrial |  | Winter Morning | % of Load | 0 | 2030 | 65535
| Base | DLC-Water Heating | C&I Curtailment-Turnkey-Standard Lighting Control | Small Industrial |  | Winter Morning | % of Load | 1 | 2030 | 65535
| Base | DLC-Water Heating | C&I Curtailment-Turnkey-Standard Lighting Control | Small Industrial |  | Winter Morning | % of Load | 0 | 2030 | 65535
| Base | DLC-Water Heating | C&I Curtailment-Turnkey-Advanced Lighting Control | Small Industrial |  | Winter Morning | % of Load | 1 | 2030 | 65535
| Base | DLC-Water Heating | C&I Curtailment-Turnkey-Advanced Lighting Control | Small Industrial |  | Winter Morning | % of Load | 0 | 2030 | 65535
| Base | DLC-Water Heating | C&I Curtailment-Turnkey-Water Heating Control | Small Industrial |  | Winter Morning | % of Load | 1 | 2030 | 65535
| Base | DLC-Water Heating | C&I Curtailment-Turnkey-Water Heating Control | Small Industrial |  | Winter Morning | % of Load | 0 | 2030 | 65535
| Base | DLC-Water Heating | C&I Curtailment-Turnkey-Other | Small Industrial |  | Winter Morning | % of Load | 1 | 2030 | 65535
| Base | DLC-Water Heating | C&I Curtailment-Turnkey-Other | Small Industrial |  | Winter Morning | % of Load | 0 | 2030 | 65535
| Base | DLC-Water Heating | C&I Curtailment-Turnkey-Industrial | Small Industrial |  | Winter Morning | % of Load | 1 | 2030 | 65535
| Base | DLC-Water Heating | C&I Curtailment-Turnkey-Industrial | Small Industrial |  | Winter Morning | % of Load | 0 | 2030 | 65535
| Base | DLC-Water Heating | DLC-Switch-Water Heating | Small Industrial |  | Winter Evening | % of Load | 1 | 2030 | 65535
| Base | DLC-Water Heating | DLC-Switch-Water Heating | Small Industrial |  | Winter Evening | % of Load | 0 | 2030 | 65535
| Base | DLC-Water Heating | DLC-BYOD-Water Heating | Small Industrial |  | Winter Evening | % of Load | 1 | 2030 | 65535
| Base | DLC-Water Heating | DLC-BYOD-Water Heating | Small Industrial |  | Winter Evening | % of Load | 0 | 2030 | 65535
| Base | DLC-Water Heating | DLC-Thermostat-DI-Central Heat Pump | Small Industrial |  | Winter Evening | % of Load | 1 | 2030 | 65535
| Base | DLC-Water Heating | DLC-Thermostat-DI-Central Heat Pump | Small Industrial |  | Winter Evening | % of Load | 0 | 2030 | 65535
| Base | DLC-Water Heating | DLC-Thermostat-BYOT-Central Heat Pump | Small Industrial |  | Winter Evening | % of Load | 1 | 2030 | 65535
| Base | DLC-Water Heating | DLC-Thermostat-BYOT-Central Heat Pump | Small Industrial |  | Winter Evening | % of Load | 0 | 2030 | 65535
| Base | DLC-Water Heating | DLC-Thermostat-HVAC | Small Industrial |  | Winter Evening | % of Load | 1 | 2030 | 65535
| Base | DLC-Water Heating | DLC-Thermostat-HVAC | Small Industrial |  | Winter Evening | % of Load | 0 | 2030 | 65535
| Base | DLC-Water Heating | DLC-Thermostat-DI-Baseboard Heating | Small Industrial |  | Winter Evening | % of Load | 1 | 2030 | 65535
| Base | DLC-Water Heating | DLC-Thermostat-DI-Baseboard Heating | Small Industrial |  | Winter Evening | % of Load | 0 | 2030 | 65535
| Base | DLC-Water Heating | DLC-Thermostat-BYOT-Baseboard Heating | Small Industrial |  | Winter Evening | % of Load | 1 | 2030 | 65535
| Base | DLC-Water Heating | DLC-Thermostat-BYOT-Baseboard Heating | Small Industrial |  | Winter Evening | % of Load | 0 | 2030 | 65535
| Base | DLC-Water Heating | DLC-Thermostat-DI-MSHP | Small Industrial |  | Winter Evening | % of Load | 1 | 2030 | 65535
| Base | DLC-Water Heating | DLC-Thermostat-DI-MSHP | Small Industrial |  | Winter Evening | % of Load | 0 | 2030 | 65535
| Base | DLC-Water Heating | DLC-Thermostat-BYOT-MSHP | Small Industrial |  | Winter Evening | % of Load | 1 | 2030 | 65535
| Base | DLC-Water Heating | DLC-Thermostat-BYOT-MSHP | Small Industrial |  | Winter Evening | % of Load | 0 | 2030 | 65535
| Base | DLC-Water Heating | C&I Curtailment-Turnkey-Manual HVAC Control | Small Industrial |  | Winter Evening | % of Load | 1 | 2030 | 65535
| Base | DLC-Water Heating | C&I Curtailment-Turnkey-Manual HVAC Control | Small Industrial |  | Winter Evening | % of Load | 0 | 2030 | 65535
| Base | DLC-Water Heating | C&I Curtailment-Turnkey-Auto-DR HVAC Control | Small Industrial |  | Winter Evening | % of Load | 1 | 2030 | 65535
| Base | DLC-Water Heating | C&I Curtailment-Turnkey-Auto-DR HVAC Control | Small Industrial |  | Winter Evening | % of Load | 0 | 2030 | 65535
| Base | DLC-Water Heating | C&I Curtailment-Turnkey-Standard Lighting Control | Small Industrial |  | Winter Evening | % of Load | 1 | 2030 | 65535
| Base | DLC-Water Heating | C&I Curtailment-Turnkey-Standard Lighting Control | Small Industrial |  | Winter Evening | % of Load | 0 | 2030 | 65535
| Base | DLC-Water Heating | C&I Curtailment-Turnkey-Advanced Lighting Control | Small Industrial |  | Winter Evening | % of Load | 1 | 2030 | 65535
| Base | DLC-Water Heating | C&I Curtailment-Turnkey-Advanced Lighting Control | Small Industrial |  | Winter Evening | % of Load | 0 | 2030 | 65535
| Base | DLC-Water Heating | C&I Curtailment-Turnkey-Water Heating Control | Small Industrial |  | Winter Evening | % of Load | 1 | 2030 | 65535
| Base | DLC-Water Heating | C&I Curtailment-Turnkey-Water Heating Control | Small Industrial |  | Winter Evening | % of Load | 0 | 2030 | 65535
| Base | DLC-Water Heating | C&I Curtailment-Turnkey-Other | Small Industrial |  | Winter Evening | % of Load | 1 | 2030 | 65535
| Base | DLC-Water Heating | C&I Curtailment-Turnkey-Other | Small Industrial |  | Winter Evening | % of Load | 0 | 2030 | 65535
| Base | DLC-Water Heating | C&I Curtailment-Turnkey-Industrial | Small Industrial |  | Winter Evening | % of Load | 1 | 2030 | 65535
| Base | DLC-Water Heating | C&I Curtailment-Turnkey-Industrial | Small Industrial |  | Winter Evening | % of Load | 0 | 2030 | 65535
| Base | DLC-Water Heating | DLC-Switch-Water Heating | Medium Industrial |  | Winter Morning | % of Load | 1 | 2030 | 65535
| Base | DLC-Water Heating | DLC-Switch-Water Heating | Medium Industrial |  | Winter Morning | % of Load | 0 | 2030 | 65535
| Base | DLC-Water Heating | DLC-BYOD-Water Heating | Medium Industrial |  | Winter Morning | % of Load | 1 | 2030 | 65535
| Base | DLC-Water Heating | DLC-BYOD-Water Heating | Medium Industrial |  | Winter Morning | % of Load | 0 | 2030 | 65535
| Base | DLC-Water Heating | DLC-Thermostat-DI-Central Heat Pump | Medium Industrial |  | Winter Morning | % of Load | 1 | 2030 | 65535
| Base | DLC-Water Heating | DLC-Thermostat-DI-Central Heat Pump | Medium Industrial |  | Winter Morning | % of Load | 0 | 2030 | 65535
| Base | DLC-Water Heating | DLC-Thermostat-BYOT-Central Heat Pump | Medium Industrial |  | Winter Morning | % of Load | 1 | 2030 | 65535
| Base | DLC-Water Heating | DLC-Thermostat-BYOT-Central Heat Pump | Medium Industrial |  | Winter Morning | % of Load | 0 | 2030 | 65535
| Base | DLC-Water Heating | DLC-Thermostat-HVAC | Medium Industrial |  | Winter Morning | % of Load | 1 | 2030 | 65535
| Base | DLC-Water Heating | DLC-Thermostat-HVAC | Medium Industrial |  | Winter Morning | % of Load | 0 | 2030 | 65535
| Base | DLC-Water Heating | DLC-Thermostat-DI-Baseboard Heating | Medium Industrial |  | Winter Morning | % of Load | 1 | 2030 | 65535
| Base | DLC-Water Heating | DLC-Thermostat-DI-Baseboard Heating | Medium Industrial |  | Winter Morning | % of Load | 0 | 2030 | 65535
| Base | DLC-Water Heating | DLC-Thermostat-BYOT-Baseboard Heating | Medium Industrial |  | Winter Morning | % of Load | 1 | 2030 | 65535
| Base | DLC-Water Heating | DLC-Thermostat-BYOT-Baseboard Heating | Medium Industrial |  | Winter Morning | % of Load | 0 | 2030 | 65535
| Base | DLC-Water Heating | DLC-Thermostat-DI-MSHP | Medium Industrial |  | Winter Morning | % of Load | 1 | 2030 | 65535
| Base | DLC-Water Heating | DLC-Thermostat-DI-MSHP | Medium Industrial |  | Winter Morning | % of Load | 0 | 2030 | 65535
| Base | DLC-Water Heating | DLC-Thermostat-BYOT-MSHP | Medium Industrial |  | Winter Morning | % of Load | 1 | 2030 | 65535
| Base | DLC-Water Heating | DLC-Thermostat-BYOT-MSHP | Medium Industrial |  | Winter Morning | % of Load | 0 | 2030 | 65535
| Base | DLC-Water Heating | C&I Curtailment-Turnkey-Manual HVAC Control | Medium Industrial |  | Winter Morning | % of Load | 1 | 2030 | 65535
| Base | DLC-Water Heating | C&I Curtailment-Turnkey-Manual HVAC Control | Medium Industrial |  | Winter Morning | % of Load | 0 | 2030 | 65535
| Base | DLC-Water Heating | C&I Curtailment-Turnkey-Auto-DR HVAC Control | Medium Industrial |  | Winter Morning | % of Load | 1 | 2030 | 65535
| Base | DLC-Water Heating | C&I Curtailment-Turnkey-Auto-DR HVAC Control | Medium Industrial |  | Winter Morning | % of Load | 0 | 2030 | 65535
| Base | DLC-Water Heating | C&I Curtailment-Turnkey-Standard Lighting Control | Medium Industrial |  | Winter Morning | % of Load | 1 | 2030 | 65535
| Base | DLC-Water Heating | C&I Curtailment-Turnkey-Standard Lighting Control | Medium Industrial |  | Winter Morning | % of Load | 0 | 2030 | 65535
| Base | DLC-Water Heating | C&I Curtailment-Turnkey-Advanced Lighting Control | Medium Industrial |  | Winter Morning | % of Load | 1 | 2030 | 65535
| Base | DLC-Water Heating | C&I Curtailment-Turnkey-Advanced Lighting Control | Medium Industrial |  | Winter Morning | % of Load | 0 | 2030 | 65535
| Base | DLC-Water Heating | C&I Curtailment-Turnkey-Water Heating Control | Medium Industrial |  | Winter Morning | % of Load | 1 | 2030 | 65535
| Base | DLC-Water Heating | C&I Curtailment-Turnkey-Water Heating Control | Medium Industrial |  | Winter Morning | % of Load | 0 | 2030 | 65535
| Base | DLC-Water Heating | C&I Curtailment-Turnkey-Other | Medium Industrial |  | Winter Morning | % of Load | 1 | 2030 | 65535
| Base | DLC-Water Heating | C&I Curtailment-Turnkey-Other | Medium Industrial |  | Winter Morning | % of Load | 0 | 2030 | 65535
| Base | DLC-Water Heating | DLC-Switch-Water Heating | Medium Industrial |  | Winter Evening | % of Load | 1 | 2030 | 65535
| Base | DLC-Water Heating | DLC-Switch-Water Heating | Medium Industrial |  | Winter Evening | % of Load | 0 | 2030 | 65535
| Base | DLC-Water Heating | DLC-BYOD-Water Heating | Medium Industrial |  | Winter Evening | % of Load | 1 | 2030 | 65535
| Base | DLC-Water Heating | DLC-BYOD-Water Heating | Medium Industrial |  | Winter Evening | % of Load | 0 | 2030 | 65535
| Base | DLC-Water Heating | DLC-Thermostat-DI-Central Heat Pump | Medium Industrial |  | Winter Evening | % of Load | 1 | 2030 | 65535
| Base | DLC-Water Heating | DLC-Thermostat-DI-Central Heat Pump | Medium Industrial |  | Winter Evening | % of Load | 0 | 2030 | 65535
| Base | DLC-Water Heating | DLC-Thermostat-BYOT-Central Heat Pump | Medium Industrial |  | Winter Evening | % of Load | 1 | 2030 | 65535
| Base | DLC-Water Heating | DLC-Thermostat-BYOT-Central Heat Pump | Medium Industrial |  | Winter Evening | % of Load | 0 | 2030 | 65535
| Base | DLC-Water Heating | DLC-Thermostat-HVAC | Medium Industrial |  | Winter Evening | % of Load | 1 | 2030 | 65535
| Base | DLC-Water Heating | DLC-Thermostat-HVAC | Medium Industrial |  | Winter Evening | % of Load | 0 | 2030 | 65535
| Base | DLC-Water Heating | DLC-Thermostat-DI-Baseboard Heating | Medium Industrial |  | Winter Evening | % of Load | 1 | 2030 | 65535
| Base | DLC-Water Heating | DLC-Thermostat-DI-Baseboard Heating | Medium Industrial |  | Winter Evening | % of Load | 0 | 2030 | 65535
| Base | DLC-Water Heating | DLC-Thermostat-BYOT-Baseboard Heating | Medium Industrial |  | Winter Evening | % of Load | 1 | 2030 | 65535
| Base | DLC-Water Heating | DLC-Thermostat-BYOT-Baseboard Heating | Medium Industrial |  | Winter Evening | % of Load | 0 | 2030 | 65535
| Base | DLC-Water Heating | DLC-Thermostat-DI-MSHP | Medium Industrial |  | Winter Evening | % of Load | 1 | 2030 | 65535
| Base | DLC-Water Heating | DLC-Thermostat-DI-MSHP | Medium Industrial |  | Winter Evening | % of Load | 0 | 2030 | 65535
| Base | DLC-Water Heating | DLC-Thermostat-BYOT-MSHP | Medium Industrial |  | Winter Evening | % of Load | 1 | 2030 | 65535
| Base | DLC-Water Heating | DLC-Thermostat-BYOT-MSHP | Medium Industrial |  | Winter Evening | % of Load | 0 | 2030 | 65535
| Base | DLC-Water Heating | C&I Curtailment-Turnkey-Manual HVAC Control | Medium Industrial |  | Winter Evening | % of Load | 1 | 2030 | 65535
| Base | DLC-Water Heating | C&I Curtailment-Turnkey-Manual HVAC Control | Medium Industrial |  | Winter Evening | % of Load | 0 | 2030 | 65535
| Base | DLC-Water Heating | C&I Curtailment-Turnkey-Auto-DR HVAC Control | Medium Industrial |  | Winter Evening | % of Load | 1 | 2030 | 65535
| Base | DLC-Water Heating | C&I Curtailment-Turnkey-Auto-DR HVAC Control | Medium Industrial |  | Winter Evening | % of Load | 0 | 2030 | 65535
| Base | DLC-Water Heating | C&I Curtailment-Turnkey-Standard Lighting Control | Medium Industrial |  | Winter Evening | % of Load | 1 | 2030 | 65535
| Base | DLC-Water Heating | C&I Curtailment-Turnkey-Standard Lighting Control | Medium Industrial |  | Winter Evening | % of Load | 0 | 2030 | 65535
| Base | DLC-Water Heating | C&I Curtailment-Turnkey-Advanced Lighting Control | Medium Industrial |  | Winter Evening | % of Load | 1 | 2030 | 65535
| Base | DLC-Water Heating | C&I Curtailment-Turnkey-Advanced Lighting Control | Medium Industrial |  | Winter Evening | % of Load | 0 | 2030 | 65535
| Base | DLC-Water Heating | C&I Curtailment-Turnkey-Water Heating Control | Medium Industrial |  | Winter Evening | % of Load | 1 | 2030 | 65535
| Base | DLC-Water Heating | C&I Curtailment-Turnkey-Water Heating Control | Medium Industrial |  | Winter Evening | % of Load | 0 | 2030 | 65535
| Base | DLC-Water Heating | C&I Curtailment-Turnkey-Other | Medium Industrial |  | Winter Evening | % of Load | 1 | 2030 | 65535
| Base | DLC-Water Heating | C&I Curtailment-Turnkey-Other | Medium Industrial |  | Winter Evening | % of Load | 0 | 2030 | 65535
| Base | DLC-Water Heating | DLC-Switch-Water Heating | Residential Charitable |  | Winter Morning | % of Load | 1 | 2030 | 65535
| Base | DLC-Water Heating | DLC-Switch-Water Heating | Residential Charitable |  | Winter Morning | % of Load | 0 | 2030 | 65535
| Base | DLC-Water Heating | DLC-BYOD-Water Heating | Residential Charitable |  | Winter Morning | % of Load | 1 | 2030 | 65535
| Base | DLC-Water Heating | DLC-BYOD-Water Heating | Residential Charitable |  | Winter Morning | % of Load | 0 | 2030 | 65535
| Base | DLC-Water Heating | DLC-Switch-Water Heating | Residential Charitable |  | Winter Evening | % of Load | 1 | 2030 | 65535
| Base | DLC-Water Heating | DLC-Switch-Water Heating | Residential Charitable |  | Winter Evening | % of Load | 0 | 2030 | 65535
| Base | DLC-Water Heating | DLC-BYOD-Water Heating | Residential Charitable |  | Winter Evening | % of Load | 1 | 2030 | 65535
| Base | DLC-Water Heating | DLC-BYOD-Water Heating | Residential Charitable |  | Winter Evening | % of Load | 0 | 2030 | 65535
| Base | C&I Curtailment | DLC-Switch-Water Heating | Small General |  | Winter Morning | % of Load | 1 | 2030 | 65535
| Base | C&I Curtailment | DLC-Switch-Water Heating | Small General |  | Winter Morning | % of Load | 0 | 2030 | 65535
| Base | C&I Curtailment | DLC-BYOD-Water Heating | Small General |  | Winter Morning | % of Load | 1 | 2030 | 65535
| Base | C&I Curtailment | DLC-BYOD-Water Heating | Small General |  | Winter Morning | % of Load | 0 | 2030 | 65535
| Base | C&I Curtailment | DLC-Thermostat-DI-Central Heat Pump | Small General |  | Winter Morning | % of Load | 1 | 2030 | 65535
| Base | C&I Curtailment | DLC-Thermostat-DI-Central Heat Pump | Small General |  | Winter Morning | % of Load | 0 | 2030 | 65535
| Base | C&I Curtailment | DLC-Thermostat-BYOT-Central Heat Pump | Small General |  | Winter Morning | % of Load | 1 | 2030 | 65535
| Base | C&I Curtailment | DLC-Thermostat-BYOT-Central Heat Pump | Small General |  | Winter Morning | % of Load | 0 | 2030 | 65535
| Base | C&I Curtailment | DLC-Thermostat-HVAC | Small General |  | Winter Morning | % of Load | 1 | 2030 | 65535
| Base | C&I Curtailment | DLC-Thermostat-HVAC | Small General |  | Winter Morning | % of Load | 0 | 2030 | 65535
| Base | C&I Curtailment | DLC-Thermostat-DI-Baseboard Heating | Small General |  | Winter Morning | % of Load | 1 | 2030 | 65535
| Base | C&I Curtailment | DLC-Thermostat-DI-Baseboard Heating | Small General |  | Winter Morning | % of Load | 0 | 2030 | 65535
| Base | C&I Curtailment | DLC-Thermostat-BYOT-Baseboard Heating | Small General |  | Winter Morning | % of Load | 1 | 2030 | 65535
| Base | C&I Curtailment | DLC-Thermostat-BYOT-Baseboard Heating | Small General |  | Winter Morning | % of Load | 0 | 2030 | 65535
| Base | C&I Curtailment | DLC-Thermostat-DI-MSHP | Small General |  | Winter Morning | % of Load | 1 | 2030 | 65535
| Base | C&I Curtailment | DLC-Thermostat-DI-MSHP | Small General |  | Winter Morning | % of Load | 0 | 2030 | 65535
| Base | C&I Curtailment | DLC-Thermostat-BYOT-MSHP | Small General |  | Winter Morning | % of Load | 1 | 2030 | 65535
| Base | C&I Curtailment | DLC-Thermostat-BYOT-MSHP | Small General |  | Winter Morning | % of Load | 0 | 2030 | 65535
| Base | C&I Curtailment | C&I Curtailment-Turnkey-Manual HVAC Control | Small General |  | Winter Morning | % of Load | 1 | 2030 | 65535
| Base | C&I Curtailment | C&I Curtailment-Turnkey-Manual HVAC Control | Small General |  | Winter Morning | % of Load | 0 | 2030 | 65535
| Base | C&I Curtailment | C&I Curtailment-Turnkey-Auto-DR HVAC Control | Small General |  | Winter Morning | % of Load | 1 | 2030 | 65535
| Base | C&I Curtailment | C&I Curtailment-Turnkey-Auto-DR HVAC Control | Small General |  | Winter Morning | % of Load | 0 | 2030 | 65535
| Base | C&I Curtailment | C&I Curtailment-Turnkey-Standard Lighting Control | Small General |  | Winter Morning | % of Load | 1 | 2030 | 65535
| Base | C&I Curtailment | C&I Curtailment-Turnkey-Standard Lighting Control | Small General |  | Winter Morning | % of Load | 0 | 2030 | 65535
| Base | C&I Curtailment | C&I Curtailment-Turnkey-Advanced Lighting Control | Small General |  | Winter Morning | % of Load | 1 | 2030 | 65535
| Base | C&I Curtailment | C&I Curtailment-Turnkey-Advanced Lighting Control | Small General |  | Winter Morning | % of Load | 0 | 2030 | 65535
| Base | C&I Curtailment | C&I Curtailment-Turnkey-Water Heating Control | Small General |  | Winter Morning | % of Load | 1 | 2030 | 65535
| Base | C&I Curtailment | C&I Curtailment-Turnkey-Water Heating Control | Small General |  | Winter Morning | % of Load | 0 | 2030 | 65535
| Base | C&I Curtailment | C&I Curtailment-Turnkey-Other | Small General |  | Winter Morning | % of Load | 1 | 2030 | 65535
| Base | C&I Curtailment | C&I Curtailment-Turnkey-Other | Small General |  | Winter Morning | % of Load | 0 | 2030 | 65535
| Base | C&I Curtailment | Dynamic Pricing with enabling tech. | Small General |  | Winter Morning | % of Load | 1 | 2030 | 65535
| Base | C&I Curtailment | Dynamic Pricing with enabling tech. | Small General |  | Winter Morning | % of Load | 0 | 2030 | 65535
| Base | C&I Curtailment | DLC-Switch-Water Heating | Small General |  | Winter Evening | % of Load | 1 | 2030 | 65535
| Base | C&I Curtailment | DLC-Switch-Water Heating | Small General |  | Winter Evening | % of Load | 0 | 2030 | 65535
| Base | C&I Curtailment | DLC-BYOD-Water Heating | Small General |  | Winter Evening | % of Load | 1 | 2030 | 65535
| Base | C&I Curtailment | DLC-BYOD-Water Heating | Small General |  | Winter Evening | % of Load | 0 | 2030 | 65535
| Base | C&I Curtailment | DLC-Thermostat-DI-Central Heat Pump | Small General |  | Winter Evening | % of Load | 1 | 2030 | 65535
| Base | C&I Curtailment | DLC-Thermostat-DI-Central Heat Pump | Small General |  | Winter Evening | % of Load | 0 | 2030 | 65535
| Base | C&I Curtailment | DLC-Thermostat-BYOT-Central Heat Pump | Small General |  | Winter Evening | % of Load | 1 | 2030 | 65535
| Base | C&I Curtailment | DLC-Thermostat-BYOT-Central Heat Pump | Small General |  | Winter Evening | % of Load | 0 | 2030 | 65535
| Base | C&I Curtailment | DLC-Thermostat-HVAC | Small General |  | Winter Evening | % of Load | 1 | 2030 | 65535
| Base | C&I Curtailment | DLC-Thermostat-HVAC | Small General |  | Winter Evening | % of Load | 0 | 2030 | 65535
| Base | C&I Curtailment | DLC-Thermostat-DI-Baseboard Heating | Small General |  | Winter Evening | % of Load | 1 | 2030 | 65535
| Base | C&I Curtailment | DLC-Thermostat-DI-Baseboard Heating | Small General |  | Winter Evening | % of Load | 0 | 2030 | 65535
| Base | C&I Curtailment | DLC-Thermostat-BYOT-Baseboard Heating | Small General |  | Winter Evening | % of Load | 1 | 2030 | 65535
| Base | C&I Curtailment | DLC-Thermostat-BYOT-Baseboard Heating | Small General |  | Winter Evening | % of Load | 0 | 2030 | 65535
| Base | C&I Curtailment | DLC-Thermostat-DI-MSHP | Small General |  | Winter Evening | % of Load | 1 | 2030 | 65535
| Base | C&I Curtailment | DLC-Thermostat-DI-MSHP | Small General |  | Winter Evening | % of Load | 0 | 2030 | 65535
| Base | C&I Curtailment | DLC-Thermostat-BYOT-MSHP | Small General |  | Winter Evening | % of Load | 1 | 2030 | 65535
| Base | C&I Curtailment | DLC-Thermostat-BYOT-MSHP | Small General |  | Winter Evening | % of Load | 0 | 2030 | 65535
| Base | C&I Curtailment | C&I Curtailment-Turnkey-Manual HVAC Control | Small General |  | Winter Evening | % of Load | 1 | 2030 | 65535
| Base | C&I Curtailment | C&I Curtailment-Turnkey-Manual HVAC Control | Small General |  | Winter Evening | % of Load | 0 | 2030 | 65535
| Base | C&I Curtailment | C&I Curtailment-Turnkey-Auto-DR HVAC Control | Small General |  | Winter Evening | % of Load | 1 | 2030 | 65535
| Base | C&I Curtailment | C&I Curtailment-Turnkey-Auto-DR HVAC Control | Small General |  | Winter Evening | % of Load | 0 | 2030 | 65535
| Base | C&I Curtailment | C&I Curtailment-Turnkey-Standard Lighting Control | Small General |  | Winter Evening | % of Load | 1 | 2030 | 65535
| Base | C&I Curtailment | C&I Curtailment-Turnkey-Standard Lighting Control | Small General |  | Winter Evening | % of Load | 0 | 2030 | 65535
| Base | C&I Curtailment | C&I Curtailment-Turnkey-Advanced Lighting Control | Small General |  | Winter Evening | % of Load | 1 | 2030 | 65535
| Base | C&I Curtailment | C&I Curtailment-Turnkey-Advanced Lighting Control | Small General |  | Winter Evening | % of Load | 0 | 2030 | 65535
| Base | C&I Curtailment | C&I Curtailment-Turnkey-Water Heating Control | Small General |  | Winter Evening | % of Load | 1 | 2030 | 65535
| Base | C&I Curtailment | C&I Curtailment-Turnkey-Water Heating Control | Small General |  | Winter Evening | % of Load | 0 | 2030 | 65535
| Base | C&I Curtailment | C&I Curtailment-Turnkey-Other | Small General |  | Winter Evening | % of Load | 1 | 2030 | 65535
| Base | C&I Curtailment | C&I Curtailment-Turnkey-Other | Small General |  | Winter Evening | % of Load | 0 | 2030 | 65535
| Base | C&I Curtailment | Dynamic Pricing with enabling tech. | Small General |  | Winter Evening | % of Load | 1 | 2030 | 65535
| Base | C&I Curtailment | Dynamic Pricing with enabling tech. | Small General |  | Winter Evening | % of Load | 0 | 2030 | 65535
| Base | C&I Curtailment | DLC-Switch-Water Heating | General |  | Winter Morning | % of Load | 1 | 2030 | 65535
| Base | C&I Curtailment | DLC-Switch-Water Heating | General |  | Winter Morning | % of Load | 0 | 2030 | 65535
| Base | C&I Curtailment | DLC-BYOD-Water Heating | General |  | Winter Morning | % of Load | 1 | 2030 | 65535
| Base | C&I Curtailment | DLC-BYOD-Water Heating | General |  | Winter Morning | % of Load | 0 | 2030 | 65535
| Base | C&I Curtailment | DLC-Thermostat-DI-Central Heat Pump | General |  | Winter Morning | % of Load | 1 | 2030 | 65535
| Base | C&I Curtailment | DLC-Thermostat-DI-Central Heat Pump | General |  | Winter Morning | % of Load | 0 | 2030 | 65535
| Base | C&I Curtailment | DLC-Thermostat-BYOT-Central Heat Pump | General |  | Winter Morning | % of Load | 1 | 2030 | 65535
| Base | C&I Curtailment | DLC-Thermostat-BYOT-Central Heat Pump | General |  | Winter Morning | % of Load | 0 | 2030 | 65535
| Base | C&I Curtailment | DLC-Thermostat-HVAC | General |  | Winter Morning | % of Load | 1 | 2030 | 65535
| Base | C&I Curtailment | DLC-Thermostat-HVAC | General |  | Winter Morning | % of Load | 0 | 2030 | 65535
| Base | C&I Curtailment | DLC-Thermostat-DI-Baseboard Heating | General |  | Winter Morning | % of Load | 1 | 2030 | 65535
| Base | C&I Curtailment | DLC-Thermostat-DI-Baseboard Heating | General |  | Winter Morning | % of Load | 0 | 2030 | 65535
| Base | C&I Curtailment | DLC-Thermostat-BYOT-Baseboard Heating | General |  | Winter Morning | % of Load | 1 | 2030 | 65535
| Base | C&I Curtailment | DLC-Thermostat-BYOT-Baseboard Heating | General |  | Winter Morning | % of Load | 0 | 2030 | 65535
| Base | C&I Curtailment | DLC-Thermostat-DI-MSHP | General |  | Winter Morning | % of Load | 1 | 2030 | 65535
| Base | C&I Curtailment | DLC-Thermostat-DI-MSHP | General |  | Winter Morning | % of Load | 0 | 2030 | 65535
| Base | C&I Curtailment | DLC-Thermostat-BYOT-MSHP | General |  | Winter Morning | % of Load | 1 | 2030 | 65535
| Base | C&I Curtailment | DLC-Thermostat-BYOT-MSHP | General |  | Winter Morning | % of Load | 0 | 2030 | 65535
| Base | C&I Curtailment | C&I Curtailment-Turnkey-Manual HVAC Control | General |  | Winter Morning | % of Load | 1 | 2030 | 65535
| Base | C&I Curtailment | C&I Curtailment-Turnkey-Manual HVAC Control | General |  | Winter Morning | % of Load | 0 | 2030 | 65535
| Base | C&I Curtailment | C&I Curtailment-Turnkey-Auto-DR HVAC Control | General |  | Winter Morning | % of Load | 1 | 2030 | 65535
| Base | C&I Curtailment | C&I Curtailment-Turnkey-Auto-DR HVAC Control | General |  | Winter Morning | % of Load | 0 | 2030 | 65535
| Base | C&I Curtailment | C&I Curtailment-Turnkey-Standard Lighting Control | General |  | Winter Morning | % of Load | 1 | 2030 | 65535
| Base | C&I Curtailment | C&I Curtailment-Turnkey-Standard Lighting Control | General |  | Winter Morning | % of Load | 0 | 2030 | 65535
| Base | C&I Curtailment | C&I Curtailment-Turnkey-Advanced Lighting Control | General |  | Winter Morning | % of Load | 1 | 2030 | 65535
| Base | C&I Curtailment | C&I Curtailment-Turnkey-Advanced Lighting Control | General |  | Winter Morning | % of Load | 0 | 2030 | 65535
| Base | C&I Curtailment | C&I Curtailment-Turnkey-Water Heating Control | General |  | Winter Morning | % of Load | 1 | 2030 | 65535
| Base | C&I Curtailment | C&I Curtailment-Turnkey-Water Heating Control | General |  | Winter Morning | % of Load | 0 | 2030 | 65535
| Base | C&I Curtailment | C&I Curtailment-Turnkey-Other | General |  | Winter Morning | % of Load | 1 | 2030 | 65535
| Base | C&I Curtailment | C&I Curtailment-Turnkey-Other | General |  | Winter Morning | % of Load | 0 | 2030 | 65535
| Base | C&I Curtailment | DLC-Switch-Water Heating | General |  | Winter Evening | % of Load | 1 | 2030 | 65535
| Base | C&I Curtailment | DLC-Switch-Water Heating | General |  | Winter Evening | % of Load | 0 | 2030 | 65535
| Base | C&I Curtailment | DLC-BYOD-Water Heating | General |  | Winter Evening | % of Load | 1 | 2030 | 65535
| Base | C&I Curtailment | DLC-BYOD-Water Heating | General |  | Winter Evening | % of Load | 0 | 2030 | 65535
| Base | C&I Curtailment | DLC-Thermostat-DI-Central Heat Pump | General |  | Winter Evening | % of Load | 1 | 2030 | 65535
| Base | C&I Curtailment | DLC-Thermostat-DI-Central Heat Pump | General |  | Winter Evening | % of Load | 0 | 2030 | 65535
| Base | C&I Curtailment | DLC-Thermostat-BYOT-Central Heat Pump | General |  | Winter Evening | % of Load | 1 | 2030 | 65535
| Base | C&I Curtailment | DLC-Thermostat-BYOT-Central Heat Pump | General |  | Winter Evening | % of Load | 0 | 2030 | 65535
| Base | C&I Curtailment | DLC-Thermostat-HVAC | General |  | Winter Evening | % of Load | 1 | 2030 | 65535
| Base | C&I Curtailment | DLC-Thermostat-HVAC | General |  | Winter Evening | % of Load | 0 | 2030 | 65535
| Base | C&I Curtailment | DLC-Thermostat-DI-Baseboard Heating | General |  | Winter Evening | % of Load | 1 | 2030 | 65535
| Base | C&I Curtailment | DLC-Thermostat-DI-Baseboard Heating | General |  | Winter Evening | % of Load | 0 | 2030 | 65535
| Base | C&I Curtailment | DLC-Thermostat-BYOT-Baseboard Heating | General |  | Winter Evening | % of Load | 1 | 2030 | 65535
| Base | C&I Curtailment | DLC-Thermostat-BYOT-Baseboard Heating | General |  | Winter Evening | % of Load | 0 | 2030 | 65535
| Base | C&I Curtailment | DLC-Thermostat-DI-MSHP | General |  | Winter Evening | % of Load | 1 | 2030 | 65535
| Base | C&I Curtailment | DLC-Thermostat-DI-MSHP | General |  | Winter Evening | % of Load | 0 | 2030 | 65535
| Base | C&I Curtailment | DLC-Thermostat-BYOT-MSHP | General |  | Winter Evening | % of Load | 1 | 2030 | 65535
| Base | C&I Curtailment | DLC-Thermostat-BYOT-MSHP | General |  | Winter Evening | % of Load | 0 | 2030 | 65535
| Base | C&I Curtailment | C&I Curtailment-Turnkey-Manual HVAC Control | General |  | Winter Evening | % of Load | 1 | 2030 | 65535
| Base | C&I Curtailment | C&I Curtailment-Turnkey-Manual HVAC Control | General |  | Winter Evening | % of Load | 0 | 2030 | 65535
| Base | C&I Curtailment | C&I Curtailment-Turnkey-Auto-DR HVAC Control | General |  | Winter Evening | % of Load | 1 | 2030 | 65535
| Base | C&I Curtailment | C&I Curtailment-Turnkey-Auto-DR HVAC Control | General |  | Winter Evening | % of Load | 0 | 2030 | 65535
| Base | C&I Curtailment | C&I Curtailment-Turnkey-Standard Lighting Control | General |  | Winter Evening | % of Load | 1 | 2030 | 65535
| Base | C&I Curtailment | C&I Curtailment-Turnkey-Standard Lighting Control | General |  | Winter Evening | % of Load | 0 | 2030 | 65535
| Base | C&I Curtailment | C&I Curtailment-Turnkey-Advanced Lighting Control | General |  | Winter Evening | % of Load | 1 | 2030 | 65535
| Base | C&I Curtailment | C&I Curtailment-Turnkey-Advanced Lighting Control | General |  | Winter Evening | % of Load | 0 | 2030 | 65535
| Base | C&I Curtailment | C&I Curtailment-Turnkey-Water Heating Control | General |  | Winter Evening | % of Load | 1 | 2030 | 65535
| Base | C&I Curtailment | C&I Curtailment-Turnkey-Water Heating Control | General |  | Winter Evening | % of Load | 0 | 2030 | 65535
| Base | C&I Curtailment | C&I Curtailment-Turnkey-Other | General |  | Winter Evening | % of Load | 1 | 2030 | 65535
| Base | C&I Curtailment | C&I Curtailment-Turnkey-Other | General |  | Winter Evening | % of Load | 0 | 2030 | 65535
| Base | C&I Curtailment | C&I Curtailment-Turnkey-Manual HVAC Control | Large General |  | Winter Morning | % of Load | 1 | 2030 | 65535
| Base | C&I Curtailment | C&I Curtailment-Turnkey-Manual HVAC Control | Large General |  | Winter Morning | % of Load | 0 | 2030 | 65535
| Base | C&I Curtailment | C&I Curtailment-Turnkey-Auto-DR HVAC Control | Large General |  | Winter Morning | % of Load | 1 | 2030 | 65535
| Base | C&I Curtailment | C&I Curtailment-Turnkey-Auto-DR HVAC Control | Large General |  | Winter Morning | % of Load | 0 | 2030 | 65535
| Base | C&I Curtailment | C&I Curtailment-Turnkey-Standard Lighting Control | Large General |  | Winter Morning | % of Load | 1 | 2030 | 65535
| Base | C&I Curtailment | C&I Curtailment-Turnkey-Standard Lighting Control | Large General |  | Winter Morning | % of Load | 0 | 2030 | 65535
| Base | C&I Curtailment | C&I Curtailment-Turnkey-Water Heating Control | Large General |  | Winter Morning | % of Load | 1 | 2030 | 65535
| Base | C&I Curtailment | C&I Curtailment-Turnkey-Water Heating Control | Large General |  | Winter Morning | % of Load | 0 | 2030 | 65535
| Base | C&I Curtailment | C&I Curtailment-Turnkey-Other | Large General |  | Winter Morning | % of Load | 1 | 2030 | 65535
| Base | C&I Curtailment | C&I Curtailment-Turnkey-Other | Large General |  | Winter Morning | % of Load | 0 | 2030 | 65535
| Base | C&I Curtailment | C&I Curtailment-Turnkey-Manual HVAC Control | Large General |  | Winter Evening | % of Load | 1 | 2030 | 65535
| Base | C&I Curtailment | C&I Curtailment-Turnkey-Manual HVAC Control | Large General |  | Winter Evening | % of Load | 0 | 2030 | 65535
| Base | C&I Curtailment | C&I Curtailment-Turnkey-Auto-DR HVAC Control | Large General |  | Winter Evening | % of Load | 1 | 2030 | 65535
| Base | C&I Curtailment | C&I Curtailment-Turnkey-Auto-DR HVAC Control | Large General |  | Winter Evening | % of Load | 0 | 2030 | 65535
| Base | C&I Curtailment | C&I Curtailment-Turnkey-Standard Lighting Control | Large General |  | Winter Evening | % of Load | 1 | 2030 | 65535
| Base | C&I Curtailment | C&I Curtailment-Turnkey-Standard Lighting Control | Large General |  | Winter Evening | % of Load | 0 | 2030 | 65535
| Base | C&I Curtailment | C&I Curtailment-Turnkey-Water Heating Control | Large General |  | Winter Evening | % of Load | 1 | 2030 | 65535
| Base | C&I Curtailment | C&I Curtailment-Turnkey-Water Heating Control | Large General |  | Winter Evening | % of Load | 0 | 2030 | 65535
| Base | C&I Curtailment | C&I Curtailment-Turnkey-Other | Large General |  | Winter Evening | % of Load | 1 | 2030 | 65535
| Base | C&I Curtailment | C&I Curtailment-Turnkey-Other | Large General |  | Winter Evening | % of Load | 0 | 2030 | 65535
| Base | C&I Curtailment | DLC-Switch-Water Heating | Small Industrial |  | Winter Morning | % of Load | 1 | 2030 | 65535
| Base | C&I Curtailment | DLC-Switch-Water Heating | Small Industrial |  | Winter Morning | % of Load | 0 | 2030 | 65535
| Base | C&I Curtailment | DLC-BYOD-Water Heating | Small Industrial |  | Winter Morning | % of Load | 1 | 2030 | 65535
| Base | C&I Curtailment | DLC-BYOD-Water Heating | Small Industrial |  | Winter Morning | % of Load | 0 | 2030 | 65535
| Base | C&I Curtailment | DLC-Thermostat-DI-Central Heat Pump | Small Industrial |  | Winter Morning | % of Load | 1 | 2030 | 65535
| Base | C&I Curtailment | DLC-Thermostat-DI-Central Heat Pump | Small Industrial |  | Winter Morning | % of Load | 0 | 2030 | 65535
| Base | C&I Curtailment | DLC-Thermostat-BYOT-Central Heat Pump | Small Industrial |  | Winter Morning | % of Load | 1 | 2030 | 65535
| Base | C&I Curtailment | DLC-Thermostat-BYOT-Central Heat Pump | Small Industrial |  | Winter Morning | % of Load | 0 | 2030 | 65535
| Base | C&I Curtailment | DLC-Thermostat-HVAC | Small Industrial |  | Winter Morning | % of Load | 1 | 2030 | 65535
| Base | C&I Curtailment | DLC-Thermostat-HVAC | Small Industrial |  | Winter Morning | % of Load | 0 | 2030 | 65535
| Base | C&I Curtailment | DLC-Thermostat-DI-Baseboard Heating | Small Industrial |  | Winter Morning | % of Load | 1 | 2030 | 65535
| Base | C&I Curtailment | DLC-Thermostat-DI-Baseboard Heating | Small Industrial |  | Winter Morning | % of Load | 0 | 2030 | 65535
| Base | C&I Curtailment | DLC-Thermostat-BYOT-Baseboard Heating | Small Industrial |  | Winter Morning | % of Load | 1 | 2030 | 65535
| Base | C&I Curtailment | DLC-Thermostat-BYOT-Baseboard Heating | Small Industrial |  | Winter Morning | % of Load | 0 | 2030 | 65535
| Base | C&I Curtailment | DLC-Thermostat-DI-MSHP | Small Industrial |  | Winter Morning | % of Load | 1 | 2030 | 65535
| Base | C&I Curtailment | DLC-Thermostat-DI-MSHP | Small Industrial |  | Winter Morning | % of Load | 0 | 2030 | 65535
| Base | C&I Curtailment | DLC-Thermostat-BYOT-MSHP | Small Industrial |  | Winter Morning | % of Load | 1 | 2030 | 65535
| Base | C&I Curtailment | DLC-Thermostat-BYOT-MSHP | Small Industrial |  | Winter Morning | % of Load | 0 | 2030 | 65535
| Base | C&I Curtailment | C&I Curtailment-Turnkey-Manual HVAC Control | Small Industrial |  | Winter Morning | % of Load | 1 | 2030 | 65535
| Base | C&I Curtailment | C&I Curtailment-Turnkey-Manual HVAC Control | Small Industrial |  | Winter Morning | % of Load | 0 | 2030 | 65535
| Base | C&I Curtailment | C&I Curtailment-Turnkey-Auto-DR HVAC Control | Small Industrial |  | Winter Morning | % of Load | 1 | 2030 | 65535
| Base | C&I Curtailment | C&I Curtailment-Turnkey-Auto-DR HVAC Control | Small Industrial |  | Winter Morning | % of Load | 0 | 2030 | 65535
| Base | C&I Curtailment | C&I Curtailment-Turnkey-Standard Lighting Control | Small Industrial |  | Winter Morning | % of Load | 1 | 2030 | 65535
| Base | C&I Curtailment | C&I Curtailment-Turnkey-Standard Lighting Control | Small Industrial |  | Winter Morning | % of Load | 0 | 2030 | 65535
| Base | C&I Curtailment | C&I Curtailment-Turnkey-Advanced Lighting Control | Small Industrial |  | Winter Morning | % of Load | 1 | 2030 | 65535
| Base | C&I Curtailment | C&I Curtailment-Turnkey-Advanced Lighting Control | Small Industrial |  | Winter Morning | % of Load | 0 | 2030 | 65535
| Base | C&I Curtailment | C&I Curtailment-Turnkey-Water Heating Control | Small Industrial |  | Winter Morning | % of Load | 1 | 2030 | 65535
| Base | C&I Curtailment | C&I Curtailment-Turnkey-Water Heating Control | Small Industrial |  | Winter Morning | % of Load | 0 | 2030 | 65535
| Base | C&I Curtailment | C&I Curtailment-Turnkey-Other | Small Industrial |  | Winter Morning | % of Load | 1 | 2030 | 65535
| Base | C&I Curtailment | C&I Curtailment-Turnkey-Other | Small Industrial |  | Winter Morning | % of Load | 0 | 2030 | 65535
| Base | C&I Curtailment | C&I Curtailment-Turnkey-Industrial | Small Industrial |  | Winter Morning | % of Load | 1 | 2030 | 65535
| Base | C&I Curtailment | C&I Curtailment-Turnkey-Industrial | Small Industrial |  | Winter Morning | % of Load | 0 | 2030 | 65535
| Base | C&I Curtailment | DLC-Switch-Water Heating | Small Industrial |  | Winter Evening | % of Load | 1 | 2030 | 65535
| Base | C&I Curtailment | DLC-Switch-Water Heating | Small Industrial |  | Winter Evening | % of Load | 0 | 2030 | 65535
| Base | C&I Curtailment | DLC-BYOD-Water Heating | Small Industrial |  | Winter Evening | % of Load | 1 | 2030 | 65535
| Base | C&I Curtailment | DLC-BYOD-Water Heating | Small Industrial |  | Winter Evening | % of Load | 0 | 2030 | 65535
| Base | C&I Curtailment | DLC-Thermostat-DI-Central Heat Pump | Small Industrial |  | Winter Evening | % of Load | 1 | 2030 | 65535
| Base | C&I Curtailment | DLC-Thermostat-DI-Central Heat Pump | Small Industrial |  | Winter Evening | % of Load | 0 | 2030 | 65535
| Base | C&I Curtailment | DLC-Thermostat-BYOT-Central Heat Pump | Small Industrial |  | Winter Evening | % of Load | 1 | 2030 | 65535
| Base | C&I Curtailment | DLC-Thermostat-BYOT-Central Heat Pump | Small Industrial |  | Winter Evening | % of Load | 0 | 2030 | 65535
| Base | C&I Curtailment | DLC-Thermostat-HVAC | Small Industrial |  | Winter Evening | % of Load | 1 | 2030 | 65535
| Base | C&I Curtailment | DLC-Thermostat-HVAC | Small Industrial |  | Winter Evening | % of Load | 0 | 2030 | 65535
| Base | C&I Curtailment | DLC-Thermostat-DI-Baseboard Heating | Small Industrial |  | Winter Evening | % of Load | 1 | 2030 | 65535
| Base | C&I Curtailment | DLC-Thermostat-DI-Baseboard Heating | Small Industrial |  | Winter Evening | % of Load | 0 | 2030 | 65535
| Base | C&I Curtailment | DLC-Thermostat-BYOT-Baseboard Heating | Small Industrial |  | Winter Evening | % of Load | 1 | 2030 | 65535
| Base | C&I Curtailment | DLC-Thermostat-BYOT-Baseboard Heating | Small Industrial |  | Winter Evening | % of Load | 0 | 2030 | 65535
| Base | C&I Curtailment | DLC-Thermostat-DI-MSHP | Small Industrial |  | Winter Evening | % of Load | 1 | 2030 | 65535
| Base | C&I Curtailment | DLC-Thermostat-DI-MSHP | Small Industrial |  | Winter Evening | % of Load | 0 | 2030 | 65535
| Base | C&I Curtailment | DLC-Thermostat-BYOT-MSHP | Small Industrial |  | Winter Evening | % of Load | 1 | 2030 | 65535
| Base | C&I Curtailment | DLC-Thermostat-BYOT-MSHP | Small Industrial |  | Winter Evening | % of Load | 0 | 2030 | 65535
| Base | C&I Curtailment | C&I Curtailment-Turnkey-Manual HVAC Control | Small Industrial |  | Winter Evening | % of Load | 1 | 2030 | 65535
| Base | C&I Curtailment | C&I Curtailment-Turnkey-Manual HVAC Control | Small Industrial |  | Winter Evening | % of Load | 0 | 2030 | 65535
| Base | C&I Curtailment | C&I Curtailment-Turnkey-Auto-DR HVAC Control | Small Industrial |  | Winter Evening | % of Load | 1 | 2030 | 65535
| Base | C&I Curtailment | C&I Curtailment-Turnkey-Auto-DR HVAC Control | Small Industrial |  | Winter Evening | % of Load | 0 | 2030 | 65535
| Base | C&I Curtailment | C&I Curtailment-Turnkey-Standard Lighting Control | Small Industrial |  | Winter Evening | % of Load | 1 | 2030 | 65535
| Base | C&I Curtailment | C&I Curtailment-Turnkey-Standard Lighting Control | Small Industrial |  | Winter Evening | % of Load | 0 | 2030 | 65535
| Base | C&I Curtailment | C&I Curtailment-Turnkey-Advanced Lighting Control | Small Industrial |  | Winter Evening | % of Load | 1 | 2030 | 65535
| Base | C&I Curtailment | C&I Curtailment-Turnkey-Advanced Lighting Control | Small Industrial |  | Winter Evening | % of Load | 0 | 2030 | 65535
| Base | C&I Curtailment | C&I Curtailment-Turnkey-Water Heating Control | Small Industrial |  | Winter Evening | % of Load | 1 | 2030 | 65535
| Base | C&I Curtailment | C&I Curtailment-Turnkey-Water Heating Control | Small Industrial |  | Winter Evening | % of Load | 0 | 2030 | 65535
| Base | C&I Curtailment | C&I Curtailment-Turnkey-Other | Small Industrial |  | Winter Evening | % of Load | 1 | 2030 | 65535
| Base | C&I Curtailment | C&I Curtailment-Turnkey-Other | Small Industrial |  | Winter Evening | % of Load | 0 | 2030 | 65535
| Base | C&I Curtailment | C&I Curtailment-Turnkey-Industrial | Small Industrial |  | Winter Evening | % of Load | 1 | 2030 | 65535
| Base | C&I Curtailment | C&I Curtailment-Turnkey-Industrial | Small Industrial |  | Winter Evening | % of Load | 0 | 2030 | 65535
| Base | C&I Curtailment | DLC-Switch-Water Heating | Medium Industrial |  | Winter Morning | % of Load | 1 | 2030 | 65535
| Base | C&I Curtailment | DLC-Switch-Water Heating | Medium Industrial |  | Winter Morning | % of Load | 0 | 2030 | 65535
| Base | C&I Curtailment | DLC-BYOD-Water Heating | Medium Industrial |  | Winter Morning | % of Load | 1 | 2030 | 65535
| Base | C&I Curtailment | DLC-BYOD-Water Heating | Medium Industrial |  | Winter Morning | % of Load | 0 | 2030 | 65535
| Base | C&I Curtailment | DLC-Thermostat-DI-Central Heat Pump | Medium Industrial |  | Winter Morning | % of Load | 1 | 2030 | 65535
| Base | C&I Curtailment | DLC-Thermostat-DI-Central Heat Pump | Medium Industrial |  | Winter Morning | % of Load | 0 | 2030 | 65535
| Base | C&I Curtailment | DLC-Thermostat-BYOT-Central Heat Pump | Medium Industrial |  | Winter Morning | % of Load | 1 | 2030 | 65535
| Base | C&I Curtailment | DLC-Thermostat-BYOT-Central Heat Pump | Medium Industrial |  | Winter Morning | % of Load | 0 | 2030 | 65535
| Base | C&I Curtailment | DLC-Thermostat-HVAC | Medium Industrial |  | Winter Morning | % of Load | 1 | 2030 | 65535
| Base | C&I Curtailment | DLC-Thermostat-HVAC | Medium Industrial |  | Winter Morning | % of Load | 0 | 2030 | 65535
| Base | C&I Curtailment | DLC-Thermostat-DI-Baseboard Heating | Medium Industrial |  | Winter Morning | % of Load | 1 | 2030 | 65535
| Base | C&I Curtailment | DLC-Thermostat-DI-Baseboard Heating | Medium Industrial |  | Winter Morning | % of Load | 0 | 2030 | 65535
| Base | C&I Curtailment | DLC-Thermostat-BYOT-Baseboard Heating | Medium Industrial |  | Winter Morning | % of Load | 1 | 2030 | 65535
| Base | C&I Curtailment | DLC-Thermostat-BYOT-Baseboard Heating | Medium Industrial |  | Winter Morning | % of Load | 0 | 2030 | 65535
| Base | C&I Curtailment | DLC-Thermostat-DI-MSHP | Medium Industrial |  | Winter Morning | % of Load | 1 | 2030 | 65535
| Base | C&I Curtailment | DLC-Thermostat-DI-MSHP | Medium Industrial |  | Winter Morning | % of Load | 0 | 2030 | 65535
| Base | C&I Curtailment | DLC-Thermostat-BYOT-MSHP | Medium Industrial |  | Winter Morning | % of Load | 1 | 2030 | 65535
| Base | C&I Curtailment | DLC-Thermostat-BYOT-MSHP | Medium Industrial |  | Winter Morning | % of Load | 0 | 2030 | 65535
| Base | C&I Curtailment | C&I Curtailment-Turnkey-Manual HVAC Control | Medium Industrial |  | Winter Morning | % of Load | 1 | 2030 | 65535
| Base | C&I Curtailment | C&I Curtailment-Turnkey-Manual HVAC Control | Medium Industrial |  | Winter Morning | % of Load | 0 | 2030 | 65535
| Base | C&I Curtailment | C&I Curtailment-Turnkey-Auto-DR HVAC Control | Medium Industrial |  | Winter Morning | % of Load | 1 | 2030 | 65535
| Base | C&I Curtailment | C&I Curtailment-Turnkey-Auto-DR HVAC Control | Medium Industrial |  | Winter Morning | % of Load | 0 | 2030 | 65535
| Base | C&I Curtailment | C&I Curtailment-Turnkey-Standard Lighting Control | Medium Industrial |  | Winter Morning | % of Load | 1 | 2030 | 65535
| Base | C&I Curtailment | C&I Curtailment-Turnkey-Standard Lighting Control | Medium Industrial |  | Winter Morning | % of Load | 0 | 2030 | 65535
| Base | C&I Curtailment | C&I Curtailment-Turnkey-Advanced Lighting Control | Medium Industrial |  | Winter Morning | % of Load | 1 | 2030 | 65535
| Base | C&I Curtailment | C&I Curtailment-Turnkey-Advanced Lighting Control | Medium Industrial |  | Winter Morning | % of Load | 0 | 2030 | 65535
| Base | C&I Curtailment | C&I Curtailment-Turnkey-Water Heating Control | Medium Industrial |  | Winter Morning | % of Load | 1 | 2030 | 65535
| Base | C&I Curtailment | C&I Curtailment-Turnkey-Water Heating Control | Medium Industrial |  | Winter Morning | % of Load | 0 | 2030 | 65535
| Base | C&I Curtailment | C&I Curtailment-Turnkey-Other | Medium Industrial |  | Winter Morning | % of Load | 1 | 2030 | 65535
| Base | C&I Curtailment | C&I Curtailment-Turnkey-Other | Medium Industrial |  | Winter Morning | % of Load | 0 | 2030 | 65535
| Base | C&I Curtailment | DLC-Switch-Water Heating | Medium Industrial |  | Winter Evening | % of Load | 1 | 2030 | 65535
| Base | C&I Curtailment | DLC-Switch-Water Heating | Medium Industrial |  | Winter Evening | % of Load | 0 | 2030 | 65535
| Base | C&I Curtailment | DLC-BYOD-Water Heating | Medium Industrial |  | Winter Evening | % of Load | 1 | 2030 | 65535
| Base | C&I Curtailment | DLC-BYOD-Water Heating | Medium Industrial |  | Winter Evening | % of Load | 0 | 2030 | 65535
| Base | C&I Curtailment | DLC-Thermostat-DI-Central Heat Pump | Medium Industrial |  | Winter Evening | % of Load | 1 | 2030 | 65535
| Base | C&I Curtailment | DLC-Thermostat-DI-Central Heat Pump | Medium Industrial |  | Winter Evening | % of Load | 0 | 2030 | 65535
| Base | C&I Curtailment | DLC-Thermostat-BYOT-Central Heat Pump | Medium Industrial |  | Winter Evening | % of Load | 1 | 2030 | 65535
| Base | C&I Curtailment | DLC-Thermostat-BYOT-Central Heat Pump | Medium Industrial |  | Winter Evening | % of Load | 0 | 2030 | 65535
| Base | C&I Curtailment | DLC-Thermostat-HVAC | Medium Industrial |  | Winter Evening | % of Load | 1 | 2030 | 65535
| Base | C&I Curtailment | DLC-Thermostat-HVAC | Medium Industrial |  | Winter Evening | % of Load | 0 | 2030 | 65535
| Base | C&I Curtailment | DLC-Thermostat-DI-Baseboard Heating | Medium Industrial |  | Winter Evening | % of Load | 1 | 2030 | 65535
| Base | C&I Curtailment | DLC-Thermostat-DI-Baseboard Heating | Medium Industrial |  | Winter Evening | % of Load | 0 | 2030 | 65535
| Base | C&I Curtailment | DLC-Thermostat-BYOT-Baseboard Heating | Medium Industrial |  | Winter Evening | % of Load | 1 | 2030 | 65535
| Base | C&I Curtailment | DLC-Thermostat-BYOT-Baseboard Heating | Medium Industrial |  | Winter Evening | % of Load | 0 | 2030 | 65535
| Base | C&I Curtailment | DLC-Thermostat-DI-MSHP | Medium Industrial |  | Winter Evening | % of Load | 1 | 2030 | 65535
| Base | C&I Curtailment | DLC-Thermostat-DI-MSHP | Medium Industrial |  | Winter Evening | % of Load | 0 | 2030 | 65535
| Base | C&I Curtailment | DLC-Thermostat-BYOT-MSHP | Medium Industrial |  | Winter Evening | % of Load | 1 | 2030 | 65535
| Base | C&I Curtailment | DLC-Thermostat-BYOT-MSHP | Medium Industrial |  | Winter Evening | % of Load | 0 | 2030 | 65535
| Base | C&I Curtailment | C&I Curtailment-Turnkey-Manual HVAC Control | Medium Industrial |  | Winter Evening | % of Load | 1 | 2030 | 65535
| Base | C&I Curtailment | C&I Curtailment-Turnkey-Manual HVAC Control | Medium Industrial |  | Winter Evening | % of Load | 0 | 2030 | 65535
| Base | C&I Curtailment | C&I Curtailment-Turnkey-Auto-DR HVAC Control | Medium Industrial |  | Winter Evening | % of Load | 1 | 2030 | 65535
| Base | C&I Curtailment | C&I Curtailment-Turnkey-Auto-DR HVAC Control | Medium Industrial |  | Winter Evening | % of Load | 0 | 2030 | 65535
| Base | C&I Curtailment | C&I Curtailment-Turnkey-Standard Lighting Control | Medium Industrial |  | Winter Evening | % of Load | 1 | 2030 | 65535
| Base | C&I Curtailment | C&I Curtailment-Turnkey-Standard Lighting Control | Medium Industrial |  | Winter Evening | % of Load | 0 | 2030 | 65535
| Base | C&I Curtailment | C&I Curtailment-Turnkey-Advanced Lighting Control | Medium Industrial |  | Winter Evening | % of Load | 1 | 2030 | 65535
| Base | C&I Curtailment | C&I Curtailment-Turnkey-Advanced Lighting Control | Medium Industrial |  | Winter Evening | % of Load | 0 | 2030 | 65535
| Base | C&I Curtailment | C&I Curtailment-Turnkey-Water Heating Control | Medium Industrial |  | Winter Evening | % of Load | 1 | 2030 | 65535
| Base | C&I Curtailment | C&I Curtailment-Turnkey-Water Heating Control | Medium Industrial |  | Winter Evening | % of Load | 0 | 2030 | 65535
| Base | C&I Curtailment | C&I Curtailment-Turnkey-Other | Medium Industrial |  | Winter Evening | % of Load | 1 | 2030 | 65535
| Base | C&I Curtailment | C&I Curtailment-Turnkey-Other | Medium Industrial |  | Winter Evening | % of Load | 0 | 2030 | 65535
| Base | C&I Curtailment | C&I Curtailment-Turnkey-Manual HVAC Control | Large Industrial |  | Winter Morning | % of Load | 1 | 2030 | 65535
| Base | C&I Curtailment | C&I Curtailment-Turnkey-Manual HVAC Control | Large Industrial |  | Winter Morning | % of Load | 0 | 2030 | 65535
| Base | C&I Curtailment | C&I Curtailment-Turnkey-Auto-DR HVAC Control | Large Industrial |  | Winter Morning | % of Load | 1 | 2030 | 65535
| Base | C&I Curtailment | C&I Curtailment-Turnkey-Auto-DR HVAC Control | Large Industrial |  | Winter Morning | % of Load | 0 | 2030 | 65535
| Base | C&I Curtailment | C&I Curtailment-Turnkey-Standard Lighting Control | Large Industrial |  | Winter Morning | % of Load | 1 | 2030 | 65535
| Base | C&I Curtailment | C&I Curtailment-Turnkey-Standard Lighting Control | Large Industrial |  | Winter Morning | % of Load | 0 | 2030 | 65535
| Base | C&I Curtailment | C&I Curtailment-Turnkey-Water Heating Control | Large Industrial |  | Winter Morning | % of Load | 1 | 2030 | 65535
| Base | C&I Curtailment | C&I Curtailment-Turnkey-Water Heating Control | Large Industrial |  | Winter Morning | % of Load | 0 | 2030 | 65535
| Base | C&I Curtailment | C&I Curtailment-Turnkey-Other | Large Industrial |  | Winter Morning | % of Load | 1 | 2030 | 65535
| Base | C&I Curtailment | C&I Curtailment-Turnkey-Other | Large Industrial |  | Winter Morning | % of Load | 0 | 2030 | 65535
| Base | C&I Curtailment | C&I Curtailment-Turnkey-Industrial | Large Industrial |  | Winter Morning | % of Load | 1 | 2030 | 65535
| Base | C&I Curtailment | C&I Curtailment-Turnkey-Industrial | Large Industrial |  | Winter Morning | % of Load | 0 | 2030 | 65535
| Base | C&I Curtailment | C&I Curtailment-Turnkey-Manual HVAC Control | Large Industrial |  | Winter Evening | % of Load | 1 | 2030 | 65535
| Base | C&I Curtailment | C&I Curtailment-Turnkey-Manual HVAC Control | Large Industrial |  | Winter Evening | % of Load | 0 | 2030 | 65535
| Base | C&I Curtailment | C&I Curtailment-Turnkey-Auto-DR HVAC Control | Large Industrial |  | Winter Evening | % of Load | 1 | 2030 | 65535
| Base | C&I Curtailment | C&I Curtailment-Turnkey-Auto-DR HVAC Control | Large Industrial |  | Winter Evening | % of Load | 0 | 2030 | 65535
| Base | C&I Curtailment | C&I Curtailment-Turnkey-Standard Lighting Control | Large Industrial |  | Winter Evening | % of Load | 1 | 2030 | 65535
| Base | C&I Curtailment | C&I Curtailment-Turnkey-Standard Lighting Control | Large Industrial |  | Winter Evening | % of Load | 0 | 2030 | 65535
| Base | C&I Curtailment | C&I Curtailment-Turnkey-Water Heating Control | Large Industrial |  | Winter Evening | % of Load | 1 | 2030 | 65535
| Base | C&I Curtailment | C&I Curtailment-Turnkey-Water Heating Control | Large Industrial |  | Winter Evening | % of Load | 0 | 2030 | 65535
| Base | C&I Curtailment | C&I Curtailment-Turnkey-Other | Large Industrial |  | Winter Evening | % of Load | 1 | 2030 | 65535
| Base | C&I Curtailment | C&I Curtailment-Turnkey-Other | Large Industrial |  | Winter Evening | % of Load | 0 | 2030 | 65535
| Base | C&I Curtailment | C&I Curtailment-Turnkey-Industrial | Large Industrial |  | Winter Evening | % of Load | 1 | 2030 | 65535
| Base | C&I Curtailment | C&I Curtailment-Turnkey-Industrial | Large Industrial |  | Winter Evening | % of Load | 0 | 2030 | 65535
| Base | Dynamic Pricing | DLC-Switch-Water Heating | Small General |  | Winter Morning | % of Load | 1 | 2030 | 65535
| Base | Dynamic Pricing | DLC-Switch-Water Heating | Small General |  | Winter Morning | % of Load | 0 | 2030 | 65535
| Base | Dynamic Pricing | DLC-BYOD-Water Heating | Small General |  | Winter Morning | % of Load | 1 | 2030 | 65535
| Base | Dynamic Pricing | DLC-BYOD-Water Heating | Small General |  | Winter Morning | % of Load | 0 | 2030 | 65535
| Base | Dynamic Pricing | DLC-Thermostat-DI-Central Heat Pump | Small General |  | Winter Morning | % of Load | 1 | 2030 | 65535
| Base | Dynamic Pricing | DLC-Thermostat-DI-Central Heat Pump | Small General |  | Winter Morning | % of Load | 0 | 2030 | 65535
| Base | Dynamic Pricing | DLC-Thermostat-BYOT-Central Heat Pump | Small General |  | Winter Morning | % of Load | 1 | 2030 | 65535
| Base | Dynamic Pricing | DLC-Thermostat-BYOT-Central Heat Pump | Small General |  | Winter Morning | % of Load | 0 | 2030 | 65535
| Base | Dynamic Pricing | DLC-Thermostat-HVAC | Small General |  | Winter Morning | % of Load | 1 | 2030 | 65535
| Base | Dynamic Pricing | DLC-Thermostat-HVAC | Small General |  | Winter Morning | % of Load | 0 | 2030 | 65535
| Base | Dynamic Pricing | DLC-Thermostat-DI-Baseboard Heating | Small General |  | Winter Morning | % of Load | 1 | 2030 | 65535
| Base | Dynamic Pricing | DLC-Thermostat-DI-Baseboard Heating | Small General |  | Winter Morning | % of Load | 0 | 2030 | 65535
| Base | Dynamic Pricing | DLC-Thermostat-BYOT-Baseboard Heating | Small General |  | Winter Morning | % of Load | 1 | 2030 | 65535
| Base | Dynamic Pricing | DLC-Thermostat-BYOT-Baseboard Heating | Small General |  | Winter Morning | % of Load | 0 | 2030 | 65535
| Base | Dynamic Pricing | DLC-Thermostat-DI-MSHP | Small General |  | Winter Morning | % of Load | 1 | 2030 | 65535
| Base | Dynamic Pricing | DLC-Thermostat-DI-MSHP | Small General |  | Winter Morning | % of Load | 0 | 2030 | 65535
| Base | Dynamic Pricing | DLC-Thermostat-BYOT-MSHP | Small General |  | Winter Morning | % of Load | 1 | 2030 | 65535
| Base | Dynamic Pricing | DLC-Thermostat-BYOT-MSHP | Small General |  | Winter Morning | % of Load | 0 | 2030 | 65535
| Base | Dynamic Pricing | C&I Curtailment-Turnkey-Manual HVAC Control | Small General |  | Winter Morning | % of Load | 1 | 2030 | 65535
| Base | Dynamic Pricing | C&I Curtailment-Turnkey-Manual HVAC Control | Small General |  | Winter Morning | % of Load | 0 | 2030 | 65535
| Base | Dynamic Pricing | C&I Curtailment-Turnkey-Auto-DR HVAC Control | Small General |  | Winter Morning | % of Load | 1 | 2030 | 65535
| Base | Dynamic Pricing | C&I Curtailment-Turnkey-Auto-DR HVAC Control | Small General |  | Winter Morning | % of Load | 0 | 2030 | 65535
| Base | Dynamic Pricing | C&I Curtailment-Turnkey-Standard Lighting Control | Small General |  | Winter Morning | % of Load | 1 | 2030 | 65535
| Base | Dynamic Pricing | C&I Curtailment-Turnkey-Standard Lighting Control | Small General |  | Winter Morning | % of Load | 0 | 2030 | 65535
| Base | Dynamic Pricing | C&I Curtailment-Turnkey-Advanced Lighting Control | Small General |  | Winter Morning | % of Load | 1 | 2030 | 65535
| Base | Dynamic Pricing | C&I Curtailment-Turnkey-Advanced Lighting Control | Small General |  | Winter Morning | % of Load | 0 | 2030 | 65535
| Base | Dynamic Pricing | C&I Curtailment-Turnkey-Water Heating Control | Small General |  | Winter Morning | % of Load | 1 | 2030 | 65535
| Base | Dynamic Pricing | C&I Curtailment-Turnkey-Water Heating Control | Small General |  | Winter Morning | % of Load | 0 | 2030 | 65535
| Base | Dynamic Pricing | C&I Curtailment-Turnkey-Other | Small General |  | Winter Morning | % of Load | 1 | 2030 | 65535
| Base | Dynamic Pricing | C&I Curtailment-Turnkey-Other | Small General |  | Winter Morning | % of Load | 0 | 2030 | 65535
| Base | Dynamic Pricing | Dynamic Pricing with enabling tech. | Small General |  | Winter Morning | % of Load | 1 | 2030 | 65535
| Base | Dynamic Pricing | Dynamic Pricing with enabling tech. | Small General |  | Winter Morning | % of Load | 0 | 2030 | 65535
| Base | Dynamic Pricing | Dynamic Pricing w/o enabling tech. | Small General |  | Winter Morning | % of Load | 1 | 2030 | 65535
| Base | Dynamic Pricing | Dynamic Pricing w/o enabling tech. | Small General |  | Winter Morning | % of Load | 0 | 2030 | 65535
| Base | Dynamic Pricing | DLC-Switch-Water Heating | Small General |  | Winter Evening | % of Load | 1 | 2030 | 65535
| Base | Dynamic Pricing | DLC-Switch-Water Heating | Small General |  | Winter Evening | % of Load | 0 | 2030 | 65535
| Base | Dynamic Pricing | DLC-BYOD-Water Heating | Small General |  | Winter Evening | % of Load | 1 | 2030 | 65535
| Base | Dynamic Pricing | DLC-BYOD-Water Heating | Small General |  | Winter Evening | % of Load | 0 | 2030 | 65535
| Base | Dynamic Pricing | DLC-Thermostat-DI-Central Heat Pump | Small General |  | Winter Evening | % of Load | 1 | 2030 | 65535
| Base | Dynamic Pricing | DLC-Thermostat-DI-Central Heat Pump | Small General |  | Winter Evening | % of Load | 0 | 2030 | 65535
| Base | Dynamic Pricing | DLC-Thermostat-BYOT-Central Heat Pump | Small General |  | Winter Evening | % of Load | 1 | 2030 | 65535
| Base | Dynamic Pricing | DLC-Thermostat-BYOT-Central Heat Pump | Small General |  | Winter Evening | % of Load | 0 | 2030 | 65535
| Base | Dynamic Pricing | DLC-Thermostat-HVAC | Small General |  | Winter Evening | % of Load | 1 | 2030 | 65535
| Base | Dynamic Pricing | DLC-Thermostat-HVAC | Small General |  | Winter Evening | % of Load | 0 | 2030 | 65535
| Base | Dynamic Pricing | DLC-Thermostat-DI-Baseboard Heating | Small General |  | Winter Evening | % of Load | 1 | 2030 | 65535
| Base | Dynamic Pricing | DLC-Thermostat-DI-Baseboard Heating | Small General |  | Winter Evening | % of Load | 0 | 2030 | 65535
| Base | Dynamic Pricing | DLC-Thermostat-BYOT-Baseboard Heating | Small General |  | Winter Evening | % of Load | 1 | 2030 | 65535
| Base | Dynamic Pricing | DLC-Thermostat-BYOT-Baseboard Heating | Small General |  | Winter Evening | % of Load | 0 | 2030 | 65535
| Base | Dynamic Pricing | DLC-Thermostat-DI-MSHP | Small General |  | Winter Evening | % of Load | 1 | 2030 | 65535
| Base | Dynamic Pricing | DLC-Thermostat-DI-MSHP | Small General |  | Winter Evening | % of Load | 0 | 2030 | 65535
| Base | Dynamic Pricing | DLC-Thermostat-BYOT-MSHP | Small General |  | Winter Evening | % of Load | 1 | 2030 | 65535
| Base | Dynamic Pricing | DLC-Thermostat-BYOT-MSHP | Small General |  | Winter Evening | % of Load | 0 | 2030 | 65535
| Base | Dynamic Pricing | C&I Curtailment-Turnkey-Manual HVAC Control | Small General |  | Winter Evening | % of Load | 1 | 2030 | 65535
| Base | Dynamic Pricing | C&I Curtailment-Turnkey-Manual HVAC Control | Small General |  | Winter Evening | % of Load | 0 | 2030 | 65535
| Base | Dynamic Pricing | C&I Curtailment-Turnkey-Auto-DR HVAC Control | Small General |  | Winter Evening | % of Load | 1 | 2030 | 65535
| Base | Dynamic Pricing | C&I Curtailment-Turnkey-Auto-DR HVAC Control | Small General |  | Winter Evening | % of Load | 0 | 2030 | 65535
| Base | Dynamic Pricing | C&I Curtailment-Turnkey-Standard Lighting Control | Small General |  | Winter Evening | % of Load | 1 | 2030 | 65535
| Base | Dynamic Pricing | C&I Curtailment-Turnkey-Standard Lighting Control | Small General |  | Winter Evening | % of Load | 0 | 2030 | 65535
| Base | Dynamic Pricing | C&I Curtailment-Turnkey-Advanced Lighting Control | Small General |  | Winter Evening | % of Load | 1 | 2030 | 65535
| Base | Dynamic Pricing | C&I Curtailment-Turnkey-Advanced Lighting Control | Small General |  | Winter Evening | % of Load | 0 | 2030 | 65535
| Base | Dynamic Pricing | C&I Curtailment-Turnkey-Water Heating Control | Small General |  | Winter Evening | % of Load | 1 | 2030 | 65535
| Base | Dynamic Pricing | C&I Curtailment-Turnkey-Water Heating Control | Small General |  | Winter Evening | % of Load | 0 | 2030 | 65535
| Base | Dynamic Pricing | C&I Curtailment-Turnkey-Other | Small General |  | Winter Evening | % of Load | 1 | 2030 | 65535
| Base | Dynamic Pricing | C&I Curtailment-Turnkey-Other | Small General |  | Winter Evening | % of Load | 0 | 2030 | 65535
| Base | Dynamic Pricing | Dynamic Pricing with enabling tech. | Small General |  | Winter Evening | % of Load | 1 | 2030 | 65535
| Base | Dynamic Pricing | Dynamic Pricing with enabling tech. | Small General |  | Winter Evening | % of Load | 0 | 2030 | 65535
| Base | Dynamic Pricing | Dynamic Pricing w/o enabling tech. | Small General |  | Winter Evening | % of Load | 1 | 2030 | 65535
| Base | Dynamic Pricing | Dynamic Pricing w/o enabling tech. | Small General |  | Winter Evening | % of Load | 0 | 2030 | 65535
| Base | Dynamic Pricing | DLC-Switch-Water Heating | General |  | Winter Morning | % of Load | 1 | 2030 | 65535
| Base | Dynamic Pricing | DLC-Switch-Water Heating | General |  | Winter Morning | % of Load | 0 | 2030 | 65535
| Base | Dynamic Pricing | DLC-BYOD-Water Heating | General |  | Winter Morning | % of Load | 1 | 2030 | 65535
| Base | Dynamic Pricing | DLC-BYOD-Water Heating | General |  | Winter Morning | % of Load | 0 | 2030 | 65535
| Base | Dynamic Pricing | DLC-Thermostat-DI-Central Heat Pump | General |  | Winter Morning | % of Load | 1 | 2030 | 65535
| Base | Dynamic Pricing | DLC-Thermostat-DI-Central Heat Pump | General |  | Winter Morning | % of Load | 0 | 2030 | 65535
| Base | Dynamic Pricing | DLC-Thermostat-BYOT-Central Heat Pump | General |  | Winter Morning | % of Load | 1 | 2030 | 65535
| Base | Dynamic Pricing | DLC-Thermostat-BYOT-Central Heat Pump | General |  | Winter Morning | % of Load | 0 | 2030 | 65535
| Base | Dynamic Pricing | DLC-Thermostat-HVAC | General |  | Winter Morning | % of Load | 1 | 2030 | 65535
| Base | Dynamic Pricing | DLC-Thermostat-HVAC | General |  | Winter Morning | % of Load | 0 | 2030 | 65535
| Base | Dynamic Pricing | DLC-Thermostat-DI-Baseboard Heating | General |  | Winter Morning | % of Load | 1 | 2030 | 65535
| Base | Dynamic Pricing | DLC-Thermostat-DI-Baseboard Heating | General |  | Winter Morning | % of Load | 0 | 2030 | 65535
| Base | Dynamic Pricing | DLC-Thermostat-BYOT-Baseboard Heating | General |  | Winter Morning | % of Load | 1 | 2030 | 65535
| Base | Dynamic Pricing | DLC-Thermostat-BYOT-Baseboard Heating | General |  | Winter Morning | % of Load | 0 | 2030 | 65535
| Base | Dynamic Pricing | DLC-Thermostat-DI-MSHP | General |  | Winter Morning | % of Load | 1 | 2030 | 65535
| Base | Dynamic Pricing | DLC-Thermostat-DI-MSHP | General |  | Winter Morning | % of Load | 0 | 2030 | 65535
| Base | Dynamic Pricing | DLC-Thermostat-BYOT-MSHP | General |  | Winter Morning | % of Load | 1 | 2030 | 65535
| Base | Dynamic Pricing | DLC-Thermostat-BYOT-MSHP | General |  | Winter Morning | % of Load | 0 | 2030 | 65535
| Base | Dynamic Pricing | C&I Curtailment-Turnkey-Manual HVAC Control | General |  | Winter Morning | % of Load | 1 | 2030 | 65535
| Base | Dynamic Pricing | C&I Curtailment-Turnkey-Manual HVAC Control | General |  | Winter Morning | % of Load | 0 | 2030 | 65535
| Base | Dynamic Pricing | C&I Curtailment-Turnkey-Auto-DR HVAC Control | General |  | Winter Morning | % of Load | 1 | 2030 | 65535
| Base | Dynamic Pricing | C&I Curtailment-Turnkey-Auto-DR HVAC Control | General |  | Winter Morning | % of Load | 0 | 2030 | 65535
| Base | Dynamic Pricing | C&I Curtailment-Turnkey-Standard Lighting Control | General |  | Winter Morning | % of Load | 1 | 2030 | 65535
| Base | Dynamic Pricing | C&I Curtailment-Turnkey-Standard Lighting Control | General |  | Winter Morning | % of Load | 0 | 2030 | 65535
| Base | Dynamic Pricing | C&I Curtailment-Turnkey-Advanced Lighting Control | General |  | Winter Morning | % of Load | 1 | 2030 | 65535
| Base | Dynamic Pricing | C&I Curtailment-Turnkey-Advanced Lighting Control | General |  | Winter Morning | % of Load | 0 | 2030 | 65535
| Base | Dynamic Pricing | C&I Curtailment-Turnkey-Water Heating Control | General |  | Winter Morning | % of Load | 1 | 2030 | 65535
| Base | Dynamic Pricing | C&I Curtailment-Turnkey-Water Heating Control | General |  | Winter Morning | % of Load | 0 | 2030 | 65535
| Base | Dynamic Pricing | C&I Curtailment-Turnkey-Other | General |  | Winter Morning | % of Load | 1 | 2030 | 65535
| Base | Dynamic Pricing | C&I Curtailment-Turnkey-Other | General |  | Winter Morning | % of Load | 0 | 2030 | 65535
| Base | Dynamic Pricing | Dynamic Pricing with enabling tech. | General |  | Winter Morning | % of Load | 1 | 2030 | 65535
| Base | Dynamic Pricing | Dynamic Pricing with enabling tech. | General |  | Winter Morning | % of Load | 0 | 2030 | 65535
| Base | Dynamic Pricing | Dynamic Pricing w/o enabling tech. | General |  | Winter Morning | % of Load | 1 | 2030 | 65535
| Base | Dynamic Pricing | Dynamic Pricing w/o enabling tech. | General |  | Winter Morning | % of Load | 0 | 2030 | 65535
| Base | Dynamic Pricing | DLC-Switch-Water Heating | General |  | Winter Evening | % of Load | 1 | 2030 | 65535
| Base | Dynamic Pricing | DLC-Switch-Water Heating | General |  | Winter Evening | % of Load | 0 | 2030 | 65535
| Base | Dynamic Pricing | DLC-BYOD-Water Heating | General |  | Winter Evening | % of Load | 1 | 2030 | 65535
| Base | Dynamic Pricing | DLC-BYOD-Water Heating | General |  | Winter Evening | % of Load | 0 | 2030 | 65535
| Base | Dynamic Pricing | DLC-Thermostat-DI-Central Heat Pump | General |  | Winter Evening | % of Load | 1 | 2030 | 65535
| Base | Dynamic Pricing | DLC-Thermostat-DI-Central Heat Pump | General |  | Winter Evening | % of Load | 0 | 2030 | 65535
| Base | Dynamic Pricing | DLC-Thermostat-BYOT-Central Heat Pump | General |  | Winter Evening | % of Load | 1 | 2030 | 65535
| Base | Dynamic Pricing | DLC-Thermostat-BYOT-Central Heat Pump | General |  | Winter Evening | % of Load | 0 | 2030 | 65535
| Base | Dynamic Pricing | DLC-Thermostat-HVAC | General |  | Winter Evening | % of Load | 1 | 2030 | 65535
| Base | Dynamic Pricing | DLC-Thermostat-HVAC | General |  | Winter Evening | % of Load | 0 | 2030 | 65535
| Base | Dynamic Pricing | DLC-Thermostat-DI-Baseboard Heating | General |  | Winter Evening | % of Load | 1 | 2030 | 65535
| Base | Dynamic Pricing | DLC-Thermostat-DI-Baseboard Heating | General |  | Winter Evening | % of Load | 0 | 2030 | 65535
| Base | Dynamic Pricing | DLC-Thermostat-BYOT-Baseboard Heating | General |  | Winter Evening | % of Load | 1 | 2030 | 65535
| Base | Dynamic Pricing | DLC-Thermostat-BYOT-Baseboard Heating | General |  | Winter Evening | % of Load | 0 | 2030 | 65535
| Base | Dynamic Pricing | DLC-Thermostat-DI-MSHP | General |  | Winter Evening | % of Load | 1 | 2030 | 65535
| Base | Dynamic Pricing | DLC-Thermostat-DI-MSHP | General |  | Winter Evening | % of Load | 0 | 2030 | 65535
| Base | Dynamic Pricing | DLC-Thermostat-BYOT-MSHP | General |  | Winter Evening | % of Load | 1 | 2030 | 65535
| Base | Dynamic Pricing | DLC-Thermostat-BYOT-MSHP | General |  | Winter Evening | % of Load | 0 | 2030 | 65535
| Base | Dynamic Pricing | C&I Curtailment-Turnkey-Manual HVAC Control | General |  | Winter Evening | % of Load | 1 | 2030 | 65535
| Base | Dynamic Pricing | C&I Curtailment-Turnkey-Manual HVAC Control | General |  | Winter Evening | % of Load | 0 | 2030 | 65535
| Base | Dynamic Pricing | C&I Curtailment-Turnkey-Auto-DR HVAC Control | General |  | Winter Evening | % of Load | 1 | 2030 | 65535
| Base | Dynamic Pricing | C&I Curtailment-Turnkey-Auto-DR HVAC Control | General |  | Winter Evening | % of Load | 0 | 2030 | 65535
| Base | Dynamic Pricing | C&I Curtailment-Turnkey-Standard Lighting Control | General |  | Winter Evening | % of Load | 1 | 2030 | 65535
| Base | Dynamic Pricing | C&I Curtailment-Turnkey-Standard Lighting Control | General |  | Winter Evening | % of Load | 0 | 2030 | 65535
| Base | Dynamic Pricing | C&I Curtailment-Turnkey-Advanced Lighting Control | General |  | Winter Evening | % of Load | 1 | 2030 | 65535
| Base | Dynamic Pricing | C&I Curtailment-Turnkey-Advanced Lighting Control | General |  | Winter Evening | % of Load | 0 | 2030 | 65535
| Base | Dynamic Pricing | C&I Curtailment-Turnkey-Water Heating Control | General |  | Winter Evening | % of Load | 1 | 2030 | 65535
| Base | Dynamic Pricing | C&I Curtailment-Turnkey-Water Heating Control | General |  | Winter Evening | % of Load | 0 | 2030 | 65535
| Base | Dynamic Pricing | C&I Curtailment-Turnkey-Other | General |  | Winter Evening | % of Load | 1 | 2030 | 65535
| Base | Dynamic Pricing | C&I Curtailment-Turnkey-Other | General |  | Winter Evening | % of Load | 0 | 2030 | 65535
| Base | Dynamic Pricing | Dynamic Pricing with enabling tech. | General |  | Winter Evening | % of Load | 1 | 2030 | 65535
| Base | Dynamic Pricing | Dynamic Pricing with enabling tech. | General |  | Winter Evening | % of Load | 0 | 2030 | 65535
| Base | Dynamic Pricing | Dynamic Pricing w/o enabling tech. | General |  | Winter Evening | % of Load | 1 | 2030 | 65535
| Base | Dynamic Pricing | Dynamic Pricing w/o enabling tech. | General |  | Winter Evening | % of Load | 0 | 2030 | 65535
| Base | Dynamic Pricing | Dynamic Pricing with enabling tech. | Large General |  | Winter Morning | % of Load | 1 | 2030 | 65535
| Base | Dynamic Pricing | Dynamic Pricing with enabling tech. | Large General |  | Winter Morning | % of Load | 0 | 2030 | 65535
| Base | Dynamic Pricing | Dynamic Pricing w/o enabling tech. | Large General |  | Winter Morning | % of Load | 1 | 2030 | 65535
| Base | Dynamic Pricing | Dynamic Pricing w/o enabling tech. | Large General |  | Winter Morning | % of Load | 0 | 2030 | 65535
| Base | Dynamic Pricing | Dynamic Pricing with enabling tech. | Large General |  | Winter Evening | % of Load | 1 | 2030 | 65535
| Base | Dynamic Pricing | Dynamic Pricing with enabling tech. | Large General |  | Winter Evening | % of Load | 0 | 2030 | 65535
| Base | Dynamic Pricing | Dynamic Pricing w/o enabling tech. | Large General |  | Winter Evening | % of Load | 1 | 2030 | 65535
| Base | Dynamic Pricing | Dynamic Pricing w/o enabling tech. | Large General |  | Winter Evening | % of Load | 0 | 2030 | 65535
| Base | Dynamic Pricing | DLC-Switch-Water Heating | Small Industrial |  | Winter Morning | % of Load | 1 | 2030 | 65535
| Base | Dynamic Pricing | DLC-Switch-Water Heating | Small Industrial |  | Winter Morning | % of Load | 0 | 2030 | 65535
| Base | Dynamic Pricing | DLC-BYOD-Water Heating | Small Industrial |  | Winter Morning | % of Load | 1 | 2030 | 65535
| Base | Dynamic Pricing | DLC-BYOD-Water Heating | Small Industrial |  | Winter Morning | % of Load | 0 | 2030 | 65535
| Base | Dynamic Pricing | DLC-Thermostat-DI-Central Heat Pump | Small Industrial |  | Winter Morning | % of Load | 1 | 2030 | 65535
| Base | Dynamic Pricing | DLC-Thermostat-DI-Central Heat Pump | Small Industrial |  | Winter Morning | % of Load | 0 | 2030 | 65535
| Base | Dynamic Pricing | DLC-Thermostat-BYOT-Central Heat Pump | Small Industrial |  | Winter Morning | % of Load | 1 | 2030 | 65535
| Base | Dynamic Pricing | DLC-Thermostat-BYOT-Central Heat Pump | Small Industrial |  | Winter Morning | % of Load | 0 | 2030 | 65535
| Base | Dynamic Pricing | DLC-Thermostat-HVAC | Small Industrial |  | Winter Morning | % of Load | 1 | 2030 | 65535
| Base | Dynamic Pricing | DLC-Thermostat-HVAC | Small Industrial |  | Winter Morning | % of Load | 0 | 2030 | 65535
| Base | Dynamic Pricing | DLC-Thermostat-DI-Baseboard Heating | Small Industrial |  | Winter Morning | % of Load | 1 | 2030 | 65535
| Base | Dynamic Pricing | DLC-Thermostat-DI-Baseboard Heating | Small Industrial |  | Winter Morning | % of Load | 0 | 2030 | 65535
| Base | Dynamic Pricing | DLC-Thermostat-BYOT-Baseboard Heating | Small Industrial |  | Winter Morning | % of Load | 1 | 2030 | 65535
| Base | Dynamic Pricing | DLC-Thermostat-BYOT-Baseboard Heating | Small Industrial |  | Winter Morning | % of Load | 0 | 2030 | 65535
| Base | Dynamic Pricing | DLC-Thermostat-DI-MSHP | Small Industrial |  | Winter Morning | % of Load | 1 | 2030 | 65535
| Base | Dynamic Pricing | DLC-Thermostat-DI-MSHP | Small Industrial |  | Winter Morning | % of Load | 0 | 2030 | 65535
| Base | Dynamic Pricing | DLC-Thermostat-BYOT-MSHP | Small Industrial |  | Winter Morning | % of Load | 1 | 2030 | 65535
| Base | Dynamic Pricing | DLC-Thermostat-BYOT-MSHP | Small Industrial |  | Winter Morning | % of Load | 0 | 2030 | 65535
| Base | Dynamic Pricing | C&I Curtailment-Turnkey-Manual HVAC Control | Small Industrial |  | Winter Morning | % of Load | 1 | 2030 | 65535
| Base | Dynamic Pricing | C&I Curtailment-Turnkey-Manual HVAC Control | Small Industrial |  | Winter Morning | % of Load | 0 | 2030 | 65535
| Base | Dynamic Pricing | C&I Curtailment-Turnkey-Auto-DR HVAC Control | Small Industrial |  | Winter Morning | % of Load | 1 | 2030 | 65535
| Base | Dynamic Pricing | C&I Curtailment-Turnkey-Auto-DR HVAC Control | Small Industrial |  | Winter Morning | % of Load | 0 | 2030 | 65535
| Base | Dynamic Pricing | C&I Curtailment-Turnkey-Standard Lighting Control | Small Industrial |  | Winter Morning | % of Load | 1 | 2030 | 65535
| Base | Dynamic Pricing | C&I Curtailment-Turnkey-Standard Lighting Control | Small Industrial |  | Winter Morning | % of Load | 0 | 2030 | 65535
| Base | Dynamic Pricing | C&I Curtailment-Turnkey-Advanced Lighting Control | Small Industrial |  | Winter Morning | % of Load | 1 | 2030 | 65535
| Base | Dynamic Pricing | C&I Curtailment-Turnkey-Advanced Lighting Control | Small Industrial |  | Winter Morning | % of Load | 0 | 2030 | 65535
| Base | Dynamic Pricing | C&I Curtailment-Turnkey-Water Heating Control | Small Industrial |  | Winter Morning | % of Load | 1 | 2030 | 65535
| Base | Dynamic Pricing | C&I Curtailment-Turnkey-Water Heating Control | Small Industrial |  | Winter Morning | % of Load | 0 | 2030 | 65535
| Base | Dynamic Pricing | C&I Curtailment-Turnkey-Other | Small Industrial |  | Winter Morning | % of Load | 1 | 2030 | 65535
| Base | Dynamic Pricing | C&I Curtailment-Turnkey-Other | Small Industrial |  | Winter Morning | % of Load | 0 | 2030 | 65535
| Base | Dynamic Pricing | C&I Curtailment-Turnkey-Industrial | Small Industrial |  | Winter Morning | % of Load | 1 | 2030 | 65535
| Base | Dynamic Pricing | C&I Curtailment-Turnkey-Industrial | Small Industrial |  | Winter Morning | % of Load | 0 | 2030 | 65535
| Base | Dynamic Pricing | Dynamic Pricing with enabling tech. | Small Industrial |  | Winter Morning | % of Load | 1 | 2030 | 65535
| Base | Dynamic Pricing | Dynamic Pricing with enabling tech. | Small Industrial |  | Winter Morning | % of Load | 0 | 2030 | 65535
| Base | Dynamic Pricing | Dynamic Pricing w/o enabling tech. | Small Industrial |  | Winter Morning | % of Load | 1 | 2030 | 65535
| Base | Dynamic Pricing | Dynamic Pricing w/o enabling tech. | Small Industrial |  | Winter Morning | % of Load | 0 | 2030 | 65535
| Base | Dynamic Pricing | DLC-Switch-Water Heating | Small Industrial |  | Winter Evening | % of Load | 1 | 2030 | 65535
| Base | Dynamic Pricing | DLC-Switch-Water Heating | Small Industrial |  | Winter Evening | % of Load | 0 | 2030 | 65535
| Base | Dynamic Pricing | DLC-BYOD-Water Heating | Small Industrial |  | Winter Evening | % of Load | 1 | 2030 | 65535
| Base | Dynamic Pricing | DLC-BYOD-Water Heating | Small Industrial |  | Winter Evening | % of Load | 0 | 2030 | 65535
| Base | Dynamic Pricing | DLC-Thermostat-DI-Central Heat Pump | Small Industrial |  | Winter Evening | % of Load | 1 | 2030 | 65535
| Base | Dynamic Pricing | DLC-Thermostat-DI-Central Heat Pump | Small Industrial |  | Winter Evening | % of Load | 0 | 2030 | 65535
| Base | Dynamic Pricing | DLC-Thermostat-BYOT-Central Heat Pump | Small Industrial |  | Winter Evening | % of Load | 1 | 2030 | 65535
| Base | Dynamic Pricing | DLC-Thermostat-BYOT-Central Heat Pump | Small Industrial |  | Winter Evening | % of Load | 0 | 2030 | 65535
| Base | Dynamic Pricing | DLC-Thermostat-HVAC | Small Industrial |  | Winter Evening | % of Load | 1 | 2030 | 65535
| Base | Dynamic Pricing | DLC-Thermostat-HVAC | Small Industrial |  | Winter Evening | % of Load | 0 | 2030 | 65535
| Base | Dynamic Pricing | DLC-Thermostat-DI-Baseboard Heating | Small Industrial |  | Winter Evening | % of Load | 1 | 2030 | 65535
| Base | Dynamic Pricing | DLC-Thermostat-DI-Baseboard Heating | Small Industrial |  | Winter Evening | % of Load | 0 | 2030 | 65535
| Base | Dynamic Pricing | DLC-Thermostat-BYOT-Baseboard Heating | Small Industrial |  | Winter Evening | % of Load | 1 | 2030 | 65535
| Base | Dynamic Pricing | DLC-Thermostat-BYOT-Baseboard Heating | Small Industrial |  | Winter Evening | % of Load | 0 | 2030 | 65535
| Base | Dynamic Pricing | DLC-Thermostat-DI-MSHP | Small Industrial |  | Winter Evening | % of Load | 1 | 2030 | 65535
| Base | Dynamic Pricing | DLC-Thermostat-DI-MSHP | Small Industrial |  | Winter Evening | % of Load | 0 | 2030 | 65535
| Base | Dynamic Pricing | DLC-Thermostat-BYOT-MSHP | Small Industrial |  | Winter Evening | % of Load | 1 | 2030 | 65535
| Base | Dynamic Pricing | DLC-Thermostat-BYOT-MSHP | Small Industrial |  | Winter Evening | % of Load | 0 | 2030 | 65535
| Base | Dynamic Pricing | C&I Curtailment-Turnkey-Manual HVAC Control | Small Industrial |  | Winter Evening | % of Load | 1 | 2030 | 65535
| Base | Dynamic Pricing | C&I Curtailment-Turnkey-Manual HVAC Control | Small Industrial |  | Winter Evening | % of Load | 0 | 2030 | 65535
| Base | Dynamic Pricing | C&I Curtailment-Turnkey-Auto-DR HVAC Control | Small Industrial |  | Winter Evening | % of Load | 1 | 2030 | 65535
| Base | Dynamic Pricing | C&I Curtailment-Turnkey-Auto-DR HVAC Control | Small Industrial |  | Winter Evening | % of Load | 0 | 2030 | 65535
| Base | Dynamic Pricing | C&I Curtailment-Turnkey-Standard Lighting Control | Small Industrial |  | Winter Evening | % of Load | 1 | 2030 | 65535
| Base | Dynamic Pricing | C&I Curtailment-Turnkey-Standard Lighting Control | Small Industrial |  | Winter Evening | % of Load | 0 | 2030 | 65535
| Base | Dynamic Pricing | C&I Curtailment-Turnkey-Advanced Lighting Control | Small Industrial |  | Winter Evening | % of Load | 1 | 2030 | 65535
| Base | Dynamic Pricing | C&I Curtailment-Turnkey-Advanced Lighting Control | Small Industrial |  | Winter Evening | % of Load | 0 | 2030 | 65535
| Base | Dynamic Pricing | C&I Curtailment-Turnkey-Water Heating Control | Small Industrial |  | Winter Evening | % of Load | 1 | 2030 | 65535
| Base | Dynamic Pricing | C&I Curtailment-Turnkey-Water Heating Control | Small Industrial |  | Winter Evening | % of Load | 0 | 2030 | 65535
| Base | Dynamic Pricing | C&I Curtailment-Turnkey-Other | Small Industrial |  | Winter Evening | % of Load | 1 | 2030 | 65535
| Base | Dynamic Pricing | C&I Curtailment-Turnkey-Other | Small Industrial |  | Winter Evening | % of Load | 0 | 2030 | 65535
| Base | Dynamic Pricing | C&I Curtailment-Turnkey-Industrial | Small Industrial |  | Winter Evening | % of Load | 1 | 2030 | 65535
| Base | Dynamic Pricing | C&I Curtailment-Turnkey-Industrial | Small Industrial |  | Winter Evening | % of Load | 0 | 2030 | 65535
| Base | Dynamic Pricing | Dynamic Pricing with enabling tech. | Small Industrial |  | Winter Evening | % of Load | 1 | 2030 | 65535
| Base | Dynamic Pricing | Dynamic Pricing with enabling tech. | Small Industrial |  | Winter Evening | % of Load | 0 | 2030 | 65535
| Base | Dynamic Pricing | Dynamic Pricing w/o enabling tech. | Small Industrial |  | Winter Evening | % of Load | 1 | 2030 | 65535
| Base | Dynamic Pricing | Dynamic Pricing w/o enabling tech. | Small Industrial |  | Winter Evening | % of Load | 0 | 2030 | 65535
| Base | Dynamic Pricing | DLC-Switch-Water Heating | Medium Industrial |  | Winter Morning | % of Load | 1 | 2030 | 65535
| Base | Dynamic Pricing | DLC-Switch-Water Heating | Medium Industrial |  | Winter Morning | % of Load | 0 | 2030 | 65535
| Base | Dynamic Pricing | DLC-BYOD-Water Heating | Medium Industrial |  | Winter Morning | % of Load | 1 | 2030 | 65535
| Base | Dynamic Pricing | DLC-BYOD-Water Heating | Medium Industrial |  | Winter Morning | % of Load | 0 | 2030 | 65535
| Base | Dynamic Pricing | DLC-Thermostat-DI-Central Heat Pump | Medium Industrial |  | Winter Morning | % of Load | 1 | 2030 | 65535
| Base | Dynamic Pricing | DLC-Thermostat-DI-Central Heat Pump | Medium Industrial |  | Winter Morning | % of Load | 0 | 2030 | 65535
| Base | Dynamic Pricing | DLC-Thermostat-BYOT-Central Heat Pump | Medium Industrial |  | Winter Morning | % of Load | 1 | 2030 | 65535
| Base | Dynamic Pricing | DLC-Thermostat-BYOT-Central Heat Pump | Medium Industrial |  | Winter Morning | % of Load | 0 | 2030 | 65535
| Base | Dynamic Pricing | DLC-Thermostat-HVAC | Medium Industrial |  | Winter Morning | % of Load | 1 | 2030 | 65535
| Base | Dynamic Pricing | DLC-Thermostat-HVAC | Medium Industrial |  | Winter Morning | % of Load | 0 | 2030 | 65535
| Base | Dynamic Pricing | DLC-Thermostat-DI-Baseboard Heating | Medium Industrial |  | Winter Morning | % of Load | 1 | 2030 | 65535
| Base | Dynamic Pricing | DLC-Thermostat-DI-Baseboard Heating | Medium Industrial |  | Winter Morning | % of Load | 0 | 2030 | 65535
| Base | Dynamic Pricing | DLC-Thermostat-BYOT-Baseboard Heating | Medium Industrial |  | Winter Morning | % of Load | 1 | 2030 | 65535
| Base | Dynamic Pricing | DLC-Thermostat-BYOT-Baseboard Heating | Medium Industrial |  | Winter Morning | % of Load | 0 | 2030 | 65535
| Base | Dynamic Pricing | DLC-Thermostat-DI-MSHP | Medium Industrial |  | Winter Morning | % of Load | 1 | 2030 | 65535
| Base | Dynamic Pricing | DLC-Thermostat-DI-MSHP | Medium Industrial |  | Winter Morning | % of Load | 0 | 2030 | 65535
| Base | Dynamic Pricing | DLC-Thermostat-BYOT-MSHP | Medium Industrial |  | Winter Morning | % of Load | 1 | 2030 | 65535
| Base | Dynamic Pricing | DLC-Thermostat-BYOT-MSHP | Medium Industrial |  | Winter Morning | % of Load | 0 | 2030 | 65535
| Base | Dynamic Pricing | C&I Curtailment-Turnkey-Manual HVAC Control | Medium Industrial |  | Winter Morning | % of Load | 1 | 2030 | 65535
| Base | Dynamic Pricing | C&I Curtailment-Turnkey-Manual HVAC Control | Medium Industrial |  | Winter Morning | % of Load | 0 | 2030 | 65535
| Base | Dynamic Pricing | C&I Curtailment-Turnkey-Auto-DR HVAC Control | Medium Industrial |  | Winter Morning | % of Load | 1 | 2030 | 65535
| Base | Dynamic Pricing | C&I Curtailment-Turnkey-Auto-DR HVAC Control | Medium Industrial |  | Winter Morning | % of Load | 0 | 2030 | 65535
| Base | Dynamic Pricing | C&I Curtailment-Turnkey-Standard Lighting Control | Medium Industrial |  | Winter Morning | % of Load | 1 | 2030 | 65535
| Base | Dynamic Pricing | C&I Curtailment-Turnkey-Standard Lighting Control | Medium Industrial |  | Winter Morning | % of Load | 0 | 2030 | 65535
| Base | Dynamic Pricing | C&I Curtailment-Turnkey-Advanced Lighting Control | Medium Industrial |  | Winter Morning | % of Load | 1 | 2030 | 65535
| Base | Dynamic Pricing | C&I Curtailment-Turnkey-Advanced Lighting Control | Medium Industrial |  | Winter Morning | % of Load | 0 | 2030 | 65535
| Base | Dynamic Pricing | C&I Curtailment-Turnkey-Water Heating Control | Medium Industrial |  | Winter Morning | % of Load | 1 | 2030 | 65535
| Base | Dynamic Pricing | C&I Curtailment-Turnkey-Water Heating Control | Medium Industrial |  | Winter Morning | % of Load | 0 | 2030 | 65535
| Base | Dynamic Pricing | C&I Curtailment-Turnkey-Other | Medium Industrial |  | Winter Morning | % of Load | 1 | 2030 | 65535
| Base | Dynamic Pricing | C&I Curtailment-Turnkey-Other | Medium Industrial |  | Winter Morning | % of Load | 0 | 2030 | 65535
| Base | Dynamic Pricing | Dynamic Pricing with enabling tech. | Medium Industrial |  | Winter Morning | % of Load | 1 | 2030 | 65535
| Base | Dynamic Pricing | Dynamic Pricing with enabling tech. | Medium Industrial |  | Winter Morning | % of Load | 0 | 2030 | 65535
| Base | Dynamic Pricing | Dynamic Pricing w/o enabling tech. | Medium Industrial |  | Winter Morning | % of Load | 1 | 2030 | 65535
| Base | Dynamic Pricing | Dynamic Pricing w/o enabling tech. | Medium Industrial |  | Winter Morning | % of Load | 0 | 2030 | 65535
| Base | Dynamic Pricing | DLC-Switch-Water Heating | Medium Industrial |  | Winter Evening | % of Load | 1 | 2030 | 65535
| Base | Dynamic Pricing | DLC-Switch-Water Heating | Medium Industrial |  | Winter Evening | % of Load | 0 | 2030 | 65535
| Base | Dynamic Pricing | DLC-BYOD-Water Heating | Medium Industrial |  | Winter Evening | % of Load | 1 | 2030 | 65535
| Base | Dynamic Pricing | DLC-BYOD-Water Heating | Medium Industrial |  | Winter Evening | % of Load | 0 | 2030 | 65535
| Base | Dynamic Pricing | DLC-Thermostat-DI-Central Heat Pump | Medium Industrial |  | Winter Evening | % of Load | 1 | 2030 | 65535
| Base | Dynamic Pricing | DLC-Thermostat-DI-Central Heat Pump | Medium Industrial |  | Winter Evening | % of Load | 0 | 2030 | 65535
| Base | Dynamic Pricing | DLC-Thermostat-BYOT-Central Heat Pump | Medium Industrial |  | Winter Evening | % of Load | 1 | 2030 | 65535
| Base | Dynamic Pricing | DLC-Thermostat-BYOT-Central Heat Pump | Medium Industrial |  | Winter Evening | % of Load | 0 | 2030 | 65535
| Base | Dynamic Pricing | DLC-Thermostat-HVAC | Medium Industrial |  | Winter Evening | % of Load | 1 | 2030 | 65535
| Base | Dynamic Pricing | DLC-Thermostat-HVAC | Medium Industrial |  | Winter Evening | % of Load | 0 | 2030 | 65535
| Base | Dynamic Pricing | DLC-Thermostat-DI-Baseboard Heating | Medium Industrial |  | Winter Evening | % of Load | 1 | 2030 | 65535
| Base | Dynamic Pricing | DLC-Thermostat-DI-Baseboard Heating | Medium Industrial |  | Winter Evening | % of Load | 0 | 2030 | 65535
| Base | Dynamic Pricing | DLC-Thermostat-BYOT-Baseboard Heating | Medium Industrial |  | Winter Evening | % of Load | 1 | 2030 | 65535
| Base | Dynamic Pricing | DLC-Thermostat-BYOT-Baseboard Heating | Medium Industrial |  | Winter Evening | % of Load | 0 | 2030 | 65535
| Base | Dynamic Pricing | DLC-Thermostat-DI-MSHP | Medium Industrial |  | Winter Evening | % of Load | 1 | 2030 | 65535
| Base | Dynamic Pricing | DLC-Thermostat-DI-MSHP | Medium Industrial |  | Winter Evening | % of Load | 0 | 2030 | 65535
| Base | Dynamic Pricing | DLC-Thermostat-BYOT-MSHP | Medium Industrial |  | Winter Evening | % of Load | 1 | 2030 | 65535
| Base | Dynamic Pricing | DLC-Thermostat-BYOT-MSHP | Medium Industrial |  | Winter Evening | % of Load | 0 | 2030 | 65535
| Base | Dynamic Pricing | C&I Curtailment-Turnkey-Manual HVAC Control | Medium Industrial |  | Winter Evening | % of Load | 1 | 2030 | 65535
| Base | Dynamic Pricing | C&I Curtailment-Turnkey-Manual HVAC Control | Medium Industrial |  | Winter Evening | % of Load | 0 | 2030 | 65535
| Base | Dynamic Pricing | C&I Curtailment-Turnkey-Auto-DR HVAC Control | Medium Industrial |  | Winter Evening | % of Load | 1 | 2030 | 65535
| Base | Dynamic Pricing | C&I Curtailment-Turnkey-Auto-DR HVAC Control | Medium Industrial |  | Winter Evening | % of Load | 0 | 2030 | 65535
| Base | Dynamic Pricing | C&I Curtailment-Turnkey-Standard Lighting Control | Medium Industrial |  | Winter Evening | % of Load | 1 | 2030 | 65535
| Base | Dynamic Pricing | C&I Curtailment-Turnkey-Standard Lighting Control | Medium Industrial |  | Winter Evening | % of Load | 0 | 2030 | 65535
| Base | Dynamic Pricing | C&I Curtailment-Turnkey-Advanced Lighting Control | Medium Industrial |  | Winter Evening | % of Load | 1 | 2030 | 65535
| Base | Dynamic Pricing | C&I Curtailment-Turnkey-Advanced Lighting Control | Medium Industrial |  | Winter Evening | % of Load | 0 | 2030 | 65535
| Base | Dynamic Pricing | C&I Curtailment-Turnkey-Water Heating Control | Medium Industrial |  | Winter Evening | % of Load | 1 | 2030 | 65535
| Base | Dynamic Pricing | C&I Curtailment-Turnkey-Water Heating Control | Medium Industrial |  | Winter Evening | % of Load | 0 | 2030 | 65535
| Base | Dynamic Pricing | C&I Curtailment-Turnkey-Other | Medium Industrial |  | Winter Evening | % of Load | 1 | 2030 | 65535
| Base | Dynamic Pricing | C&I Curtailment-Turnkey-Other | Medium Industrial |  | Winter Evening | % of Load | 0 | 2030 | 65535
| Base | Dynamic Pricing | Dynamic Pricing with enabling tech. | Medium Industrial |  | Winter Evening | % of Load | 1 | 2030 | 65535
| Base | Dynamic Pricing | Dynamic Pricing with enabling tech. | Medium Industrial |  | Winter Evening | % of Load | 0 | 2030 | 65535
| Base | Dynamic Pricing | Dynamic Pricing w/o enabling tech. | Medium Industrial |  | Winter Evening | % of Load | 1 | 2030 | 65535
| Base | Dynamic Pricing | Dynamic Pricing w/o enabling tech. | Medium Industrial |  | Winter Evening | % of Load | 0 | 2030 | 65535
| Base | Dynamic Pricing | Dynamic Pricing with enabling tech. | Large Industrial |  | Winter Morning | % of Load | 1 | 2030 | 65535
| Base | Dynamic Pricing | Dynamic Pricing with enabling tech. | Large Industrial |  | Winter Morning | % of Load | 0 | 2030 | 65535
| Base | Dynamic Pricing | Dynamic Pricing w/o enabling tech. | Large Industrial |  | Winter Morning | % of Load | 1 | 2030 | 65535
| Base | Dynamic Pricing | Dynamic Pricing w/o enabling tech. | Large Industrial |  | Winter Morning | % of Load | 0 | 2030 | 65535
| Base | Dynamic Pricing | Dynamic Pricing with enabling tech. | Large Industrial |  | Winter Evening | % of Load | 1 | 2030 | 65535
| Base | Dynamic Pricing | Dynamic Pricing with enabling tech. | Large Industrial |  | Winter Evening | % of Load | 0 | 2030 | 65535
| Base | Dynamic Pricing | Dynamic Pricing w/o enabling tech. | Large Industrial |  | Winter Evening | % of Load | 1 | 2030 | 65535
| Base | Dynamic Pricing | Dynamic Pricing w/o enabling tech. | Large Industrial |  | Winter Evening | % of Load | 0 | 2030 | 65535
| Base | Dynamic Pricing | Dynamic Pricing with enabling tech. | Residential Charitable |  | Winter Morning | % of Load | 1 | 2030 | 65535
| Base | Dynamic Pricing | Dynamic Pricing with enabling tech. | Residential Charitable |  | Winter Morning | % of Load | 0 | 2030 | 65535
| Base | Dynamic Pricing | Dynamic Pricing w/o enabling tech. | Residential Charitable |  | Winter Morning | % of Load | 1 | 2030 | 65535
| Base | Dynamic Pricing | Dynamic Pricing w/o enabling tech. | Residential Charitable |  | Winter Morning | % of Load | 0 | 2030 | 65535
| Base | Dynamic Pricing | Dynamic Pricing with enabling tech. | Residential Charitable |  | Winter Evening | % of Load | 1 | 2030 | 65535
| Base | Dynamic Pricing | Dynamic Pricing with enabling tech. | Residential Charitable |  | Winter Evening | % of Load | 0 | 2030 | 65535
| Base | Dynamic Pricing | Dynamic Pricing w/o enabling tech. | Residential Charitable |  | Winter Evening | % of Load | 1 | 2030 | 65535
| Base | Dynamic Pricing | Dynamic Pricing w/o enabling tech. | Residential Charitable |  | Winter Evening | % of Load | 0 | 2030 | 65535
| Base | BTM Battery Control | DLC-Switch-Water Heating | Small General |  | Winter Morning | % of Load | 1 | 2030 | 65535
| Base | BTM Battery Control | DLC-Switch-Water Heating | Small General |  | Winter Morning | % of Load | 0 | 2030 | 65535
| Base | BTM Battery Control | DLC-BYOD-Water Heating | Small General |  | Winter Morning | % of Load | 1 | 2030 | 65535
| Base | BTM Battery Control | DLC-BYOD-Water Heating | Small General |  | Winter Morning | % of Load | 0 | 2030 | 65535
| Base | BTM Battery Control | DLC-Thermostat-DI-Central Heat Pump | Small General |  | Winter Morning | % of Load | 1 | 2030 | 65535
| Base | BTM Battery Control | DLC-Thermostat-DI-Central Heat Pump | Small General |  | Winter Morning | % of Load | 0 | 2030 | 65535
| Base | BTM Battery Control | DLC-Thermostat-BYOT-Central Heat Pump | Small General |  | Winter Morning | % of Load | 1 | 2030 | 65535
| Base | BTM Battery Control | DLC-Thermostat-BYOT-Central Heat Pump | Small General |  | Winter Morning | % of Load | 0 | 2030 | 65535
| Base | BTM Battery Control | DLC-Thermostat-HVAC | Small General |  | Winter Morning | % of Load | 1 | 2030 | 65535
| Base | BTM Battery Control | DLC-Thermostat-HVAC | Small General |  | Winter Morning | % of Load | 0 | 2030 | 65535
| Base | BTM Battery Control | DLC-Thermostat-DI-Baseboard Heating | Small General |  | Winter Morning | % of Load | 1 | 2030 | 65535
| Base | BTM Battery Control | DLC-Thermostat-DI-Baseboard Heating | Small General |  | Winter Morning | % of Load | 0 | 2030 | 65535
| Base | BTM Battery Control | DLC-Thermostat-BYOT-Baseboard Heating | Small General |  | Winter Morning | % of Load | 1 | 2030 | 65535
| Base | BTM Battery Control | DLC-Thermostat-BYOT-Baseboard Heating | Small General |  | Winter Morning | % of Load | 0 | 2030 | 65535
| Base | BTM Battery Control | DLC-Thermostat-DI-MSHP | Small General |  | Winter Morning | % of Load | 1 | 2030 | 65535
| Base | BTM Battery Control | DLC-Thermostat-DI-MSHP | Small General |  | Winter Morning | % of Load | 0 | 2030 | 65535
| Base | BTM Battery Control | DLC-Thermostat-BYOT-MSHP | Small General |  | Winter Morning | % of Load | 1 | 2030 | 65535
| Base | BTM Battery Control | DLC-Thermostat-BYOT-MSHP | Small General |  | Winter Morning | % of Load | 0 | 2030 | 65535
| Base | BTM Battery Control | C&I Curtailment-Turnkey-Manual HVAC Control | Small General |  | Winter Morning | % of Load | 1 | 2030 | 65535
| Base | BTM Battery Control | C&I Curtailment-Turnkey-Manual HVAC Control | Small General |  | Winter Morning | % of Load | 0 | 2030 | 65535
| Base | BTM Battery Control | C&I Curtailment-Turnkey-Auto-DR HVAC Control | Small General |  | Winter Morning | % of Load | 1 | 2030 | 65535
| Base | BTM Battery Control | C&I Curtailment-Turnkey-Auto-DR HVAC Control | Small General |  | Winter Morning | % of Load | 0 | 2030 | 65535
| Base | BTM Battery Control | C&I Curtailment-Turnkey-Standard Lighting Control | Small General |  | Winter Morning | % of Load | 1 | 2030 | 65535
| Base | BTM Battery Control | C&I Curtailment-Turnkey-Standard Lighting Control | Small General |  | Winter Morning | % of Load | 0 | 2030 | 65535
| Base | BTM Battery Control | C&I Curtailment-Turnkey-Advanced Lighting Control | Small General |  | Winter Morning | % of Load | 1 | 2030 | 65535
| Base | BTM Battery Control | C&I Curtailment-Turnkey-Advanced Lighting Control | Small General |  | Winter Morning | % of Load | 0 | 2030 | 65535
| Base | BTM Battery Control | C&I Curtailment-Turnkey-Water Heating Control | Small General |  | Winter Morning | % of Load | 1 | 2030 | 65535
| Base | BTM Battery Control | C&I Curtailment-Turnkey-Water Heating Control | Small General |  | Winter Morning | % of Load | 0 | 2030 | 65535
| Base | BTM Battery Control | C&I Curtailment-Turnkey-Other | Small General |  | Winter Morning | % of Load | 1 | 2030 | 65535
| Base | BTM Battery Control | C&I Curtailment-Turnkey-Other | Small General |  | Winter Morning | % of Load | 0 | 2030 | 65535
| Base | BTM Battery Control | Dynamic Pricing with enabling tech. | Small General |  | Winter Morning | % of Load | 1 | 2030 | 65535
| Base | BTM Battery Control | Dynamic Pricing with enabling tech. | Small General |  | Winter Morning | % of Load | 0 | 2030 | 65535
| Base | BTM Battery Control | DLC-Switch-Water Heating | Small General |  | Winter Evening | % of Load | 1 | 2030 | 65535
| Base | BTM Battery Control | DLC-Switch-Water Heating | Small General |  | Winter Evening | % of Load | 0 | 2030 | 65535
| Base | BTM Battery Control | DLC-BYOD-Water Heating | Small General |  | Winter Evening | % of Load | 1 | 2030 | 65535
| Base | BTM Battery Control | DLC-BYOD-Water Heating | Small General |  | Winter Evening | % of Load | 0 | 2030 | 65535
| Base | BTM Battery Control | DLC-Thermostat-DI-Central Heat Pump | Small General |  | Winter Evening | % of Load | 1 | 2030 | 65535
| Base | BTM Battery Control | DLC-Thermostat-DI-Central Heat Pump | Small General |  | Winter Evening | % of Load | 0 | 2030 | 65535
| Base | BTM Battery Control | DLC-Thermostat-BYOT-Central Heat Pump | Small General |  | Winter Evening | % of Load | 1 | 2030 | 65535
| Base | BTM Battery Control | DLC-Thermostat-BYOT-Central Heat Pump | Small General |  | Winter Evening | % of Load | 0 | 2030 | 65535
| Base | BTM Battery Control | DLC-Thermostat-HVAC | Small General |  | Winter Evening | % of Load | 1 | 2030 | 65535
| Base | BTM Battery Control | DLC-Thermostat-HVAC | Small General |  | Winter Evening | % of Load | 0 | 2030 | 65535
| Base | BTM Battery Control | DLC-Thermostat-DI-Baseboard Heating | Small General |  | Winter Evening | % of Load | 1 | 2030 | 65535
| Base | BTM Battery Control | DLC-Thermostat-DI-Baseboard Heating | Small General |  | Winter Evening | % of Load | 0 | 2030 | 65535
| Base | BTM Battery Control | DLC-Thermostat-BYOT-Baseboard Heating | Small General |  | Winter Evening | % of Load | 1 | 2030 | 65535
| Base | BTM Battery Control | DLC-Thermostat-BYOT-Baseboard Heating | Small General |  | Winter Evening | % of Load | 0 | 2030 | 65535
| Base | BTM Battery Control | DLC-Thermostat-DI-MSHP | Small General |  | Winter Evening | % of Load | 1 | 2030 | 65535
| Base | BTM Battery Control | DLC-Thermostat-DI-MSHP | Small General |  | Winter Evening | % of Load | 0 | 2030 | 65535
| Base | BTM Battery Control | DLC-Thermostat-BYOT-MSHP | Small General |  | Winter Evening | % of Load | 1 | 2030 | 65535
| Base | BTM Battery Control | DLC-Thermostat-BYOT-MSHP | Small General |  | Winter Evening | % of Load | 0 | 2030 | 65535
| Base | BTM Battery Control | C&I Curtailment-Turnkey-Manual HVAC Control | Small General |  | Winter Evening | % of Load | 1 | 2030 | 65535
| Base | BTM Battery Control | C&I Curtailment-Turnkey-Manual HVAC Control | Small General |  | Winter Evening | % of Load | 0 | 2030 | 65535
| Base | BTM Battery Control | C&I Curtailment-Turnkey-Auto-DR HVAC Control | Small General |  | Winter Evening | % of Load | 1 | 2030 | 65535
| Base | BTM Battery Control | C&I Curtailment-Turnkey-Auto-DR HVAC Control | Small General |  | Winter Evening | % of Load | 0 | 2030 | 65535
| Base | BTM Battery Control | C&I Curtailment-Turnkey-Standard Lighting Control | Small General |  | Winter Evening | % of Load | 1 | 2030 | 65535
| Base | BTM Battery Control | C&I Curtailment-Turnkey-Standard Lighting Control | Small General |  | Winter Evening | % of Load | 0 | 2030 | 65535
| Base | BTM Battery Control | C&I Curtailment-Turnkey-Advanced Lighting Control | Small General |  | Winter Evening | % of Load | 1 | 2030 | 65535
| Base | BTM Battery Control | C&I Curtailment-Turnkey-Advanced Lighting Control | Small General |  | Winter Evening | % of Load | 0 | 2030 | 65535
| Base | BTM Battery Control | C&I Curtailment-Turnkey-Water Heating Control | Small General |  | Winter Evening | % of Load | 1 | 2030 | 65535
| Base | BTM Battery Control | C&I Curtailment-Turnkey-Water Heating Control | Small General |  | Winter Evening | % of Load | 0 | 2030 | 65535
| Base | BTM Battery Control | C&I Curtailment-Turnkey-Other | Small General |  | Winter Evening | % of Load | 1 | 2030 | 65535
| Base | BTM Battery Control | C&I Curtailment-Turnkey-Other | Small General |  | Winter Evening | % of Load | 0 | 2030 | 65535
| Base | BTM Battery Control | Dynamic Pricing with enabling tech. | Small General |  | Winter Evening | % of Load | 1 | 2030 | 65535
| Base | BTM Battery Control | Dynamic Pricing with enabling tech. | Small General |  | Winter Evening | % of Load | 0 | 2030 | 65535
| Base | BTM Battery Control | DLC-Switch-Water Heating | General |  | Winter Morning | % of Load | 1 | 2030 | 65535
| Base | BTM Battery Control | DLC-Switch-Water Heating | General |  | Winter Morning | % of Load | 0 | 2030 | 65535
| Base | BTM Battery Control | DLC-BYOD-Water Heating | General |  | Winter Morning | % of Load | 1 | 2030 | 65535
| Base | BTM Battery Control | DLC-BYOD-Water Heating | General |  | Winter Morning | % of Load | 0 | 2030 | 65535
| Base | BTM Battery Control | DLC-Thermostat-DI-Central Heat Pump | General |  | Winter Morning | % of Load | 1 | 2030 | 65535
| Base | BTM Battery Control | DLC-Thermostat-DI-Central Heat Pump | General |  | Winter Morning | % of Load | 0 | 2030 | 65535
| Base | BTM Battery Control | DLC-Thermostat-BYOT-Central Heat Pump | General |  | Winter Morning | % of Load | 1 | 2030 | 65535
| Base | BTM Battery Control | DLC-Thermostat-BYOT-Central Heat Pump | General |  | Winter Morning | % of Load | 0 | 2030 | 65535
| Base | BTM Battery Control | DLC-Thermostat-HVAC | General |  | Winter Morning | % of Load | 1 | 2030 | 65535
| Base | BTM Battery Control | DLC-Thermostat-HVAC | General |  | Winter Morning | % of Load | 0 | 2030 | 65535
| Base | BTM Battery Control | DLC-Thermostat-DI-Baseboard Heating | General |  | Winter Morning | % of Load | 1 | 2030 | 65535
| Base | BTM Battery Control | DLC-Thermostat-DI-Baseboard Heating | General |  | Winter Morning | % of Load | 0 | 2030 | 65535
| Base | BTM Battery Control | DLC-Thermostat-BYOT-Baseboard Heating | General |  | Winter Morning | % of Load | 1 | 2030 | 65535
| Base | BTM Battery Control | DLC-Thermostat-BYOT-Baseboard Heating | General |  | Winter Morning | % of Load | 0 | 2030 | 65535
| Base | BTM Battery Control | DLC-Thermostat-DI-MSHP | General |  | Winter Morning | % of Load | 1 | 2030 | 65535
| Base | BTM Battery Control | DLC-Thermostat-DI-MSHP | General |  | Winter Morning | % of Load | 0 | 2030 | 65535
| Base | BTM Battery Control | DLC-Thermostat-BYOT-MSHP | General |  | Winter Morning | % of Load | 1 | 2030 | 65535
| Base | BTM Battery Control | DLC-Thermostat-BYOT-MSHP | General |  | Winter Morning | % of Load | 0 | 2030 | 65535
| Base | BTM Battery Control | C&I Curtailment-Turnkey-Manual HVAC Control | General |  | Winter Morning | % of Load | 1 | 2030 | 65535
| Base | BTM Battery Control | C&I Curtailment-Turnkey-Manual HVAC Control | General |  | Winter Morning | % of Load | 0 | 2030 | 65535
| Base | BTM Battery Control | C&I Curtailment-Turnkey-Auto-DR HVAC Control | General |  | Winter Morning | % of Load | 1 | 2030 | 65535
| Base | BTM Battery Control | C&I Curtailment-Turnkey-Auto-DR HVAC Control | General |  | Winter Morning | % of Load | 0 | 2030 | 65535
| Base | BTM Battery Control | C&I Curtailment-Turnkey-Standard Lighting Control | General |  | Winter Morning | % of Load | 1 | 2030 | 65535
| Base | BTM Battery Control | C&I Curtailment-Turnkey-Standard Lighting Control | General |  | Winter Morning | % of Load | 0 | 2030 | 65535
| Base | BTM Battery Control | C&I Curtailment-Turnkey-Advanced Lighting Control | General |  | Winter Morning | % of Load | 1 | 2030 | 65535
| Base | BTM Battery Control | C&I Curtailment-Turnkey-Advanced Lighting Control | General |  | Winter Morning | % of Load | 0 | 2030 | 65535
| Base | BTM Battery Control | C&I Curtailment-Turnkey-Water Heating Control | General |  | Winter Morning | % of Load | 1 | 2030 | 65535
| Base | BTM Battery Control | C&I Curtailment-Turnkey-Water Heating Control | General |  | Winter Morning | % of Load | 0 | 2030 | 65535
| Base | BTM Battery Control | C&I Curtailment-Turnkey-Other | General |  | Winter Morning | % of Load | 1 | 2030 | 65535
| Base | BTM Battery Control | C&I Curtailment-Turnkey-Other | General |  | Winter Morning | % of Load | 0 | 2030 | 65535
| Base | BTM Battery Control | DLC-Switch-Water Heating | General |  | Winter Evening | % of Load | 1 | 2030 | 65535
| Base | BTM Battery Control | DLC-Switch-Water Heating | General |  | Winter Evening | % of Load | 0 | 2030 | 65535
| Base | BTM Battery Control | DLC-BYOD-Water Heating | General |  | Winter Evening | % of Load | 1 | 2030 | 65535
| Base | BTM Battery Control | DLC-BYOD-Water Heating | General |  | Winter Evening | % of Load | 0 | 2030 | 65535
| Base | BTM Battery Control | DLC-Thermostat-DI-Central Heat Pump | General |  | Winter Evening | % of Load | 1 | 2030 | 65535
| Base | BTM Battery Control | DLC-Thermostat-DI-Central Heat Pump | General |  | Winter Evening | % of Load | 0 | 2030 | 65535
| Base | BTM Battery Control | DLC-Thermostat-BYOT-Central Heat Pump | General |  | Winter Evening | % of Load | 1 | 2030 | 65535
| Base | BTM Battery Control | DLC-Thermostat-BYOT-Central Heat Pump | General |  | Winter Evening | % of Load | 0 | 2030 | 65535
| Base | BTM Battery Control | DLC-Thermostat-HVAC | General |  | Winter Evening | % of Load | 1 | 2030 | 65535
| Base | BTM Battery Control | DLC-Thermostat-HVAC | General |  | Winter Evening | % of Load | 0 | 2030 | 65535
| Base | BTM Battery Control | DLC-Thermostat-DI-Baseboard Heating | General |  | Winter Evening | % of Load | 1 | 2030 | 65535
| Base | BTM Battery Control | DLC-Thermostat-DI-Baseboard Heating | General |  | Winter Evening | % of Load | 0 | 2030 | 65535
| Base | BTM Battery Control | DLC-Thermostat-BYOT-Baseboard Heating | General |  | Winter Evening | % of Load | 1 | 2030 | 65535
| Base | BTM Battery Control | DLC-Thermostat-BYOT-Baseboard Heating | General |  | Winter Evening | % of Load | 0 | 2030 | 65535
| Base | BTM Battery Control | DLC-Thermostat-DI-MSHP | General |  | Winter Evening | % of Load | 1 | 2030 | 65535
| Base | BTM Battery Control | DLC-Thermostat-DI-MSHP | General |  | Winter Evening | % of Load | 0 | 2030 | 65535
| Base | BTM Battery Control | DLC-Thermostat-BYOT-MSHP | General |  | Winter Evening | % of Load | 1 | 2030 | 65535
| Base | BTM Battery Control | DLC-Thermostat-BYOT-MSHP | General |  | Winter Evening | % of Load | 0 | 2030 | 65535
| Base | BTM Battery Control | C&I Curtailment-Turnkey-Manual HVAC Control | General |  | Winter Evening | % of Load | 1 | 2030 | 65535
| Base | BTM Battery Control | C&I Curtailment-Turnkey-Manual HVAC Control | General |  | Winter Evening | % of Load | 0 | 2030 | 65535
| Base | BTM Battery Control | C&I Curtailment-Turnkey-Auto-DR HVAC Control | General |  | Winter Evening | % of Load | 1 | 2030 | 65535
| Base | BTM Battery Control | C&I Curtailment-Turnkey-Auto-DR HVAC Control | General |  | Winter Evening | % of Load | 0 | 2030 | 65535
| Base | BTM Battery Control | C&I Curtailment-Turnkey-Standard Lighting Control | General |  | Winter Evening | % of Load | 1 | 2030 | 65535
| Base | BTM Battery Control | C&I Curtailment-Turnkey-Standard Lighting Control | General |  | Winter Evening | % of Load | 0 | 2030 | 65535
| Base | BTM Battery Control | C&I Curtailment-Turnkey-Advanced Lighting Control | General |  | Winter Evening | % of Load | 1 | 2030 | 65535
| Base | BTM Battery Control | C&I Curtailment-Turnkey-Advanced Lighting Control | General |  | Winter Evening | % of Load | 0 | 2030 | 65535
| Base | BTM Battery Control | C&I Curtailment-Turnkey-Water Heating Control | General |  | Winter Evening | % of Load | 1 | 2030 | 65535
| Base | BTM Battery Control | C&I Curtailment-Turnkey-Water Heating Control | General |  | Winter Evening | % of Load | 0 | 2030 | 65535
| Base | BTM Battery Control | C&I Curtailment-Turnkey-Other | General |  | Winter Evening | % of Load | 1 | 2030 | 65535
| Base | BTM Battery Control | C&I Curtailment-Turnkey-Other | General |  | Winter Evening | % of Load | 0 | 2030 | 65535
| Base | BTM Battery Control | DLC-Switch-Water Heating | Small Industrial |  | Winter Morning | % of Load | 1 | 2030 | 65535
| Base | BTM Battery Control | DLC-Switch-Water Heating | Small Industrial |  | Winter Morning | % of Load | 0 | 2030 | 65535
| Base | BTM Battery Control | DLC-BYOD-Water Heating | Small Industrial |  | Winter Morning | % of Load | 1 | 2030 | 65535
| Base | BTM Battery Control | DLC-BYOD-Water Heating | Small Industrial |  | Winter Morning | % of Load | 0 | 2030 | 65535
| Base | BTM Battery Control | DLC-Thermostat-DI-Central Heat Pump | Small Industrial |  | Winter Morning | % of Load | 1 | 2030 | 65535
| Base | BTM Battery Control | DLC-Thermostat-DI-Central Heat Pump | Small Industrial |  | Winter Morning | % of Load | 0 | 2030 | 65535
| Base | BTM Battery Control | DLC-Thermostat-BYOT-Central Heat Pump | Small Industrial |  | Winter Morning | % of Load | 1 | 2030 | 65535
| Base | BTM Battery Control | DLC-Thermostat-BYOT-Central Heat Pump | Small Industrial |  | Winter Morning | % of Load | 0 | 2030 | 65535
| Base | BTM Battery Control | DLC-Thermostat-HVAC | Small Industrial |  | Winter Morning | % of Load | 1 | 2030 | 65535
| Base | BTM Battery Control | DLC-Thermostat-HVAC | Small Industrial |  | Winter Morning | % of Load | 0 | 2030 | 65535
| Base | BTM Battery Control | DLC-Thermostat-DI-Baseboard Heating | Small Industrial |  | Winter Morning | % of Load | 1 | 2030 | 65535
| Base | BTM Battery Control | DLC-Thermostat-DI-Baseboard Heating | Small Industrial |  | Winter Morning | % of Load | 0 | 2030 | 65535
| Base | BTM Battery Control | DLC-Thermostat-BYOT-Baseboard Heating | Small Industrial |  | Winter Morning | % of Load | 1 | 2030 | 65535
| Base | BTM Battery Control | DLC-Thermostat-BYOT-Baseboard Heating | Small Industrial |  | Winter Morning | % of Load | 0 | 2030 | 65535
| Base | BTM Battery Control | DLC-Thermostat-DI-MSHP | Small Industrial |  | Winter Morning | % of Load | 1 | 2030 | 65535
| Base | BTM Battery Control | DLC-Thermostat-DI-MSHP | Small Industrial |  | Winter Morning | % of Load | 0 | 2030 | 65535
| Base | BTM Battery Control | DLC-Thermostat-BYOT-MSHP | Small Industrial |  | Winter Morning | % of Load | 1 | 2030 | 65535
| Base | BTM Battery Control | DLC-Thermostat-BYOT-MSHP | Small Industrial |  | Winter Morning | % of Load | 0 | 2030 | 65535
| Base | BTM Battery Control | C&I Curtailment-Turnkey-Manual HVAC Control | Small Industrial |  | Winter Morning | % of Load | 1 | 2030 | 65535
| Base | BTM Battery Control | C&I Curtailment-Turnkey-Manual HVAC Control | Small Industrial |  | Winter Morning | % of Load | 0 | 2030 | 65535
| Base | BTM Battery Control | C&I Curtailment-Turnkey-Auto-DR HVAC Control | Small Industrial |  | Winter Morning | % of Load | 1 | 2030 | 65535
| Base | BTM Battery Control | C&I Curtailment-Turnkey-Auto-DR HVAC Control | Small Industrial |  | Winter Morning | % of Load | 0 | 2030 | 65535
| Base | BTM Battery Control | C&I Curtailment-Turnkey-Standard Lighting Control | Small Industrial |  | Winter Morning | % of Load | 1 | 2030 | 65535
| Base | BTM Battery Control | C&I Curtailment-Turnkey-Standard Lighting Control | Small Industrial |  | Winter Morning | % of Load | 0 | 2030 | 65535
| Base | BTM Battery Control | C&I Curtailment-Turnkey-Advanced Lighting Control | Small Industrial |  | Winter Morning | % of Load | 1 | 2030 | 65535
| Base | BTM Battery Control | C&I Curtailment-Turnkey-Advanced Lighting Control | Small Industrial |  | Winter Morning | % of Load | 0 | 2030 | 65535
| Base | BTM Battery Control | C&I Curtailment-Turnkey-Water Heating Control | Small Industrial |  | Winter Morning | % of Load | 1 | 2030 | 65535
| Base | BTM Battery Control | C&I Curtailment-Turnkey-Water Heating Control | Small Industrial |  | Winter Morning | % of Load | 0 | 2030 | 65535
| Base | BTM Battery Control | C&I Curtailment-Turnkey-Other | Small Industrial |  | Winter Morning | % of Load | 1 | 2030 | 65535
| Base | BTM Battery Control | C&I Curtailment-Turnkey-Other | Small Industrial |  | Winter Morning | % of Load | 0 | 2030 | 65535
| Base | BTM Battery Control | C&I Curtailment-Turnkey-Industrial | Small Industrial |  | Winter Morning | % of Load | 1 | 2030 | 65535
| Base | BTM Battery Control | C&I Curtailment-Turnkey-Industrial | Small Industrial |  | Winter Morning | % of Load | 0 | 2030 | 65535
| Base | BTM Battery Control | DLC-Switch-Water Heating | Small Industrial |  | Winter Evening | % of Load | 1 | 2030 | 65535
| Base | BTM Battery Control | DLC-Switch-Water Heating | Small Industrial |  | Winter Evening | % of Load | 0 | 2030 | 65535
| Base | BTM Battery Control | DLC-BYOD-Water Heating | Small Industrial |  | Winter Evening | % of Load | 1 | 2030 | 65535
| Base | BTM Battery Control | DLC-BYOD-Water Heating | Small Industrial |  | Winter Evening | % of Load | 0 | 2030 | 65535
| Base | BTM Battery Control | DLC-Thermostat-DI-Central Heat Pump | Small Industrial |  | Winter Evening | % of Load | 1 | 2030 | 65535
| Base | BTM Battery Control | DLC-Thermostat-DI-Central Heat Pump | Small Industrial |  | Winter Evening | % of Load | 0 | 2030 | 65535
| Base | BTM Battery Control | DLC-Thermostat-BYOT-Central Heat Pump | Small Industrial |  | Winter Evening | % of Load | 1 | 2030 | 65535
| Base | BTM Battery Control | DLC-Thermostat-BYOT-Central Heat Pump | Small Industrial |  | Winter Evening | % of Load | 0 | 2030 | 65535
| Base | BTM Battery Control | DLC-Thermostat-HVAC | Small Industrial |  | Winter Evening | % of Load | 1 | 2030 | 65535
| Base | BTM Battery Control | DLC-Thermostat-HVAC | Small Industrial |  | Winter Evening | % of Load | 0 | 2030 | 65535
| Base | BTM Battery Control | DLC-Thermostat-DI-Baseboard Heating | Small Industrial |  | Winter Evening | % of Load | 1 | 2030 | 65535
| Base | BTM Battery Control | DLC-Thermostat-DI-Baseboard Heating | Small Industrial |  | Winter Evening | % of Load | 0 | 2030 | 65535
| Base | BTM Battery Control | DLC-Thermostat-BYOT-Baseboard Heating | Small Industrial |  | Winter Evening | % of Load | 1 | 2030 | 65535
| Base | BTM Battery Control | DLC-Thermostat-BYOT-Baseboard Heating | Small Industrial |  | Winter Evening | % of Load | 0 | 2030 | 65535
| Base | BTM Battery Control | DLC-Thermostat-DI-MSHP | Small Industrial |  | Winter Evening | % of Load | 1 | 2030 | 65535
| Base | BTM Battery Control | DLC-Thermostat-DI-MSHP | Small Industrial |  | Winter Evening | % of Load | 0 | 2030 | 65535
| Base | BTM Battery Control | DLC-Thermostat-BYOT-MSHP | Small Industrial |  | Winter Evening | % of Load | 1 | 2030 | 65535
| Base | BTM Battery Control | DLC-Thermostat-BYOT-MSHP | Small Industrial |  | Winter Evening | % of Load | 0 | 2030 | 65535
| Base | BTM Battery Control | C&I Curtailment-Turnkey-Manual HVAC Control | Small Industrial |  | Winter Evening | % of Load | 1 | 2030 | 65535
| Base | BTM Battery Control | C&I Curtailment-Turnkey-Manual HVAC Control | Small Industrial |  | Winter Evening | % of Load | 0 | 2030 | 65535
| Base | BTM Battery Control | C&I Curtailment-Turnkey-Auto-DR HVAC Control | Small Industrial |  | Winter Evening | % of Load | 1 | 2030 | 65535
| Base | BTM Battery Control | C&I Curtailment-Turnkey-Auto-DR HVAC Control | Small Industrial |  | Winter Evening | % of Load | 0 | 2030 | 65535
| Base | BTM Battery Control | C&I Curtailment-Turnkey-Standard Lighting Control | Small Industrial |  | Winter Evening | % of Load | 1 | 2030 | 65535
| Base | BTM Battery Control | C&I Curtailment-Turnkey-Standard Lighting Control | Small Industrial |  | Winter Evening | % of Load | 0 | 2030 | 65535
| Base | BTM Battery Control | C&I Curtailment-Turnkey-Advanced Lighting Control | Small Industrial |  | Winter Evening | % of Load | 1 | 2030 | 65535
| Base | BTM Battery Control | C&I Curtailment-Turnkey-Advanced Lighting Control | Small Industrial |  | Winter Evening | % of Load | 0 | 2030 | 65535
| Base | BTM Battery Control | C&I Curtailment-Turnkey-Water Heating Control | Small Industrial |  | Winter Evening | % of Load | 1 | 2030 | 65535
| Base | BTM Battery Control | C&I Curtailment-Turnkey-Water Heating Control | Small Industrial |  | Winter Evening | % of Load | 0 | 2030 | 65535
| Base | BTM Battery Control | C&I Curtailment-Turnkey-Other | Small Industrial |  | Winter Evening | % of Load | 1 | 2030 | 65535
| Base | BTM Battery Control | C&I Curtailment-Turnkey-Other | Small Industrial |  | Winter Evening | % of Load | 0 | 2030 | 65535
| Base | BTM Battery Control | C&I Curtailment-Turnkey-Industrial | Small Industrial |  | Winter Evening | % of Load | 1 | 2030 | 65535
| Base | BTM Battery Control | C&I Curtailment-Turnkey-Industrial | Small Industrial |  | Winter Evening | % of Load | 0 | 2030 | 65535
| Base | BTM Battery Control | DLC-Switch-Water Heating | Medium Industrial |  | Winter Morning | % of Load | 1 | 2030 | 65535
| Base | BTM Battery Control | DLC-Switch-Water Heating | Medium Industrial |  | Winter Morning | % of Load | 0 | 2030 | 65535
| Base | BTM Battery Control | DLC-BYOD-Water Heating | Medium Industrial |  | Winter Morning | % of Load | 1 | 2030 | 65535
| Base | BTM Battery Control | DLC-BYOD-Water Heating | Medium Industrial |  | Winter Morning | % of Load | 0 | 2030 | 65535
| Base | BTM Battery Control | DLC-Thermostat-DI-Central Heat Pump | Medium Industrial |  | Winter Morning | % of Load | 1 | 2030 | 65535
| Base | BTM Battery Control | DLC-Thermostat-DI-Central Heat Pump | Medium Industrial |  | Winter Morning | % of Load | 0 | 2030 | 65535
| Base | BTM Battery Control | DLC-Thermostat-BYOT-Central Heat Pump | Medium Industrial |  | Winter Morning | % of Load | 1 | 2030 | 65535
| Base | BTM Battery Control | DLC-Thermostat-BYOT-Central Heat Pump | Medium Industrial |  | Winter Morning | % of Load | 0 | 2030 | 65535
| Base | BTM Battery Control | DLC-Thermostat-HVAC | Medium Industrial |  | Winter Morning | % of Load | 1 | 2030 | 65535
| Base | BTM Battery Control | DLC-Thermostat-HVAC | Medium Industrial |  | Winter Morning | % of Load | 0 | 2030 | 65535
| Base | BTM Battery Control | DLC-Thermostat-DI-Baseboard Heating | Medium Industrial |  | Winter Morning | % of Load | 1 | 2030 | 65535
| Base | BTM Battery Control | DLC-Thermostat-DI-Baseboard Heating | Medium Industrial |  | Winter Morning | % of Load | 0 | 2030 | 65535
| Base | BTM Battery Control | DLC-Thermostat-BYOT-Baseboard Heating | Medium Industrial |  | Winter Morning | % of Load | 1 | 2030 | 65535
| Base | BTM Battery Control | DLC-Thermostat-BYOT-Baseboard Heating | Medium Industrial |  | Winter Morning | % of Load | 0 | 2030 | 65535
| Base | BTM Battery Control | DLC-Thermostat-DI-MSHP | Medium Industrial |  | Winter Morning | % of Load | 1 | 2030 | 65535
| Base | BTM Battery Control | DLC-Thermostat-DI-MSHP | Medium Industrial |  | Winter Morning | % of Load | 0 | 2030 | 65535
| Base | BTM Battery Control | DLC-Thermostat-BYOT-MSHP | Medium Industrial |  | Winter Morning | % of Load | 1 | 2030 | 65535
| Base | BTM Battery Control | DLC-Thermostat-BYOT-MSHP | Medium Industrial |  | Winter Morning | % of Load | 0 | 2030 | 65535
| Base | BTM Battery Control | C&I Curtailment-Turnkey-Manual HVAC Control | Medium Industrial |  | Winter Morning | % of Load | 1 | 2030 | 65535
| Base | BTM Battery Control | C&I Curtailment-Turnkey-Manual HVAC Control | Medium Industrial |  | Winter Morning | % of Load | 0 | 2030 | 65535
| Base | BTM Battery Control | C&I Curtailment-Turnkey-Auto-DR HVAC Control | Medium Industrial |  | Winter Morning | % of Load | 1 | 2030 | 65535
| Base | BTM Battery Control | C&I Curtailment-Turnkey-Auto-DR HVAC Control | Medium Industrial |  | Winter Morning | % of Load | 0 | 2030 | 65535
| Base | BTM Battery Control | C&I Curtailment-Turnkey-Standard Lighting Control | Medium Industrial |  | Winter Morning | % of Load | 1 | 2030 | 65535
| Base | BTM Battery Control | C&I Curtailment-Turnkey-Standard Lighting Control | Medium Industrial |  | Winter Morning | % of Load | 0 | 2030 | 65535
| Base | BTM Battery Control | C&I Curtailment-Turnkey-Advanced Lighting Control | Medium Industrial |  | Winter Morning | % of Load | 1 | 2030 | 65535
| Base | BTM Battery Control | C&I Curtailment-Turnkey-Advanced Lighting Control | Medium Industrial |  | Winter Morning | % of Load | 0 | 2030 | 65535
| Base | BTM Battery Control | C&I Curtailment-Turnkey-Water Heating Control | Medium Industrial |  | Winter Morning | % of Load | 1 | 2030 | 65535
| Base | BTM Battery Control | C&I Curtailment-Turnkey-Water Heating Control | Medium Industrial |  | Winter Morning | % of Load | 0 | 2030 | 65535
| Base | BTM Battery Control | C&I Curtailment-Turnkey-Other | Medium Industrial |  | Winter Morning | % of Load | 1 | 2030 | 65535
| Base | BTM Battery Control | C&I Curtailment-Turnkey-Other | Medium Industrial |  | Winter Morning | % of Load | 0 | 2030 | 65535
| Base | BTM Battery Control | DLC-Switch-Water Heating | Medium Industrial |  | Winter Evening | % of Load | 1 | 2030 | 65535
| Base | BTM Battery Control | DLC-Switch-Water Heating | Medium Industrial |  | Winter Evening | % of Load | 0 | 2030 | 65535
| Base | BTM Battery Control | DLC-BYOD-Water Heating | Medium Industrial |  | Winter Evening | % of Load | 1 | 2030 | 65535
| Base | BTM Battery Control | DLC-BYOD-Water Heating | Medium Industrial |  | Winter Evening | % of Load | 0 | 2030 | 65535
| Base | BTM Battery Control | DLC-Thermostat-DI-Central Heat Pump | Medium Industrial |  | Winter Evening | % of Load | 1 | 2030 | 65535
| Base | BTM Battery Control | DLC-Thermostat-DI-Central Heat Pump | Medium Industrial |  | Winter Evening | % of Load | 0 | 2030 | 65535
| Base | BTM Battery Control | DLC-Thermostat-BYOT-Central Heat Pump | Medium Industrial |  | Winter Evening | % of Load | 1 | 2030 | 65535
| Base | BTM Battery Control | DLC-Thermostat-BYOT-Central Heat Pump | Medium Industrial |  | Winter Evening | % of Load | 0 | 2030 | 65535
| Base | BTM Battery Control | DLC-Thermostat-HVAC | Medium Industrial |  | Winter Evening | % of Load | 1 | 2030 | 65535
| Base | BTM Battery Control | DLC-Thermostat-HVAC | Medium Industrial |  | Winter Evening | % of Load | 0 | 2030 | 65535
| Base | BTM Battery Control | DLC-Thermostat-DI-Baseboard Heating | Medium Industrial |  | Winter Evening | % of Load | 1 | 2030 | 65535
| Base | BTM Battery Control | DLC-Thermostat-DI-Baseboard Heating | Medium Industrial |  | Winter Evening | % of Load | 0 | 2030 | 65535
| Base | BTM Battery Control | DLC-Thermostat-BYOT-Baseboard Heating | Medium Industrial |  | Winter Evening | % of Load | 1 | 2030 | 65535
| Base | BTM Battery Control | DLC-Thermostat-BYOT-Baseboard Heating | Medium Industrial |  | Winter Evening | % of Load | 0 | 2030 | 65535
| Base | BTM Battery Control | DLC-Thermostat-DI-MSHP | Medium Industrial |  | Winter Evening | % of Load | 1 | 2030 | 65535
| Base | BTM Battery Control | DLC-Thermostat-DI-MSHP | Medium Industrial |  | Winter Evening | % of Load | 0 | 2030 | 65535
| Base | BTM Battery Control | DLC-Thermostat-BYOT-MSHP | Medium Industrial |  | Winter Evening | % of Load | 1 | 2030 | 65535
| Base | BTM Battery Control | DLC-Thermostat-BYOT-MSHP | Medium Industrial |  | Winter Evening | % of Load | 0 | 2030 | 65535
| Base | BTM Battery Control | C&I Curtailment-Turnkey-Manual HVAC Control | Medium Industrial |  | Winter Evening | % of Load | 1 | 2030 | 65535
| Base | BTM Battery Control | C&I Curtailment-Turnkey-Manual HVAC Control | Medium Industrial |  | Winter Evening | % of Load | 0 | 2030 | 65535
| Base | BTM Battery Control | C&I Curtailment-Turnkey-Auto-DR HVAC Control | Medium Industrial |  | Winter Evening | % of Load | 1 | 2030 | 65535
| Base | BTM Battery Control | C&I Curtailment-Turnkey-Auto-DR HVAC Control | Medium Industrial |  | Winter Evening | % of Load | 0 | 2030 | 65535
| Base | BTM Battery Control | C&I Curtailment-Turnkey-Standard Lighting Control | Medium Industrial |  | Winter Evening | % of Load | 1 | 2030 | 65535
| Base | BTM Battery Control | C&I Curtailment-Turnkey-Standard Lighting Control | Medium Industrial |  | Winter Evening | % of Load | 0 | 2030 | 65535
| Base | BTM Battery Control | C&I Curtailment-Turnkey-Advanced Lighting Control | Medium Industrial |  | Winter Evening | % of Load | 1 | 2030 | 65535
| Base | BTM Battery Control | C&I Curtailment-Turnkey-Advanced Lighting Control | Medium Industrial |  | Winter Evening | % of Load | 0 | 2030 | 65535
| Base | BTM Battery Control | C&I Curtailment-Turnkey-Water Heating Control | Medium Industrial |  | Winter Evening | % of Load | 1 | 2030 | 65535
| Base | BTM Battery Control | C&I Curtailment-Turnkey-Water Heating Control | Medium Industrial |  | Winter Evening | % of Load | 0 | 2030 | 65535
| Base | BTM Battery Control | C&I Curtailment-Turnkey-Other | Medium Industrial |  | Winter Evening | % of Load | 1 | 2030 | 65535
| Base | BTM Battery Control | C&I Curtailment-Turnkey-Other | Medium Industrial |  | Winter Evening | % of Load | 0 | 2030 | 65535
| Base | BTM Battery Control | BTM Battery Control-BYOB | Residential Charitable |  | Winter Morning | % of Load | 1 | 2030 | 65535
| Base | BTM Battery Control | BTM Battery Control-BYOB | Residential Charitable |  | Winter Morning | % of Load | 0 | 2030 | 65535
| Base | BTM Battery Control | BTM Battery Control-BYOB | Residential Charitable |  | Winter Evening | % of Load | 1 | 2030 | 65535
| Base | BTM Battery Control | BTM Battery Control-BYOB | Residential Charitable |  | Winter Evening | % of Load | 0 | 2030 | 65535
| Base | EV Charging Control | DLC-Switch-Water Heating | Small General |  | Winter Morning | % of Load | 1 | 2030 | 65535
| Base | EV Charging Control | DLC-Switch-Water Heating | Small General |  | Winter Morning | % of Load | 0 | 2030 | 65535
| Base | EV Charging Control | DLC-BYOD-Water Heating | Small General |  | Winter Morning | % of Load | 1 | 2030 | 65535
| Base | EV Charging Control | DLC-BYOD-Water Heating | Small General |  | Winter Morning | % of Load | 0 | 2030 | 65535
| Base | EV Charging Control | DLC-Thermostat-DI-Central Heat Pump | Small General |  | Winter Morning | % of Load | 1 | 2030 | 65535
| Base | EV Charging Control | DLC-Thermostat-DI-Central Heat Pump | Small General |  | Winter Morning | % of Load | 0 | 2030 | 65535
| Base | EV Charging Control | DLC-Thermostat-BYOT-Central Heat Pump | Small General |  | Winter Morning | % of Load | 1 | 2030 | 65535
| Base | EV Charging Control | DLC-Thermostat-BYOT-Central Heat Pump | Small General |  | Winter Morning | % of Load | 0 | 2030 | 65535
| Base | EV Charging Control | DLC-Thermostat-HVAC | Small General |  | Winter Morning | % of Load | 1 | 2030 | 65535
| Base | EV Charging Control | DLC-Thermostat-HVAC | Small General |  | Winter Morning | % of Load | 0 | 2030 | 65535
| Base | EV Charging Control | DLC-Thermostat-DI-Baseboard Heating | Small General |  | Winter Morning | % of Load | 1 | 2030 | 65535
| Base | EV Charging Control | DLC-Thermostat-DI-Baseboard Heating | Small General |  | Winter Morning | % of Load | 0 | 2030 | 65535
| Base | EV Charging Control | DLC-Thermostat-BYOT-Baseboard Heating | Small General |  | Winter Morning | % of Load | 1 | 2030 | 65535
| Base | EV Charging Control | DLC-Thermostat-BYOT-Baseboard Heating | Small General |  | Winter Morning | % of Load | 0 | 2030 | 65535
| Base | EV Charging Control | DLC-Thermostat-DI-MSHP | Small General |  | Winter Morning | % of Load | 1 | 2030 | 65535
| Base | EV Charging Control | DLC-Thermostat-DI-MSHP | Small General |  | Winter Morning | % of Load | 0 | 2030 | 65535
| Base | EV Charging Control | DLC-Thermostat-BYOT-MSHP | Small General |  | Winter Morning | % of Load | 1 | 2030 | 65535
| Base | EV Charging Control | DLC-Thermostat-BYOT-MSHP | Small General |  | Winter Morning | % of Load | 0 | 2030 | 65535
| Base | EV Charging Control | C&I Curtailment-Turnkey-Manual HVAC Control | Small General |  | Winter Morning | % of Load | 1 | 2030 | 65535
| Base | EV Charging Control | C&I Curtailment-Turnkey-Manual HVAC Control | Small General |  | Winter Morning | % of Load | 0 | 2030 | 65535
| Base | EV Charging Control | C&I Curtailment-Turnkey-Auto-DR HVAC Control | Small General |  | Winter Morning | % of Load | 1 | 2030 | 65535
| Base | EV Charging Control | C&I Curtailment-Turnkey-Auto-DR HVAC Control | Small General |  | Winter Morning | % of Load | 0 | 2030 | 65535
| Base | EV Charging Control | C&I Curtailment-Turnkey-Standard Lighting Control | Small General |  | Winter Morning | % of Load | 1 | 2030 | 65535
| Base | EV Charging Control | C&I Curtailment-Turnkey-Standard Lighting Control | Small General |  | Winter Morning | % of Load | 0 | 2030 | 65535
| Base | EV Charging Control | C&I Curtailment-Turnkey-Advanced Lighting Control | Small General |  | Winter Morning | % of Load | 1 | 2030 | 65535
| Base | EV Charging Control | C&I Curtailment-Turnkey-Advanced Lighting Control | Small General |  | Winter Morning | % of Load | 0 | 2030 | 65535
| Base | EV Charging Control | C&I Curtailment-Turnkey-Water Heating Control | Small General |  | Winter Morning | % of Load | 1 | 2030 | 65535
| Base | EV Charging Control | C&I Curtailment-Turnkey-Water Heating Control | Small General |  | Winter Morning | % of Load | 0 | 2030 | 65535
| Base | EV Charging Control | C&I Curtailment-Turnkey-Other | Small General |  | Winter Morning | % of Load | 1 | 2030 | 65535
| Base | EV Charging Control | C&I Curtailment-Turnkey-Other | Small General |  | Winter Morning | % of Load | 0 | 2030 | 65535
| Base | EV Charging Control | Dynamic Pricing with enabling tech. | Small General |  | Winter Morning | % of Load | 1 | 2030 | 65535
| Base | EV Charging Control | Dynamic Pricing with enabling tech. | Small General |  | Winter Morning | % of Load | 0 | 2030 | 65535
| Base | EV Charging Control | DLC-Switch-Water Heating | Small General |  | Winter Evening | % of Load | 1 | 2030 | 65535
| Base | EV Charging Control | DLC-Switch-Water Heating | Small General |  | Winter Evening | % of Load | 0 | 2030 | 65535
| Base | EV Charging Control | DLC-BYOD-Water Heating | Small General |  | Winter Evening | % of Load | 1 | 2030 | 65535
| Base | EV Charging Control | DLC-BYOD-Water Heating | Small General |  | Winter Evening | % of Load | 0 | 2030 | 65535
| Base | EV Charging Control | DLC-Thermostat-DI-Central Heat Pump | Small General |  | Winter Evening | % of Load | 1 | 2030 | 65535
| Base | EV Charging Control | DLC-Thermostat-DI-Central Heat Pump | Small General |  | Winter Evening | % of Load | 0 | 2030 | 65535
| Base | EV Charging Control | DLC-Thermostat-BYOT-Central Heat Pump | Small General |  | Winter Evening | % of Load | 1 | 2030 | 65535
| Base | EV Charging Control | DLC-Thermostat-BYOT-Central Heat Pump | Small General |  | Winter Evening | % of Load | 0 | 2030 | 65535
| Base | EV Charging Control | DLC-Thermostat-HVAC | Small General |  | Winter Evening | % of Load | 1 | 2030 | 65535
| Base | EV Charging Control | DLC-Thermostat-HVAC | Small General |  | Winter Evening | % of Load | 0 | 2030 | 65535
| Base | EV Charging Control | DLC-Thermostat-DI-Baseboard Heating | Small General |  | Winter Evening | % of Load | 1 | 2030 | 65535
| Base | EV Charging Control | DLC-Thermostat-DI-Baseboard Heating | Small General |  | Winter Evening | % of Load | 0 | 2030 | 65535
| Base | EV Charging Control | DLC-Thermostat-BYOT-Baseboard Heating | Small General |  | Winter Evening | % of Load | 1 | 2030 | 65535
| Base | EV Charging Control | DLC-Thermostat-BYOT-Baseboard Heating | Small General |  | Winter Evening | % of Load | 0 | 2030 | 65535
| Base | EV Charging Control | DLC-Thermostat-DI-MSHP | Small General |  | Winter Evening | % of Load | 1 | 2030 | 65535
| Base | EV Charging Control | DLC-Thermostat-DI-MSHP | Small General |  | Winter Evening | % of Load | 0 | 2030 | 65535
| Base | EV Charging Control | DLC-Thermostat-BYOT-MSHP | Small General |  | Winter Evening | % of Load | 1 | 2030 | 65535
| Base | EV Charging Control | DLC-Thermostat-BYOT-MSHP | Small General |  | Winter Evening | % of Load | 0 | 2030 | 65535
| Base | EV Charging Control | C&I Curtailment-Turnkey-Manual HVAC Control | Small General |  | Winter Evening | % of Load | 1 | 2030 | 65535
| Base | EV Charging Control | C&I Curtailment-Turnkey-Manual HVAC Control | Small General |  | Winter Evening | % of Load | 0 | 2030 | 65535
| Base | EV Charging Control | C&I Curtailment-Turnkey-Auto-DR HVAC Control | Small General |  | Winter Evening | % of Load | 1 | 2030 | 65535
| Base | EV Charging Control | C&I Curtailment-Turnkey-Auto-DR HVAC Control | Small General |  | Winter Evening | % of Load | 0 | 2030 | 65535
| Base | EV Charging Control | C&I Curtailment-Turnkey-Standard Lighting Control | Small General |  | Winter Evening | % of Load | 1 | 2030 | 65535
| Base | EV Charging Control | C&I Curtailment-Turnkey-Standard Lighting Control | Small General |  | Winter Evening | % of Load | 0 | 2030 | 65535
| Base | EV Charging Control | C&I Curtailment-Turnkey-Advanced Lighting Control | Small General |  | Winter Evening | % of Load | 1 | 2030 | 65535
| Base | EV Charging Control | C&I Curtailment-Turnkey-Advanced Lighting Control | Small General |  | Winter Evening | % of Load | 0 | 2030 | 65535
| Base | EV Charging Control | C&I Curtailment-Turnkey-Water Heating Control | Small General |  | Winter Evening | % of Load | 1 | 2030 | 65535
| Base | EV Charging Control | C&I Curtailment-Turnkey-Water Heating Control | Small General |  | Winter Evening | % of Load | 0 | 2030 | 65535
| Base | EV Charging Control | C&I Curtailment-Turnkey-Other | Small General |  | Winter Evening | % of Load | 1 | 2030 | 65535
| Base | EV Charging Control | C&I Curtailment-Turnkey-Other | Small General |  | Winter Evening | % of Load | 0 | 2030 | 65535
| Base | EV Charging Control | Dynamic Pricing with enabling tech. | Small General |  | Winter Evening | % of Load | 1 | 2030 | 65535
| Base | EV Charging Control | Dynamic Pricing with enabling tech. | Small General |  | Winter Evening | % of Load | 0 | 2030 | 65535
| Base | EV Charging Control | DLC-Switch-Water Heating | General |  | Winter Morning | % of Load | 1 | 2030 | 65535
| Base | EV Charging Control | DLC-Switch-Water Heating | General |  | Winter Morning | % of Load | 0 | 2030 | 65535
| Base | EV Charging Control | DLC-BYOD-Water Heating | General |  | Winter Morning | % of Load | 1 | 2030 | 65535
| Base | EV Charging Control | DLC-BYOD-Water Heating | General |  | Winter Morning | % of Load | 0 | 2030 | 65535
| Base | EV Charging Control | DLC-Thermostat-DI-Central Heat Pump | General |  | Winter Morning | % of Load | 1 | 2030 | 65535
| Base | EV Charging Control | DLC-Thermostat-DI-Central Heat Pump | General |  | Winter Morning | % of Load | 0 | 2030 | 65535
| Base | EV Charging Control | DLC-Thermostat-BYOT-Central Heat Pump | General |  | Winter Morning | % of Load | 1 | 2030 | 65535
| Base | EV Charging Control | DLC-Thermostat-BYOT-Central Heat Pump | General |  | Winter Morning | % of Load | 0 | 2030 | 65535
| Base | EV Charging Control | DLC-Thermostat-HVAC | General |  | Winter Morning | % of Load | 1 | 2030 | 65535
| Base | EV Charging Control | DLC-Thermostat-HVAC | General |  | Winter Morning | % of Load | 0 | 2030 | 65535
| Base | EV Charging Control | DLC-Thermostat-DI-Baseboard Heating | General |  | Winter Morning | % of Load | 1 | 2030 | 65535
| Base | EV Charging Control | DLC-Thermostat-DI-Baseboard Heating | General |  | Winter Morning | % of Load | 0 | 2030 | 65535
| Base | EV Charging Control | DLC-Thermostat-BYOT-Baseboard Heating | General |  | Winter Morning | % of Load | 1 | 2030 | 65535
| Base | EV Charging Control | DLC-Thermostat-BYOT-Baseboard Heating | General |  | Winter Morning | % of Load | 0 | 2030 | 65535
| Base | EV Charging Control | DLC-Thermostat-DI-MSHP | General |  | Winter Morning | % of Load | 1 | 2030 | 65535
| Base | EV Charging Control | DLC-Thermostat-DI-MSHP | General |  | Winter Morning | % of Load | 0 | 2030 | 65535
| Base | EV Charging Control | DLC-Thermostat-BYOT-MSHP | General |  | Winter Morning | % of Load | 1 | 2030 | 65535
| Base | EV Charging Control | DLC-Thermostat-BYOT-MSHP | General |  | Winter Morning | % of Load | 0 | 2030 | 65535
| Base | EV Charging Control | C&I Curtailment-Turnkey-Manual HVAC Control | General |  | Winter Morning | % of Load | 1 | 2030 | 65535
| Base | EV Charging Control | C&I Curtailment-Turnkey-Manual HVAC Control | General |  | Winter Morning | % of Load | 0 | 2030 | 65535
| Base | EV Charging Control | C&I Curtailment-Turnkey-Auto-DR HVAC Control | General |  | Winter Morning | % of Load | 1 | 2030 | 65535
| Base | EV Charging Control | C&I Curtailment-Turnkey-Auto-DR HVAC Control | General |  | Winter Morning | % of Load | 0 | 2030 | 65535
| Base | EV Charging Control | C&I Curtailment-Turnkey-Standard Lighting Control | General |  | Winter Morning | % of Load | 1 | 2030 | 65535
| Base | EV Charging Control | C&I Curtailment-Turnkey-Standard Lighting Control | General |  | Winter Morning | % of Load | 0 | 2030 | 65535
| Base | EV Charging Control | C&I Curtailment-Turnkey-Advanced Lighting Control | General |  | Winter Morning | % of Load | 1 | 2030 | 65535
| Base | EV Charging Control | C&I Curtailment-Turnkey-Advanced Lighting Control | General |  | Winter Morning | % of Load | 0 | 2030 | 65535
| Base | EV Charging Control | C&I Curtailment-Turnkey-Water Heating Control | General |  | Winter Morning | % of Load | 1 | 2030 | 65535
| Base | EV Charging Control | C&I Curtailment-Turnkey-Water Heating Control | General |  | Winter Morning | % of Load | 0 | 2030 | 65535
| Base | EV Charging Control | C&I Curtailment-Turnkey-Other | General |  | Winter Morning | % of Load | 1 | 2030 | 65535
| Base | EV Charging Control | C&I Curtailment-Turnkey-Other | General |  | Winter Morning | % of Load | 0 | 2030 | 65535
| Base | EV Charging Control | DLC-Switch-Water Heating | General |  | Winter Evening | % of Load | 1 | 2030 | 65535
| Base | EV Charging Control | DLC-Switch-Water Heating | General |  | Winter Evening | % of Load | 0 | 2030 | 65535
| Base | EV Charging Control | DLC-BYOD-Water Heating | General |  | Winter Evening | % of Load | 1 | 2030 | 65535
| Base | EV Charging Control | DLC-BYOD-Water Heating | General |  | Winter Evening | % of Load | 0 | 2030 | 65535
| Base | EV Charging Control | DLC-Thermostat-DI-Central Heat Pump | General |  | Winter Evening | % of Load | 1 | 2030 | 65535
| Base | EV Charging Control | DLC-Thermostat-DI-Central Heat Pump | General |  | Winter Evening | % of Load | 0 | 2030 | 65535
| Base | EV Charging Control | DLC-Thermostat-BYOT-Central Heat Pump | General |  | Winter Evening | % of Load | 1 | 2030 | 65535
| Base | EV Charging Control | DLC-Thermostat-BYOT-Central Heat Pump | General |  | Winter Evening | % of Load | 0 | 2030 | 65535
| Base | EV Charging Control | DLC-Thermostat-HVAC | General |  | Winter Evening | % of Load | 1 | 2030 | 65535
| Base | EV Charging Control | DLC-Thermostat-HVAC | General |  | Winter Evening | % of Load | 0 | 2030 | 65535
| Base | EV Charging Control | DLC-Thermostat-DI-Baseboard Heating | General |  | Winter Evening | % of Load | 1 | 2030 | 65535
| Base | EV Charging Control | DLC-Thermostat-DI-Baseboard Heating | General |  | Winter Evening | % of Load | 0 | 2030 | 65535
| Base | EV Charging Control | DLC-Thermostat-BYOT-Baseboard Heating | General |  | Winter Evening | % of Load | 1 | 2030 | 65535
| Base | EV Charging Control | DLC-Thermostat-BYOT-Baseboard Heating | General |  | Winter Evening | % of Load | 0 | 2030 | 65535
| Base | EV Charging Control | DLC-Thermostat-DI-MSHP | General |  | Winter Evening | % of Load | 1 | 2030 | 65535
| Base | EV Charging Control | DLC-Thermostat-DI-MSHP | General |  | Winter Evening | % of Load | 0 | 2030 | 65535
| Base | EV Charging Control | DLC-Thermostat-BYOT-MSHP | General |  | Winter Evening | % of Load | 1 | 2030 | 65535
| Base | EV Charging Control | DLC-Thermostat-BYOT-MSHP | General |  | Winter Evening | % of Load | 0 | 2030 | 65535
| Base | EV Charging Control | C&I Curtailment-Turnkey-Manual HVAC Control | General |  | Winter Evening | % of Load | 1 | 2030 | 65535
| Base | EV Charging Control | C&I Curtailment-Turnkey-Manual HVAC Control | General |  | Winter Evening | % of Load | 0 | 2030 | 65535
| Base | EV Charging Control | C&I Curtailment-Turnkey-Auto-DR HVAC Control | General |  | Winter Evening | % of Load | 1 | 2030 | 65535
| Base | EV Charging Control | C&I Curtailment-Turnkey-Auto-DR HVAC Control | General |  | Winter Evening | % of Load | 0 | 2030 | 65535
| Base | EV Charging Control | C&I Curtailment-Turnkey-Standard Lighting Control | General |  | Winter Evening | % of Load | 1 | 2030 | 65535
| Base | EV Charging Control | C&I Curtailment-Turnkey-Standard Lighting Control | General |  | Winter Evening | % of Load | 0 | 2030 | 65535
| Base | EV Charging Control | C&I Curtailment-Turnkey-Advanced Lighting Control | General |  | Winter Evening | % of Load | 1 | 2030 | 65535
| Base | EV Charging Control | C&I Curtailment-Turnkey-Advanced Lighting Control | General |  | Winter Evening | % of Load | 0 | 2030 | 65535
| Base | EV Charging Control | C&I Curtailment-Turnkey-Water Heating Control | General |  | Winter Evening | % of Load | 1 | 2030 | 65535
| Base | EV Charging Control | C&I Curtailment-Turnkey-Water Heating Control | General |  | Winter Evening | % of Load | 0 | 2030 | 65535
| Base | EV Charging Control | C&I Curtailment-Turnkey-Other | General |  | Winter Evening | % of Load | 1 | 2030 | 65535
| Base | EV Charging Control | C&I Curtailment-Turnkey-Other | General |  | Winter Evening | % of Load | 0 | 2030 | 65535
| Base | EV Charging Control | DLC-Switch-Water Heating | Small Industrial |  | Winter Morning | % of Load | 1 | 2030 | 65535
| Base | EV Charging Control | DLC-Switch-Water Heating | Small Industrial |  | Winter Morning | % of Load | 0 | 2030 | 65535
| Base | EV Charging Control | DLC-BYOD-Water Heating | Small Industrial |  | Winter Morning | % of Load | 1 | 2030 | 65535
| Base | EV Charging Control | DLC-BYOD-Water Heating | Small Industrial |  | Winter Morning | % of Load | 0 | 2030 | 65535
| Base | EV Charging Control | DLC-Thermostat-DI-Central Heat Pump | Small Industrial |  | Winter Morning | % of Load | 1 | 2030 | 65535
| Base | EV Charging Control | DLC-Thermostat-DI-Central Heat Pump | Small Industrial |  | Winter Morning | % of Load | 0 | 2030 | 65535
| Base | EV Charging Control | DLC-Thermostat-BYOT-Central Heat Pump | Small Industrial |  | Winter Morning | % of Load | 1 | 2030 | 65535
| Base | EV Charging Control | DLC-Thermostat-BYOT-Central Heat Pump | Small Industrial |  | Winter Morning | % of Load | 0 | 2030 | 65535
| Base | EV Charging Control | DLC-Thermostat-HVAC | Small Industrial |  | Winter Morning | % of Load | 1 | 2030 | 65535
| Base | EV Charging Control | DLC-Thermostat-HVAC | Small Industrial |  | Winter Morning | % of Load | 0 | 2030 | 65535
| Base | EV Charging Control | DLC-Thermostat-DI-Baseboard Heating | Small Industrial |  | Winter Morning | % of Load | 1 | 2030 | 65535
| Base | EV Charging Control | DLC-Thermostat-DI-Baseboard Heating | Small Industrial |  | Winter Morning | % of Load | 0 | 2030 | 65535
| Base | EV Charging Control | DLC-Thermostat-BYOT-Baseboard Heating | Small Industrial |  | Winter Morning | % of Load | 1 | 2030 | 65535
| Base | EV Charging Control | DLC-Thermostat-BYOT-Baseboard Heating | Small Industrial |  | Winter Morning | % of Load | 0 | 2030 | 65535
| Base | EV Charging Control | DLC-Thermostat-DI-MSHP | Small Industrial |  | Winter Morning | % of Load | 1 | 2030 | 65535
| Base | EV Charging Control | DLC-Thermostat-DI-MSHP | Small Industrial |  | Winter Morning | % of Load | 0 | 2030 | 65535
| Base | EV Charging Control | DLC-Thermostat-BYOT-MSHP | Small Industrial |  | Winter Morning | % of Load | 1 | 2030 | 65535
| Base | EV Charging Control | DLC-Thermostat-BYOT-MSHP | Small Industrial |  | Winter Morning | % of Load | 0 | 2030 | 65535
| Base | EV Charging Control | C&I Curtailment-Turnkey-Manual HVAC Control | Small Industrial |  | Winter Morning | % of Load | 1 | 2030 | 65535
| Base | EV Charging Control | C&I Curtailment-Turnkey-Manual HVAC Control | Small Industrial |  | Winter Morning | % of Load | 0 | 2030 | 65535
| Base | EV Charging Control | C&I Curtailment-Turnkey-Auto-DR HVAC Control | Small Industrial |  | Winter Morning | % of Load | 1 | 2030 | 65535
| Base | EV Charging Control | C&I Curtailment-Turnkey-Auto-DR HVAC Control | Small Industrial |  | Winter Morning | % of Load | 0 | 2030 | 65535
| Base | EV Charging Control | C&I Curtailment-Turnkey-Standard Lighting Control | Small Industrial |  | Winter Morning | % of Load | 1 | 2030 | 65535
| Base | EV Charging Control | C&I Curtailment-Turnkey-Standard Lighting Control | Small Industrial |  | Winter Morning | % of Load | 0 | 2030 | 65535
| Base | EV Charging Control | C&I Curtailment-Turnkey-Advanced Lighting Control | Small Industrial |  | Winter Morning | % of Load | 1 | 2030 | 65535
| Base | EV Charging Control | C&I Curtailment-Turnkey-Advanced Lighting Control | Small Industrial |  | Winter Morning | % of Load | 0 | 2030 | 65535
| Base | EV Charging Control | C&I Curtailment-Turnkey-Water Heating Control | Small Industrial |  | Winter Morning | % of Load | 1 | 2030 | 65535
| Base | EV Charging Control | C&I Curtailment-Turnkey-Water Heating Control | Small Industrial |  | Winter Morning | % of Load | 0 | 2030 | 65535
| Base | EV Charging Control | C&I Curtailment-Turnkey-Other | Small Industrial |  | Winter Morning | % of Load | 1 | 2030 | 65535
| Base | EV Charging Control | C&I Curtailment-Turnkey-Other | Small Industrial |  | Winter Morning | % of Load | 0 | 2030 | 65535
| Base | EV Charging Control | C&I Curtailment-Turnkey-Industrial | Small Industrial |  | Winter Morning | % of Load | 1 | 2030 | 65535
| Base | EV Charging Control | C&I Curtailment-Turnkey-Industrial | Small Industrial |  | Winter Morning | % of Load | 0 | 2030 | 65535
| Base | EV Charging Control | DLC-Switch-Water Heating | Small Industrial |  | Winter Evening | % of Load | 1 | 2030 | 65535
| Base | EV Charging Control | DLC-Switch-Water Heating | Small Industrial |  | Winter Evening | % of Load | 0 | 2030 | 65535
| Base | EV Charging Control | DLC-BYOD-Water Heating | Small Industrial |  | Winter Evening | % of Load | 1 | 2030 | 65535
| Base | EV Charging Control | DLC-BYOD-Water Heating | Small Industrial |  | Winter Evening | % of Load | 0 | 2030 | 65535
| Base | EV Charging Control | DLC-Thermostat-DI-Central Heat Pump | Small Industrial |  | Winter Evening | % of Load | 1 | 2030 | 65535
| Base | EV Charging Control | DLC-Thermostat-DI-Central Heat Pump | Small Industrial |  | Winter Evening | % of Load | 0 | 2030 | 65535
| Base | EV Charging Control | DLC-Thermostat-BYOT-Central Heat Pump | Small Industrial |  | Winter Evening | % of Load | 1 | 2030 | 65535
| Base | EV Charging Control | DLC-Thermostat-BYOT-Central Heat Pump | Small Industrial |  | Winter Evening | % of Load | 0 | 2030 | 65535
| Base | EV Charging Control | DLC-Thermostat-HVAC | Small Industrial |  | Winter Evening | % of Load | 1 | 2030 | 65535
| Base | EV Charging Control | DLC-Thermostat-HVAC | Small Industrial |  | Winter Evening | % of Load | 0 | 2030 | 65535
| Base | EV Charging Control | DLC-Thermostat-DI-Baseboard Heating | Small Industrial |  | Winter Evening | % of Load | 1 | 2030 | 65535
| Base | EV Charging Control | DLC-Thermostat-DI-Baseboard Heating | Small Industrial |  | Winter Evening | % of Load | 0 | 2030 | 65535
| Base | EV Charging Control | DLC-Thermostat-BYOT-Baseboard Heating | Small Industrial |  | Winter Evening | % of Load | 1 | 2030 | 65535
| Base | EV Charging Control | DLC-Thermostat-BYOT-Baseboard Heating | Small Industrial |  | Winter Evening | % of Load | 0 | 2030 | 65535
| Base | EV Charging Control | DLC-Thermostat-DI-MSHP | Small Industrial |  | Winter Evening | % of Load | 1 | 2030 | 65535
| Base | EV Charging Control | DLC-Thermostat-DI-MSHP | Small Industrial |  | Winter Evening | % of Load | 0 | 2030 | 65535
| Base | EV Charging Control | DLC-Thermostat-BYOT-MSHP | Small Industrial |  | Winter Evening | % of Load | 1 | 2030 | 65535
| Base | EV Charging Control | DLC-Thermostat-BYOT-MSHP | Small Industrial |  | Winter Evening | % of Load | 0 | 2030 | 65535
| Base | EV Charging Control | C&I Curtailment-Turnkey-Manual HVAC Control | Small Industrial |  | Winter Evening | % of Load | 1 | 2030 | 65535
| Base | EV Charging Control | C&I Curtailment-Turnkey-Manual HVAC Control | Small Industrial |  | Winter Evening | % of Load | 0 | 2030 | 65535
| Base | EV Charging Control | C&I Curtailment-Turnkey-Auto-DR HVAC Control | Small Industrial |  | Winter Evening | % of Load | 1 | 2030 | 65535
| Base | EV Charging Control | C&I Curtailment-Turnkey-Auto-DR HVAC Control | Small Industrial |  | Winter Evening | % of Load | 0 | 2030 | 65535
| Base | EV Charging Control | C&I Curtailment-Turnkey-Standard Lighting Control | Small Industrial |  | Winter Evening | % of Load | 1 | 2030 | 65535
| Base | EV Charging Control | C&I Curtailment-Turnkey-Standard Lighting Control | Small Industrial |  | Winter Evening | % of Load | 0 | 2030 | 65535
| Base | EV Charging Control | C&I Curtailment-Turnkey-Advanced Lighting Control | Small Industrial |  | Winter Evening | % of Load | 1 | 2030 | 65535
| Base | EV Charging Control | C&I Curtailment-Turnkey-Advanced Lighting Control | Small Industrial |  | Winter Evening | % of Load | 0 | 2030 | 65535
| Base | EV Charging Control | C&I Curtailment-Turnkey-Water Heating Control | Small Industrial |  | Winter Evening | % of Load | 1 | 2030 | 65535
| Base | EV Charging Control | C&I Curtailment-Turnkey-Water Heating Control | Small Industrial |  | Winter Evening | % of Load | 0 | 2030 | 65535
| Base | EV Charging Control | C&I Curtailment-Turnkey-Other | Small Industrial |  | Winter Evening | % of Load | 1 | 2030 | 65535
| Base | EV Charging Control | C&I Curtailment-Turnkey-Other | Small Industrial |  | Winter Evening | % of Load | 0 | 2030 | 65535
| Base | EV Charging Control | C&I Curtailment-Turnkey-Industrial | Small Industrial |  | Winter Evening | % of Load | 1 | 2030 | 65535
| Base | EV Charging Control | C&I Curtailment-Turnkey-Industrial | Small Industrial |  | Winter Evening | % of Load | 0 | 2030 | 65535
| Base | EV Charging Control | DLC-Switch-Water Heating | Medium Industrial |  | Winter Morning | % of Load | 1 | 2030 | 65535
| Base | EV Charging Control | DLC-Switch-Water Heating | Medium Industrial |  | Winter Morning | % of Load | 0 | 2030 | 65535
| Base | EV Charging Control | DLC-BYOD-Water Heating | Medium Industrial |  | Winter Morning | % of Load | 1 | 2030 | 65535
| Base | EV Charging Control | DLC-BYOD-Water Heating | Medium Industrial |  | Winter Morning | % of Load | 0 | 2030 | 65535
| Base | EV Charging Control | DLC-Thermostat-DI-Central Heat Pump | Medium Industrial |  | Winter Morning | % of Load | 1 | 2030 | 65535
| Base | EV Charging Control | DLC-Thermostat-DI-Central Heat Pump | Medium Industrial |  | Winter Morning | % of Load | 0 | 2030 | 65535
| Base | EV Charging Control | DLC-Thermostat-BYOT-Central Heat Pump | Medium Industrial |  | Winter Morning | % of Load | 1 | 2030 | 65535
| Base | EV Charging Control | DLC-Thermostat-BYOT-Central Heat Pump | Medium Industrial |  | Winter Morning | % of Load | 0 | 2030 | 65535
| Base | EV Charging Control | DLC-Thermostat-HVAC | Medium Industrial |  | Winter Morning | % of Load | 1 | 2030 | 65535
| Base | EV Charging Control | DLC-Thermostat-HVAC | Medium Industrial |  | Winter Morning | % of Load | 0 | 2030 | 65535
| Base | EV Charging Control | DLC-Thermostat-DI-Baseboard Heating | Medium Industrial |  | Winter Morning | % of Load | 1 | 2030 | 65535
| Base | EV Charging Control | DLC-Thermostat-DI-Baseboard Heating | Medium Industrial |  | Winter Morning | % of Load | 0 | 2030 | 65535
| Base | EV Charging Control | DLC-Thermostat-BYOT-Baseboard Heating | Medium Industrial |  | Winter Morning | % of Load | 1 | 2030 | 65535
| Base | EV Charging Control | DLC-Thermostat-BYOT-Baseboard Heating | Medium Industrial |  | Winter Morning | % of Load | 0 | 2030 | 65535
| Base | EV Charging Control | DLC-Thermostat-DI-MSHP | Medium Industrial |  | Winter Morning | % of Load | 1 | 2030 | 65535
| Base | EV Charging Control | DLC-Thermostat-DI-MSHP | Medium Industrial |  | Winter Morning | % of Load | 0 | 2030 | 65535
| Base | EV Charging Control | DLC-Thermostat-BYOT-MSHP | Medium Industrial |  | Winter Morning | % of Load | 1 | 2030 | 65535
| Base | EV Charging Control | DLC-Thermostat-BYOT-MSHP | Medium Industrial |  | Winter Morning | % of Load | 0 | 2030 | 65535
| Base | EV Charging Control | C&I Curtailment-Turnkey-Manual HVAC Control | Medium Industrial |  | Winter Morning | % of Load | 1 | 2030 | 65535
| Base | EV Charging Control | C&I Curtailment-Turnkey-Manual HVAC Control | Medium Industrial |  | Winter Morning | % of Load | 0 | 2030 | 65535
| Base | EV Charging Control | C&I Curtailment-Turnkey-Auto-DR HVAC Control | Medium Industrial |  | Winter Morning | % of Load | 1 | 2030 | 65535
| Base | EV Charging Control | C&I Curtailment-Turnkey-Auto-DR HVAC Control | Medium Industrial |  | Winter Morning | % of Load | 0 | 2030 | 65535
| Base | EV Charging Control | C&I Curtailment-Turnkey-Standard Lighting Control | Medium Industrial |  | Winter Morning | % of Load | 1 | 2030 | 65535
| Base | EV Charging Control | C&I Curtailment-Turnkey-Standard Lighting Control | Medium Industrial |  | Winter Morning | % of Load | 0 | 2030 | 65535
| Base | EV Charging Control | C&I Curtailment-Turnkey-Advanced Lighting Control | Medium Industrial |  | Winter Morning | % of Load | 1 | 2030 | 65535
| Base | EV Charging Control | C&I Curtailment-Turnkey-Advanced Lighting Control | Medium Industrial |  | Winter Morning | % of Load | 0 | 2030 | 65535
| Base | EV Charging Control | C&I Curtailment-Turnkey-Water Heating Control | Medium Industrial |  | Winter Morning | % of Load | 1 | 2030 | 65535
| Base | EV Charging Control | C&I Curtailment-Turnkey-Water Heating Control | Medium Industrial |  | Winter Morning | % of Load | 0 | 2030 | 65535
| Base | EV Charging Control | C&I Curtailment-Turnkey-Other | Medium Industrial |  | Winter Morning | % of Load | 1 | 2030 | 65535
| Base | EV Charging Control | C&I Curtailment-Turnkey-Other | Medium Industrial |  | Winter Morning | % of Load | 0 | 2030 | 65535
| Base | EV Charging Control | DLC-Switch-Water Heating | Medium Industrial |  | Winter Evening | % of Load | 1 | 2030 | 65535
| Base | EV Charging Control | DLC-Switch-Water Heating | Medium Industrial |  | Winter Evening | % of Load | 0 | 2030 | 65535
| Base | EV Charging Control | DLC-BYOD-Water Heating | Medium Industrial |  | Winter Evening | % of Load | 1 | 2030 | 65535
| Base | EV Charging Control | DLC-BYOD-Water Heating | Medium Industrial |  | Winter Evening | % of Load | 0 | 2030 | 65535
| Base | EV Charging Control | DLC-Thermostat-DI-Central Heat Pump | Medium Industrial |  | Winter Evening | % of Load | 1 | 2030 | 65535
| Base | EV Charging Control | DLC-Thermostat-DI-Central Heat Pump | Medium Industrial |  | Winter Evening | % of Load | 0 | 2030 | 65535
| Base | EV Charging Control | DLC-Thermostat-BYOT-Central Heat Pump | Medium Industrial |  | Winter Evening | % of Load | 1 | 2030 | 65535
| Base | EV Charging Control | DLC-Thermostat-BYOT-Central Heat Pump | Medium Industrial |  | Winter Evening | % of Load | 0 | 2030 | 65535
| Base | EV Charging Control | DLC-Thermostat-HVAC | Medium Industrial |  | Winter Evening | % of Load | 1 | 2030 | 65535
| Base | EV Charging Control | DLC-Thermostat-HVAC | Medium Industrial |  | Winter Evening | % of Load | 0 | 2030 | 65535
| Base | EV Charging Control | DLC-Thermostat-DI-Baseboard Heating | Medium Industrial |  | Winter Evening | % of Load | 1 | 2030 | 65535
| Base | EV Charging Control | DLC-Thermostat-DI-Baseboard Heating | Medium Industrial |  | Winter Evening | % of Load | 0 | 2030 | 65535
| Base | EV Charging Control | DLC-Thermostat-BYOT-Baseboard Heating | Medium Industrial |  | Winter Evening | % of Load | 1 | 2030 | 65535
| Base | EV Charging Control | DLC-Thermostat-BYOT-Baseboard Heating | Medium Industrial |  | Winter Evening | % of Load | 0 | 2030 | 65535
| Base | EV Charging Control | DLC-Thermostat-DI-MSHP | Medium Industrial |  | Winter Evening | % of Load | 1 | 2030 | 65535
| Base | EV Charging Control | DLC-Thermostat-DI-MSHP | Medium Industrial |  | Winter Evening | % of Load | 0 | 2030 | 65535
| Base | EV Charging Control | DLC-Thermostat-BYOT-MSHP | Medium Industrial |  | Winter Evening | % of Load | 1 | 2030 | 65535
| Base | EV Charging Control | DLC-Thermostat-BYOT-MSHP | Medium Industrial |  | Winter Evening | % of Load | 0 | 2030 | 65535
| Base | EV Charging Control | C&I Curtailment-Turnkey-Manual HVAC Control | Medium Industrial |  | Winter Evening | % of Load | 1 | 2030 | 65535
| Base | EV Charging Control | C&I Curtailment-Turnkey-Manual HVAC Control | Medium Industrial |  | Winter Evening | % of Load | 0 | 2030 | 65535
| Base | EV Charging Control | C&I Curtailment-Turnkey-Auto-DR HVAC Control | Medium Industrial |  | Winter Evening | % of Load | 1 | 2030 | 65535
| Base | EV Charging Control | C&I Curtailment-Turnkey-Auto-DR HVAC Control | Medium Industrial |  | Winter Evening | % of Load | 0 | 2030 | 65535
| Base | EV Charging Control | C&I Curtailment-Turnkey-Standard Lighting Control | Medium Industrial |  | Winter Evening | % of Load | 1 | 2030 | 65535
| Base | EV Charging Control | C&I Curtailment-Turnkey-Standard Lighting Control | Medium Industrial |  | Winter Evening | % of Load | 0 | 2030 | 65535
| Base | EV Charging Control | C&I Curtailment-Turnkey-Advanced Lighting Control | Medium Industrial |  | Winter Evening | % of Load | 1 | 2030 | 65535
| Base | EV Charging Control | C&I Curtailment-Turnkey-Advanced Lighting Control | Medium Industrial |  | Winter Evening | % of Load | 0 | 2030 | 65535
| Base | EV Charging Control | C&I Curtailment-Turnkey-Water Heating Control | Medium Industrial |  | Winter Evening | % of Load | 1 | 2030 | 65535
| Base | EV Charging Control | C&I Curtailment-Turnkey-Water Heating Control | Medium Industrial |  | Winter Evening | % of Load | 0 | 2030 | 65535
| Base | EV Charging Control | C&I Curtailment-Turnkey-Other | Medium Industrial |  | Winter Evening | % of Load | 1 | 2030 | 65535
| Base | EV Charging Control | C&I Curtailment-Turnkey-Other | Medium Industrial |  | Winter Evening | % of Load | 0 | 2030 | 65535
| Base | EV Charging Control | EV Charging Control | EV Res LDV |  | Winter Morning | % of Load | 1 | 2030 | 65535
| Base | EV Charging Control | EV Charging Control | EV Res LDV |  | Winter Morning | % of Load | 0 | 2030 | 65535
| Base | EV Charging Control | EV Charging Control | EV Res LDV |  | Winter Evening | % of Load | 1 | 2030 | 65535
| Base | EV Charging Control | EV Charging Control | EV Res LDV |  | Winter Evening | % of Load | 0 | 2030 | 65535
| Base | EV Charging Control | EV Charging Control | EV Com LDV |  | Winter Morning | % of Load | 1 | 2030 | 65535
| Base | EV Charging Control | EV Charging Control | EV Com LDV |  | Winter Morning | % of Load | 0 | 2030 | 65535
| Base | EV Charging Control | EV Charging Control | EV Com LDV |  | Winter Evening | % of Load | 1 | 2030 | 65535
| Base | EV Charging Control | EV Charging Control | EV Com LDV |  | Winter Evening | % of Load | 0 | 2030 | 65535
| Base | EV Charging Control | EV Charging Control | EV Com MDV |  | Winter Morning | % of Load | 1 | 2030 | 65535
| Base | EV Charging Control | EV Charging Control | EV Com MDV |  | Winter Morning | % of Load | 0 | 2030 | 65535
| Base | EV Charging Control | EV Charging Control | EV Com MDV |  | Winter Evening | % of Load | 1 | 2030 | 65535
| Base | EV Charging Control | EV Charging Control | EV Com MDV |  | Winter Evening | % of Load | 0 | 2030 | 65535
| Base | EV Charging Control | EV Charging Control | EV Com HDV |  | Winter Morning | % of Load | 1 | 2030 | 65535
| Base | EV Charging Control | EV Charging Control | EV Com HDV |  | Winter Morning | % of Load | 0 | 2030 | 65535
| Base | EV Charging Control | EV Charging Control | EV Com HDV |  | Winter Evening | % of Load | 1 | 2030 | 65535
| Base | EV Charging Control | EV Charging Control | EV Com HDV |  | Winter Evening | % of Load | 0 | 2030 | 65535
| Base | Behavioral DR | DLC-Switch-Water Heating | Small General |  | Winter Morning | % of Load | 1 | 2030 | 65535
| Base | Behavioral DR | DLC-Switch-Water Heating | Small General |  | Winter Morning | % of Load | 0 | 2030 | 65535
| Base | Behavioral DR | DLC-BYOD-Water Heating | Small General |  | Winter Morning | % of Load | 1 | 2030 | 65535
| Base | Behavioral DR | DLC-BYOD-Water Heating | Small General |  | Winter Morning | % of Load | 0 | 2030 | 65535
| Base | Behavioral DR | DLC-Thermostat-DI-Central Heat Pump | Small General |  | Winter Morning | % of Load | 1 | 2030 | 65535
| Base | Behavioral DR | DLC-Thermostat-DI-Central Heat Pump | Small General |  | Winter Morning | % of Load | 0 | 2030 | 65535
| Base | Behavioral DR | DLC-Thermostat-BYOT-Central Heat Pump | Small General |  | Winter Morning | % of Load | 1 | 2030 | 65535
| Base | Behavioral DR | DLC-Thermostat-BYOT-Central Heat Pump | Small General |  | Winter Morning | % of Load | 0 | 2030 | 65535
| Base | Behavioral DR | DLC-Thermostat-HVAC | Small General |  | Winter Morning | % of Load | 1 | 2030 | 65535
| Base | Behavioral DR | DLC-Thermostat-HVAC | Small General |  | Winter Morning | % of Load | 0 | 2030 | 65535
| Base | Behavioral DR | DLC-Thermostat-DI-Baseboard Heating | Small General |  | Winter Morning | % of Load | 1 | 2030 | 65535
| Base | Behavioral DR | DLC-Thermostat-DI-Baseboard Heating | Small General |  | Winter Morning | % of Load | 0 | 2030 | 65535
| Base | Behavioral DR | DLC-Thermostat-BYOT-Baseboard Heating | Small General |  | Winter Morning | % of Load | 1 | 2030 | 65535
| Base | Behavioral DR | DLC-Thermostat-BYOT-Baseboard Heating | Small General |  | Winter Morning | % of Load | 0 | 2030 | 65535
| Base | Behavioral DR | DLC-Thermostat-DI-MSHP | Small General |  | Winter Morning | % of Load | 1 | 2030 | 65535
| Base | Behavioral DR | DLC-Thermostat-DI-MSHP | Small General |  | Winter Morning | % of Load | 0 | 2030 | 65535
| Base | Behavioral DR | DLC-Thermostat-BYOT-MSHP | Small General |  | Winter Morning | % of Load | 1 | 2030 | 65535
| Base | Behavioral DR | DLC-Thermostat-BYOT-MSHP | Small General |  | Winter Morning | % of Load | 0 | 2030 | 65535
| Base | Behavioral DR | C&I Curtailment-Turnkey-Manual HVAC Control | Small General |  | Winter Morning | % of Load | 1 | 2030 | 65535
| Base | Behavioral DR | C&I Curtailment-Turnkey-Manual HVAC Control | Small General |  | Winter Morning | % of Load | 0 | 2030 | 65535
| Base | Behavioral DR | C&I Curtailment-Turnkey-Auto-DR HVAC Control | Small General |  | Winter Morning | % of Load | 1 | 2030 | 65535
| Base | Behavioral DR | C&I Curtailment-Turnkey-Auto-DR HVAC Control | Small General |  | Winter Morning | % of Load | 0 | 2030 | 65535
| Base | Behavioral DR | C&I Curtailment-Turnkey-Standard Lighting Control | Small General |  | Winter Morning | % of Load | 1 | 2030 | 65535
| Base | Behavioral DR | C&I Curtailment-Turnkey-Standard Lighting Control | Small General |  | Winter Morning | % of Load | 0 | 2030 | 65535
| Base | Behavioral DR | C&I Curtailment-Turnkey-Advanced Lighting Control | Small General |  | Winter Morning | % of Load | 1 | 2030 | 65535
| Base | Behavioral DR | C&I Curtailment-Turnkey-Advanced Lighting Control | Small General |  | Winter Morning | % of Load | 0 | 2030 | 65535
| Base | Behavioral DR | C&I Curtailment-Turnkey-Water Heating Control | Small General |  | Winter Morning | % of Load | 1 | 2030 | 65535
| Base | Behavioral DR | C&I Curtailment-Turnkey-Water Heating Control | Small General |  | Winter Morning | % of Load | 0 | 2030 | 65535
| Base | Behavioral DR | C&I Curtailment-Turnkey-Other | Small General |  | Winter Morning | % of Load | 1 | 2030 | 65535
| Base | Behavioral DR | C&I Curtailment-Turnkey-Other | Small General |  | Winter Morning | % of Load | 0 | 2030 | 65535
| Base | Behavioral DR | Dynamic Pricing with enabling tech. | Small General |  | Winter Morning | % of Load | 1 | 2030 | 65535
| Base | Behavioral DR | Dynamic Pricing with enabling tech. | Small General |  | Winter Morning | % of Load | 0 | 2030 | 65535
| Base | Behavioral DR | DLC-Switch-Water Heating | Small General |  | Winter Evening | % of Load | 1 | 2030 | 65535
| Base | Behavioral DR | DLC-Switch-Water Heating | Small General |  | Winter Evening | % of Load | 0 | 2030 | 65535
| Base | Behavioral DR | DLC-BYOD-Water Heating | Small General |  | Winter Evening | % of Load | 1 | 2030 | 65535
| Base | Behavioral DR | DLC-BYOD-Water Heating | Small General |  | Winter Evening | % of Load | 0 | 2030 | 65535
| Base | Behavioral DR | DLC-Thermostat-DI-Central Heat Pump | Small General |  | Winter Evening | % of Load | 1 | 2030 | 65535
| Base | Behavioral DR | DLC-Thermostat-DI-Central Heat Pump | Small General |  | Winter Evening | % of Load | 0 | 2030 | 65535
| Base | Behavioral DR | DLC-Thermostat-BYOT-Central Heat Pump | Small General |  | Winter Evening | % of Load | 1 | 2030 | 65535
| Base | Behavioral DR | DLC-Thermostat-BYOT-Central Heat Pump | Small General |  | Winter Evening | % of Load | 0 | 2030 | 65535
| Base | Behavioral DR | DLC-Thermostat-HVAC | Small General |  | Winter Evening | % of Load | 1 | 2030 | 65535
| Base | Behavioral DR | DLC-Thermostat-HVAC | Small General |  | Winter Evening | % of Load | 0 | 2030 | 65535
| Base | Behavioral DR | DLC-Thermostat-DI-Baseboard Heating | Small General |  | Winter Evening | % of Load | 1 | 2030 | 65535
| Base | Behavioral DR | DLC-Thermostat-DI-Baseboard Heating | Small General |  | Winter Evening | % of Load | 0 | 2030 | 65535
| Base | Behavioral DR | DLC-Thermostat-BYOT-Baseboard Heating | Small General |  | Winter Evening | % of Load | 1 | 2030 | 65535
| Base | Behavioral DR | DLC-Thermostat-BYOT-Baseboard Heating | Small General |  | Winter Evening | % of Load | 0 | 2030 | 65535
| Base | Behavioral DR | DLC-Thermostat-DI-MSHP | Small General |  | Winter Evening | % of Load | 1 | 2030 | 65535
| Base | Behavioral DR | DLC-Thermostat-DI-MSHP | Small General |  | Winter Evening | % of Load | 0 | 2030 | 65535
| Base | Behavioral DR | DLC-Thermostat-BYOT-MSHP | Small General |  | Winter Evening | % of Load | 1 | 2030 | 65535
| Base | Behavioral DR | DLC-Thermostat-BYOT-MSHP | Small General |  | Winter Evening | % of Load | 0 | 2030 | 65535
| Base | Behavioral DR | C&I Curtailment-Turnkey-Manual HVAC Control | Small General |  | Winter Evening | % of Load | 1 | 2030 | 65535
| Base | Behavioral DR | C&I Curtailment-Turnkey-Manual HVAC Control | Small General |  | Winter Evening | % of Load | 0 | 2030 | 65535
| Base | Behavioral DR | C&I Curtailment-Turnkey-Auto-DR HVAC Control | Small General |  | Winter Evening | % of Load | 1 | 2030 | 65535
| Base | Behavioral DR | C&I Curtailment-Turnkey-Auto-DR HVAC Control | Small General |  | Winter Evening | % of Load | 0 | 2030 | 65535
| Base | Behavioral DR | C&I Curtailment-Turnkey-Standard Lighting Control | Small General |  | Winter Evening | % of Load | 1 | 2030 | 65535
| Base | Behavioral DR | C&I Curtailment-Turnkey-Standard Lighting Control | Small General |  | Winter Evening | % of Load | 0 | 2030 | 65535
| Base | Behavioral DR | C&I Curtailment-Turnkey-Advanced Lighting Control | Small General |  | Winter Evening | % of Load | 1 | 2030 | 65535
| Base | Behavioral DR | C&I Curtailment-Turnkey-Advanced Lighting Control | Small General |  | Winter Evening | % of Load | 0 | 2030 | 65535
| Base | Behavioral DR | C&I Curtailment-Turnkey-Water Heating Control | Small General |  | Winter Evening | % of Load | 1 | 2030 | 65535
| Base | Behavioral DR | C&I Curtailment-Turnkey-Water Heating Control | Small General |  | Winter Evening | % of Load | 0 | 2030 | 65535
| Base | Behavioral DR | C&I Curtailment-Turnkey-Other | Small General |  | Winter Evening | % of Load | 1 | 2030 | 65535
| Base | Behavioral DR | C&I Curtailment-Turnkey-Other | Small General |  | Winter Evening | % of Load | 0 | 2030 | 65535
| Base | Behavioral DR | Dynamic Pricing with enabling tech. | Small General |  | Winter Evening | % of Load | 1 | 2030 | 65535
| Base | Behavioral DR | Dynamic Pricing with enabling tech. | Small General |  | Winter Evening | % of Load | 0 | 2030 | 65535
| Base | Behavioral DR | DLC-Switch-Water Heating | General |  | Winter Morning | % of Load | 1 | 2030 | 65535
| Base | Behavioral DR | DLC-Switch-Water Heating | General |  | Winter Morning | % of Load | 0 | 2030 | 65535
| Base | Behavioral DR | DLC-BYOD-Water Heating | General |  | Winter Morning | % of Load | 1 | 2030 | 65535
| Base | Behavioral DR | DLC-BYOD-Water Heating | General |  | Winter Morning | % of Load | 0 | 2030 | 65535
| Base | Behavioral DR | DLC-Thermostat-DI-Central Heat Pump | General |  | Winter Morning | % of Load | 1 | 2030 | 65535
| Base | Behavioral DR | DLC-Thermostat-DI-Central Heat Pump | General |  | Winter Morning | % of Load | 0 | 2030 | 65535
| Base | Behavioral DR | DLC-Thermostat-BYOT-Central Heat Pump | General |  | Winter Morning | % of Load | 1 | 2030 | 65535
| Base | Behavioral DR | DLC-Thermostat-BYOT-Central Heat Pump | General |  | Winter Morning | % of Load | 0 | 2030 | 65535
| Base | Behavioral DR | DLC-Thermostat-HVAC | General |  | Winter Morning | % of Load | 1 | 2030 | 65535
| Base | Behavioral DR | DLC-Thermostat-HVAC | General |  | Winter Morning | % of Load | 0 | 2030 | 65535
| Base | Behavioral DR | DLC-Thermostat-DI-Baseboard Heating | General |  | Winter Morning | % of Load | 1 | 2030 | 65535
| Base | Behavioral DR | DLC-Thermostat-DI-Baseboard Heating | General |  | Winter Morning | % of Load | 0 | 2030 | 65535
| Base | Behavioral DR | DLC-Thermostat-BYOT-Baseboard Heating | General |  | Winter Morning | % of Load | 1 | 2030 | 65535
| Base | Behavioral DR | DLC-Thermostat-BYOT-Baseboard Heating | General |  | Winter Morning | % of Load | 0 | 2030 | 65535
| Base | Behavioral DR | DLC-Thermostat-DI-MSHP | General |  | Winter Morning | % of Load | 1 | 2030 | 65535
| Base | Behavioral DR | DLC-Thermostat-DI-MSHP | General |  | Winter Morning | % of Load | 0 | 2030 | 65535
| Base | Behavioral DR | DLC-Thermostat-BYOT-MSHP | General |  | Winter Morning | % of Load | 1 | 2030 | 65535
| Base | Behavioral DR | DLC-Thermostat-BYOT-MSHP | General |  | Winter Morning | % of Load | 0 | 2030 | 65535
| Base | Behavioral DR | C&I Curtailment-Turnkey-Manual HVAC Control | General |  | Winter Morning | % of Load | 1 | 2030 | 65535
| Base | Behavioral DR | C&I Curtailment-Turnkey-Manual HVAC Control | General |  | Winter Morning | % of Load | 0 | 2030 | 65535
| Base | Behavioral DR | C&I Curtailment-Turnkey-Auto-DR HVAC Control | General |  | Winter Morning | % of Load | 1 | 2030 | 65535
| Base | Behavioral DR | C&I Curtailment-Turnkey-Auto-DR HVAC Control | General |  | Winter Morning | % of Load | 0 | 2030 | 65535
| Base | Behavioral DR | C&I Curtailment-Turnkey-Standard Lighting Control | General |  | Winter Morning | % of Load | 1 | 2030 | 65535
| Base | Behavioral DR | C&I Curtailment-Turnkey-Standard Lighting Control | General |  | Winter Morning | % of Load | 0 | 2030 | 65535
| Base | Behavioral DR | C&I Curtailment-Turnkey-Advanced Lighting Control | General |  | Winter Morning | % of Load | 1 | 2030 | 65535
| Base | Behavioral DR | C&I Curtailment-Turnkey-Advanced Lighting Control | General |  | Winter Morning | % of Load | 0 | 2030 | 65535
| Base | Behavioral DR | C&I Curtailment-Turnkey-Water Heating Control | General |  | Winter Morning | % of Load | 1 | 2030 | 65535
| Base | Behavioral DR | C&I Curtailment-Turnkey-Water Heating Control | General |  | Winter Morning | % of Load | 0 | 2030 | 65535
| Base | Behavioral DR | C&I Curtailment-Turnkey-Other | General |  | Winter Morning | % of Load | 1 | 2030 | 65535
| Base | Behavioral DR | C&I Curtailment-Turnkey-Other | General |  | Winter Morning | % of Load | 0 | 2030 | 65535
| Base | Behavioral DR | DLC-Switch-Water Heating | General |  | Winter Evening | % of Load | 1 | 2030 | 65535
| Base | Behavioral DR | DLC-Switch-Water Heating | General |  | Winter Evening | % of Load | 0 | 2030 | 65535
| Base | Behavioral DR | DLC-BYOD-Water Heating | General |  | Winter Evening | % of Load | 1 | 2030 | 65535
| Base | Behavioral DR | DLC-BYOD-Water Heating | General |  | Winter Evening | % of Load | 0 | 2030 | 65535
| Base | Behavioral DR | DLC-Thermostat-DI-Central Heat Pump | General |  | Winter Evening | % of Load | 1 | 2030 | 65535
| Base | Behavioral DR | DLC-Thermostat-DI-Central Heat Pump | General |  | Winter Evening | % of Load | 0 | 2030 | 65535
| Base | Behavioral DR | DLC-Thermostat-BYOT-Central Heat Pump | General |  | Winter Evening | % of Load | 1 | 2030 | 65535
| Base | Behavioral DR | DLC-Thermostat-BYOT-Central Heat Pump | General |  | Winter Evening | % of Load | 0 | 2030 | 65535
| Base | Behavioral DR | DLC-Thermostat-HVAC | General |  | Winter Evening | % of Load | 1 | 2030 | 65535
| Base | Behavioral DR | DLC-Thermostat-HVAC | General |  | Winter Evening | % of Load | 0 | 2030 | 65535
| Base | Behavioral DR | DLC-Thermostat-DI-Baseboard Heating | General |  | Winter Evening | % of Load | 1 | 2030 | 65535
| Base | Behavioral DR | DLC-Thermostat-DI-Baseboard Heating | General |  | Winter Evening | % of Load | 0 | 2030 | 65535
| Base | Behavioral DR | DLC-Thermostat-BYOT-Baseboard Heating | General |  | Winter Evening | % of Load | 1 | 2030 | 65535
| Base | Behavioral DR | DLC-Thermostat-BYOT-Baseboard Heating | General |  | Winter Evening | % of Load | 0 | 2030 | 65535
| Base | Behavioral DR | DLC-Thermostat-DI-MSHP | General |  | Winter Evening | % of Load | 1 | 2030 | 65535
| Base | Behavioral DR | DLC-Thermostat-DI-MSHP | General |  | Winter Evening | % of Load | 0 | 2030 | 65535
| Base | Behavioral DR | DLC-Thermostat-BYOT-MSHP | General |  | Winter Evening | % of Load | 1 | 2030 | 65535
| Base | Behavioral DR | DLC-Thermostat-BYOT-MSHP | General |  | Winter Evening | % of Load | 0 | 2030 | 65535
| Base | Behavioral DR | C&I Curtailment-Turnkey-Manual HVAC Control | General |  | Winter Evening | % of Load | 1 | 2030 | 65535
| Base | Behavioral DR | C&I Curtailment-Turnkey-Manual HVAC Control | General |  | Winter Evening | % of Load | 0 | 2030 | 65535
| Base | Behavioral DR | C&I Curtailment-Turnkey-Auto-DR HVAC Control | General |  | Winter Evening | % of Load | 1 | 2030 | 65535
| Base | Behavioral DR | C&I Curtailment-Turnkey-Auto-DR HVAC Control | General |  | Winter Evening | % of Load | 0 | 2030 | 65535
| Base | Behavioral DR | C&I Curtailment-Turnkey-Standard Lighting Control | General |  | Winter Evening | % of Load | 1 | 2030 | 65535
| Base | Behavioral DR | C&I Curtailment-Turnkey-Standard Lighting Control | General |  | Winter Evening | % of Load | 0 | 2030 | 65535
| Base | Behavioral DR | C&I Curtailment-Turnkey-Advanced Lighting Control | General |  | Winter Evening | % of Load | 1 | 2030 | 65535
| Base | Behavioral DR | C&I Curtailment-Turnkey-Advanced Lighting Control | General |  | Winter Evening | % of Load | 0 | 2030 | 65535
| Base | Behavioral DR | C&I Curtailment-Turnkey-Water Heating Control | General |  | Winter Evening | % of Load | 1 | 2030 | 65535
| Base | Behavioral DR | C&I Curtailment-Turnkey-Water Heating Control | General |  | Winter Evening | % of Load | 0 | 2030 | 65535
| Base | Behavioral DR | C&I Curtailment-Turnkey-Other | General |  | Winter Evening | % of Load | 1 | 2030 | 65535
| Base | Behavioral DR | C&I Curtailment-Turnkey-Other | General |  | Winter Evening | % of Load | 0 | 2030 | 65535
| Base | Behavioral DR | DLC-Switch-Water Heating | Small Industrial |  | Winter Morning | % of Load | 1 | 2030 | 65535
| Base | Behavioral DR | DLC-Switch-Water Heating | Small Industrial |  | Winter Morning | % of Load | 0 | 2030 | 65535
| Base | Behavioral DR | DLC-BYOD-Water Heating | Small Industrial |  | Winter Morning | % of Load | 1 | 2030 | 65535
| Base | Behavioral DR | DLC-BYOD-Water Heating | Small Industrial |  | Winter Morning | % of Load | 0 | 2030 | 65535
| Base | Behavioral DR | DLC-Thermostat-DI-Central Heat Pump | Small Industrial |  | Winter Morning | % of Load | 1 | 2030 | 65535
| Base | Behavioral DR | DLC-Thermostat-DI-Central Heat Pump | Small Industrial |  | Winter Morning | % of Load | 0 | 2030 | 65535
| Base | Behavioral DR | DLC-Thermostat-BYOT-Central Heat Pump | Small Industrial |  | Winter Morning | % of Load | 1 | 2030 | 65535
| Base | Behavioral DR | DLC-Thermostat-BYOT-Central Heat Pump | Small Industrial |  | Winter Morning | % of Load | 0 | 2030 | 65535
| Base | Behavioral DR | DLC-Thermostat-HVAC | Small Industrial |  | Winter Morning | % of Load | 1 | 2030 | 65535
| Base | Behavioral DR | DLC-Thermostat-HVAC | Small Industrial |  | Winter Morning | % of Load | 0 | 2030 | 65535
| Base | Behavioral DR | DLC-Thermostat-DI-Baseboard Heating | Small Industrial |  | Winter Morning | % of Load | 1 | 2030 | 65535
| Base | Behavioral DR | DLC-Thermostat-DI-Baseboard Heating | Small Industrial |  | Winter Morning | % of Load | 0 | 2030 | 65535
| Base | Behavioral DR | DLC-Thermostat-BYOT-Baseboard Heating | Small Industrial |  | Winter Morning | % of Load | 1 | 2030 | 65535
| Base | Behavioral DR | DLC-Thermostat-BYOT-Baseboard Heating | Small Industrial |  | Winter Morning | % of Load | 0 | 2030 | 65535
| Base | Behavioral DR | DLC-Thermostat-DI-MSHP | Small Industrial |  | Winter Morning | % of Load | 1 | 2030 | 65535
| Base | Behavioral DR | DLC-Thermostat-DI-MSHP | Small Industrial |  | Winter Morning | % of Load | 0 | 2030 | 65535
| Base | Behavioral DR | DLC-Thermostat-BYOT-MSHP | Small Industrial |  | Winter Morning | % of Load | 1 | 2030 | 65535
| Base | Behavioral DR | DLC-Thermostat-BYOT-MSHP | Small Industrial |  | Winter Morning | % of Load | 0 | 2030 | 65535
| Base | Behavioral DR | C&I Curtailment-Turnkey-Manual HVAC Control | Small Industrial |  | Winter Morning | % of Load | 1 | 2030 | 65535
| Base | Behavioral DR | C&I Curtailment-Turnkey-Manual HVAC Control | Small Industrial |  | Winter Morning | % of Load | 0 | 2030 | 65535
| Base | Behavioral DR | C&I Curtailment-Turnkey-Auto-DR HVAC Control | Small Industrial |  | Winter Morning | % of Load | 1 | 2030 | 65535
| Base | Behavioral DR | C&I Curtailment-Turnkey-Auto-DR HVAC Control | Small Industrial |  | Winter Morning | % of Load | 0 | 2030 | 65535
| Base | Behavioral DR | C&I Curtailment-Turnkey-Standard Lighting Control | Small Industrial |  | Winter Morning | % of Load | 1 | 2030 | 65535
| Base | Behavioral DR | C&I Curtailment-Turnkey-Standard Lighting Control | Small Industrial |  | Winter Morning | % of Load | 0 | 2030 | 65535
| Base | Behavioral DR | C&I Curtailment-Turnkey-Advanced Lighting Control | Small Industrial |  | Winter Morning | % of Load | 1 | 2030 | 65535
| Base | Behavioral DR | C&I Curtailment-Turnkey-Advanced Lighting Control | Small Industrial |  | Winter Morning | % of Load | 0 | 2030 | 65535
| Base | Behavioral DR | C&I Curtailment-Turnkey-Water Heating Control | Small Industrial |  | Winter Morning | % of Load | 1 | 2030 | 65535
| Base | Behavioral DR | C&I Curtailment-Turnkey-Water Heating Control | Small Industrial |  | Winter Morning | % of Load | 0 | 2030 | 65535
| Base | Behavioral DR | C&I Curtailment-Turnkey-Other | Small Industrial |  | Winter Morning | % of Load | 1 | 2030 | 65535
| Base | Behavioral DR | C&I Curtailment-Turnkey-Other | Small Industrial |  | Winter Morning | % of Load | 0 | 2030 | 65535
| Base | Behavioral DR | C&I Curtailment-Turnkey-Industrial | Small Industrial |  | Winter Morning | % of Load | 1 | 2030 | 65535
| Base | Behavioral DR | C&I Curtailment-Turnkey-Industrial | Small Industrial |  | Winter Morning | % of Load | 0 | 2030 | 65535
| Base | Behavioral DR | DLC-Switch-Water Heating | Small Industrial |  | Winter Evening | % of Load | 1 | 2030 | 65535
| Base | Behavioral DR | DLC-Switch-Water Heating | Small Industrial |  | Winter Evening | % of Load | 0 | 2030 | 65535
| Base | Behavioral DR | DLC-BYOD-Water Heating | Small Industrial |  | Winter Evening | % of Load | 1 | 2030 | 65535
| Base | Behavioral DR | DLC-BYOD-Water Heating | Small Industrial |  | Winter Evening | % of Load | 0 | 2030 | 65535
| Base | Behavioral DR | DLC-Thermostat-DI-Central Heat Pump | Small Industrial |  | Winter Evening | % of Load | 1 | 2030 | 65535
| Base | Behavioral DR | DLC-Thermostat-DI-Central Heat Pump | Small Industrial |  | Winter Evening | % of Load | 0 | 2030 | 65535
| Base | Behavioral DR | DLC-Thermostat-BYOT-Central Heat Pump | Small Industrial |  | Winter Evening | % of Load | 1 | 2030 | 65535
| Base | Behavioral DR | DLC-Thermostat-BYOT-Central Heat Pump | Small Industrial |  | Winter Evening | % of Load | 0 | 2030 | 65535
| Base | Behavioral DR | DLC-Thermostat-HVAC | Small Industrial |  | Winter Evening | % of Load | 1 | 2030 | 65535
| Base | Behavioral DR | DLC-Thermostat-HVAC | Small Industrial |  | Winter Evening | % of Load | 0 | 2030 | 65535
| Base | Behavioral DR | DLC-Thermostat-DI-Baseboard Heating | Small Industrial |  | Winter Evening | % of Load | 1 | 2030 | 65535
| Base | Behavioral DR | DLC-Thermostat-DI-Baseboard Heating | Small Industrial |  | Winter Evening | % of Load | 0 | 2030 | 65535
| Base | Behavioral DR | DLC-Thermostat-BYOT-Baseboard Heating | Small Industrial |  | Winter Evening | % of Load | 1 | 2030 | 65535
| Base | Behavioral DR | DLC-Thermostat-BYOT-Baseboard Heating | Small Industrial |  | Winter Evening | % of Load | 0 | 2030 | 65535
| Base | Behavioral DR | DLC-Thermostat-DI-MSHP | Small Industrial |  | Winter Evening | % of Load | 1 | 2030 | 65535
| Base | Behavioral DR | DLC-Thermostat-DI-MSHP | Small Industrial |  | Winter Evening | % of Load | 0 | 2030 | 65535
| Base | Behavioral DR | DLC-Thermostat-BYOT-MSHP | Small Industrial |  | Winter Evening | % of Load | 1 | 2030 | 65535
| Base | Behavioral DR | DLC-Thermostat-BYOT-MSHP | Small Industrial |  | Winter Evening | % of Load | 0 | 2030 | 65535
| Base | Behavioral DR | C&I Curtailment-Turnkey-Manual HVAC Control | Small Industrial |  | Winter Evening | % of Load | 1 | 2030 | 65535
| Base | Behavioral DR | C&I Curtailment-Turnkey-Manual HVAC Control | Small Industrial |  | Winter Evening | % of Load | 0 | 2030 | 65535
| Base | Behavioral DR | C&I Curtailment-Turnkey-Auto-DR HVAC Control | Small Industrial |  | Winter Evening | % of Load | 1 | 2030 | 65535
| Base | Behavioral DR | C&I Curtailment-Turnkey-Auto-DR HVAC Control | Small Industrial |  | Winter Evening | % of Load | 0 | 2030 | 65535
| Base | Behavioral DR | C&I Curtailment-Turnkey-Standard Lighting Control | Small Industrial |  | Winter Evening | % of Load | 1 | 2030 | 65535
| Base | Behavioral DR | C&I Curtailment-Turnkey-Standard Lighting Control | Small Industrial |  | Winter Evening | % of Load | 0 | 2030 | 65535
| Base | Behavioral DR | C&I Curtailment-Turnkey-Advanced Lighting Control | Small Industrial |  | Winter Evening | % of Load | 1 | 2030 | 65535
| Base | Behavioral DR | C&I Curtailment-Turnkey-Advanced Lighting Control | Small Industrial |  | Winter Evening | % of Load | 0 | 2030 | 65535
| Base | Behavioral DR | C&I Curtailment-Turnkey-Water Heating Control | Small Industrial |  | Winter Evening | % of Load | 1 | 2030 | 65535
| Base | Behavioral DR | C&I Curtailment-Turnkey-Water Heating Control | Small Industrial |  | Winter Evening | % of Load | 0 | 2030 | 65535
| Base | Behavioral DR | C&I Curtailment-Turnkey-Other | Small Industrial |  | Winter Evening | % of Load | 1 | 2030 | 65535
| Base | Behavioral DR | C&I Curtailment-Turnkey-Other | Small Industrial |  | Winter Evening | % of Load | 0 | 2030 | 65535
| Base | Behavioral DR | C&I Curtailment-Turnkey-Industrial | Small Industrial |  | Winter Evening | % of Load | 1 | 2030 | 65535
| Base | Behavioral DR | C&I Curtailment-Turnkey-Industrial | Small Industrial |  | Winter Evening | % of Load | 0 | 2030 | 65535
| Base | Behavioral DR | DLC-Switch-Water Heating | Medium Industrial |  | Winter Morning | % of Load | 1 | 2030 | 65535
| Base | Behavioral DR | DLC-Switch-Water Heating | Medium Industrial |  | Winter Morning | % of Load | 0 | 2030 | 65535
| Base | Behavioral DR | DLC-BYOD-Water Heating | Medium Industrial |  | Winter Morning | % of Load | 1 | 2030 | 65535
| Base | Behavioral DR | DLC-BYOD-Water Heating | Medium Industrial |  | Winter Morning | % of Load | 0 | 2030 | 65535
| Base | Behavioral DR | DLC-Thermostat-DI-Central Heat Pump | Medium Industrial |  | Winter Morning | % of Load | 1 | 2030 | 65535
| Base | Behavioral DR | DLC-Thermostat-DI-Central Heat Pump | Medium Industrial |  | Winter Morning | % of Load | 0 | 2030 | 65535
| Base | Behavioral DR | DLC-Thermostat-BYOT-Central Heat Pump | Medium Industrial |  | Winter Morning | % of Load | 1 | 2030 | 65535
| Base | Behavioral DR | DLC-Thermostat-BYOT-Central Heat Pump | Medium Industrial |  | Winter Morning | % of Load | 0 | 2030 | 65535
| Base | Behavioral DR | DLC-Thermostat-HVAC | Medium Industrial |  | Winter Morning | % of Load | 1 | 2030 | 65535
| Base | Behavioral DR | DLC-Thermostat-HVAC | Medium Industrial |  | Winter Morning | % of Load | 0 | 2030 | 65535
| Base | Behavioral DR | DLC-Thermostat-DI-Baseboard Heating | Medium Industrial |  | Winter Morning | % of Load | 1 | 2030 | 65535
| Base | Behavioral DR | DLC-Thermostat-DI-Baseboard Heating | Medium Industrial |  | Winter Morning | % of Load | 0 | 2030 | 65535
| Base | Behavioral DR | DLC-Thermostat-BYOT-Baseboard Heating | Medium Industrial |  | Winter Morning | % of Load | 1 | 2030 | 65535
| Base | Behavioral DR | DLC-Thermostat-BYOT-Baseboard Heating | Medium Industrial |  | Winter Morning | % of Load | 0 | 2030 | 65535
| Base | Behavioral DR | DLC-Thermostat-DI-MSHP | Medium Industrial |  | Winter Morning | % of Load | 1 | 2030 | 65535
| Base | Behavioral DR | DLC-Thermostat-DI-MSHP | Medium Industrial |  | Winter Morning | % of Load | 0 | 2030 | 65535
| Base | Behavioral DR | DLC-Thermostat-BYOT-MSHP | Medium Industrial |  | Winter Morning | % of Load | 1 | 2030 | 65535
| Base | Behavioral DR | DLC-Thermostat-BYOT-MSHP | Medium Industrial |  | Winter Morning | % of Load | 0 | 2030 | 65535
| Base | Behavioral DR | C&I Curtailment-Turnkey-Manual HVAC Control | Medium Industrial |  | Winter Morning | % of Load | 1 | 2030 | 65535
| Base | Behavioral DR | C&I Curtailment-Turnkey-Manual HVAC Control | Medium Industrial |  | Winter Morning | % of Load | 0 | 2030 | 65535
| Base | Behavioral DR | C&I Curtailment-Turnkey-Auto-DR HVAC Control | Medium Industrial |  | Winter Morning | % of Load | 1 | 2030 | 65535
| Base | Behavioral DR | C&I Curtailment-Turnkey-Auto-DR HVAC Control | Medium Industrial |  | Winter Morning | % of Load | 0 | 2030 | 65535
| Base | Behavioral DR | C&I Curtailment-Turnkey-Standard Lighting Control | Medium Industrial |  | Winter Morning | % of Load | 1 | 2030 | 65535
| Base | Behavioral DR | C&I Curtailment-Turnkey-Standard Lighting Control | Medium Industrial |  | Winter Morning | % of Load | 0 | 2030 | 65535
| Base | Behavioral DR | C&I Curtailment-Turnkey-Advanced Lighting Control | Medium Industrial |  | Winter Morning | % of Load | 1 | 2030 | 65535
| Base | Behavioral DR | C&I Curtailment-Turnkey-Advanced Lighting Control | Medium Industrial |  | Winter Morning | % of Load | 0 | 2030 | 65535
| Base | Behavioral DR | C&I Curtailment-Turnkey-Water Heating Control | Medium Industrial |  | Winter Morning | % of Load | 1 | 2030 | 65535
| Base | Behavioral DR | C&I Curtailment-Turnkey-Water Heating Control | Medium Industrial |  | Winter Morning | % of Load | 0 | 2030 | 65535
| Base | Behavioral DR | C&I Curtailment-Turnkey-Other | Medium Industrial |  | Winter Morning | % of Load | 1 | 2030 | 65535
| Base | Behavioral DR | C&I Curtailment-Turnkey-Other | Medium Industrial |  | Winter Morning | % of Load | 0 | 2030 | 65535
| Base | Behavioral DR | DLC-Switch-Water Heating | Medium Industrial |  | Winter Evening | % of Load | 1 | 2030 | 65535
| Base | Behavioral DR | DLC-Switch-Water Heating | Medium Industrial |  | Winter Evening | % of Load | 0 | 2030 | 65535
| Base | Behavioral DR | DLC-BYOD-Water Heating | Medium Industrial |  | Winter Evening | % of Load | 1 | 2030 | 65535
| Base | Behavioral DR | DLC-BYOD-Water Heating | Medium Industrial |  | Winter Evening | % of Load | 0 | 2030 | 65535
| Base | Behavioral DR | DLC-Thermostat-DI-Central Heat Pump | Medium Industrial |  | Winter Evening | % of Load | 1 | 2030 | 65535
| Base | Behavioral DR | DLC-Thermostat-DI-Central Heat Pump | Medium Industrial |  | Winter Evening | % of Load | 0 | 2030 | 65535
| Base | Behavioral DR | DLC-Thermostat-BYOT-Central Heat Pump | Medium Industrial |  | Winter Evening | % of Load | 1 | 2030 | 65535
| Base | Behavioral DR | DLC-Thermostat-BYOT-Central Heat Pump | Medium Industrial |  | Winter Evening | % of Load | 0 | 2030 | 65535
| Base | Behavioral DR | DLC-Thermostat-HVAC | Medium Industrial |  | Winter Evening | % of Load | 1 | 2030 | 65535
| Base | Behavioral DR | DLC-Thermostat-HVAC | Medium Industrial |  | Winter Evening | % of Load | 0 | 2030 | 65535
| Base | Behavioral DR | DLC-Thermostat-DI-Baseboard Heating | Medium Industrial |  | Winter Evening | % of Load | 1 | 2030 | 65535
| Base | Behavioral DR | DLC-Thermostat-DI-Baseboard Heating | Medium Industrial |  | Winter Evening | % of Load | 0 | 2030 | 65535
| Base | Behavioral DR | DLC-Thermostat-BYOT-Baseboard Heating | Medium Industrial |  | Winter Evening | % of Load | 1 | 2030 | 65535
| Base | Behavioral DR | DLC-Thermostat-BYOT-Baseboard Heating | Medium Industrial |  | Winter Evening | % of Load | 0 | 2030 | 65535
| Base | Behavioral DR | DLC-Thermostat-DI-MSHP | Medium Industrial |  | Winter Evening | % of Load | 1 | 2030 | 65535
| Base | Behavioral DR | DLC-Thermostat-DI-MSHP | Medium Industrial |  | Winter Evening | % of Load | 0 | 2030 | 65535
| Base | Behavioral DR | DLC-Thermostat-BYOT-MSHP | Medium Industrial |  | Winter Evening | % of Load | 1 | 2030 | 65535
| Base | Behavioral DR | DLC-Thermostat-BYOT-MSHP | Medium Industrial |  | Winter Evening | % of Load | 0 | 2030 | 65535
| Base | Behavioral DR | C&I Curtailment-Turnkey-Manual HVAC Control | Medium Industrial |  | Winter Evening | % of Load | 1 | 2030 | 65535
| Base | Behavioral DR | C&I Curtailment-Turnkey-Manual HVAC Control | Medium Industrial |  | Winter Evening | % of Load | 0 | 2030 | 65535
| Base | Behavioral DR | C&I Curtailment-Turnkey-Auto-DR HVAC Control | Medium Industrial |  | Winter Evening | % of Load | 1 | 2030 | 65535
| Base | Behavioral DR | C&I Curtailment-Turnkey-Auto-DR HVAC Control | Medium Industrial |  | Winter Evening | % of Load | 0 | 2030 | 65535
| Base | Behavioral DR | C&I Curtailment-Turnkey-Standard Lighting Control | Medium Industrial |  | Winter Evening | % of Load | 1 | 2030 | 65535
| Base | Behavioral DR | C&I Curtailment-Turnkey-Standard Lighting Control | Medium Industrial |  | Winter Evening | % of Load | 0 | 2030 | 65535
| Base | Behavioral DR | C&I Curtailment-Turnkey-Advanced Lighting Control | Medium Industrial |  | Winter Evening | % of Load | 1 | 2030 | 65535
| Base | Behavioral DR | C&I Curtailment-Turnkey-Advanced Lighting Control | Medium Industrial |  | Winter Evening | % of Load | 0 | 2030 | 65535
| Base | Behavioral DR | C&I Curtailment-Turnkey-Water Heating Control | Medium Industrial |  | Winter Evening | % of Load | 1 | 2030 | 65535
| Base | Behavioral DR | C&I Curtailment-Turnkey-Water Heating Control | Medium Industrial |  | Winter Evening | % of Load | 0 | 2030 | 65535
| Base | Behavioral DR | C&I Curtailment-Turnkey-Other | Medium Industrial |  | Winter Evening | % of Load | 1 | 2030 | 65535
| Base | Behavioral DR | C&I Curtailment-Turnkey-Other | Medium Industrial |  | Winter Evening | % of Load | 0 | 2030 | 65535
| Base | Behavioral DR | Behavioral DR | Residential Charitable |  | Winter Morning | % of Load | 1 | 2030 | 65535
| Base | Behavioral DR | Behavioral DR | Residential Charitable |  | Winter Morning | % of Load | 0 | 2030 | 65535
| Base | Behavioral DR | Behavioral DR | Residential Charitable |  | Winter Evening | % of Load | 1 | 2030 | 65535
| Base | Behavioral DR | Behavioral DR | Residential Charitable |  | Winter Evening | % of Load | 0 | 2030 | 65535
| Base | Time-of-Use Rates (TOU) | DLC-Switch-Water Heating | Small General |  | Winter Morning | % of Load | 1 | 2030 | 65535
| Base | Time-of-Use Rates (TOU) | DLC-Switch-Water Heating | Small General |  | Winter Morning | % of Load | 0 | 2030 | 65535
| Base | Time-of-Use Rates (TOU) | DLC-BYOD-Water Heating | Small General |  | Winter Morning | % of Load | 1 | 2030 | 65535
| Base | Time-of-Use Rates (TOU) | DLC-BYOD-Water Heating | Small General |  | Winter Morning | % of Load | 0 | 2030 | 65535
| Base | Time-of-Use Rates (TOU) | DLC-Thermostat-DI-Central Heat Pump | Small General |  | Winter Morning | % of Load | 1 | 2030 | 65535
| Base | Time-of-Use Rates (TOU) | DLC-Thermostat-DI-Central Heat Pump | Small General |  | Winter Morning | % of Load | 0 | 2030 | 65535
| Base | Time-of-Use Rates (TOU) | DLC-Thermostat-BYOT-Central Heat Pump | Small General |  | Winter Morning | % of Load | 1 | 2030 | 65535
| Base | Time-of-Use Rates (TOU) | DLC-Thermostat-BYOT-Central Heat Pump | Small General |  | Winter Morning | % of Load | 0 | 2030 | 65535
| Base | Time-of-Use Rates (TOU) | DLC-Thermostat-HVAC | Small General |  | Winter Morning | % of Load | 1 | 2030 | 65535
| Base | Time-of-Use Rates (TOU) | DLC-Thermostat-HVAC | Small General |  | Winter Morning | % of Load | 0 | 2030 | 65535
| Base | Time-of-Use Rates (TOU) | DLC-Thermostat-DI-Baseboard Heating | Small General |  | Winter Morning | % of Load | 1 | 2030 | 65535
| Base | Time-of-Use Rates (TOU) | DLC-Thermostat-DI-Baseboard Heating | Small General |  | Winter Morning | % of Load | 0 | 2030 | 65535
| Base | Time-of-Use Rates (TOU) | DLC-Thermostat-BYOT-Baseboard Heating | Small General |  | Winter Morning | % of Load | 1 | 2030 | 65535
| Base | Time-of-Use Rates (TOU) | DLC-Thermostat-BYOT-Baseboard Heating | Small General |  | Winter Morning | % of Load | 0 | 2030 | 65535
| Base | Time-of-Use Rates (TOU) | DLC-Thermostat-DI-MSHP | Small General |  | Winter Morning | % of Load | 1 | 2030 | 65535
| Base | Time-of-Use Rates (TOU) | DLC-Thermostat-DI-MSHP | Small General |  | Winter Morning | % of Load | 0 | 2030 | 65535
| Base | Time-of-Use Rates (TOU) | DLC-Thermostat-BYOT-MSHP | Small General |  | Winter Morning | % of Load | 1 | 2030 | 65535
| Base | Time-of-Use Rates (TOU) | DLC-Thermostat-BYOT-MSHP | Small General |  | Winter Morning | % of Load | 0 | 2030 | 65535
| Base | Time-of-Use Rates (TOU) | C&I Curtailment-Turnkey-Manual HVAC Control | Small General |  | Winter Morning | % of Load | 1 | 2030 | 65535
| Base | Time-of-Use Rates (TOU) | C&I Curtailment-Turnkey-Manual HVAC Control | Small General |  | Winter Morning | % of Load | 0 | 2030 | 65535
| Base | Time-of-Use Rates (TOU) | C&I Curtailment-Turnkey-Auto-DR HVAC Control | Small General |  | Winter Morning | % of Load | 1 | 2030 | 65535
| Base | Time-of-Use Rates (TOU) | C&I Curtailment-Turnkey-Auto-DR HVAC Control | Small General |  | Winter Morning | % of Load | 0 | 2030 | 65535
| Base | Time-of-Use Rates (TOU) | C&I Curtailment-Turnkey-Standard Lighting Control | Small General |  | Winter Morning | % of Load | 1 | 2030 | 65535
| Base | Time-of-Use Rates (TOU) | C&I Curtailment-Turnkey-Standard Lighting Control | Small General |  | Winter Morning | % of Load | 0 | 2030 | 65535
| Base | Time-of-Use Rates (TOU) | C&I Curtailment-Turnkey-Advanced Lighting Control | Small General |  | Winter Morning | % of Load | 1 | 2030 | 65535
| Base | Time-of-Use Rates (TOU) | C&I Curtailment-Turnkey-Advanced Lighting Control | Small General |  | Winter Morning | % of Load | 0 | 2030 | 65535
| Base | Time-of-Use Rates (TOU) | C&I Curtailment-Turnkey-Water Heating Control | Small General |  | Winter Morning | % of Load | 1 | 2030 | 65535
| Base | Time-of-Use Rates (TOU) | C&I Curtailment-Turnkey-Water Heating Control | Small General |  | Winter Morning | % of Load | 0 | 2030 | 65535
| Base | Time-of-Use Rates (TOU) | C&I Curtailment-Turnkey-Other | Small General |  | Winter Morning | % of Load | 1 | 2030 | 65535
| Base | Time-of-Use Rates (TOU) | C&I Curtailment-Turnkey-Other | Small General |  | Winter Morning | % of Load | 0 | 2030 | 65535
| Base | Time-of-Use Rates (TOU) | Dynamic Pricing with enabling tech. | Small General |  | Winter Morning | % of Load | 1 | 2030 | 65535
| Base | Time-of-Use Rates (TOU) | Dynamic Pricing with enabling tech. | Small General |  | Winter Morning | % of Load | 0 | 2030 | 65535
| Base | Time-of-Use Rates (TOU) | Time-of-Use Rates (TOU) | Small General |  | Winter Morning | % of Load | 1 | 2030 | 65535
| Base | Time-of-Use Rates (TOU) | Time-of-Use Rates (TOU) | Small General |  | Winter Morning | % of Load | 0 | 2030 | 65535
| Base | Time-of-Use Rates (TOU) | DLC-Switch-Water Heating | Small General |  | Winter Evening | % of Load | 1 | 2030 | 65535
| Base | Time-of-Use Rates (TOU) | DLC-Switch-Water Heating | Small General |  | Winter Evening | % of Load | 0 | 2030 | 65535
| Base | Time-of-Use Rates (TOU) | DLC-BYOD-Water Heating | Small General |  | Winter Evening | % of Load | 1 | 2030 | 65535
| Base | Time-of-Use Rates (TOU) | DLC-BYOD-Water Heating | Small General |  | Winter Evening | % of Load | 0 | 2030 | 65535
| Base | Time-of-Use Rates (TOU) | DLC-Thermostat-DI-Central Heat Pump | Small General |  | Winter Evening | % of Load | 1 | 2030 | 65535
| Base | Time-of-Use Rates (TOU) | DLC-Thermostat-DI-Central Heat Pump | Small General |  | Winter Evening | % of Load | 0 | 2030 | 65535
| Base | Time-of-Use Rates (TOU) | DLC-Thermostat-BYOT-Central Heat Pump | Small General |  | Winter Evening | % of Load | 1 | 2030 | 65535
| Base | Time-of-Use Rates (TOU) | DLC-Thermostat-BYOT-Central Heat Pump | Small General |  | Winter Evening | % of Load | 0 | 2030 | 65535
| Base | Time-of-Use Rates (TOU) | DLC-Thermostat-HVAC | Small General |  | Winter Evening | % of Load | 1 | 2030 | 65535
| Base | Time-of-Use Rates (TOU) | DLC-Thermostat-HVAC | Small General |  | Winter Evening | % of Load | 0 | 2030 | 65535
| Base | Time-of-Use Rates (TOU) | DLC-Thermostat-DI-Baseboard Heating | Small General |  | Winter Evening | % of Load | 1 | 2030 | 65535
| Base | Time-of-Use Rates (TOU) | DLC-Thermostat-DI-Baseboard Heating | Small General |  | Winter Evening | % of Load | 0 | 2030 | 65535
| Base | Time-of-Use Rates (TOU) | DLC-Thermostat-BYOT-Baseboard Heating | Small General |  | Winter Evening | % of Load | 1 | 2030 | 65535
| Base | Time-of-Use Rates (TOU) | DLC-Thermostat-BYOT-Baseboard Heating | Small General |  | Winter Evening | % of Load | 0 | 2030 | 65535
| Base | Time-of-Use Rates (TOU) | DLC-Thermostat-DI-MSHP | Small General |  | Winter Evening | % of Load | 1 | 2030 | 65535
| Base | Time-of-Use Rates (TOU) | DLC-Thermostat-DI-MSHP | Small General |  | Winter Evening | % of Load | 0 | 2030 | 65535
| Base | Time-of-Use Rates (TOU) | DLC-Thermostat-BYOT-MSHP | Small General |  | Winter Evening | % of Load | 1 | 2030 | 65535
| Base | Time-of-Use Rates (TOU) | DLC-Thermostat-BYOT-MSHP | Small General |  | Winter Evening | % of Load | 0 | 2030 | 65535
| Base | Time-of-Use Rates (TOU) | C&I Curtailment-Turnkey-Manual HVAC Control | Small General |  | Winter Evening | % of Load | 1 | 2030 | 65535
| Base | Time-of-Use Rates (TOU) | C&I Curtailment-Turnkey-Manual HVAC Control | Small General |  | Winter Evening | % of Load | 0 | 2030 | 65535
| Base | Time-of-Use Rates (TOU) | C&I Curtailment-Turnkey-Auto-DR HVAC Control | Small General |  | Winter Evening | % of Load | 1 | 2030 | 65535
| Base | Time-of-Use Rates (TOU) | C&I Curtailment-Turnkey-Auto-DR HVAC Control | Small General |  | Winter Evening | % of Load | 0 | 2030 | 65535
| Base | Time-of-Use Rates (TOU) | C&I Curtailment-Turnkey-Standard Lighting Control | Small General |  | Winter Evening | % of Load | 1 | 2030 | 65535
| Base | Time-of-Use Rates (TOU) | C&I Curtailment-Turnkey-Standard Lighting Control | Small General |  | Winter Evening | % of Load | 0 | 2030 | 65535
| Base | Time-of-Use Rates (TOU) | C&I Curtailment-Turnkey-Advanced Lighting Control | Small General |  | Winter Evening | % of Load | 1 | 2030 | 65535
| Base | Time-of-Use Rates (TOU) | C&I Curtailment-Turnkey-Advanced Lighting Control | Small General |  | Winter Evening | % of Load | 0 | 2030 | 65535
| Base | Time-of-Use Rates (TOU) | C&I Curtailment-Turnkey-Water Heating Control | Small General |  | Winter Evening | % of Load | 1 | 2030 | 65535
| Base | Time-of-Use Rates (TOU) | C&I Curtailment-Turnkey-Water Heating Control | Small General |  | Winter Evening | % of Load | 0 | 2030 | 65535
| Base | Time-of-Use Rates (TOU) | C&I Curtailment-Turnkey-Other | Small General |  | Winter Evening | % of Load | 1 | 2030 | 65535
| Base | Time-of-Use Rates (TOU) | C&I Curtailment-Turnkey-Other | Small General |  | Winter Evening | % of Load | 0 | 2030 | 65535
| Base | Time-of-Use Rates (TOU) | Dynamic Pricing with enabling tech. | Small General |  | Winter Evening | % of Load | 1 | 2030 | 65535
| Base | Time-of-Use Rates (TOU) | Dynamic Pricing with enabling tech. | Small General |  | Winter Evening | % of Load | 0 | 2030 | 65535
| Base | Time-of-Use Rates (TOU) | Time-of-Use Rates (TOU) | Small General |  | Winter Evening | % of Load | 1 | 2030 | 65535
| Base | Time-of-Use Rates (TOU) | Time-of-Use Rates (TOU) | Small General |  | Winter Evening | % of Load | 0 | 2030 | 65535
| Base | Time-of-Use Rates (TOU) | DLC-Switch-Water Heating | General |  | Winter Morning | % of Load | 1 | 2030 | 65535
| Base | Time-of-Use Rates (TOU) | DLC-Switch-Water Heating | General |  | Winter Morning | % of Load | 0 | 2030 | 65535
| Base | Time-of-Use Rates (TOU) | DLC-BYOD-Water Heating | General |  | Winter Morning | % of Load | 1 | 2030 | 65535
| Base | Time-of-Use Rates (TOU) | DLC-BYOD-Water Heating | General |  | Winter Morning | % of Load | 0 | 2030 | 65535
| Base | Time-of-Use Rates (TOU) | DLC-Thermostat-DI-Central Heat Pump | General |  | Winter Morning | % of Load | 1 | 2030 | 65535
| Base | Time-of-Use Rates (TOU) | DLC-Thermostat-DI-Central Heat Pump | General |  | Winter Morning | % of Load | 0 | 2030 | 65535
| Base | Time-of-Use Rates (TOU) | DLC-Thermostat-BYOT-Central Heat Pump | General |  | Winter Morning | % of Load | 1 | 2030 | 65535
| Base | Time-of-Use Rates (TOU) | DLC-Thermostat-BYOT-Central Heat Pump | General |  | Winter Morning | % of Load | 0 | 2030 | 65535
| Base | Time-of-Use Rates (TOU) | DLC-Thermostat-HVAC | General |  | Winter Morning | % of Load | 1 | 2030 | 65535
| Base | Time-of-Use Rates (TOU) | DLC-Thermostat-HVAC | General |  | Winter Morning | % of Load | 0 | 2030 | 65535
| Base | Time-of-Use Rates (TOU) | DLC-Thermostat-DI-Baseboard Heating | General |  | Winter Morning | % of Load | 1 | 2030 | 65535
| Base | Time-of-Use Rates (TOU) | DLC-Thermostat-DI-Baseboard Heating | General |  | Winter Morning | % of Load | 0 | 2030 | 65535
| Base | Time-of-Use Rates (TOU) | DLC-Thermostat-BYOT-Baseboard Heating | General |  | Winter Morning | % of Load | 1 | 2030 | 65535
| Base | Time-of-Use Rates (TOU) | DLC-Thermostat-BYOT-Baseboard Heating | General |  | Winter Morning | % of Load | 0 | 2030 | 65535
| Base | Time-of-Use Rates (TOU) | DLC-Thermostat-DI-MSHP | General |  | Winter Morning | % of Load | 1 | 2030 | 65535
| Base | Time-of-Use Rates (TOU) | DLC-Thermostat-DI-MSHP | General |  | Winter Morning | % of Load | 0 | 2030 | 65535
| Base | Time-of-Use Rates (TOU) | DLC-Thermostat-BYOT-MSHP | General |  | Winter Morning | % of Load | 1 | 2030 | 65535
| Base | Time-of-Use Rates (TOU) | DLC-Thermostat-BYOT-MSHP | General |  | Winter Morning | % of Load | 0 | 2030 | 65535
| Base | Time-of-Use Rates (TOU) | C&I Curtailment-Turnkey-Manual HVAC Control | General |  | Winter Morning | % of Load | 1 | 2030 | 65535
| Base | Time-of-Use Rates (TOU) | C&I Curtailment-Turnkey-Manual HVAC Control | General |  | Winter Morning | % of Load | 0 | 2030 | 65535
| Base | Time-of-Use Rates (TOU) | C&I Curtailment-Turnkey-Auto-DR HVAC Control | General |  | Winter Morning | % of Load | 1 | 2030 | 65535
| Base | Time-of-Use Rates (TOU) | C&I Curtailment-Turnkey-Auto-DR HVAC Control | General |  | Winter Morning | % of Load | 0 | 2030 | 65535
| Base | Time-of-Use Rates (TOU) | C&I Curtailment-Turnkey-Standard Lighting Control | General |  | Winter Morning | % of Load | 1 | 2030 | 65535
| Base | Time-of-Use Rates (TOU) | C&I Curtailment-Turnkey-Standard Lighting Control | General |  | Winter Morning | % of Load | 0 | 2030 | 65535
| Base | Time-of-Use Rates (TOU) | C&I Curtailment-Turnkey-Advanced Lighting Control | General |  | Winter Morning | % of Load | 1 | 2030 | 65535
| Base | Time-of-Use Rates (TOU) | C&I Curtailment-Turnkey-Advanced Lighting Control | General |  | Winter Morning | % of Load | 0 | 2030 | 65535
| Base | Time-of-Use Rates (TOU) | C&I Curtailment-Turnkey-Water Heating Control | General |  | Winter Morning | % of Load | 1 | 2030 | 65535
| Base | Time-of-Use Rates (TOU) | C&I Curtailment-Turnkey-Water Heating Control | General |  | Winter Morning | % of Load | 0 | 2030 | 65535
| Base | Time-of-Use Rates (TOU) | C&I Curtailment-Turnkey-Other | General |  | Winter Morning | % of Load | 1 | 2030 | 65535
| Base | Time-of-Use Rates (TOU) | C&I Curtailment-Turnkey-Other | General |  | Winter Morning | % of Load | 0 | 2030 | 65535
| Base | Time-of-Use Rates (TOU) | Time-of-Use Rates (TOU) | General |  | Winter Morning | % of Load | 1 | 2030 | 65535
| Base | Time-of-Use Rates (TOU) | Time-of-Use Rates (TOU) | General |  | Winter Morning | % of Load | 0 | 2030 | 65535
| Base | Time-of-Use Rates (TOU) | DLC-Switch-Water Heating | General |  | Winter Evening | % of Load | 1 | 2030 | 65535
| Base | Time-of-Use Rates (TOU) | DLC-Switch-Water Heating | General |  | Winter Evening | % of Load | 0 | 2030 | 65535
| Base | Time-of-Use Rates (TOU) | DLC-BYOD-Water Heating | General |  | Winter Evening | % of Load | 1 | 2030 | 65535
| Base | Time-of-Use Rates (TOU) | DLC-BYOD-Water Heating | General |  | Winter Evening | % of Load | 0 | 2030 | 65535
| Base | Time-of-Use Rates (TOU) | DLC-Thermostat-DI-Central Heat Pump | General |  | Winter Evening | % of Load | 1 | 2030 | 65535
| Base | Time-of-Use Rates (TOU) | DLC-Thermostat-DI-Central Heat Pump | General |  | Winter Evening | % of Load | 0 | 2030 | 65535
| Base | Time-of-Use Rates (TOU) | DLC-Thermostat-BYOT-Central Heat Pump | General |  | Winter Evening | % of Load | 1 | 2030 | 65535
| Base | Time-of-Use Rates (TOU) | DLC-Thermostat-BYOT-Central Heat Pump | General |  | Winter Evening | % of Load | 0 | 2030 | 65535
| Base | Time-of-Use Rates (TOU) | DLC-Thermostat-HVAC | General |  | Winter Evening | % of Load | 1 | 2030 | 65535
| Base | Time-of-Use Rates (TOU) | DLC-Thermostat-HVAC | General |  | Winter Evening | % of Load | 0 | 2030 | 65535
| Base | Time-of-Use Rates (TOU) | DLC-Thermostat-DI-Baseboard Heating | General |  | Winter Evening | % of Load | 1 | 2030 | 65535
| Base | Time-of-Use Rates (TOU) | DLC-Thermostat-DI-Baseboard Heating | General |  | Winter Evening | % of Load | 0 | 2030 | 65535
| Base | Time-of-Use Rates (TOU) | DLC-Thermostat-BYOT-Baseboard Heating | General |  | Winter Evening | % of Load | 1 | 2030 | 65535
| Base | Time-of-Use Rates (TOU) | DLC-Thermostat-BYOT-Baseboard Heating | General |  | Winter Evening | % of Load | 0 | 2030 | 65535
| Base | Time-of-Use Rates (TOU) | DLC-Thermostat-DI-MSHP | General |  | Winter Evening | % of Load | 1 | 2030 | 65535
| Base | Time-of-Use Rates (TOU) | DLC-Thermostat-DI-MSHP | General |  | Winter Evening | % of Load | 0 | 2030 | 65535
| Base | Time-of-Use Rates (TOU) | DLC-Thermostat-BYOT-MSHP | General |  | Winter Evening | % of Load | 1 | 2030 | 65535
| Base | Time-of-Use Rates (TOU) | DLC-Thermostat-BYOT-MSHP | General |  | Winter Evening | % of Load | 0 | 2030 | 65535
| Base | Time-of-Use Rates (TOU) | C&I Curtailment-Turnkey-Manual HVAC Control | General |  | Winter Evening | % of Load | 1 | 2030 | 65535
| Base | Time-of-Use Rates (TOU) | C&I Curtailment-Turnkey-Manual HVAC Control | General |  | Winter Evening | % of Load | 0 | 2030 | 65535
| Base | Time-of-Use Rates (TOU) | C&I Curtailment-Turnkey-Auto-DR HVAC Control | General |  | Winter Evening | % of Load | 1 | 2030 | 65535
| Base | Time-of-Use Rates (TOU) | C&I Curtailment-Turnkey-Auto-DR HVAC Control | General |  | Winter Evening | % of Load | 0 | 2030 | 65535
| Base | Time-of-Use Rates (TOU) | C&I Curtailment-Turnkey-Standard Lighting Control | General |  | Winter Evening | % of Load | 1 | 2030 | 65535
| Base | Time-of-Use Rates (TOU) | C&I Curtailment-Turnkey-Standard Lighting Control | General |  | Winter Evening | % of Load | 0 | 2030 | 65535
| Base | Time-of-Use Rates (TOU) | C&I Curtailment-Turnkey-Advanced Lighting Control | General |  | Winter Evening | % of Load | 1 | 2030 | 65535
| Base | Time-of-Use Rates (TOU) | C&I Curtailment-Turnkey-Advanced Lighting Control | General |  | Winter Evening | % of Load | 0 | 2030 | 65535
| Base | Time-of-Use Rates (TOU) | C&I Curtailment-Turnkey-Water Heating Control | General |  | Winter Evening | % of Load | 1 | 2030 | 65535
| Base | Time-of-Use Rates (TOU) | C&I Curtailment-Turnkey-Water Heating Control | General |  | Winter Evening | % of Load | 0 | 2030 | 65535
| Base | Time-of-Use Rates (TOU) | C&I Curtailment-Turnkey-Other | General |  | Winter Evening | % of Load | 1 | 2030 | 65535
| Base | Time-of-Use Rates (TOU) | C&I Curtailment-Turnkey-Other | General |  | Winter Evening | % of Load | 0 | 2030 | 65535
| Base | Time-of-Use Rates (TOU) | Time-of-Use Rates (TOU) | General |  | Winter Evening | % of Load | 1 | 2030 | 65535
| Base | Time-of-Use Rates (TOU) | Time-of-Use Rates (TOU) | General |  | Winter Evening | % of Load | 0 | 2030 | 65535
| Base | Time-of-Use Rates (TOU) | DLC-Switch-Water Heating | Small Industrial |  | Winter Morning | % of Load | 1 | 2030 | 65535
| Base | Time-of-Use Rates (TOU) | DLC-Switch-Water Heating | Small Industrial |  | Winter Morning | % of Load | 0 | 2030 | 65535
| Base | Time-of-Use Rates (TOU) | DLC-BYOD-Water Heating | Small Industrial |  | Winter Morning | % of Load | 1 | 2030 | 65535
| Base | Time-of-Use Rates (TOU) | DLC-BYOD-Water Heating | Small Industrial |  | Winter Morning | % of Load | 0 | 2030 | 65535
| Base | Time-of-Use Rates (TOU) | DLC-Thermostat-DI-Central Heat Pump | Small Industrial |  | Winter Morning | % of Load | 1 | 2030 | 65535
| Base | Time-of-Use Rates (TOU) | DLC-Thermostat-DI-Central Heat Pump | Small Industrial |  | Winter Morning | % of Load | 0 | 2030 | 65535
| Base | Time-of-Use Rates (TOU) | DLC-Thermostat-BYOT-Central Heat Pump | Small Industrial |  | Winter Morning | % of Load | 1 | 2030 | 65535
| Base | Time-of-Use Rates (TOU) | DLC-Thermostat-BYOT-Central Heat Pump | Small Industrial |  | Winter Morning | % of Load | 0 | 2030 | 65535
| Base | Time-of-Use Rates (TOU) | DLC-Thermostat-HVAC | Small Industrial |  | Winter Morning | % of Load | 1 | 2030 | 65535
| Base | Time-of-Use Rates (TOU) | DLC-Thermostat-HVAC | Small Industrial |  | Winter Morning | % of Load | 0 | 2030 | 65535
| Base | Time-of-Use Rates (TOU) | DLC-Thermostat-DI-Baseboard Heating | Small Industrial |  | Winter Morning | % of Load | 1 | 2030 | 65535
| Base | Time-of-Use Rates (TOU) | DLC-Thermostat-DI-Baseboard Heating | Small Industrial |  | Winter Morning | % of Load | 0 | 2030 | 65535
| Base | Time-of-Use Rates (TOU) | DLC-Thermostat-BYOT-Baseboard Heating | Small Industrial |  | Winter Morning | % of Load | 1 | 2030 | 65535
| Base | Time-of-Use Rates (TOU) | DLC-Thermostat-BYOT-Baseboard Heating | Small Industrial |  | Winter Morning | % of Load | 0 | 2030 | 65535
| Base | Time-of-Use Rates (TOU) | DLC-Thermostat-DI-MSHP | Small Industrial |  | Winter Morning | % of Load | 1 | 2030 | 65535
| Base | Time-of-Use Rates (TOU) | DLC-Thermostat-DI-MSHP | Small Industrial |  | Winter Morning | % of Load | 0 | 2030 | 65535
| Base | Time-of-Use Rates (TOU) | DLC-Thermostat-BYOT-MSHP | Small Industrial |  | Winter Morning | % of Load | 1 | 2030 | 65535
| Base | Time-of-Use Rates (TOU) | DLC-Thermostat-BYOT-MSHP | Small Industrial |  | Winter Morning | % of Load | 0 | 2030 | 65535
| Base | Time-of-Use Rates (TOU) | C&I Curtailment-Turnkey-Manual HVAC Control | Small Industrial |  | Winter Morning | % of Load | 1 | 2030 | 65535
| Base | Time-of-Use Rates (TOU) | C&I Curtailment-Turnkey-Manual HVAC Control | Small Industrial |  | Winter Morning | % of Load | 0 | 2030 | 65535
| Base | Time-of-Use Rates (TOU) | C&I Curtailment-Turnkey-Auto-DR HVAC Control | Small Industrial |  | Winter Morning | % of Load | 1 | 2030 | 65535
| Base | Time-of-Use Rates (TOU) | C&I Curtailment-Turnkey-Auto-DR HVAC Control | Small Industrial |  | Winter Morning | % of Load | 0 | 2030 | 65535
| Base | Time-of-Use Rates (TOU) | C&I Curtailment-Turnkey-Standard Lighting Control | Small Industrial |  | Winter Morning | % of Load | 1 | 2030 | 65535
| Base | Time-of-Use Rates (TOU) | C&I Curtailment-Turnkey-Standard Lighting Control | Small Industrial |  | Winter Morning | % of Load | 0 | 2030 | 65535
| Base | Time-of-Use Rates (TOU) | C&I Curtailment-Turnkey-Advanced Lighting Control | Small Industrial |  | Winter Morning | % of Load | 1 | 2030 | 65535
| Base | Time-of-Use Rates (TOU) | C&I Curtailment-Turnkey-Advanced Lighting Control | Small Industrial |  | Winter Morning | % of Load | 0 | 2030 | 65535
| Base | Time-of-Use Rates (TOU) | C&I Curtailment-Turnkey-Water Heating Control | Small Industrial |  | Winter Morning | % of Load | 1 | 2030 | 65535
| Base | Time-of-Use Rates (TOU) | C&I Curtailment-Turnkey-Water Heating Control | Small Industrial |  | Winter Morning | % of Load | 0 | 2030 | 65535
| Base | Time-of-Use Rates (TOU) | C&I Curtailment-Turnkey-Other | Small Industrial |  | Winter Morning | % of Load | 1 | 2030 | 65535
| Base | Time-of-Use Rates (TOU) | C&I Curtailment-Turnkey-Other | Small Industrial |  | Winter Morning | % of Load | 0 | 2030 | 65535
| Base | Time-of-Use Rates (TOU) | C&I Curtailment-Turnkey-Industrial | Small Industrial |  | Winter Morning | % of Load | 1 | 2030 | 65535
| Base | Time-of-Use Rates (TOU) | C&I Curtailment-Turnkey-Industrial | Small Industrial |  | Winter Morning | % of Load | 0 | 2030 | 65535
| Base | Time-of-Use Rates (TOU) | Time-of-Use Rates (TOU) | Small Industrial |  | Winter Morning | % of Load | 1 | 2030 | 65535
| Base | Time-of-Use Rates (TOU) | Time-of-Use Rates (TOU) | Small Industrial |  | Winter Morning | % of Load | 0 | 2030 | 65535
| Base | Time-of-Use Rates (TOU) | DLC-Switch-Water Heating | Small Industrial |  | Winter Evening | % of Load | 1 | 2030 | 65535
| Base | Time-of-Use Rates (TOU) | DLC-Switch-Water Heating | Small Industrial |  | Winter Evening | % of Load | 0 | 2030 | 65535
| Base | Time-of-Use Rates (TOU) | DLC-BYOD-Water Heating | Small Industrial |  | Winter Evening | % of Load | 1 | 2030 | 65535
| Base | Time-of-Use Rates (TOU) | DLC-BYOD-Water Heating | Small Industrial |  | Winter Evening | % of Load | 0 | 2030 | 65535
| Base | Time-of-Use Rates (TOU) | DLC-Thermostat-DI-Central Heat Pump | Small Industrial |  | Winter Evening | % of Load | 1 | 2030 | 65535
| Base | Time-of-Use Rates (TOU) | DLC-Thermostat-DI-Central Heat Pump | Small Industrial |  | Winter Evening | % of Load | 0 | 2030 | 65535
| Base | Time-of-Use Rates (TOU) | DLC-Thermostat-BYOT-Central Heat Pump | Small Industrial |  | Winter Evening | % of Load | 1 | 2030 | 65535
| Base | Time-of-Use Rates (TOU) | DLC-Thermostat-BYOT-Central Heat Pump | Small Industrial |  | Winter Evening | % of Load | 0 | 2030 | 65535
| Base | Time-of-Use Rates (TOU) | DLC-Thermostat-HVAC | Small Industrial |  | Winter Evening | % of Load | 1 | 2030 | 65535
| Base | Time-of-Use Rates (TOU) | DLC-Thermostat-HVAC | Small Industrial |  | Winter Evening | % of Load | 0 | 2030 | 65535
| Base | Time-of-Use Rates (TOU) | DLC-Thermostat-DI-Baseboard Heating | Small Industrial |  | Winter Evening | % of Load | 1 | 2030 | 65535
| Base | Time-of-Use Rates (TOU) | DLC-Thermostat-DI-Baseboard Heating | Small Industrial |  | Winter Evening | % of Load | 0 | 2030 | 65535
| Base | Time-of-Use Rates (TOU) | DLC-Thermostat-BYOT-Baseboard Heating | Small Industrial |  | Winter Evening | % of Load | 1 | 2030 | 65535
| Base | Time-of-Use Rates (TOU) | DLC-Thermostat-BYOT-Baseboard Heating | Small Industrial |  | Winter Evening | % of Load | 0 | 2030 | 65535
| Base | Time-of-Use Rates (TOU) | DLC-Thermostat-DI-MSHP | Small Industrial |  | Winter Evening | % of Load | 1 | 2030 | 65535
| Base | Time-of-Use Rates (TOU) | DLC-Thermostat-DI-MSHP | Small Industrial |  | Winter Evening | % of Load | 0 | 2030 | 65535
| Base | Time-of-Use Rates (TOU) | DLC-Thermostat-BYOT-MSHP | Small Industrial |  | Winter Evening | % of Load | 1 | 2030 | 65535
| Base | Time-of-Use Rates (TOU) | DLC-Thermostat-BYOT-MSHP | Small Industrial |  | Winter Evening | % of Load | 0 | 2030 | 65535
| Base | Time-of-Use Rates (TOU) | C&I Curtailment-Turnkey-Manual HVAC Control | Small Industrial |  | Winter Evening | % of Load | 1 | 2030 | 65535
| Base | Time-of-Use Rates (TOU) | C&I Curtailment-Turnkey-Manual HVAC Control | Small Industrial |  | Winter Evening | % of Load | 0 | 2030 | 65535
| Base | Time-of-Use Rates (TOU) | C&I Curtailment-Turnkey-Auto-DR HVAC Control | Small Industrial |  | Winter Evening | % of Load | 1 | 2030 | 65535
| Base | Time-of-Use Rates (TOU) | C&I Curtailment-Turnkey-Auto-DR HVAC Control | Small Industrial |  | Winter Evening | % of Load | 0 | 2030 | 65535
| Base | Time-of-Use Rates (TOU) | C&I Curtailment-Turnkey-Standard Lighting Control | Small Industrial |  | Winter Evening | % of Load | 1 | 2030 | 65535
| Base | Time-of-Use Rates (TOU) | C&I Curtailment-Turnkey-Standard Lighting Control | Small Industrial |  | Winter Evening | % of Load | 0 | 2030 | 65535
| Base | Time-of-Use Rates (TOU) | C&I Curtailment-Turnkey-Advanced Lighting Control | Small Industrial |  | Winter Evening | % of Load | 1 | 2030 | 65535
| Base | Time-of-Use Rates (TOU) | C&I Curtailment-Turnkey-Advanced Lighting Control | Small Industrial |  | Winter Evening | % of Load | 0 | 2030 | 65535
| Base | Time-of-Use Rates (TOU) | C&I Curtailment-Turnkey-Water Heating Control | Small Industrial |  | Winter Evening | % of Load | 1 | 2030 | 65535
| Base | Time-of-Use Rates (TOU) | C&I Curtailment-Turnkey-Water Heating Control | Small Industrial |  | Winter Evening | % of Load | 0 | 2030 | 65535
| Base | Time-of-Use Rates (TOU) | C&I Curtailment-Turnkey-Other | Small Industrial |  | Winter Evening | % of Load | 1 | 2030 | 65535
| Base | Time-of-Use Rates (TOU) | C&I Curtailment-Turnkey-Other | Small Industrial |  | Winter Evening | % of Load | 0 | 2030 | 65535
| Base | Time-of-Use Rates (TOU) | C&I Curtailment-Turnkey-Industrial | Small Industrial |  | Winter Evening | % of Load | 1 | 2030 | 65535
| Base | Time-of-Use Rates (TOU) | C&I Curtailment-Turnkey-Industrial | Small Industrial |  | Winter Evening | % of Load | 0 | 2030 | 65535
| Base | Time-of-Use Rates (TOU) | Time-of-Use Rates (TOU) | Small Industrial |  | Winter Evening | % of Load | 1 | 2030 | 65535
| Base | Time-of-Use Rates (TOU) | Time-of-Use Rates (TOU) | Small Industrial |  | Winter Evening | % of Load | 0 | 2030 | 65535
| Base | Time-of-Use Rates (TOU) | DLC-Switch-Water Heating | Medium Industrial |  | Winter Morning | % of Load | 1 | 2030 | 65535
| Base | Time-of-Use Rates (TOU) | DLC-Switch-Water Heating | Medium Industrial |  | Winter Morning | % of Load | 0 | 2030 | 65535
| Base | Time-of-Use Rates (TOU) | DLC-BYOD-Water Heating | Medium Industrial |  | Winter Morning | % of Load | 1 | 2030 | 65535
| Base | Time-of-Use Rates (TOU) | DLC-BYOD-Water Heating | Medium Industrial |  | Winter Morning | % of Load | 0 | 2030 | 65535
| Base | Time-of-Use Rates (TOU) | DLC-Thermostat-DI-Central Heat Pump | Medium Industrial |  | Winter Morning | % of Load | 1 | 2030 | 65535
| Base | Time-of-Use Rates (TOU) | DLC-Thermostat-DI-Central Heat Pump | Medium Industrial |  | Winter Morning | % of Load | 0 | 2030 | 65535
| Base | Time-of-Use Rates (TOU) | DLC-Thermostat-BYOT-Central Heat Pump | Medium Industrial |  | Winter Morning | % of Load | 1 | 2030 | 65535
| Base | Time-of-Use Rates (TOU) | DLC-Thermostat-BYOT-Central Heat Pump | Medium Industrial |  | Winter Morning | % of Load | 0 | 2030 | 65535
| Base | Time-of-Use Rates (TOU) | DLC-Thermostat-HVAC | Medium Industrial |  | Winter Morning | % of Load | 1 | 2030 | 65535
| Base | Time-of-Use Rates (TOU) | DLC-Thermostat-HVAC | Medium Industrial |  | Winter Morning | % of Load | 0 | 2030 | 65535
| Base | Time-of-Use Rates (TOU) | DLC-Thermostat-DI-Baseboard Heating | Medium Industrial |  | Winter Morning | % of Load | 1 | 2030 | 65535
| Base | Time-of-Use Rates (TOU) | DLC-Thermostat-DI-Baseboard Heating | Medium Industrial |  | Winter Morning | % of Load | 0 | 2030 | 65535
| Base | Time-of-Use Rates (TOU) | DLC-Thermostat-BYOT-Baseboard Heating | Medium Industrial |  | Winter Morning | % of Load | 1 | 2030 | 65535
| Base | Time-of-Use Rates (TOU) | DLC-Thermostat-BYOT-Baseboard Heating | Medium Industrial |  | Winter Morning | % of Load | 0 | 2030 | 65535
| Base | Time-of-Use Rates (TOU) | DLC-Thermostat-DI-MSHP | Medium Industrial |  | Winter Morning | % of Load | 1 | 2030 | 65535
| Base | Time-of-Use Rates (TOU) | DLC-Thermostat-DI-MSHP | Medium Industrial |  | Winter Morning | % of Load | 0 | 2030 | 65535
| Base | Time-of-Use Rates (TOU) | DLC-Thermostat-BYOT-MSHP | Medium Industrial |  | Winter Morning | % of Load | 1 | 2030 | 65535
| Base | Time-of-Use Rates (TOU) | DLC-Thermostat-BYOT-MSHP | Medium Industrial |  | Winter Morning | % of Load | 0 | 2030 | 65535
| Base | Time-of-Use Rates (TOU) | C&I Curtailment-Turnkey-Manual HVAC Control | Medium Industrial |  | Winter Morning | % of Load | 1 | 2030 | 65535
| Base | Time-of-Use Rates (TOU) | C&I Curtailment-Turnkey-Manual HVAC Control | Medium Industrial |  | Winter Morning | % of Load | 0 | 2030 | 65535
| Base | Time-of-Use Rates (TOU) | C&I Curtailment-Turnkey-Auto-DR HVAC Control | Medium Industrial |  | Winter Morning | % of Load | 1 | 2030 | 65535
| Base | Time-of-Use Rates (TOU) | C&I Curtailment-Turnkey-Auto-DR HVAC Control | Medium Industrial |  | Winter Morning | % of Load | 0 | 2030 | 65535
| Base | Time-of-Use Rates (TOU) | C&I Curtailment-Turnkey-Standard Lighting Control | Medium Industrial |  | Winter Morning | % of Load | 1 | 2030 | 65535
| Base | Time-of-Use Rates (TOU) | C&I Curtailment-Turnkey-Standard Lighting Control | Medium Industrial |  | Winter Morning | % of Load | 0 | 2030 | 65535
| Base | Time-of-Use Rates (TOU) | C&I Curtailment-Turnkey-Advanced Lighting Control | Medium Industrial |  | Winter Morning | % of Load | 1 | 2030 | 65535
| Base | Time-of-Use Rates (TOU) | C&I Curtailment-Turnkey-Advanced Lighting Control | Medium Industrial |  | Winter Morning | % of Load | 0 | 2030 | 65535
| Base | Time-of-Use Rates (TOU) | C&I Curtailment-Turnkey-Water Heating Control | Medium Industrial |  | Winter Morning | % of Load | 1 | 2030 | 65535
| Base | Time-of-Use Rates (TOU) | C&I Curtailment-Turnkey-Water Heating Control | Medium Industrial |  | Winter Morning | % of Load | 0 | 2030 | 65535
| Base | Time-of-Use Rates (TOU) | C&I Curtailment-Turnkey-Other | Medium Industrial |  | Winter Morning | % of Load | 1 | 2030 | 65535
| Base | Time-of-Use Rates (TOU) | C&I Curtailment-Turnkey-Other | Medium Industrial |  | Winter Morning | % of Load | 0 | 2030 | 65535
| Base | Time-of-Use Rates (TOU) | Time-of-Use Rates (TOU) | Medium Industrial |  | Winter Morning | % of Load | 1 | 2030 | 65535
| Base | Time-of-Use Rates (TOU) | Time-of-Use Rates (TOU) | Medium Industrial |  | Winter Morning | % of Load | 0 | 2030 | 65535
| Base | Time-of-Use Rates (TOU) | DLC-Switch-Water Heating | Medium Industrial |  | Winter Evening | % of Load | 1 | 2030 | 65535
| Base | Time-of-Use Rates (TOU) | DLC-Switch-Water Heating | Medium Industrial |  | Winter Evening | % of Load | 0 | 2030 | 65535
| Base | Time-of-Use Rates (TOU) | DLC-BYOD-Water Heating | Medium Industrial |  | Winter Evening | % of Load | 1 | 2030 | 65535
| Base | Time-of-Use Rates (TOU) | DLC-BYOD-Water Heating | Medium Industrial |  | Winter Evening | % of Load | 0 | 2030 | 65535
| Base | Time-of-Use Rates (TOU) | DLC-Thermostat-DI-Central Heat Pump | Medium Industrial |  | Winter Evening | % of Load | 1 | 2030 | 65535
| Base | Time-of-Use Rates (TOU) | DLC-Thermostat-DI-Central Heat Pump | Medium Industrial |  | Winter Evening | % of Load | 0 | 2030 | 65535
| Base | Time-of-Use Rates (TOU) | DLC-Thermostat-BYOT-Central Heat Pump | Medium Industrial |  | Winter Evening | % of Load | 1 | 2030 | 65535
| Base | Time-of-Use Rates (TOU) | DLC-Thermostat-BYOT-Central Heat Pump | Medium Industrial |  | Winter Evening | % of Load | 0 | 2030 | 65535
| Base | Time-of-Use Rates (TOU) | DLC-Thermostat-HVAC | Medium Industrial |  | Winter Evening | % of Load | 1 | 2030 | 65535
| Base | Time-of-Use Rates (TOU) | DLC-Thermostat-HVAC | Medium Industrial |  | Winter Evening | % of Load | 0 | 2030 | 65535
| Base | Time-of-Use Rates (TOU) | DLC-Thermostat-DI-Baseboard Heating | Medium Industrial |  | Winter Evening | % of Load | 1 | 2030 | 65535
| Base | Time-of-Use Rates (TOU) | DLC-Thermostat-DI-Baseboard Heating | Medium Industrial |  | Winter Evening | % of Load | 0 | 2030 | 65535
| Base | Time-of-Use Rates (TOU) | DLC-Thermostat-BYOT-Baseboard Heating | Medium Industrial |  | Winter Evening | % of Load | 1 | 2030 | 65535
| Base | Time-of-Use Rates (TOU) | DLC-Thermostat-BYOT-Baseboard Heating | Medium Industrial |  | Winter Evening | % of Load | 0 | 2030 | 65535
| Base | Time-of-Use Rates (TOU) | DLC-Thermostat-DI-MSHP | Medium Industrial |  | Winter Evening | % of Load | 1 | 2030 | 65535
| Base | Time-of-Use Rates (TOU) | DLC-Thermostat-DI-MSHP | Medium Industrial |  | Winter Evening | % of Load | 0 | 2030 | 65535
| Base | Time-of-Use Rates (TOU) | DLC-Thermostat-BYOT-MSHP | Medium Industrial |  | Winter Evening | % of Load | 1 | 2030 | 65535
| Base | Time-of-Use Rates (TOU) | DLC-Thermostat-BYOT-MSHP | Medium Industrial |  | Winter Evening | % of Load | 0 | 2030 | 65535
| Base | Time-of-Use Rates (TOU) | C&I Curtailment-Turnkey-Manual HVAC Control | Medium Industrial |  | Winter Evening | % of Load | 1 | 2030 | 65535
| Base | Time-of-Use Rates (TOU) | C&I Curtailment-Turnkey-Manual HVAC Control | Medium Industrial |  | Winter Evening | % of Load | 0 | 2030 | 65535
| Base | Time-of-Use Rates (TOU) | C&I Curtailment-Turnkey-Auto-DR HVAC Control | Medium Industrial |  | Winter Evening | % of Load | 1 | 2030 | 65535
| Base | Time-of-Use Rates (TOU) | C&I Curtailment-Turnkey-Auto-DR HVAC Control | Medium Industrial |  | Winter Evening | % of Load | 0 | 2030 | 65535
| Base | Time-of-Use Rates (TOU) | C&I Curtailment-Turnkey-Standard Lighting Control | Medium Industrial |  | Winter Evening | % of Load | 1 | 2030 | 65535
| Base | Time-of-Use Rates (TOU) | C&I Curtailment-Turnkey-Standard Lighting Control | Medium Industrial |  | Winter Evening | % of Load | 0 | 2030 | 65535
| Base | Time-of-Use Rates (TOU) | C&I Curtailment-Turnkey-Advanced Lighting Control | Medium Industrial |  | Winter Evening | % of Load | 1 | 2030 | 65535
| Base | Time-of-Use Rates (TOU) | C&I Curtailment-Turnkey-Advanced Lighting Control | Medium Industrial |  | Winter Evening | % of Load | 0 | 2030 | 65535
| Base | Time-of-Use Rates (TOU) | C&I Curtailment-Turnkey-Water Heating Control | Medium Industrial |  | Winter Evening | % of Load | 1 | 2030 | 65535
| Base | Time-of-Use Rates (TOU) | C&I Curtailment-Turnkey-Water Heating Control | Medium Industrial |  | Winter Evening | % of Load | 0 | 2030 | 65535
| Base | Time-of-Use Rates (TOU) | C&I Curtailment-Turnkey-Other | Medium Industrial |  | Winter Evening | % of Load | 1 | 2030 | 65535
| Base | Time-of-Use Rates (TOU) | C&I Curtailment-Turnkey-Other | Medium Industrial |  | Winter Evening | % of Load | 0 | 2030 | 65535
| Base | Time-of-Use Rates (TOU) | Time-of-Use Rates (TOU) | Medium Industrial |  | Winter Evening | % of Load | 1 | 2030 | 65535
| Base | Time-of-Use Rates (TOU) | Time-of-Use Rates (TOU) | Medium Industrial |  | Winter Evening | % of Load | 0 | 2030 | 65535
| Base | Time-of-Use Rates (TOU) | Time-of-Use Rates (TOU) | Residential Charitable |  | Winter Morning | % of Load | 1 | 2030 | 65535
| Base | Time-of-Use Rates (TOU) | Time-of-Use Rates (TOU) | Residential Charitable |  | Winter Morning | % of Load | 0 | 2030 | 65535
| Base | Time-of-Use Rates (TOU) | Time-of-Use Rates (TOU) | Residential Charitable |  | Winter Evening | % of Load | 1 | 2030 | 65535
| Base | Time-of-Use Rates (TOU) | Time-of-Use Rates (TOU) | Residential Charitable |  | Winter Evening | % of Load | 0 | 2030 | 65535
| Base | DLC-Thermostat | DLC-Switch-Water Heating | Small General |  | Winter Morning | % of Load | 1 | 2031 | 65535
| Base | DLC-Thermostat | DLC-Switch-Water Heating | Small General |  | Winter Morning | % of Load | 0 | 2031 | 65535
| Base | DLC-Thermostat | DLC-BYOD-Water Heating | Small General |  | Winter Morning | % of Load | 1 | 2031 | 65535
| Base | DLC-Thermostat | DLC-BYOD-Water Heating | Small General |  | Winter Morning | % of Load | 0 | 2031 | 65535
| Base | DLC-Thermostat | DLC-Thermostat-DI-Central Heat Pump | Small General |  | Winter Morning | % of Load | 1 | 2031 | 65535
| Base | DLC-Thermostat | DLC-Thermostat-DI-Central Heat Pump | Small General |  | Winter Morning | % of Load | 0 | 2031 | 65535
| Base | DLC-Thermostat | DLC-Thermostat-BYOT-Central Heat Pump | Small General |  | Winter Morning | % of Load | 1 | 2031 | 65535
| Base | DLC-Thermostat | DLC-Thermostat-BYOT-Central Heat Pump | Small General |  | Winter Morning | % of Load | 0 | 2031 | 65535
| Base | DLC-Thermostat | DLC-Thermostat-HVAC | Small General |  | Winter Morning | % of Load | 1 | 2031 | 65535
| Base | DLC-Thermostat | DLC-Thermostat-HVAC | Small General |  | Winter Morning | % of Load | 0 | 2031 | 65535
| Base | DLC-Thermostat | DLC-Thermostat-DI-Baseboard Heating | Small General |  | Winter Morning | % of Load | 1 | 2031 | 65535
| Base | DLC-Thermostat | DLC-Thermostat-DI-Baseboard Heating | Small General |  | Winter Morning | % of Load | 0 | 2031 | 65535
| Base | DLC-Thermostat | DLC-Thermostat-BYOT-Baseboard Heating | Small General |  | Winter Morning | % of Load | 1 | 2031 | 65535
| Base | DLC-Thermostat | DLC-Thermostat-BYOT-Baseboard Heating | Small General |  | Winter Morning | % of Load | 0 | 2031 | 65535
| Base | DLC-Thermostat | DLC-Thermostat-DI-MSHP | Small General |  | Winter Morning | % of Load | 1 | 2031 | 65535
| Base | DLC-Thermostat | DLC-Thermostat-DI-MSHP | Small General |  | Winter Morning | % of Load | 0 | 2031 | 65535
| Base | DLC-Thermostat | DLC-Thermostat-BYOT-MSHP | Small General |  | Winter Morning | % of Load | 1 | 2031 | 65535
| Base | DLC-Thermostat | DLC-Thermostat-BYOT-MSHP | Small General |  | Winter Morning | % of Load | 0 | 2031 | 65535
| Base | DLC-Thermostat | C&I Curtailment-Turnkey-Manual HVAC Control | Small General |  | Winter Morning | % of Load | 1 | 2031 | 65535
| Base | DLC-Thermostat | C&I Curtailment-Turnkey-Manual HVAC Control | Small General |  | Winter Morning | % of Load | 0 | 2031 | 65535
| Base | DLC-Thermostat | C&I Curtailment-Turnkey-Auto-DR HVAC Control | Small General |  | Winter Morning | % of Load | 1 | 2031 | 65535
| Base | DLC-Thermostat | C&I Curtailment-Turnkey-Auto-DR HVAC Control | Small General |  | Winter Morning | % of Load | 0 | 2031 | 65535
| Base | DLC-Thermostat | C&I Curtailment-Turnkey-Standard Lighting Control | Small General |  | Winter Morning | % of Load | 1 | 2031 | 65535
| Base | DLC-Thermostat | C&I Curtailment-Turnkey-Standard Lighting Control | Small General |  | Winter Morning | % of Load | 0 | 2031 | 65535
| Base | DLC-Thermostat | C&I Curtailment-Turnkey-Advanced Lighting Control | Small General |  | Winter Morning | % of Load | 1 | 2031 | 65535
| Base | DLC-Thermostat | C&I Curtailment-Turnkey-Advanced Lighting Control | Small General |  | Winter Morning | % of Load | 0 | 2031 | 65535
| Base | DLC-Thermostat | C&I Curtailment-Turnkey-Water Heating Control | Small General |  | Winter Morning | % of Load | 1 | 2031 | 65535
| Base | DLC-Thermostat | C&I Curtailment-Turnkey-Water Heating Control | Small General |  | Winter Morning | % of Load | 0 | 2031 | 65535
| Base | DLC-Thermostat | C&I Curtailment-Turnkey-Other | Small General |  | Winter Morning | % of Load | 1 | 2031 | 65535
| Base | DLC-Thermostat | C&I Curtailment-Turnkey-Other | Small General |  | Winter Morning | % of Load | 0 | 2031 | 65535
| Base | DLC-Thermostat | Dynamic Pricing with enabling tech. | Small General |  | Winter Morning | % of Load | 1 | 2031 | 65535
| Base | DLC-Thermostat | Dynamic Pricing with enabling tech. | Small General |  | Winter Morning | % of Load | 0 | 2031 | 65535
| Base | DLC-Thermostat | DLC-Switch-Water Heating | Small General |  | Winter Evening | % of Load | 1 | 2031 | 65535
| Base | DLC-Thermostat | DLC-Switch-Water Heating | Small General |  | Winter Evening | % of Load | 0 | 2031 | 65535
| Base | DLC-Thermostat | DLC-BYOD-Water Heating | Small General |  | Winter Evening | % of Load | 1 | 2031 | 65535
| Base | DLC-Thermostat | DLC-BYOD-Water Heating | Small General |  | Winter Evening | % of Load | 0 | 2031 | 65535
| Base | DLC-Thermostat | DLC-Thermostat-DI-Central Heat Pump | Small General |  | Winter Evening | % of Load | 1 | 2031 | 65535
| Base | DLC-Thermostat | DLC-Thermostat-DI-Central Heat Pump | Small General |  | Winter Evening | % of Load | 0 | 2031 | 65535
| Base | DLC-Thermostat | DLC-Thermostat-BYOT-Central Heat Pump | Small General |  | Winter Evening | % of Load | 1 | 2031 | 65535
| Base | DLC-Thermostat | DLC-Thermostat-BYOT-Central Heat Pump | Small General |  | Winter Evening | % of Load | 0 | 2031 | 65535
| Base | DLC-Thermostat | DLC-Thermostat-HVAC | Small General |  | Winter Evening | % of Load | 1 | 2031 | 65535
| Base | DLC-Thermostat | DLC-Thermostat-HVAC | Small General |  | Winter Evening | % of Load | 0 | 2031 | 65535
| Base | DLC-Thermostat | DLC-Thermostat-DI-Baseboard Heating | Small General |  | Winter Evening | % of Load | 1 | 2031 | 65535
| Base | DLC-Thermostat | DLC-Thermostat-DI-Baseboard Heating | Small General |  | Winter Evening | % of Load | 0 | 2031 | 65535
| Base | DLC-Thermostat | DLC-Thermostat-BYOT-Baseboard Heating | Small General |  | Winter Evening | % of Load | 1 | 2031 | 65535
| Base | DLC-Thermostat | DLC-Thermostat-BYOT-Baseboard Heating | Small General |  | Winter Evening | % of Load | 0 | 2031 | 65535
| Base | DLC-Thermostat | DLC-Thermostat-DI-MSHP | Small General |  | Winter Evening | % of Load | 1 | 2031 | 65535
| Base | DLC-Thermostat | DLC-Thermostat-DI-MSHP | Small General |  | Winter Evening | % of Load | 0 | 2031 | 65535
| Base | DLC-Thermostat | DLC-Thermostat-BYOT-MSHP | Small General |  | Winter Evening | % of Load | 1 | 2031 | 65535
| Base | DLC-Thermostat | DLC-Thermostat-BYOT-MSHP | Small General |  | Winter Evening | % of Load | 0 | 2031 | 65535
| Base | DLC-Thermostat | C&I Curtailment-Turnkey-Manual HVAC Control | Small General |  | Winter Evening | % of Load | 1 | 2031 | 65535
| Base | DLC-Thermostat | C&I Curtailment-Turnkey-Manual HVAC Control | Small General |  | Winter Evening | % of Load | 0 | 2031 | 65535
| Base | DLC-Thermostat | C&I Curtailment-Turnkey-Auto-DR HVAC Control | Small General |  | Winter Evening | % of Load | 1 | 2031 | 65535
| Base | DLC-Thermostat | C&I Curtailment-Turnkey-Auto-DR HVAC Control | Small General |  | Winter Evening | % of Load | 0 | 2031 | 65535
| Base | DLC-Thermostat | C&I Curtailment-Turnkey-Standard Lighting Control | Small General |  | Winter Evening | % of Load | 1 | 2031 | 65535
| Base | DLC-Thermostat | C&I Curtailment-Turnkey-Standard Lighting Control | Small General |  | Winter Evening | % of Load | 0 | 2031 | 65535
| Base | DLC-Thermostat | C&I Curtailment-Turnkey-Advanced Lighting Control | Small General |  | Winter Evening | % of Load | 1 | 2031 | 65535
| Base | DLC-Thermostat | C&I Curtailment-Turnkey-Advanced Lighting Control | Small General |  | Winter Evening | % of Load | 0 | 2031 | 65535
| Base | DLC-Thermostat | C&I Curtailment-Turnkey-Water Heating Control | Small General |  | Winter Evening | % of Load | 1 | 2031 | 65535
| Base | DLC-Thermostat | C&I Curtailment-Turnkey-Water Heating Control | Small General |  | Winter Evening | % of Load | 0 | 2031 | 65535
| Base | DLC-Thermostat | C&I Curtailment-Turnkey-Other | Small General |  | Winter Evening | % of Load | 1 | 2031 | 65535
| Base | DLC-Thermostat | C&I Curtailment-Turnkey-Other | Small General |  | Winter Evening | % of Load | 0 | 2031 | 65535
| Base | DLC-Thermostat | Dynamic Pricing with enabling tech. | Small General |  | Winter Evening | % of Load | 1 | 2031 | 65535
| Base | DLC-Thermostat | Dynamic Pricing with enabling tech. | Small General |  | Winter Evening | % of Load | 0 | 2031 | 65535
| Base | DLC-Thermostat | DLC-Switch-Water Heating | General |  | Winter Morning | % of Load | 1 | 2031 | 65535
| Base | DLC-Thermostat | DLC-Switch-Water Heating | General |  | Winter Morning | % of Load | 0 | 2031 | 65535
| Base | DLC-Thermostat | DLC-BYOD-Water Heating | General |  | Winter Morning | % of Load | 1 | 2031 | 65535
| Base | DLC-Thermostat | DLC-BYOD-Water Heating | General |  | Winter Morning | % of Load | 0 | 2031 | 65535
| Base | DLC-Thermostat | DLC-Thermostat-DI-Central Heat Pump | General |  | Winter Morning | % of Load | 1 | 2031 | 65535
| Base | DLC-Thermostat | DLC-Thermostat-DI-Central Heat Pump | General |  | Winter Morning | % of Load | 0 | 2031 | 65535
| Base | DLC-Thermostat | DLC-Thermostat-BYOT-Central Heat Pump | General |  | Winter Morning | % of Load | 1 | 2031 | 65535
| Base | DLC-Thermostat | DLC-Thermostat-BYOT-Central Heat Pump | General |  | Winter Morning | % of Load | 0 | 2031 | 65535
| Base | DLC-Thermostat | DLC-Thermostat-HVAC | General |  | Winter Morning | % of Load | 1 | 2031 | 65535
| Base | DLC-Thermostat | DLC-Thermostat-HVAC | General |  | Winter Morning | % of Load | 0 | 2031 | 65535
| Base | DLC-Thermostat | DLC-Thermostat-DI-Baseboard Heating | General |  | Winter Morning | % of Load | 1 | 2031 | 65535
| Base | DLC-Thermostat | DLC-Thermostat-DI-Baseboard Heating | General |  | Winter Morning | % of Load | 0 | 2031 | 65535
| Base | DLC-Thermostat | DLC-Thermostat-BYOT-Baseboard Heating | General |  | Winter Morning | % of Load | 1 | 2031 | 65535
| Base | DLC-Thermostat | DLC-Thermostat-BYOT-Baseboard Heating | General |  | Winter Morning | % of Load | 0 | 2031 | 65535
| Base | DLC-Thermostat | DLC-Thermostat-DI-MSHP | General |  | Winter Morning | % of Load | 1 | 2031 | 65535
| Base | DLC-Thermostat | DLC-Thermostat-DI-MSHP | General |  | Winter Morning | % of Load | 0 | 2031 | 65535
| Base | DLC-Thermostat | DLC-Thermostat-BYOT-MSHP | General |  | Winter Morning | % of Load | 1 | 2031 | 65535
| Base | DLC-Thermostat | DLC-Thermostat-BYOT-MSHP | General |  | Winter Morning | % of Load | 0 | 2031 | 65535
| Base | DLC-Thermostat | C&I Curtailment-Turnkey-Manual HVAC Control | General |  | Winter Morning | % of Load | 1 | 2031 | 65535
| Base | DLC-Thermostat | C&I Curtailment-Turnkey-Manual HVAC Control | General |  | Winter Morning | % of Load | 0 | 2031 | 65535
| Base | DLC-Thermostat | C&I Curtailment-Turnkey-Auto-DR HVAC Control | General |  | Winter Morning | % of Load | 1 | 2031 | 65535
| Base | DLC-Thermostat | C&I Curtailment-Turnkey-Auto-DR HVAC Control | General |  | Winter Morning | % of Load | 0 | 2031 | 65535
| Base | DLC-Thermostat | C&I Curtailment-Turnkey-Standard Lighting Control | General |  | Winter Morning | % of Load | 1 | 2031 | 65535
| Base | DLC-Thermostat | C&I Curtailment-Turnkey-Standard Lighting Control | General |  | Winter Morning | % of Load | 0 | 2031 | 65535
| Base | DLC-Thermostat | C&I Curtailment-Turnkey-Advanced Lighting Control | General |  | Winter Morning | % of Load | 1 | 2031 | 65535
| Base | DLC-Thermostat | C&I Curtailment-Turnkey-Advanced Lighting Control | General |  | Winter Morning | % of Load | 0 | 2031 | 65535
| Base | DLC-Thermostat | C&I Curtailment-Turnkey-Water Heating Control | General |  | Winter Morning | % of Load | 1 | 2031 | 65535
| Base | DLC-Thermostat | C&I Curtailment-Turnkey-Water Heating Control | General |  | Winter Morning | % of Load | 0 | 2031 | 65535
| Base | DLC-Thermostat | C&I Curtailment-Turnkey-Other | General |  | Winter Morning | % of Load | 1 | 2031 | 65535
| Base | DLC-Thermostat | C&I Curtailment-Turnkey-Other | General |  | Winter Morning | % of Load | 0 | 2031 | 65535
| Base | DLC-Thermostat | DLC-Switch-Water Heating | General |  | Winter Evening | % of Load | 1 | 2031 | 65535
| Base | DLC-Thermostat | DLC-Switch-Water Heating | General |  | Winter Evening | % of Load | 0 | 2031 | 65535
| Base | DLC-Thermostat | DLC-BYOD-Water Heating | General |  | Winter Evening | % of Load | 1 | 2031 | 65535
| Base | DLC-Thermostat | DLC-BYOD-Water Heating | General |  | Winter Evening | % of Load | 0 | 2031 | 65535
| Base | DLC-Thermostat | DLC-Thermostat-DI-Central Heat Pump | General |  | Winter Evening | % of Load | 1 | 2031 | 65535
| Base | DLC-Thermostat | DLC-Thermostat-DI-Central Heat Pump | General |  | Winter Evening | % of Load | 0 | 2031 | 65535
| Base | DLC-Thermostat | DLC-Thermostat-BYOT-Central Heat Pump | General |  | Winter Evening | % of Load | 1 | 2031 | 65535
| Base | DLC-Thermostat | DLC-Thermostat-BYOT-Central Heat Pump | General |  | Winter Evening | % of Load | 0 | 2031 | 65535
| Base | DLC-Thermostat | DLC-Thermostat-HVAC | General |  | Winter Evening | % of Load | 1 | 2031 | 65535
| Base | DLC-Thermostat | DLC-Thermostat-HVAC | General |  | Winter Evening | % of Load | 0 | 2031 | 65535
| Base | DLC-Thermostat | DLC-Thermostat-DI-Baseboard Heating | General |  | Winter Evening | % of Load | 1 | 2031 | 65535
| Base | DLC-Thermostat | DLC-Thermostat-DI-Baseboard Heating | General |  | Winter Evening | % of Load | 0 | 2031 | 65535
| Base | DLC-Thermostat | DLC-Thermostat-BYOT-Baseboard Heating | General |  | Winter Evening | % of Load | 1 | 2031 | 65535
| Base | DLC-Thermostat | DLC-Thermostat-BYOT-Baseboard Heating | General |  | Winter Evening | % of Load | 0 | 2031 | 65535
| Base | DLC-Thermostat | DLC-Thermostat-DI-MSHP | General |  | Winter Evening | % of Load | 1 | 2031 | 65535
| Base | DLC-Thermostat | DLC-Thermostat-DI-MSHP | General |  | Winter Evening | % of Load | 0 | 2031 | 65535
| Base | DLC-Thermostat | DLC-Thermostat-BYOT-MSHP | General |  | Winter Evening | % of Load | 1 | 2031 | 65535
| Base | DLC-Thermostat | DLC-Thermostat-BYOT-MSHP | General |  | Winter Evening | % of Load | 0 | 2031 | 65535
| Base | DLC-Thermostat | C&I Curtailment-Turnkey-Manual HVAC Control | General |  | Winter Evening | % of Load | 1 | 2031 | 65535
| Base | DLC-Thermostat | C&I Curtailment-Turnkey-Manual HVAC Control | General |  | Winter Evening | % of Load | 0 | 2031 | 65535
| Base | DLC-Thermostat | C&I Curtailment-Turnkey-Auto-DR HVAC Control | General |  | Winter Evening | % of Load | 1 | 2031 | 65535
| Base | DLC-Thermostat | C&I Curtailment-Turnkey-Auto-DR HVAC Control | General |  | Winter Evening | % of Load | 0 | 2031 | 65535
| Base | DLC-Thermostat | C&I Curtailment-Turnkey-Standard Lighting Control | General |  | Winter Evening | % of Load | 1 | 2031 | 65535
| Base | DLC-Thermostat | C&I Curtailment-Turnkey-Standard Lighting Control | General |  | Winter Evening | % of Load | 0 | 2031 | 65535
| Base | DLC-Thermostat | C&I Curtailment-Turnkey-Advanced Lighting Control | General |  | Winter Evening | % of Load | 1 | 2031 | 65535
| Base | DLC-Thermostat | C&I Curtailment-Turnkey-Advanced Lighting Control | General |  | Winter Evening | % of Load | 0 | 2031 | 65535
| Base | DLC-Thermostat | C&I Curtailment-Turnkey-Water Heating Control | General |  | Winter Evening | % of Load | 1 | 2031 | 65535
| Base | DLC-Thermostat | C&I Curtailment-Turnkey-Water Heating Control | General |  | Winter Evening | % of Load | 0 | 2031 | 65535
| Base | DLC-Thermostat | C&I Curtailment-Turnkey-Other | General |  | Winter Evening | % of Load | 1 | 2031 | 65535
| Base | DLC-Thermostat | C&I Curtailment-Turnkey-Other | General |  | Winter Evening | % of Load | 0 | 2031 | 65535
| Base | DLC-Thermostat | DLC-Switch-Water Heating | Small Industrial |  | Winter Morning | % of Load | 1 | 2031 | 65535
| Base | DLC-Thermostat | DLC-Switch-Water Heating | Small Industrial |  | Winter Morning | % of Load | 0 | 2031 | 65535
| Base | DLC-Thermostat | DLC-BYOD-Water Heating | Small Industrial |  | Winter Morning | % of Load | 1 | 2031 | 65535
| Base | DLC-Thermostat | DLC-BYOD-Water Heating | Small Industrial |  | Winter Morning | % of Load | 0 | 2031 | 65535
| Base | DLC-Thermostat | DLC-Thermostat-DI-Central Heat Pump | Small Industrial |  | Winter Morning | % of Load | 1 | 2031 | 65535
| Base | DLC-Thermostat | DLC-Thermostat-DI-Central Heat Pump | Small Industrial |  | Winter Morning | % of Load | 0 | 2031 | 65535
| Base | DLC-Thermostat | DLC-Thermostat-BYOT-Central Heat Pump | Small Industrial |  | Winter Morning | % of Load | 1 | 2031 | 65535
| Base | DLC-Thermostat | DLC-Thermostat-BYOT-Central Heat Pump | Small Industrial |  | Winter Morning | % of Load | 0 | 2031 | 65535
| Base | DLC-Thermostat | DLC-Thermostat-HVAC | Small Industrial |  | Winter Morning | % of Load | 1 | 2031 | 65535
| Base | DLC-Thermostat | DLC-Thermostat-HVAC | Small Industrial |  | Winter Morning | % of Load | 0 | 2031 | 65535
| Base | DLC-Thermostat | DLC-Thermostat-DI-Baseboard Heating | Small Industrial |  | Winter Morning | % of Load | 1 | 2031 | 65535
| Base | DLC-Thermostat | DLC-Thermostat-DI-Baseboard Heating | Small Industrial |  | Winter Morning | % of Load | 0 | 2031 | 65535
| Base | DLC-Thermostat | DLC-Thermostat-BYOT-Baseboard Heating | Small Industrial |  | Winter Morning | % of Load | 1 | 2031 | 65535
| Base | DLC-Thermostat | DLC-Thermostat-BYOT-Baseboard Heating | Small Industrial |  | Winter Morning | % of Load | 0 | 2031 | 65535
| Base | DLC-Thermostat | DLC-Thermostat-DI-MSHP | Small Industrial |  | Winter Morning | % of Load | 1 | 2031 | 65535
| Base | DLC-Thermostat | DLC-Thermostat-DI-MSHP | Small Industrial |  | Winter Morning | % of Load | 0 | 2031 | 65535
| Base | DLC-Thermostat | DLC-Thermostat-BYOT-MSHP | Small Industrial |  | Winter Morning | % of Load | 1 | 2031 | 65535
| Base | DLC-Thermostat | DLC-Thermostat-BYOT-MSHP | Small Industrial |  | Winter Morning | % of Load | 0 | 2031 | 65535
| Base | DLC-Thermostat | C&I Curtailment-Turnkey-Manual HVAC Control | Small Industrial |  | Winter Morning | % of Load | 1 | 2031 | 65535
| Base | DLC-Thermostat | C&I Curtailment-Turnkey-Manual HVAC Control | Small Industrial |  | Winter Morning | % of Load | 0 | 2031 | 65535
| Base | DLC-Thermostat | C&I Curtailment-Turnkey-Auto-DR HVAC Control | Small Industrial |  | Winter Morning | % of Load | 1 | 2031 | 65535
| Base | DLC-Thermostat | C&I Curtailment-Turnkey-Auto-DR HVAC Control | Small Industrial |  | Winter Morning | % of Load | 0 | 2031 | 65535
| Base | DLC-Thermostat | C&I Curtailment-Turnkey-Standard Lighting Control | Small Industrial |  | Winter Morning | % of Load | 1 | 2031 | 65535
| Base | DLC-Thermostat | C&I Curtailment-Turnkey-Standard Lighting Control | Small Industrial |  | Winter Morning | % of Load | 0 | 2031 | 65535
| Base | DLC-Thermostat | C&I Curtailment-Turnkey-Advanced Lighting Control | Small Industrial |  | Winter Morning | % of Load | 1 | 2031 | 65535
| Base | DLC-Thermostat | C&I Curtailment-Turnkey-Advanced Lighting Control | Small Industrial |  | Winter Morning | % of Load | 0 | 2031 | 65535
| Base | DLC-Thermostat | C&I Curtailment-Turnkey-Water Heating Control | Small Industrial |  | Winter Morning | % of Load | 1 | 2031 | 65535
| Base | DLC-Thermostat | C&I Curtailment-Turnkey-Water Heating Control | Small Industrial |  | Winter Morning | % of Load | 0 | 2031 | 65535
| Base | DLC-Thermostat | C&I Curtailment-Turnkey-Other | Small Industrial |  | Winter Morning | % of Load | 1 | 2031 | 65535
| Base | DLC-Thermostat | C&I Curtailment-Turnkey-Other | Small Industrial |  | Winter Morning | % of Load | 0 | 2031 | 65535
| Base | DLC-Thermostat | C&I Curtailment-Turnkey-Industrial | Small Industrial |  | Winter Morning | % of Load | 1 | 2031 | 65535
| Base | DLC-Thermostat | C&I Curtailment-Turnkey-Industrial | Small Industrial |  | Winter Morning | % of Load | 0 | 2031 | 65535
| Base | DLC-Thermostat | DLC-Switch-Water Heating | Small Industrial |  | Winter Evening | % of Load | 1 | 2031 | 65535
| Base | DLC-Thermostat | DLC-Switch-Water Heating | Small Industrial |  | Winter Evening | % of Load | 0 | 2031 | 65535
| Base | DLC-Thermostat | DLC-BYOD-Water Heating | Small Industrial |  | Winter Evening | % of Load | 1 | 2031 | 65535
| Base | DLC-Thermostat | DLC-BYOD-Water Heating | Small Industrial |  | Winter Evening | % of Load | 0 | 2031 | 65535
| Base | DLC-Thermostat | DLC-Thermostat-DI-Central Heat Pump | Small Industrial |  | Winter Evening | % of Load | 1 | 2031 | 65535
| Base | DLC-Thermostat | DLC-Thermostat-DI-Central Heat Pump | Small Industrial |  | Winter Evening | % of Load | 0 | 2031 | 65535
| Base | DLC-Thermostat | DLC-Thermostat-BYOT-Central Heat Pump | Small Industrial |  | Winter Evening | % of Load | 1 | 2031 | 65535
| Base | DLC-Thermostat | DLC-Thermostat-BYOT-Central Heat Pump | Small Industrial |  | Winter Evening | % of Load | 0 | 2031 | 65535
| Base | DLC-Thermostat | DLC-Thermostat-HVAC | Small Industrial |  | Winter Evening | % of Load | 1 | 2031 | 65535
| Base | DLC-Thermostat | DLC-Thermostat-HVAC | Small Industrial |  | Winter Evening | % of Load | 0 | 2031 | 65535
| Base | DLC-Thermostat | DLC-Thermostat-DI-Baseboard Heating | Small Industrial |  | Winter Evening | % of Load | 1 | 2031 | 65535
| Base | DLC-Thermostat | DLC-Thermostat-DI-Baseboard Heating | Small Industrial |  | Winter Evening | % of Load | 0 | 2031 | 65535
| Base | DLC-Thermostat | DLC-Thermostat-BYOT-Baseboard Heating | Small Industrial |  | Winter Evening | % of Load | 1 | 2031 | 65535
| Base | DLC-Thermostat | DLC-Thermostat-BYOT-Baseboard Heating | Small Industrial |  | Winter Evening | % of Load | 0 | 2031 | 65535
| Base | DLC-Thermostat | DLC-Thermostat-DI-MSHP | Small Industrial |  | Winter Evening | % of Load | 1 | 2031 | 65535
| Base | DLC-Thermostat | DLC-Thermostat-DI-MSHP | Small Industrial |  | Winter Evening | % of Load | 0 | 2031 | 65535
| Base | DLC-Thermostat | DLC-Thermostat-BYOT-MSHP | Small Industrial |  | Winter Evening | % of Load | 1 | 2031 | 65535
| Base | DLC-Thermostat | DLC-Thermostat-BYOT-MSHP | Small Industrial |  | Winter Evening | % of Load | 0 | 2031 | 65535
| Base | DLC-Thermostat | C&I Curtailment-Turnkey-Manual HVAC Control | Small Industrial |  | Winter Evening | % of Load | 1 | 2031 | 65535
| Base | DLC-Thermostat | C&I Curtailment-Turnkey-Manual HVAC Control | Small Industrial |  | Winter Evening | % of Load | 0 | 2031 | 65535
| Base | DLC-Thermostat | C&I Curtailment-Turnkey-Auto-DR HVAC Control | Small Industrial |  | Winter Evening | % of Load | 1 | 2031 | 65535
| Base | DLC-Thermostat | C&I Curtailment-Turnkey-Auto-DR HVAC Control | Small Industrial |  | Winter Evening | % of Load | 0 | 2031 | 65535
| Base | DLC-Thermostat | C&I Curtailment-Turnkey-Standard Lighting Control | Small Industrial |  | Winter Evening | % of Load | 1 | 2031 | 65535
| Base | DLC-Thermostat | C&I Curtailment-Turnkey-Standard Lighting Control | Small Industrial |  | Winter Evening | % of Load | 0 | 2031 | 65535
| Base | DLC-Thermostat | C&I Curtailment-Turnkey-Advanced Lighting Control | Small Industrial |  | Winter Evening | % of Load | 1 | 2031 | 65535
| Base | DLC-Thermostat | C&I Curtailment-Turnkey-Advanced Lighting Control | Small Industrial |  | Winter Evening | % of Load | 0 | 2031 | 65535
| Base | DLC-Thermostat | C&I Curtailment-Turnkey-Water Heating Control | Small Industrial |  | Winter Evening | % of Load | 1 | 2031 | 65535
| Base | DLC-Thermostat | C&I Curtailment-Turnkey-Water Heating Control | Small Industrial |  | Winter Evening | % of Load | 0 | 2031 | 65535
| Base | DLC-Thermostat | C&I Curtailment-Turnkey-Other | Small Industrial |  | Winter Evening | % of Load | 1 | 2031 | 65535
| Base | DLC-Thermostat | C&I Curtailment-Turnkey-Other | Small Industrial |  | Winter Evening | % of Load | 0 | 2031 | 65535
| Base | DLC-Thermostat | C&I Curtailment-Turnkey-Industrial | Small Industrial |  | Winter Evening | % of Load | 1 | 2031 | 65535
| Base | DLC-Thermostat | C&I Curtailment-Turnkey-Industrial | Small Industrial |  | Winter Evening | % of Load | 0 | 2031 | 65535
| Base | DLC-Thermostat | DLC-Switch-Water Heating | Medium Industrial |  | Winter Morning | % of Load | 1 | 2031 | 65535
| Base | DLC-Thermostat | DLC-Switch-Water Heating | Medium Industrial |  | Winter Morning | % of Load | 0 | 2031 | 65535
| Base | DLC-Thermostat | DLC-BYOD-Water Heating | Medium Industrial |  | Winter Morning | % of Load | 1 | 2031 | 65535
| Base | DLC-Thermostat | DLC-BYOD-Water Heating | Medium Industrial |  | Winter Morning | % of Load | 0 | 2031 | 65535
| Base | DLC-Thermostat | DLC-Thermostat-DI-Central Heat Pump | Medium Industrial |  | Winter Morning | % of Load | 1 | 2031 | 65535
| Base | DLC-Thermostat | DLC-Thermostat-DI-Central Heat Pump | Medium Industrial |  | Winter Morning | % of Load | 0 | 2031 | 65535
| Base | DLC-Thermostat | DLC-Thermostat-BYOT-Central Heat Pump | Medium Industrial |  | Winter Morning | % of Load | 1 | 2031 | 65535
| Base | DLC-Thermostat | DLC-Thermostat-BYOT-Central Heat Pump | Medium Industrial |  | Winter Morning | % of Load | 0 | 2031 | 65535
| Base | DLC-Thermostat | DLC-Thermostat-HVAC | Medium Industrial |  | Winter Morning | % of Load | 1 | 2031 | 65535
| Base | DLC-Thermostat | DLC-Thermostat-HVAC | Medium Industrial |  | Winter Morning | % of Load | 0 | 2031 | 65535
| Base | DLC-Thermostat | DLC-Thermostat-DI-Baseboard Heating | Medium Industrial |  | Winter Morning | % of Load | 1 | 2031 | 65535
| Base | DLC-Thermostat | DLC-Thermostat-DI-Baseboard Heating | Medium Industrial |  | Winter Morning | % of Load | 0 | 2031 | 65535
| Base | DLC-Thermostat | DLC-Thermostat-BYOT-Baseboard Heating | Medium Industrial |  | Winter Morning | % of Load | 1 | 2031 | 65535
| Base | DLC-Thermostat | DLC-Thermostat-BYOT-Baseboard Heating | Medium Industrial |  | Winter Morning | % of Load | 0 | 2031 | 65535
| Base | DLC-Thermostat | DLC-Thermostat-DI-MSHP | Medium Industrial |  | Winter Morning | % of Load | 1 | 2031 | 65535
| Base | DLC-Thermostat | DLC-Thermostat-DI-MSHP | Medium Industrial |  | Winter Morning | % of Load | 0 | 2031 | 65535
| Base | DLC-Thermostat | DLC-Thermostat-BYOT-MSHP | Medium Industrial |  | Winter Morning | % of Load | 1 | 2031 | 65535
| Base | DLC-Thermostat | DLC-Thermostat-BYOT-MSHP | Medium Industrial |  | Winter Morning | % of Load | 0 | 2031 | 65535
| Base | DLC-Thermostat | C&I Curtailment-Turnkey-Manual HVAC Control | Medium Industrial |  | Winter Morning | % of Load | 1 | 2031 | 65535
| Base | DLC-Thermostat | C&I Curtailment-Turnkey-Manual HVAC Control | Medium Industrial |  | Winter Morning | % of Load | 0 | 2031 | 65535
| Base | DLC-Thermostat | C&I Curtailment-Turnkey-Auto-DR HVAC Control | Medium Industrial |  | Winter Morning | % of Load | 1 | 2031 | 65535
| Base | DLC-Thermostat | C&I Curtailment-Turnkey-Auto-DR HVAC Control | Medium Industrial |  | Winter Morning | % of Load | 0 | 2031 | 65535
| Base | DLC-Thermostat | C&I Curtailment-Turnkey-Standard Lighting Control | Medium Industrial |  | Winter Morning | % of Load | 1 | 2031 | 65535
| Base | DLC-Thermostat | C&I Curtailment-Turnkey-Standard Lighting Control | Medium Industrial |  | Winter Morning | % of Load | 0 | 2031 | 65535
| Base | DLC-Thermostat | C&I Curtailment-Turnkey-Advanced Lighting Control | Medium Industrial |  | Winter Morning | % of Load | 1 | 2031 | 65535
| Base | DLC-Thermostat | C&I Curtailment-Turnkey-Advanced Lighting Control | Medium Industrial |  | Winter Morning | % of Load | 0 | 2031 | 65535
| Base | DLC-Thermostat | C&I Curtailment-Turnkey-Water Heating Control | Medium Industrial |  | Winter Morning | % of Load | 1 | 2031 | 65535
| Base | DLC-Thermostat | C&I Curtailment-Turnkey-Water Heating Control | Medium Industrial |  | Winter Morning | % of Load | 0 | 2031 | 65535
| Base | DLC-Thermostat | C&I Curtailment-Turnkey-Other | Medium Industrial |  | Winter Morning | % of Load | 1 | 2031 | 65535
| Base | DLC-Thermostat | C&I Curtailment-Turnkey-Other | Medium Industrial |  | Winter Morning | % of Load | 0 | 2031 | 65535
| Base | DLC-Thermostat | DLC-Switch-Water Heating | Medium Industrial |  | Winter Evening | % of Load | 1 | 2031 | 65535
| Base | DLC-Thermostat | DLC-Switch-Water Heating | Medium Industrial |  | Winter Evening | % of Load | 0 | 2031 | 65535
| Base | DLC-Thermostat | DLC-BYOD-Water Heating | Medium Industrial |  | Winter Evening | % of Load | 1 | 2031 | 65535
| Base | DLC-Thermostat | DLC-BYOD-Water Heating | Medium Industrial |  | Winter Evening | % of Load | 0 | 2031 | 65535
| Base | DLC-Thermostat | DLC-Thermostat-DI-Central Heat Pump | Medium Industrial |  | Winter Evening | % of Load | 1 | 2031 | 65535
| Base | DLC-Thermostat | DLC-Thermostat-DI-Central Heat Pump | Medium Industrial |  | Winter Evening | % of Load | 0 | 2031 | 65535
| Base | DLC-Thermostat | DLC-Thermostat-BYOT-Central Heat Pump | Medium Industrial |  | Winter Evening | % of Load | 1 | 2031 | 65535
| Base | DLC-Thermostat | DLC-Thermostat-BYOT-Central Heat Pump | Medium Industrial |  | Winter Evening | % of Load | 0 | 2031 | 65535
| Base | DLC-Thermostat | DLC-Thermostat-HVAC | Medium Industrial |  | Winter Evening | % of Load | 1 | 2031 | 65535
| Base | DLC-Thermostat | DLC-Thermostat-HVAC | Medium Industrial |  | Winter Evening | % of Load | 0 | 2031 | 65535
| Base | DLC-Thermostat | DLC-Thermostat-DI-Baseboard Heating | Medium Industrial |  | Winter Evening | % of Load | 1 | 2031 | 65535
| Base | DLC-Thermostat | DLC-Thermostat-DI-Baseboard Heating | Medium Industrial |  | Winter Evening | % of Load | 0 | 2031 | 65535
| Base | DLC-Thermostat | DLC-Thermostat-BYOT-Baseboard Heating | Medium Industrial |  | Winter Evening | % of Load | 1 | 2031 | 65535
| Base | DLC-Thermostat | DLC-Thermostat-BYOT-Baseboard Heating | Medium Industrial |  | Winter Evening | % of Load | 0 | 2031 | 65535
| Base | DLC-Thermostat | DLC-Thermostat-DI-MSHP | Medium Industrial |  | Winter Evening | % of Load | 1 | 2031 | 65535
| Base | DLC-Thermostat | DLC-Thermostat-DI-MSHP | Medium Industrial |  | Winter Evening | % of Load | 0 | 2031 | 65535
| Base | DLC-Thermostat | DLC-Thermostat-BYOT-MSHP | Medium Industrial |  | Winter Evening | % of Load | 1 | 2031 | 65535
| Base | DLC-Thermostat | DLC-Thermostat-BYOT-MSHP | Medium Industrial |  | Winter Evening | % of Load | 0 | 2031 | 65535
| Base | DLC-Thermostat | C&I Curtailment-Turnkey-Manual HVAC Control | Medium Industrial |  | Winter Evening | % of Load | 1 | 2031 | 65535
| Base | DLC-Thermostat | C&I Curtailment-Turnkey-Manual HVAC Control | Medium Industrial |  | Winter Evening | % of Load | 0 | 2031 | 65535
| Base | DLC-Thermostat | C&I Curtailment-Turnkey-Auto-DR HVAC Control | Medium Industrial |  | Winter Evening | % of Load | 1 | 2031 | 65535
| Base | DLC-Thermostat | C&I Curtailment-Turnkey-Auto-DR HVAC Control | Medium Industrial |  | Winter Evening | % of Load | 0 | 2031 | 65535
| Base | DLC-Thermostat | C&I Curtailment-Turnkey-Standard Lighting Control | Medium Industrial |  | Winter Evening | % of Load | 1 | 2031 | 65535
| Base | DLC-Thermostat | C&I Curtailment-Turnkey-Standard Lighting Control | Medium Industrial |  | Winter Evening | % of Load | 0 | 2031 | 65535
| Base | DLC-Thermostat | C&I Curtailment-Turnkey-Advanced Lighting Control | Medium Industrial |  | Winter Evening | % of Load | 1 | 2031 | 65535
| Base | DLC-Thermostat | C&I Curtailment-Turnkey-Advanced Lighting Control | Medium Industrial |  | Winter Evening | % of Load | 0 | 2031 | 65535
| Base | DLC-Thermostat | C&I Curtailment-Turnkey-Water Heating Control | Medium Industrial |  | Winter Evening | % of Load | 1 | 2031 | 65535
| Base | DLC-Thermostat | C&I Curtailment-Turnkey-Water Heating Control | Medium Industrial |  | Winter Evening | % of Load | 0 | 2031 | 65535
| Base | DLC-Thermostat | C&I Curtailment-Turnkey-Other | Medium Industrial |  | Winter Evening | % of Load | 1 | 2031 | 65535
| Base | DLC-Thermostat | C&I Curtailment-Turnkey-Other | Medium Industrial |  | Winter Evening | % of Load | 0 | 2031 | 65535
| Base | DLC-Thermostat | DLC-Thermostat-DI-Central Heat Pump | Residential Charitable |  | Winter Morning | % of Load | 1 | 2031 | 65535
| Base | DLC-Thermostat | DLC-Thermostat-DI-Central Heat Pump | Residential Charitable |  | Winter Morning | % of Load | 0 | 2031 | 65535
| Base | DLC-Thermostat | DLC-Thermostat-BYOT-Central Heat Pump | Residential Charitable |  | Winter Morning | % of Load | 1 | 2031 | 65535
| Base | DLC-Thermostat | DLC-Thermostat-BYOT-Central Heat Pump | Residential Charitable |  | Winter Morning | % of Load | 0 | 2031 | 65535
| Base | DLC-Thermostat | DLC-Thermostat-DI-Baseboard Heating | Residential Charitable |  | Winter Morning | % of Load | 1 | 2031 | 65535
| Base | DLC-Thermostat | DLC-Thermostat-DI-Baseboard Heating | Residential Charitable |  | Winter Morning | % of Load | 0 | 2031 | 65535
| Base | DLC-Thermostat | DLC-Thermostat-BYOT-Baseboard Heating | Residential Charitable |  | Winter Morning | % of Load | 1 | 2031 | 65535
| Base | DLC-Thermostat | DLC-Thermostat-BYOT-Baseboard Heating | Residential Charitable |  | Winter Morning | % of Load | 0 | 2031 | 65535
| Base | DLC-Thermostat | DLC-Thermostat-DI-MSHP | Residential Charitable |  | Winter Morning | % of Load | 1 | 2031 | 65535
| Base | DLC-Thermostat | DLC-Thermostat-DI-MSHP | Residential Charitable |  | Winter Morning | % of Load | 0 | 2031 | 65535
| Base | DLC-Thermostat | DLC-Thermostat-BYOT-MSHP | Residential Charitable |  | Winter Morning | % of Load | 1 | 2031 | 65535
| Base | DLC-Thermostat | DLC-Thermostat-BYOT-MSHP | Residential Charitable |  | Winter Morning | % of Load | 0 | 2031 | 65535
| Base | DLC-Thermostat | DLC-Thermostat-DI-Central Heat Pump | Residential Charitable |  | Winter Evening | % of Load | 1 | 2031 | 65535
| Base | DLC-Thermostat | DLC-Thermostat-DI-Central Heat Pump | Residential Charitable |  | Winter Evening | % of Load | 0 | 2031 | 65535
| Base | DLC-Thermostat | DLC-Thermostat-BYOT-Central Heat Pump | Residential Charitable |  | Winter Evening | % of Load | 1 | 2031 | 65535
| Base | DLC-Thermostat | DLC-Thermostat-BYOT-Central Heat Pump | Residential Charitable |  | Winter Evening | % of Load | 0 | 2031 | 65535
| Base | DLC-Thermostat | DLC-Thermostat-DI-Baseboard Heating | Residential Charitable |  | Winter Evening | % of Load | 1 | 2031 | 65535
| Base | DLC-Thermostat | DLC-Thermostat-DI-Baseboard Heating | Residential Charitable |  | Winter Evening | % of Load | 0 | 2031 | 65535
| Base | DLC-Thermostat | DLC-Thermostat-BYOT-Baseboard Heating | Residential Charitable |  | Winter Evening | % of Load | 1 | 2031 | 65535
| Base | DLC-Thermostat | DLC-Thermostat-BYOT-Baseboard Heating | Residential Charitable |  | Winter Evening | % of Load | 0 | 2031 | 65535
| Base | DLC-Thermostat | DLC-Thermostat-DI-MSHP | Residential Charitable |  | Winter Evening | % of Load | 1 | 2031 | 65535
| Base | DLC-Thermostat | DLC-Thermostat-DI-MSHP | Residential Charitable |  | Winter Evening | % of Load | 0 | 2031 | 65535
| Base | DLC-Thermostat | DLC-Thermostat-BYOT-MSHP | Residential Charitable |  | Winter Evening | % of Load | 1 | 2031 | 65535
| Base | DLC-Thermostat | DLC-Thermostat-BYOT-MSHP | Residential Charitable |  | Winter Evening | % of Load | 0 | 2031 | 65535
| Base | DLC-Water Heating | DLC-Switch-Water Heating | Small General |  | Winter Morning | % of Load | 1 | 2031 | 65535
| Base | DLC-Water Heating | DLC-Switch-Water Heating | Small General |  | Winter Morning | % of Load | 0 | 2031 | 65535
| Base | DLC-Water Heating | DLC-BYOD-Water Heating | Small General |  | Winter Morning | % of Load | 1 | 2031 | 65535
| Base | DLC-Water Heating | DLC-BYOD-Water Heating | Small General |  | Winter Morning | % of Load | 0 | 2031 | 65535
| Base | DLC-Water Heating | DLC-Thermostat-DI-Central Heat Pump | Small General |  | Winter Morning | % of Load | 1 | 2031 | 65535
| Base | DLC-Water Heating | DLC-Thermostat-DI-Central Heat Pump | Small General |  | Winter Morning | % of Load | 0 | 2031 | 65535
| Base | DLC-Water Heating | DLC-Thermostat-BYOT-Central Heat Pump | Small General |  | Winter Morning | % of Load | 1 | 2031 | 65535
| Base | DLC-Water Heating | DLC-Thermostat-BYOT-Central Heat Pump | Small General |  | Winter Morning | % of Load | 0 | 2031 | 65535
| Base | DLC-Water Heating | DLC-Thermostat-HVAC | Small General |  | Winter Morning | % of Load | 1 | 2031 | 65535
| Base | DLC-Water Heating | DLC-Thermostat-HVAC | Small General |  | Winter Morning | % of Load | 0 | 2031 | 65535
| Base | DLC-Water Heating | DLC-Thermostat-DI-Baseboard Heating | Small General |  | Winter Morning | % of Load | 1 | 2031 | 65535
| Base | DLC-Water Heating | DLC-Thermostat-DI-Baseboard Heating | Small General |  | Winter Morning | % of Load | 0 | 2031 | 65535
| Base | DLC-Water Heating | DLC-Thermostat-BYOT-Baseboard Heating | Small General |  | Winter Morning | % of Load | 1 | 2031 | 65535
| Base | DLC-Water Heating | DLC-Thermostat-BYOT-Baseboard Heating | Small General |  | Winter Morning | % of Load | 0 | 2031 | 65535
| Base | DLC-Water Heating | DLC-Thermostat-DI-MSHP | Small General |  | Winter Morning | % of Load | 1 | 2031 | 65535
| Base | DLC-Water Heating | DLC-Thermostat-DI-MSHP | Small General |  | Winter Morning | % of Load | 0 | 2031 | 65535
| Base | DLC-Water Heating | DLC-Thermostat-BYOT-MSHP | Small General |  | Winter Morning | % of Load | 1 | 2031 | 65535
| Base | DLC-Water Heating | DLC-Thermostat-BYOT-MSHP | Small General |  | Winter Morning | % of Load | 0 | 2031 | 65535
| Base | DLC-Water Heating | C&I Curtailment-Turnkey-Manual HVAC Control | Small General |  | Winter Morning | % of Load | 1 | 2031 | 65535
| Base | DLC-Water Heating | C&I Curtailment-Turnkey-Manual HVAC Control | Small General |  | Winter Morning | % of Load | 0 | 2031 | 65535
| Base | DLC-Water Heating | C&I Curtailment-Turnkey-Auto-DR HVAC Control | Small General |  | Winter Morning | % of Load | 1 | 2031 | 65535
| Base | DLC-Water Heating | C&I Curtailment-Turnkey-Auto-DR HVAC Control | Small General |  | Winter Morning | % of Load | 0 | 2031 | 65535
| Base | DLC-Water Heating | C&I Curtailment-Turnkey-Standard Lighting Control | Small General |  | Winter Morning | % of Load | 1 | 2031 | 65535
| Base | DLC-Water Heating | C&I Curtailment-Turnkey-Standard Lighting Control | Small General |  | Winter Morning | % of Load | 0 | 2031 | 65535
| Base | DLC-Water Heating | C&I Curtailment-Turnkey-Advanced Lighting Control | Small General |  | Winter Morning | % of Load | 1 | 2031 | 65535
| Base | DLC-Water Heating | C&I Curtailment-Turnkey-Advanced Lighting Control | Small General |  | Winter Morning | % of Load | 0 | 2031 | 65535
| Base | DLC-Water Heating | C&I Curtailment-Turnkey-Water Heating Control | Small General |  | Winter Morning | % of Load | 1 | 2031 | 65535
| Base | DLC-Water Heating | C&I Curtailment-Turnkey-Water Heating Control | Small General |  | Winter Morning | % of Load | 0 | 2031 | 65535
| Base | DLC-Water Heating | C&I Curtailment-Turnkey-Other | Small General |  | Winter Morning | % of Load | 1 | 2031 | 65535
| Base | DLC-Water Heating | C&I Curtailment-Turnkey-Other | Small General |  | Winter Morning | % of Load | 0 | 2031 | 65535
| Base | DLC-Water Heating | Dynamic Pricing with enabling tech. | Small General |  | Winter Morning | % of Load | 1 | 2031 | 65535
| Base | DLC-Water Heating | Dynamic Pricing with enabling tech. | Small General |  | Winter Morning | % of Load | 0 | 2031 | 65535
| Base | DLC-Water Heating | DLC-Switch-Water Heating | Small General |  | Winter Evening | % of Load | 1 | 2031 | 65535
| Base | DLC-Water Heating | DLC-Switch-Water Heating | Small General |  | Winter Evening | % of Load | 0 | 2031 | 65535
| Base | DLC-Water Heating | DLC-BYOD-Water Heating | Small General |  | Winter Evening | % of Load | 1 | 2031 | 65535
| Base | DLC-Water Heating | DLC-BYOD-Water Heating | Small General |  | Winter Evening | % of Load | 0 | 2031 | 65535
| Base | DLC-Water Heating | DLC-Thermostat-DI-Central Heat Pump | Small General |  | Winter Evening | % of Load | 1 | 2031 | 65535
| Base | DLC-Water Heating | DLC-Thermostat-DI-Central Heat Pump | Small General |  | Winter Evening | % of Load | 0 | 2031 | 65535
| Base | DLC-Water Heating | DLC-Thermostat-BYOT-Central Heat Pump | Small General |  | Winter Evening | % of Load | 1 | 2031 | 65535
| Base | DLC-Water Heating | DLC-Thermostat-BYOT-Central Heat Pump | Small General |  | Winter Evening | % of Load | 0 | 2031 | 65535
| Base | DLC-Water Heating | DLC-Thermostat-HVAC | Small General |  | Winter Evening | % of Load | 1 | 2031 | 65535
| Base | DLC-Water Heating | DLC-Thermostat-HVAC | Small General |  | Winter Evening | % of Load | 0 | 2031 | 65535
| Base | DLC-Water Heating | DLC-Thermostat-DI-Baseboard Heating | Small General |  | Winter Evening | % of Load | 1 | 2031 | 65535
| Base | DLC-Water Heating | DLC-Thermostat-DI-Baseboard Heating | Small General |  | Winter Evening | % of Load | 0 | 2031 | 65535
| Base | DLC-Water Heating | DLC-Thermostat-BYOT-Baseboard Heating | Small General |  | Winter Evening | % of Load | 1 | 2031 | 65535
| Base | DLC-Water Heating | DLC-Thermostat-BYOT-Baseboard Heating | Small General |  | Winter Evening | % of Load | 0 | 2031 | 65535
| Base | DLC-Water Heating | DLC-Thermostat-DI-MSHP | Small General |  | Winter Evening | % of Load | 1 | 2031 | 65535
| Base | DLC-Water Heating | DLC-Thermostat-DI-MSHP | Small General |  | Winter Evening | % of Load | 0 | 2031 | 65535
| Base | DLC-Water Heating | DLC-Thermostat-BYOT-MSHP | Small General |  | Winter Evening | % of Load | 1 | 2031 | 65535
| Base | DLC-Water Heating | DLC-Thermostat-BYOT-MSHP | Small General |  | Winter Evening | % of Load | 0 | 2031 | 65535
| Base | DLC-Water Heating | C&I Curtailment-Turnkey-Manual HVAC Control | Small General |  | Winter Evening | % of Load | 1 | 2031 | 65535
| Base | DLC-Water Heating | C&I Curtailment-Turnkey-Manual HVAC Control | Small General |  | Winter Evening | % of Load | 0 | 2031 | 65535
| Base | DLC-Water Heating | C&I Curtailment-Turnkey-Auto-DR HVAC Control | Small General |  | Winter Evening | % of Load | 1 | 2031 | 65535
| Base | DLC-Water Heating | C&I Curtailment-Turnkey-Auto-DR HVAC Control | Small General |  | Winter Evening | % of Load | 0 | 2031 | 65535
| Base | DLC-Water Heating | C&I Curtailment-Turnkey-Standard Lighting Control | Small General |  | Winter Evening | % of Load | 1 | 2031 | 65535
| Base | DLC-Water Heating | C&I Curtailment-Turnkey-Standard Lighting Control | Small General |  | Winter Evening | % of Load | 0 | 2031 | 65535
| Base | DLC-Water Heating | C&I Curtailment-Turnkey-Advanced Lighting Control | Small General |  | Winter Evening | % of Load | 1 | 2031 | 65535
| Base | DLC-Water Heating | C&I Curtailment-Turnkey-Advanced Lighting Control | Small General |  | Winter Evening | % of Load | 0 | 2031 | 65535
| Base | DLC-Water Heating | C&I Curtailment-Turnkey-Water Heating Control | Small General |  | Winter Evening | % of Load | 1 | 2031 | 65535
| Base | DLC-Water Heating | C&I Curtailment-Turnkey-Water Heating Control | Small General |  | Winter Evening | % of Load | 0 | 2031 | 65535
| Base | DLC-Water Heating | C&I Curtailment-Turnkey-Other | Small General |  | Winter Evening | % of Load | 1 | 2031 | 65535
| Base | DLC-Water Heating | C&I Curtailment-Turnkey-Other | Small General |  | Winter Evening | % of Load | 0 | 2031 | 65535
| Base | DLC-Water Heating | Dynamic Pricing with enabling tech. | Small General |  | Winter Evening | % of Load | 1 | 2031 | 65535
| Base | DLC-Water Heating | Dynamic Pricing with enabling tech. | Small General |  | Winter Evening | % of Load | 0 | 2031 | 65535
| Base | DLC-Water Heating | DLC-Switch-Water Heating | General |  | Winter Morning | % of Load | 1 | 2031 | 65535
| Base | DLC-Water Heating | DLC-Switch-Water Heating | General |  | Winter Morning | % of Load | 0 | 2031 | 65535
| Base | DLC-Water Heating | DLC-BYOD-Water Heating | General |  | Winter Morning | % of Load | 1 | 2031 | 65535
| Base | DLC-Water Heating | DLC-BYOD-Water Heating | General |  | Winter Morning | % of Load | 0 | 2031 | 65535
| Base | DLC-Water Heating | DLC-Thermostat-DI-Central Heat Pump | General |  | Winter Morning | % of Load | 1 | 2031 | 65535
| Base | DLC-Water Heating | DLC-Thermostat-DI-Central Heat Pump | General |  | Winter Morning | % of Load | 0 | 2031 | 65535
| Base | DLC-Water Heating | DLC-Thermostat-BYOT-Central Heat Pump | General |  | Winter Morning | % of Load | 1 | 2031 | 65535
| Base | DLC-Water Heating | DLC-Thermostat-BYOT-Central Heat Pump | General |  | Winter Morning | % of Load | 0 | 2031 | 65535
| Base | DLC-Water Heating | DLC-Thermostat-HVAC | General |  | Winter Morning | % of Load | 1 | 2031 | 65535
| Base | DLC-Water Heating | DLC-Thermostat-HVAC | General |  | Winter Morning | % of Load | 0 | 2031 | 65535
| Base | DLC-Water Heating | DLC-Thermostat-DI-Baseboard Heating | General |  | Winter Morning | % of Load | 1 | 2031 | 65535
| Base | DLC-Water Heating | DLC-Thermostat-DI-Baseboard Heating | General |  | Winter Morning | % of Load | 0 | 2031 | 65535
| Base | DLC-Water Heating | DLC-Thermostat-BYOT-Baseboard Heating | General |  | Winter Morning | % of Load | 1 | 2031 | 65535
| Base | DLC-Water Heating | DLC-Thermostat-BYOT-Baseboard Heating | General |  | Winter Morning | % of Load | 0 | 2031 | 65535
| Base | DLC-Water Heating | DLC-Thermostat-DI-MSHP | General |  | Winter Morning | % of Load | 1 | 2031 | 65535
| Base | DLC-Water Heating | DLC-Thermostat-DI-MSHP | General |  | Winter Morning | % of Load | 0 | 2031 | 65535
| Base | DLC-Water Heating | DLC-Thermostat-BYOT-MSHP | General |  | Winter Morning | % of Load | 1 | 2031 | 65535
| Base | DLC-Water Heating | DLC-Thermostat-BYOT-MSHP | General |  | Winter Morning | % of Load | 0 | 2031 | 65535
| Base | DLC-Water Heating | C&I Curtailment-Turnkey-Manual HVAC Control | General |  | Winter Morning | % of Load | 1 | 2031 | 65535
| Base | DLC-Water Heating | C&I Curtailment-Turnkey-Manual HVAC Control | General |  | Winter Morning | % of Load | 0 | 2031 | 65535
| Base | DLC-Water Heating | C&I Curtailment-Turnkey-Auto-DR HVAC Control | General |  | Winter Morning | % of Load | 1 | 2031 | 65535
| Base | DLC-Water Heating | C&I Curtailment-Turnkey-Auto-DR HVAC Control | General |  | Winter Morning | % of Load | 0 | 2031 | 65535
| Base | DLC-Water Heating | C&I Curtailment-Turnkey-Standard Lighting Control | General |  | Winter Morning | % of Load | 1 | 2031 | 65535
| Base | DLC-Water Heating | C&I Curtailment-Turnkey-Standard Lighting Control | General |  | Winter Morning | % of Load | 0 | 2031 | 65535
| Base | DLC-Water Heating | C&I Curtailment-Turnkey-Advanced Lighting Control | General |  | Winter Morning | % of Load | 1 | 2031 | 65535
| Base | DLC-Water Heating | C&I Curtailment-Turnkey-Advanced Lighting Control | General |  | Winter Morning | % of Load | 0 | 2031 | 65535
| Base | DLC-Water Heating | C&I Curtailment-Turnkey-Water Heating Control | General |  | Winter Morning | % of Load | 1 | 2031 | 65535
| Base | DLC-Water Heating | C&I Curtailment-Turnkey-Water Heating Control | General |  | Winter Morning | % of Load | 0 | 2031 | 65535
| Base | DLC-Water Heating | C&I Curtailment-Turnkey-Other | General |  | Winter Morning | % of Load | 1 | 2031 | 65535
| Base | DLC-Water Heating | C&I Curtailment-Turnkey-Other | General |  | Winter Morning | % of Load | 0 | 2031 | 65535
| Base | DLC-Water Heating | DLC-Switch-Water Heating | General |  | Winter Evening | % of Load | 1 | 2031 | 65535
| Base | DLC-Water Heating | DLC-Switch-Water Heating | General |  | Winter Evening | % of Load | 0 | 2031 | 65535
| Base | DLC-Water Heating | DLC-BYOD-Water Heating | General |  | Winter Evening | % of Load | 1 | 2031 | 65535
| Base | DLC-Water Heating | DLC-BYOD-Water Heating | General |  | Winter Evening | % of Load | 0 | 2031 | 65535
| Base | DLC-Water Heating | DLC-Thermostat-DI-Central Heat Pump | General |  | Winter Evening | % of Load | 1 | 2031 | 65535
| Base | DLC-Water Heating | DLC-Thermostat-DI-Central Heat Pump | General |  | Winter Evening | % of Load | 0 | 2031 | 65535
| Base | DLC-Water Heating | DLC-Thermostat-BYOT-Central Heat Pump | General |  | Winter Evening | % of Load | 1 | 2031 | 65535
| Base | DLC-Water Heating | DLC-Thermostat-BYOT-Central Heat Pump | General |  | Winter Evening | % of Load | 0 | 2031 | 65535
| Base | DLC-Water Heating | DLC-Thermostat-HVAC | General |  | Winter Evening | % of Load | 1 | 2031 | 65535
| Base | DLC-Water Heating | DLC-Thermostat-HVAC | General |  | Winter Evening | % of Load | 0 | 2031 | 65535
| Base | DLC-Water Heating | DLC-Thermostat-DI-Baseboard Heating | General |  | Winter Evening | % of Load | 1 | 2031 | 65535
| Base | DLC-Water Heating | DLC-Thermostat-DI-Baseboard Heating | General |  | Winter Evening | % of Load | 0 | 2031 | 65535
| Base | DLC-Water Heating | DLC-Thermostat-BYOT-Baseboard Heating | General |  | Winter Evening | % of Load | 1 | 2031 | 65535
| Base | DLC-Water Heating | DLC-Thermostat-BYOT-Baseboard Heating | General |  | Winter Evening | % of Load | 0 | 2031 | 65535
| Base | DLC-Water Heating | DLC-Thermostat-DI-MSHP | General |  | Winter Evening | % of Load | 1 | 2031 | 65535
| Base | DLC-Water Heating | DLC-Thermostat-DI-MSHP | General |  | Winter Evening | % of Load | 0 | 2031 | 65535
| Base | DLC-Water Heating | DLC-Thermostat-BYOT-MSHP | General |  | Winter Evening | % of Load | 1 | 2031 | 65535
| Base | DLC-Water Heating | DLC-Thermostat-BYOT-MSHP | General |  | Winter Evening | % of Load | 0 | 2031 | 65535
| Base | DLC-Water Heating | C&I Curtailment-Turnkey-Manual HVAC Control | General |  | Winter Evening | % of Load | 1 | 2031 | 65535
| Base | DLC-Water Heating | C&I Curtailment-Turnkey-Manual HVAC Control | General |  | Winter Evening | % of Load | 0 | 2031 | 65535
| Base | DLC-Water Heating | C&I Curtailment-Turnkey-Auto-DR HVAC Control | General |  | Winter Evening | % of Load | 1 | 2031 | 65535
| Base | DLC-Water Heating | C&I Curtailment-Turnkey-Auto-DR HVAC Control | General |  | Winter Evening | % of Load | 0 | 2031 | 65535
| Base | DLC-Water Heating | C&I Curtailment-Turnkey-Standard Lighting Control | General |  | Winter Evening | % of Load | 1 | 2031 | 65535
| Base | DLC-Water Heating | C&I Curtailment-Turnkey-Standard Lighting Control | General |  | Winter Evening | % of Load | 0 | 2031 | 65535
| Base | DLC-Water Heating | C&I Curtailment-Turnkey-Advanced Lighting Control | General |  | Winter Evening | % of Load | 1 | 2031 | 65535
| Base | DLC-Water Heating | C&I Curtailment-Turnkey-Advanced Lighting Control | General |  | Winter Evening | % of Load | 0 | 2031 | 65535
| Base | DLC-Water Heating | C&I Curtailment-Turnkey-Water Heating Control | General |  | Winter Evening | % of Load | 1 | 2031 | 65535
| Base | DLC-Water Heating | C&I Curtailment-Turnkey-Water Heating Control | General |  | Winter Evening | % of Load | 0 | 2031 | 65535
| Base | DLC-Water Heating | C&I Curtailment-Turnkey-Other | General |  | Winter Evening | % of Load | 1 | 2031 | 65535
| Base | DLC-Water Heating | C&I Curtailment-Turnkey-Other | General |  | Winter Evening | % of Load | 0 | 2031 | 65535
| Base | DLC-Water Heating | DLC-Switch-Water Heating | Small Industrial |  | Winter Morning | % of Load | 1 | 2031 | 65535
| Base | DLC-Water Heating | DLC-Switch-Water Heating | Small Industrial |  | Winter Morning | % of Load | 0 | 2031 | 65535
| Base | DLC-Water Heating | DLC-BYOD-Water Heating | Small Industrial |  | Winter Morning | % of Load | 1 | 2031 | 65535
| Base | DLC-Water Heating | DLC-BYOD-Water Heating | Small Industrial |  | Winter Morning | % of Load | 0 | 2031 | 65535
| Base | DLC-Water Heating | DLC-Thermostat-DI-Central Heat Pump | Small Industrial |  | Winter Morning | % of Load | 1 | 2031 | 65535
| Base | DLC-Water Heating | DLC-Thermostat-DI-Central Heat Pump | Small Industrial |  | Winter Morning | % of Load | 0 | 2031 | 65535
| Base | DLC-Water Heating | DLC-Thermostat-BYOT-Central Heat Pump | Small Industrial |  | Winter Morning | % of Load | 1 | 2031 | 65535
| Base | DLC-Water Heating | DLC-Thermostat-BYOT-Central Heat Pump | Small Industrial |  | Winter Morning | % of Load | 0 | 2031 | 65535
| Base | DLC-Water Heating | DLC-Thermostat-HVAC | Small Industrial |  | Winter Morning | % of Load | 1 | 2031 | 65535
| Base | DLC-Water Heating | DLC-Thermostat-HVAC | Small Industrial |  | Winter Morning | % of Load | 0 | 2031 | 65535
| Base | DLC-Water Heating | DLC-Thermostat-DI-Baseboard Heating | Small Industrial |  | Winter Morning | % of Load | 1 | 2031 | 65535
| Base | DLC-Water Heating | DLC-Thermostat-DI-Baseboard Heating | Small Industrial |  | Winter Morning | % of Load | 0 | 2031 | 65535
| Base | DLC-Water Heating | DLC-Thermostat-BYOT-Baseboard Heating | Small Industrial |  | Winter Morning | % of Load | 1 | 2031 | 65535
| Base | DLC-Water Heating | DLC-Thermostat-BYOT-Baseboard Heating | Small Industrial |  | Winter Morning | % of Load | 0 | 2031 | 65535
| Base | DLC-Water Heating | DLC-Thermostat-DI-MSHP | Small Industrial |  | Winter Morning | % of Load | 1 | 2031 | 65535
| Base | DLC-Water Heating | DLC-Thermostat-DI-MSHP | Small Industrial |  | Winter Morning | % of Load | 0 | 2031 | 65535
| Base | DLC-Water Heating | DLC-Thermostat-BYOT-MSHP | Small Industrial |  | Winter Morning | % of Load | 1 | 2031 | 65535
| Base | DLC-Water Heating | DLC-Thermostat-BYOT-MSHP | Small Industrial |  | Winter Morning | % of Load | 0 | 2031 | 65535
| Base | DLC-Water Heating | C&I Curtailment-Turnkey-Manual HVAC Control | Small Industrial |  | Winter Morning | % of Load | 1 | 2031 | 65535
| Base | DLC-Water Heating | C&I Curtailment-Turnkey-Manual HVAC Control | Small Industrial |  | Winter Morning | % of Load | 0 | 2031 | 65535
| Base | DLC-Water Heating | C&I Curtailment-Turnkey-Auto-DR HVAC Control | Small Industrial |  | Winter Morning | % of Load | 1 | 2031 | 65535
| Base | DLC-Water Heating | C&I Curtailment-Turnkey-Auto-DR HVAC Control | Small Industrial |  | Winter Morning | % of Load | 0 | 2031 | 65535
| Base | DLC-Water Heating | C&I Curtailment-Turnkey-Standard Lighting Control | Small Industrial |  | Winter Morning | % of Load | 1 | 2031 | 65535
| Base | DLC-Water Heating | C&I Curtailment-Turnkey-Standard Lighting Control | Small Industrial |  | Winter Morning | % of Load | 0 | 2031 | 65535
| Base | DLC-Water Heating | C&I Curtailment-Turnkey-Advanced Lighting Control | Small Industrial |  | Winter Morning | % of Load | 1 | 2031 | 65535
| Base | DLC-Water Heating | C&I Curtailment-Turnkey-Advanced Lighting Control | Small Industrial |  | Winter Morning | % of Load | 0 | 2031 | 65535
| Base | DLC-Water Heating | C&I Curtailment-Turnkey-Water Heating Control | Small Industrial |  | Winter Morning | % of Load | 1 | 2031 | 65535
| Base | DLC-Water Heating | C&I Curtailment-Turnkey-Water Heating Control | Small Industrial |  | Winter Morning | % of Load | 0 | 2031 | 65535
| Base | DLC-Water Heating | C&I Curtailment-Turnkey-Other | Small Industrial |  | Winter Morning | % of Load | 1 | 2031 | 65535
| Base | DLC-Water Heating | C&I Curtailment-Turnkey-Other | Small Industrial |  | Winter Morning | % of Load | 0 | 2031 | 65535
| Base | DLC-Water Heating | C&I Curtailment-Turnkey-Industrial | Small Industrial |  | Winter Morning | % of Load | 1 | 2031 | 65535
| Base | DLC-Water Heating | C&I Curtailment-Turnkey-Industrial | Small Industrial |  | Winter Morning | % of Load | 0 | 2031 | 65535
| Base | DLC-Water Heating | DLC-Switch-Water Heating | Small Industrial |  | Winter Evening | % of Load | 1 | 2031 | 65535
| Base | DLC-Water Heating | DLC-Switch-Water Heating | Small Industrial |  | Winter Evening | % of Load | 0 | 2031 | 65535
| Base | DLC-Water Heating | DLC-BYOD-Water Heating | Small Industrial |  | Winter Evening | % of Load | 1 | 2031 | 65535
| Base | DLC-Water Heating | DLC-BYOD-Water Heating | Small Industrial |  | Winter Evening | % of Load | 0 | 2031 | 65535
| Base | DLC-Water Heating | DLC-Thermostat-DI-Central Heat Pump | Small Industrial |  | Winter Evening | % of Load | 1 | 2031 | 65535
| Base | DLC-Water Heating | DLC-Thermostat-DI-Central Heat Pump | Small Industrial |  | Winter Evening | % of Load | 0 | 2031 | 65535
| Base | DLC-Water Heating | DLC-Thermostat-BYOT-Central Heat Pump | Small Industrial |  | Winter Evening | % of Load | 1 | 2031 | 65535
| Base | DLC-Water Heating | DLC-Thermostat-BYOT-Central Heat Pump | Small Industrial |  | Winter Evening | % of Load | 0 | 2031 | 65535
| Base | DLC-Water Heating | DLC-Thermostat-HVAC | Small Industrial |  | Winter Evening | % of Load | 1 | 2031 | 65535
| Base | DLC-Water Heating | DLC-Thermostat-HVAC | Small Industrial |  | Winter Evening | % of Load | 0 | 2031 | 65535
| Base | DLC-Water Heating | DLC-Thermostat-DI-Baseboard Heating | Small Industrial |  | Winter Evening | % of Load | 1 | 2031 | 65535
| Base | DLC-Water Heating | DLC-Thermostat-DI-Baseboard Heating | Small Industrial |  | Winter Evening | % of Load | 0 | 2031 | 65535
| Base | DLC-Water Heating | DLC-Thermostat-BYOT-Baseboard Heating | Small Industrial |  | Winter Evening | % of Load | 1 | 2031 | 65535
| Base | DLC-Water Heating | DLC-Thermostat-BYOT-Baseboard Heating | Small Industrial |  | Winter Evening | % of Load | 0 | 2031 | 65535
| Base | DLC-Water Heating | DLC-Thermostat-DI-MSHP | Small Industrial |  | Winter Evening | % of Load | 1 | 2031 | 65535
| Base | DLC-Water Heating | DLC-Thermostat-DI-MSHP | Small Industrial |  | Winter Evening | % of Load | 0 | 2031 | 65535
| Base | DLC-Water Heating | DLC-Thermostat-BYOT-MSHP | Small Industrial |  | Winter Evening | % of Load | 1 | 2031 | 65535
| Base | DLC-Water Heating | DLC-Thermostat-BYOT-MSHP | Small Industrial |  | Winter Evening | % of Load | 0 | 2031 | 65535
| Base | DLC-Water Heating | C&I Curtailment-Turnkey-Manual HVAC Control | Small Industrial |  | Winter Evening | % of Load | 1 | 2031 | 65535
| Base | DLC-Water Heating | C&I Curtailment-Turnkey-Manual HVAC Control | Small Industrial |  | Winter Evening | % of Load | 0 | 2031 | 65535
| Base | DLC-Water Heating | C&I Curtailment-Turnkey-Auto-DR HVAC Control | Small Industrial |  | Winter Evening | % of Load | 1 | 2031 | 65535
| Base | DLC-Water Heating | C&I Curtailment-Turnkey-Auto-DR HVAC Control | Small Industrial |  | Winter Evening | % of Load | 0 | 2031 | 65535
| Base | DLC-Water Heating | C&I Curtailment-Turnkey-Standard Lighting Control | Small Industrial |  | Winter Evening | % of Load | 1 | 2031 | 65535
| Base | DLC-Water Heating | C&I Curtailment-Turnkey-Standard Lighting Control | Small Industrial |  | Winter Evening | % of Load | 0 | 2031 | 65535
| Base | DLC-Water Heating | C&I Curtailment-Turnkey-Advanced Lighting Control | Small Industrial |  | Winter Evening | % of Load | 1 | 2031 | 65535
| Base | DLC-Water Heating | C&I Curtailment-Turnkey-Advanced Lighting Control | Small Industrial |  | Winter Evening | % of Load | 0 | 2031 | 65535
| Base | DLC-Water Heating | C&I Curtailment-Turnkey-Water Heating Control | Small Industrial |  | Winter Evening | % of Load | 1 | 2031 | 65535
| Base | DLC-Water Heating | C&I Curtailment-Turnkey-Water Heating Control | Small Industrial |  | Winter Evening | % of Load | 0 | 2031 | 65535
| Base | DLC-Water Heating | C&I Curtailment-Turnkey-Other | Small Industrial |  | Winter Evening | % of Load | 1 | 2031 | 65535
| Base | DLC-Water Heating | C&I Curtailment-Turnkey-Other | Small Industrial |  | Winter Evening | % of Load | 0 | 2031 | 65535
| Base | DLC-Water Heating | C&I Curtailment-Turnkey-Industrial | Small Industrial |  | Winter Evening | % of Load | 1 | 2031 | 65535
| Base | DLC-Water Heating | C&I Curtailment-Turnkey-Industrial | Small Industrial |  | Winter Evening | % of Load | 0 | 2031 | 65535
| Base | DLC-Water Heating | DLC-Switch-Water Heating | Medium Industrial |  | Winter Morning | % of Load | 1 | 2031 | 65535
| Base | DLC-Water Heating | DLC-Switch-Water Heating | Medium Industrial |  | Winter Morning | % of Load | 0 | 2031 | 65535
| Base | DLC-Water Heating | DLC-BYOD-Water Heating | Medium Industrial |  | Winter Morning | % of Load | 1 | 2031 | 65535
| Base | DLC-Water Heating | DLC-BYOD-Water Heating | Medium Industrial |  | Winter Morning | % of Load | 0 | 2031 | 65535
| Base | DLC-Water Heating | DLC-Thermostat-DI-Central Heat Pump | Medium Industrial |  | Winter Morning | % of Load | 1 | 2031 | 65535
| Base | DLC-Water Heating | DLC-Thermostat-DI-Central Heat Pump | Medium Industrial |  | Winter Morning | % of Load | 0 | 2031 | 65535
| Base | DLC-Water Heating | DLC-Thermostat-BYOT-Central Heat Pump | Medium Industrial |  | Winter Morning | % of Load | 1 | 2031 | 65535
| Base | DLC-Water Heating | DLC-Thermostat-BYOT-Central Heat Pump | Medium Industrial |  | Winter Morning | % of Load | 0 | 2031 | 65535
| Base | DLC-Water Heating | DLC-Thermostat-HVAC | Medium Industrial |  | Winter Morning | % of Load | 1 | 2031 | 65535
| Base | DLC-Water Heating | DLC-Thermostat-HVAC | Medium Industrial |  | Winter Morning | % of Load | 0 | 2031 | 65535
| Base | DLC-Water Heating | DLC-Thermostat-DI-Baseboard Heating | Medium Industrial |  | Winter Morning | % of Load | 1 | 2031 | 65535
| Base | DLC-Water Heating | DLC-Thermostat-DI-Baseboard Heating | Medium Industrial |  | Winter Morning | % of Load | 0 | 2031 | 65535
| Base | DLC-Water Heating | DLC-Thermostat-BYOT-Baseboard Heating | Medium Industrial |  | Winter Morning | % of Load | 1 | 2031 | 65535
| Base | DLC-Water Heating | DLC-Thermostat-BYOT-Baseboard Heating | Medium Industrial |  | Winter Morning | % of Load | 0 | 2031 | 65535
| Base | DLC-Water Heating | DLC-Thermostat-DI-MSHP | Medium Industrial |  | Winter Morning | % of Load | 1 | 2031 | 65535
| Base | DLC-Water Heating | DLC-Thermostat-DI-MSHP | Medium Industrial |  | Winter Morning | % of Load | 0 | 2031 | 65535
| Base | DLC-Water Heating | DLC-Thermostat-BYOT-MSHP | Medium Industrial |  | Winter Morning | % of Load | 1 | 2031 | 65535
| Base | DLC-Water Heating | DLC-Thermostat-BYOT-MSHP | Medium Industrial |  | Winter Morning | % of Load | 0 | 2031 | 65535
| Base | DLC-Water Heating | C&I Curtailment-Turnkey-Manual HVAC Control | Medium Industrial |  | Winter Morning | % of Load | 1 | 2031 | 65535
| Base | DLC-Water Heating | C&I Curtailment-Turnkey-Manual HVAC Control | Medium Industrial |  | Winter Morning | % of Load | 0 | 2031 | 65535
| Base | DLC-Water Heating | C&I Curtailment-Turnkey-Auto-DR HVAC Control | Medium Industrial |  | Winter Morning | % of Load | 1 | 2031 | 65535
| Base | DLC-Water Heating | C&I Curtailment-Turnkey-Auto-DR HVAC Control | Medium Industrial |  | Winter Morning | % of Load | 0 | 2031 | 65535
| Base | DLC-Water Heating | C&I Curtailment-Turnkey-Standard Lighting Control | Medium Industrial |  | Winter Morning | % of Load | 1 | 2031 | 65535
| Base | DLC-Water Heating | C&I Curtailment-Turnkey-Standard Lighting Control | Medium Industrial |  | Winter Morning | % of Load | 0 | 2031 | 65535
| Base | DLC-Water Heating | C&I Curtailment-Turnkey-Advanced Lighting Control | Medium Industrial |  | Winter Morning | % of Load | 1 | 2031 | 65535
| Base | DLC-Water Heating | C&I Curtailment-Turnkey-Advanced Lighting Control | Medium Industrial |  | Winter Morning | % of Load | 0 | 2031 | 65535
| Base | DLC-Water Heating | C&I Curtailment-Turnkey-Water Heating Control | Medium Industrial |  | Winter Morning | % of Load | 1 | 2031 | 65535
| Base | DLC-Water Heating | C&I Curtailment-Turnkey-Water Heating Control | Medium Industrial |  | Winter Morning | % of Load | 0 | 2031 | 65535
| Base | DLC-Water Heating | C&I Curtailment-Turnkey-Other | Medium Industrial |  | Winter Morning | % of Load | 1 | 2031 | 65535
| Base | DLC-Water Heating | C&I Curtailment-Turnkey-Other | Medium Industrial |  | Winter Morning | % of Load | 0 | 2031 | 65535
| Base | DLC-Water Heating | DLC-Switch-Water Heating | Medium Industrial |  | Winter Evening | % of Load | 1 | 2031 | 65535
| Base | DLC-Water Heating | DLC-Switch-Water Heating | Medium Industrial |  | Winter Evening | % of Load | 0 | 2031 | 65535
| Base | DLC-Water Heating | DLC-BYOD-Water Heating | Medium Industrial |  | Winter Evening | % of Load | 1 | 2031 | 65535
| Base | DLC-Water Heating | DLC-BYOD-Water Heating | Medium Industrial |  | Winter Evening | % of Load | 0 | 2031 | 65535
| Base | DLC-Water Heating | DLC-Thermostat-DI-Central Heat Pump | Medium Industrial |  | Winter Evening | % of Load | 1 | 2031 | 65535
| Base | DLC-Water Heating | DLC-Thermostat-DI-Central Heat Pump | Medium Industrial |  | Winter Evening | % of Load | 0 | 2031 | 65535
| Base | DLC-Water Heating | DLC-Thermostat-BYOT-Central Heat Pump | Medium Industrial |  | Winter Evening | % of Load | 1 | 2031 | 65535
| Base | DLC-Water Heating | DLC-Thermostat-BYOT-Central Heat Pump | Medium Industrial |  | Winter Evening | % of Load | 0 | 2031 | 65535
| Base | DLC-Water Heating | DLC-Thermostat-HVAC | Medium Industrial |  | Winter Evening | % of Load | 1 | 2031 | 65535
| Base | DLC-Water Heating | DLC-Thermostat-HVAC | Medium Industrial |  | Winter Evening | % of Load | 0 | 2031 | 65535
| Base | DLC-Water Heating | DLC-Thermostat-DI-Baseboard Heating | Medium Industrial |  | Winter Evening | % of Load | 1 | 2031 | 65535
| Base | DLC-Water Heating | DLC-Thermostat-DI-Baseboard Heating | Medium Industrial |  | Winter Evening | % of Load | 0 | 2031 | 65535
| Base | DLC-Water Heating | DLC-Thermostat-BYOT-Baseboard Heating | Medium Industrial |  | Winter Evening | % of Load | 1 | 2031 | 65535
| Base | DLC-Water Heating | DLC-Thermostat-BYOT-Baseboard Heating | Medium Industrial |  | Winter Evening | % of Load | 0 | 2031 | 65535
| Base | DLC-Water Heating | DLC-Thermostat-DI-MSHP | Medium Industrial |  | Winter Evening | % of Load | 1 | 2031 | 65535
| Base | DLC-Water Heating | DLC-Thermostat-DI-MSHP | Medium Industrial |  | Winter Evening | % of Load | 0 | 2031 | 65535
| Base | DLC-Water Heating | DLC-Thermostat-BYOT-MSHP | Medium Industrial |  | Winter Evening | % of Load | 1 | 2031 | 65535
| Base | DLC-Water Heating | DLC-Thermostat-BYOT-MSHP | Medium Industrial |  | Winter Evening | % of Load | 0 | 2031 | 65535
| Base | DLC-Water Heating | C&I Curtailment-Turnkey-Manual HVAC Control | Medium Industrial |  | Winter Evening | % of Load | 1 | 2031 | 65535
| Base | DLC-Water Heating | C&I Curtailment-Turnkey-Manual HVAC Control | Medium Industrial |  | Winter Evening | % of Load | 0 | 2031 | 65535
| Base | DLC-Water Heating | C&I Curtailment-Turnkey-Auto-DR HVAC Control | Medium Industrial |  | Winter Evening | % of Load | 1 | 2031 | 65535
| Base | DLC-Water Heating | C&I Curtailment-Turnkey-Auto-DR HVAC Control | Medium Industrial |  | Winter Evening | % of Load | 0 | 2031 | 65535
| Base | DLC-Water Heating | C&I Curtailment-Turnkey-Standard Lighting Control | Medium Industrial |  | Winter Evening | % of Load | 1 | 2031 | 65535
| Base | DLC-Water Heating | C&I Curtailment-Turnkey-Standard Lighting Control | Medium Industrial |  | Winter Evening | % of Load | 0 | 2031 | 65535
| Base | DLC-Water Heating | C&I Curtailment-Turnkey-Advanced Lighting Control | Medium Industrial |  | Winter Evening | % of Load | 1 | 2031 | 65535
| Base | DLC-Water Heating | C&I Curtailment-Turnkey-Advanced Lighting Control | Medium Industrial |  | Winter Evening | % of Load | 0 | 2031 | 65535
| Base | DLC-Water Heating | C&I Curtailment-Turnkey-Water Heating Control | Medium Industrial |  | Winter Evening | % of Load | 1 | 2031 | 65535
| Base | DLC-Water Heating | C&I Curtailment-Turnkey-Water Heating Control | Medium Industrial |  | Winter Evening | % of Load | 0 | 2031 | 65535
| Base | DLC-Water Heating | C&I Curtailment-Turnkey-Other | Medium Industrial |  | Winter Evening | % of Load | 1 | 2031 | 65535
| Base | DLC-Water Heating | C&I Curtailment-Turnkey-Other | Medium Industrial |  | Winter Evening | % of Load | 0 | 2031 | 65535
| Base | DLC-Water Heating | DLC-Switch-Water Heating | Residential Charitable |  | Winter Morning | % of Load | 1 | 2031 | 65535
| Base | DLC-Water Heating | DLC-Switch-Water Heating | Residential Charitable |  | Winter Morning | % of Load | 0 | 2031 | 65535
| Base | DLC-Water Heating | DLC-BYOD-Water Heating | Residential Charitable |  | Winter Morning | % of Load | 1 | 2031 | 65535
| Base | DLC-Water Heating | DLC-BYOD-Water Heating | Residential Charitable |  | Winter Morning | % of Load | 0 | 2031 | 65535
| Base | DLC-Water Heating | DLC-Switch-Water Heating | Residential Charitable |  | Winter Evening | % of Load | 1 | 2031 | 65535
| Base | DLC-Water Heating | DLC-Switch-Water Heating | Residential Charitable |  | Winter Evening | % of Load | 0 | 2031 | 65535
| Base | DLC-Water Heating | DLC-BYOD-Water Heating | Residential Charitable |  | Winter Evening | % of Load | 1 | 2031 | 65535
| Base | DLC-Water Heating | DLC-BYOD-Water Heating | Residential Charitable |  | Winter Evening | % of Load | 0 | 2031 | 65535
| Base | C&I Curtailment | DLC-Switch-Water Heating | Small General |  | Winter Morning | % of Load | 1 | 2031 | 65535
| Base | C&I Curtailment | DLC-Switch-Water Heating | Small General |  | Winter Morning | % of Load | 0 | 2031 | 65535
| Base | C&I Curtailment | DLC-BYOD-Water Heating | Small General |  | Winter Morning | % of Load | 1 | 2031 | 65535
| Base | C&I Curtailment | DLC-BYOD-Water Heating | Small General |  | Winter Morning | % of Load | 0 | 2031 | 65535
| Base | C&I Curtailment | DLC-Thermostat-DI-Central Heat Pump | Small General |  | Winter Morning | % of Load | 1 | 2031 | 65535
| Base | C&I Curtailment | DLC-Thermostat-DI-Central Heat Pump | Small General |  | Winter Morning | % of Load | 0 | 2031 | 65535
| Base | C&I Curtailment | DLC-Thermostat-BYOT-Central Heat Pump | Small General |  | Winter Morning | % of Load | 1 | 2031 | 65535
| Base | C&I Curtailment | DLC-Thermostat-BYOT-Central Heat Pump | Small General |  | Winter Morning | % of Load | 0 | 2031 | 65535
| Base | C&I Curtailment | DLC-Thermostat-HVAC | Small General |  | Winter Morning | % of Load | 1 | 2031 | 65535
| Base | C&I Curtailment | DLC-Thermostat-HVAC | Small General |  | Winter Morning | % of Load | 0 | 2031 | 65535
| Base | C&I Curtailment | DLC-Thermostat-DI-Baseboard Heating | Small General |  | Winter Morning | % of Load | 1 | 2031 | 65535
| Base | C&I Curtailment | DLC-Thermostat-DI-Baseboard Heating | Small General |  | Winter Morning | % of Load | 0 | 2031 | 65535
| Base | C&I Curtailment | DLC-Thermostat-BYOT-Baseboard Heating | Small General |  | Winter Morning | % of Load | 1 | 2031 | 65535
| Base | C&I Curtailment | DLC-Thermostat-BYOT-Baseboard Heating | Small General |  | Winter Morning | % of Load | 0 | 2031 | 65535
| Base | C&I Curtailment | DLC-Thermostat-DI-MSHP | Small General |  | Winter Morning | % of Load | 1 | 2031 | 65535
| Base | C&I Curtailment | DLC-Thermostat-DI-MSHP | Small General |  | Winter Morning | % of Load | 0 | 2031 | 65535
| Base | C&I Curtailment | DLC-Thermostat-BYOT-MSHP | Small General |  | Winter Morning | % of Load | 1 | 2031 | 65535
| Base | C&I Curtailment | DLC-Thermostat-BYOT-MSHP | Small General |  | Winter Morning | % of Load | 0 | 2031 | 65535
| Base | C&I Curtailment | C&I Curtailment-Turnkey-Manual HVAC Control | Small General |  | Winter Morning | % of Load | 1 | 2031 | 65535
| Base | C&I Curtailment | C&I Curtailment-Turnkey-Manual HVAC Control | Small General |  | Winter Morning | % of Load | 0 | 2031 | 65535
| Base | C&I Curtailment | C&I Curtailment-Turnkey-Auto-DR HVAC Control | Small General |  | Winter Morning | % of Load | 1 | 2031 | 65535
| Base | C&I Curtailment | C&I Curtailment-Turnkey-Auto-DR HVAC Control | Small General |  | Winter Morning | % of Load | 0 | 2031 | 65535
| Base | C&I Curtailment | C&I Curtailment-Turnkey-Standard Lighting Control | Small General |  | Winter Morning | % of Load | 1 | 2031 | 65535
| Base | C&I Curtailment | C&I Curtailment-Turnkey-Standard Lighting Control | Small General |  | Winter Morning | % of Load | 0 | 2031 | 65535
| Base | C&I Curtailment | C&I Curtailment-Turnkey-Advanced Lighting Control | Small General |  | Winter Morning | % of Load | 1 | 2031 | 65535
| Base | C&I Curtailment | C&I Curtailment-Turnkey-Advanced Lighting Control | Small General |  | Winter Morning | % of Load | 0 | 2031 | 65535
| Base | C&I Curtailment | C&I Curtailment-Turnkey-Water Heating Control | Small General |  | Winter Morning | % of Load | 1 | 2031 | 65535
| Base | C&I Curtailment | C&I Curtailment-Turnkey-Water Heating Control | Small General |  | Winter Morning | % of Load | 0 | 2031 | 65535
| Base | C&I Curtailment | C&I Curtailment-Turnkey-Other | Small General |  | Winter Morning | % of Load | 1 | 2031 | 65535
| Base | C&I Curtailment | C&I Curtailment-Turnkey-Other | Small General |  | Winter Morning | % of Load | 0 | 2031 | 65535
| Base | C&I Curtailment | Dynamic Pricing with enabling tech. | Small General |  | Winter Morning | % of Load | 1 | 2031 | 65535
| Base | C&I Curtailment | Dynamic Pricing with enabling tech. | Small General |  | Winter Morning | % of Load | 0 | 2031 | 65535
| Base | C&I Curtailment | DLC-Switch-Water Heating | Small General |  | Winter Evening | % of Load | 1 | 2031 | 65535
| Base | C&I Curtailment | DLC-Switch-Water Heating | Small General |  | Winter Evening | % of Load | 0 | 2031 | 65535
| Base | C&I Curtailment | DLC-BYOD-Water Heating | Small General |  | Winter Evening | % of Load | 1 | 2031 | 65535
| Base | C&I Curtailment | DLC-BYOD-Water Heating | Small General |  | Winter Evening | % of Load | 0 | 2031 | 65535
| Base | C&I Curtailment | DLC-Thermostat-DI-Central Heat Pump | Small General |  | Winter Evening | % of Load | 1 | 2031 | 65535
| Base | C&I Curtailment | DLC-Thermostat-DI-Central Heat Pump | Small General |  | Winter Evening | % of Load | 0 | 2031 | 65535
| Base | C&I Curtailment | DLC-Thermostat-BYOT-Central Heat Pump | Small General |  | Winter Evening | % of Load | 1 | 2031 | 65535
| Base | C&I Curtailment | DLC-Thermostat-BYOT-Central Heat Pump | Small General |  | Winter Evening | % of Load | 0 | 2031 | 65535
| Base | C&I Curtailment | DLC-Thermostat-HVAC | Small General |  | Winter Evening | % of Load | 1 | 2031 | 65535
| Base | C&I Curtailment | DLC-Thermostat-HVAC | Small General |  | Winter Evening | % of Load | 0 | 2031 | 65535
| Base | C&I Curtailment | DLC-Thermostat-DI-Baseboard Heating | Small General |  | Winter Evening | % of Load | 1 | 2031 | 65535
| Base | C&I Curtailment | DLC-Thermostat-DI-Baseboard Heating | Small General |  | Winter Evening | % of Load | 0 | 2031 | 65535
| Base | C&I Curtailment | DLC-Thermostat-BYOT-Baseboard Heating | Small General |  | Winter Evening | % of Load | 1 | 2031 | 65535
| Base | C&I Curtailment | DLC-Thermostat-BYOT-Baseboard Heating | Small General |  | Winter Evening | % of Load | 0 | 2031 | 65535
| Base | C&I Curtailment | DLC-Thermostat-DI-MSHP | Small General |  | Winter Evening | % of Load | 1 | 2031 | 65535
| Base | C&I Curtailment | DLC-Thermostat-DI-MSHP | Small General |  | Winter Evening | % of Load | 0 | 2031 | 65535
| Base | C&I Curtailment | DLC-Thermostat-BYOT-MSHP | Small General |  | Winter Evening | % of Load | 1 | 2031 | 65535
| Base | C&I Curtailment | DLC-Thermostat-BYOT-MSHP | Small General |  | Winter Evening | % of Load | 0 | 2031 | 65535
| Base | C&I Curtailment | C&I Curtailment-Turnkey-Manual HVAC Control | Small General |  | Winter Evening | % of Load | 1 | 2031 | 65535
| Base | C&I Curtailment | C&I Curtailment-Turnkey-Manual HVAC Control | Small General |  | Winter Evening | % of Load | 0 | 2031 | 65535
| Base | C&I Curtailment | C&I Curtailment-Turnkey-Auto-DR HVAC Control | Small General |  | Winter Evening | % of Load | 1 | 2031 | 65535
| Base | C&I Curtailment | C&I Curtailment-Turnkey-Auto-DR HVAC Control | Small General |  | Winter Evening | % of Load | 0 | 2031 | 65535
| Base | C&I Curtailment | C&I Curtailment-Turnkey-Standard Lighting Control | Small General |  | Winter Evening | % of Load | 1 | 2031 | 65535
| Base | C&I Curtailment | C&I Curtailment-Turnkey-Standard Lighting Control | Small General |  | Winter Evening | % of Load | 0 | 2031 | 65535
| Base | C&I Curtailment | C&I Curtailment-Turnkey-Advanced Lighting Control | Small General |  | Winter Evening | % of Load | 1 | 2031 | 65535
| Base | C&I Curtailment | C&I Curtailment-Turnkey-Advanced Lighting Control | Small General |  | Winter Evening | % of Load | 0 | 2031 | 65535
| Base | C&I Curtailment | C&I Curtailment-Turnkey-Water Heating Control | Small General |  | Winter Evening | % of Load | 1 | 2031 | 65535
| Base | C&I Curtailment | C&I Curtailment-Turnkey-Water Heating Control | Small General |  | Winter Evening | % of Load | 0 | 2031 | 65535
| Base | C&I Curtailment | C&I Curtailment-Turnkey-Other | Small General |  | Winter Evening | % of Load | 1 | 2031 | 65535
| Base | C&I Curtailment | C&I Curtailment-Turnkey-Other | Small General |  | Winter Evening | % of Load | 0 | 2031 | 65535
| Base | C&I Curtailment | Dynamic Pricing with enabling tech. | Small General |  | Winter Evening | % of Load | 1 | 2031 | 65535
| Base | C&I Curtailment | Dynamic Pricing with enabling tech. | Small General |  | Winter Evening | % of Load | 0 | 2031 | 65535
| Base | C&I Curtailment | DLC-Switch-Water Heating | General |  | Winter Morning | % of Load | 1 | 2031 | 65535
| Base | C&I Curtailment | DLC-Switch-Water Heating | General |  | Winter Morning | % of Load | 0 | 2031 | 65535
| Base | C&I Curtailment | DLC-BYOD-Water Heating | General |  | Winter Morning | % of Load | 1 | 2031 | 65535
| Base | C&I Curtailment | DLC-BYOD-Water Heating | General |  | Winter Morning | % of Load | 0 | 2031 | 65535
| Base | C&I Curtailment | DLC-Thermostat-DI-Central Heat Pump | General |  | Winter Morning | % of Load | 1 | 2031 | 65535
| Base | C&I Curtailment | DLC-Thermostat-DI-Central Heat Pump | General |  | Winter Morning | % of Load | 0 | 2031 | 65535
| Base | C&I Curtailment | DLC-Thermostat-BYOT-Central Heat Pump | General |  | Winter Morning | % of Load | 1 | 2031 | 65535
| Base | C&I Curtailment | DLC-Thermostat-BYOT-Central Heat Pump | General |  | Winter Morning | % of Load | 0 | 2031 | 65535
| Base | C&I Curtailment | DLC-Thermostat-HVAC | General |  | Winter Morning | % of Load | 1 | 2031 | 65535
| Base | C&I Curtailment | DLC-Thermostat-HVAC | General |  | Winter Morning | % of Load | 0 | 2031 | 65535
| Base | C&I Curtailment | DLC-Thermostat-DI-Baseboard Heating | General |  | Winter Morning | % of Load | 1 | 2031 | 65535
| Base | C&I Curtailment | DLC-Thermostat-DI-Baseboard Heating | General |  | Winter Morning | % of Load | 0 | 2031 | 65535
| Base | C&I Curtailment | DLC-Thermostat-BYOT-Baseboard Heating | General |  | Winter Morning | % of Load | 1 | 2031 | 65535
| Base | C&I Curtailment | DLC-Thermostat-BYOT-Baseboard Heating | General |  | Winter Morning | % of Load | 0 | 2031 | 65535
| Base | C&I Curtailment | DLC-Thermostat-DI-MSHP | General |  | Winter Morning | % of Load | 1 | 2031 | 65535
| Base | C&I Curtailment | DLC-Thermostat-DI-MSHP | General |  | Winter Morning | % of Load | 0 | 2031 | 65535
| Base | C&I Curtailment | DLC-Thermostat-BYOT-MSHP | General |  | Winter Morning | % of Load | 1 | 2031 | 65535
| Base | C&I Curtailment | DLC-Thermostat-BYOT-MSHP | General |  | Winter Morning | % of Load | 0 | 2031 | 65535
| Base | C&I Curtailment | C&I Curtailment-Turnkey-Manual HVAC Control | General |  | Winter Morning | % of Load | 1 | 2031 | 65535
| Base | C&I Curtailment | C&I Curtailment-Turnkey-Manual HVAC Control | General |  | Winter Morning | % of Load | 0 | 2031 | 65535
| Base | C&I Curtailment | C&I Curtailment-Turnkey-Auto-DR HVAC Control | General |  | Winter Morning | % of Load | 1 | 2031 | 65535
| Base | C&I Curtailment | C&I Curtailment-Turnkey-Auto-DR HVAC Control | General |  | Winter Morning | % of Load | 0 | 2031 | 65535
| Base | C&I Curtailment | C&I Curtailment-Turnkey-Standard Lighting Control | General |  | Winter Morning | % of Load | 1 | 2031 | 65535
| Base | C&I Curtailment | C&I Curtailment-Turnkey-Standard Lighting Control | General |  | Winter Morning | % of Load | 0 | 2031 | 65535
| Base | C&I Curtailment | C&I Curtailment-Turnkey-Advanced Lighting Control | General |  | Winter Morning | % of Load | 1 | 2031 | 65535
| Base | C&I Curtailment | C&I Curtailment-Turnkey-Advanced Lighting Control | General |  | Winter Morning | % of Load | 0 | 2031 | 65535
| Base | C&I Curtailment | C&I Curtailment-Turnkey-Water Heating Control | General |  | Winter Morning | % of Load | 1 | 2031 | 65535
| Base | C&I Curtailment | C&I Curtailment-Turnkey-Water Heating Control | General |  | Winter Morning | % of Load | 0 | 2031 | 65535
| Base | C&I Curtailment | C&I Curtailment-Turnkey-Other | General |  | Winter Morning | % of Load | 1 | 2031 | 65535
| Base | C&I Curtailment | C&I Curtailment-Turnkey-Other | General |  | Winter Morning | % of Load | 0 | 2031 | 65535
| Base | C&I Curtailment | DLC-Switch-Water Heating | General |  | Winter Evening | % of Load | 1 | 2031 | 65535
| Base | C&I Curtailment | DLC-Switch-Water Heating | General |  | Winter Evening | % of Load | 0 | 2031 | 65535
| Base | C&I Curtailment | DLC-BYOD-Water Heating | General |  | Winter Evening | % of Load | 1 | 2031 | 65535
| Base | C&I Curtailment | DLC-BYOD-Water Heating | General |  | Winter Evening | % of Load | 0 | 2031 | 65535
| Base | C&I Curtailment | DLC-Thermostat-DI-Central Heat Pump | General |  | Winter Evening | % of Load | 1 | 2031 | 65535
| Base | C&I Curtailment | DLC-Thermostat-DI-Central Heat Pump | General |  | Winter Evening | % of Load | 0 | 2031 | 65535
| Base | C&I Curtailment | DLC-Thermostat-BYOT-Central Heat Pump | General |  | Winter Evening | % of Load | 1 | 2031 | 65535
| Base | C&I Curtailment | DLC-Thermostat-BYOT-Central Heat Pump | General |  | Winter Evening | % of Load | 0 | 2031 | 65535
| Base | C&I Curtailment | DLC-Thermostat-HVAC | General |  | Winter Evening | % of Load | 1 | 2031 | 65535
| Base | C&I Curtailment | DLC-Thermostat-HVAC | General |  | Winter Evening | % of Load | 0 | 2031 | 65535
| Base | C&I Curtailment | DLC-Thermostat-DI-Baseboard Heating | General |  | Winter Evening | % of Load | 1 | 2031 | 65535
| Base | C&I Curtailment | DLC-Thermostat-DI-Baseboard Heating | General |  | Winter Evening | % of Load | 0 | 2031 | 65535
| Base | C&I Curtailment | DLC-Thermostat-BYOT-Baseboard Heating | General |  | Winter Evening | % of Load | 1 | 2031 | 65535
| Base | C&I Curtailment | DLC-Thermostat-BYOT-Baseboard Heating | General |  | Winter Evening | % of Load | 0 | 2031 | 65535
| Base | C&I Curtailment | DLC-Thermostat-DI-MSHP | General |  | Winter Evening | % of Load | 1 | 2031 | 65535
| Base | C&I Curtailment | DLC-Thermostat-DI-MSHP | General |  | Winter Evening | % of Load | 0 | 2031 | 65535
| Base | C&I Curtailment | DLC-Thermostat-BYOT-MSHP | General |  | Winter Evening | % of Load | 1 | 2031 | 65535
| Base | C&I Curtailment | DLC-Thermostat-BYOT-MSHP | General |  | Winter Evening | % of Load | 0 | 2031 | 65535
| Base | C&I Curtailment | C&I Curtailment-Turnkey-Manual HVAC Control | General |  | Winter Evening | % of Load | 1 | 2031 | 65535
| Base | C&I Curtailment | C&I Curtailment-Turnkey-Manual HVAC Control | General |  | Winter Evening | % of Load | 0 | 2031 | 65535
| Base | C&I Curtailment | C&I Curtailment-Turnkey-Auto-DR HVAC Control | General |  | Winter Evening | % of Load | 1 | 2031 | 65535
| Base | C&I Curtailment | C&I Curtailment-Turnkey-Auto-DR HVAC Control | General |  | Winter Evening | % of Load | 0 | 2031 | 65535
| Base | C&I Curtailment | C&I Curtailment-Turnkey-Standard Lighting Control | General |  | Winter Evening | % of Load | 1 | 2031 | 65535
| Base | C&I Curtailment | C&I Curtailment-Turnkey-Standard Lighting Control | General |  | Winter Evening | % of Load | 0 | 2031 | 65535
| Base | C&I Curtailment | C&I Curtailment-Turnkey-Advanced Lighting Control | General |  | Winter Evening | % of Load | 1 | 2031 | 65535
| Base | C&I Curtailment | C&I Curtailment-Turnkey-Advanced Lighting Control | General |  | Winter Evening | % of Load | 0 | 2031 | 65535
| Base | C&I Curtailment | C&I Curtailment-Turnkey-Water Heating Control | General |  | Winter Evening | % of Load | 1 | 2031 | 65535
| Base | C&I Curtailment | C&I Curtailment-Turnkey-Water Heating Control | General |  | Winter Evening | % of Load | 0 | 2031 | 65535
| Base | C&I Curtailment | C&I Curtailment-Turnkey-Other | General |  | Winter Evening | % of Load | 1 | 2031 | 65535
| Base | C&I Curtailment | C&I Curtailment-Turnkey-Other | General |  | Winter Evening | % of Load | 0 | 2031 | 65535
| Base | C&I Curtailment | C&I Curtailment-Turnkey-Manual HVAC Control | Large General |  | Winter Morning | % of Load | 1 | 2031 | 65535
| Base | C&I Curtailment | C&I Curtailment-Turnkey-Manual HVAC Control | Large General |  | Winter Morning | % of Load | 0 | 2031 | 65535
| Base | C&I Curtailment | C&I Curtailment-Turnkey-Auto-DR HVAC Control | Large General |  | Winter Morning | % of Load | 1 | 2031 | 65535
| Base | C&I Curtailment | C&I Curtailment-Turnkey-Auto-DR HVAC Control | Large General |  | Winter Morning | % of Load | 0 | 2031 | 65535
| Base | C&I Curtailment | C&I Curtailment-Turnkey-Standard Lighting Control | Large General |  | Winter Morning | % of Load | 1 | 2031 | 65535
| Base | C&I Curtailment | C&I Curtailment-Turnkey-Standard Lighting Control | Large General |  | Winter Morning | % of Load | 0 | 2031 | 65535
| Base | C&I Curtailment | C&I Curtailment-Turnkey-Water Heating Control | Large General |  | Winter Morning | % of Load | 1 | 2031 | 65535
| Base | C&I Curtailment | C&I Curtailment-Turnkey-Water Heating Control | Large General |  | Winter Morning | % of Load | 0 | 2031 | 65535
| Base | C&I Curtailment | C&I Curtailment-Turnkey-Other | Large General |  | Winter Morning | % of Load | 1 | 2031 | 65535
| Base | C&I Curtailment | C&I Curtailment-Turnkey-Other | Large General |  | Winter Morning | % of Load | 0 | 2031 | 65535
| Base | C&I Curtailment | C&I Curtailment-Turnkey-Manual HVAC Control | Large General |  | Winter Evening | % of Load | 1 | 2031 | 65535
| Base | C&I Curtailment | C&I Curtailment-Turnkey-Manual HVAC Control | Large General |  | Winter Evening | % of Load | 0 | 2031 | 65535
| Base | C&I Curtailment | C&I Curtailment-Turnkey-Auto-DR HVAC Control | Large General |  | Winter Evening | % of Load | 1 | 2031 | 65535
| Base | C&I Curtailment | C&I Curtailment-Turnkey-Auto-DR HVAC Control | Large General |  | Winter Evening | % of Load | 0 | 2031 | 65535
| Base | C&I Curtailment | C&I Curtailment-Turnkey-Standard Lighting Control | Large General |  | Winter Evening | % of Load | 1 | 2031 | 65535
| Base | C&I Curtailment | C&I Curtailment-Turnkey-Standard Lighting Control | Large General |  | Winter Evening | % of Load | 0 | 2031 | 65535
| Base | C&I Curtailment | C&I Curtailment-Turnkey-Water Heating Control | Large General |  | Winter Evening | % of Load | 1 | 2031 | 65535
| Base | C&I Curtailment | C&I Curtailment-Turnkey-Water Heating Control | Large General |  | Winter Evening | % of Load | 0 | 2031 | 65535
| Base | C&I Curtailment | C&I Curtailment-Turnkey-Other | Large General |  | Winter Evening | % of Load | 1 | 2031 | 65535
| Base | C&I Curtailment | C&I Curtailment-Turnkey-Other | Large General |  | Winter Evening | % of Load | 0 | 2031 | 65535
| Base | C&I Curtailment | DLC-Switch-Water Heating | Small Industrial |  | Winter Morning | % of Load | 1 | 2031 | 65535
| Base | C&I Curtailment | DLC-Switch-Water Heating | Small Industrial |  | Winter Morning | % of Load | 0 | 2031 | 65535
| Base | C&I Curtailment | DLC-BYOD-Water Heating | Small Industrial |  | Winter Morning | % of Load | 1 | 2031 | 65535
| Base | C&I Curtailment | DLC-BYOD-Water Heating | Small Industrial |  | Winter Morning | % of Load | 0 | 2031 | 65535
| Base | C&I Curtailment | DLC-Thermostat-DI-Central Heat Pump | Small Industrial |  | Winter Morning | % of Load | 1 | 2031 | 65535
| Base | C&I Curtailment | DLC-Thermostat-DI-Central Heat Pump | Small Industrial |  | Winter Morning | % of Load | 0 | 2031 | 65535
| Base | C&I Curtailment | DLC-Thermostat-BYOT-Central Heat Pump | Small Industrial |  | Winter Morning | % of Load | 1 | 2031 | 65535
| Base | C&I Curtailment | DLC-Thermostat-BYOT-Central Heat Pump | Small Industrial |  | Winter Morning | % of Load | 0 | 2031 | 65535
| Base | C&I Curtailment | DLC-Thermostat-HVAC | Small Industrial |  | Winter Morning | % of Load | 1 | 2031 | 65535
| Base | C&I Curtailment | DLC-Thermostat-HVAC | Small Industrial |  | Winter Morning | % of Load | 0 | 2031 | 65535
| Base | C&I Curtailment | DLC-Thermostat-DI-Baseboard Heating | Small Industrial |  | Winter Morning | % of Load | 1 | 2031 | 65535
| Base | C&I Curtailment | DLC-Thermostat-DI-Baseboard Heating | Small Industrial |  | Winter Morning | % of Load | 0 | 2031 | 65535
| Base | C&I Curtailment | DLC-Thermostat-BYOT-Baseboard Heating | Small Industrial |  | Winter Morning | % of Load | 1 | 2031 | 65535
| Base | C&I Curtailment | DLC-Thermostat-BYOT-Baseboard Heating | Small Industrial |  | Winter Morning | % of Load | 0 | 2031 | 65535
| Base | C&I Curtailment | DLC-Thermostat-DI-MSHP | Small Industrial |  | Winter Morning | % of Load | 1 | 2031 | 65535
| Base | C&I Curtailment | DLC-Thermostat-DI-MSHP | Small Industrial |  | Winter Morning | % of Load | 0 | 2031 | 65535
| Base | C&I Curtailment | DLC-Thermostat-BYOT-MSHP | Small Industrial |  | Winter Morning | % of Load | 1 | 2031 | 65535
| Base | C&I Curtailment | DLC-Thermostat-BYOT-MSHP | Small Industrial |  | Winter Morning | % of Load | 0 | 2031 | 65535
| Base | C&I Curtailment | C&I Curtailment-Turnkey-Manual HVAC Control | Small Industrial |  | Winter Morning | % of Load | 1 | 2031 | 65535
| Base | C&I Curtailment | C&I Curtailment-Turnkey-Manual HVAC Control | Small Industrial |  | Winter Morning | % of Load | 0 | 2031 | 65535
| Base | C&I Curtailment | C&I Curtailment-Turnkey-Auto-DR HVAC Control | Small Industrial |  | Winter Morning | % of Load | 1 | 2031 | 65535
| Base | C&I Curtailment | C&I Curtailment-Turnkey-Auto-DR HVAC Control | Small Industrial |  | Winter Morning | % of Load | 0 | 2031 | 65535
| Base | C&I Curtailment | C&I Curtailment-Turnkey-Standard Lighting Control | Small Industrial |  | Winter Morning | % of Load | 1 | 2031 | 65535
| Base | C&I Curtailment | C&I Curtailment-Turnkey-Standard Lighting Control | Small Industrial |  | Winter Morning | % of Load | 0 | 2031 | 65535
| Base | C&I Curtailment | C&I Curtailment-Turnkey-Advanced Lighting Control | Small Industrial |  | Winter Morning | % of Load | 1 | 2031 | 65535
| Base | C&I Curtailment | C&I Curtailment-Turnkey-Advanced Lighting Control | Small Industrial |  | Winter Morning | % of Load | 0 | 2031 | 65535
| Base | C&I Curtailment | C&I Curtailment-Turnkey-Water Heating Control | Small Industrial |  | Winter Morning | % of Load | 1 | 2031 | 65535
| Base | C&I Curtailment | C&I Curtailment-Turnkey-Water Heating Control | Small Industrial |  | Winter Morning | % of Load | 0 | 2031 | 65535
| Base | C&I Curtailment | C&I Curtailment-Turnkey-Other | Small Industrial |  | Winter Morning | % of Load | 1 | 2031 | 65535
| Base | C&I Curtailment | C&I Curtailment-Turnkey-Other | Small Industrial |  | Winter Morning | % of Load | 0 | 2031 | 65535
| Base | C&I Curtailment | C&I Curtailment-Turnkey-Industrial | Small Industrial |  | Winter Morning | % of Load | 1 | 2031 | 65535
| Base | C&I Curtailment | C&I Curtailment-Turnkey-Industrial | Small Industrial |  | Winter Morning | % of Load | 0 | 2031 | 65535
| Base | C&I Curtailment | DLC-Switch-Water Heating | Small Industrial |  | Winter Evening | % of Load | 1 | 2031 | 65535
| Base | C&I Curtailment | DLC-Switch-Water Heating | Small Industrial |  | Winter Evening | % of Load | 0 | 2031 | 65535
| Base | C&I Curtailment | DLC-BYOD-Water Heating | Small Industrial |  | Winter Evening | % of Load | 1 | 2031 | 65535
| Base | C&I Curtailment | DLC-BYOD-Water Heating | Small Industrial |  | Winter Evening | % of Load | 0 | 2031 | 65535
| Base | C&I Curtailment | DLC-Thermostat-DI-Central Heat Pump | Small Industrial |  | Winter Evening | % of Load | 1 | 2031 | 65535
| Base | C&I Curtailment | DLC-Thermostat-DI-Central Heat Pump | Small Industrial |  | Winter Evening | % of Load | 0 | 2031 | 65535
| Base | C&I Curtailment | DLC-Thermostat-BYOT-Central Heat Pump | Small Industrial |  | Winter Evening | % of Load | 1 | 2031 | 65535
| Base | C&I Curtailment | DLC-Thermostat-BYOT-Central Heat Pump | Small Industrial |  | Winter Evening | % of Load | 0 | 2031 | 65535
| Base | C&I Curtailment | DLC-Thermostat-HVAC | Small Industrial |  | Winter Evening | % of Load | 1 | 2031 | 65535
| Base | C&I Curtailment | DLC-Thermostat-HVAC | Small Industrial |  | Winter Evening | % of Load | 0 | 2031 | 65535
| Base | C&I Curtailment | DLC-Thermostat-DI-Baseboard Heating | Small Industrial |  | Winter Evening | % of Load | 1 | 2031 | 65535
| Base | C&I Curtailment | DLC-Thermostat-DI-Baseboard Heating | Small Industrial |  | Winter Evening | % of Load | 0 | 2031 | 65535
| Base | C&I Curtailment | DLC-Thermostat-BYOT-Baseboard Heating | Small Industrial |  | Winter Evening | % of Load | 1 | 2031 | 65535
| Base | C&I Curtailment | DLC-Thermostat-BYOT-Baseboard Heating | Small Industrial |  | Winter Evening | % of Load | 0 | 2031 | 65535
| Base | C&I Curtailment | DLC-Thermostat-DI-MSHP | Small Industrial |  | Winter Evening | % of Load | 1 | 2031 | 65535
| Base | C&I Curtailment | DLC-Thermostat-DI-MSHP | Small Industrial |  | Winter Evening | % of Load | 0 | 2031 | 65535
| Base | C&I Curtailment | DLC-Thermostat-BYOT-MSHP | Small Industrial |  | Winter Evening | % of Load | 1 | 2031 | 65535
| Base | C&I Curtailment | DLC-Thermostat-BYOT-MSHP | Small Industrial |  | Winter Evening | % of Load | 0 | 2031 | 65535
| Base | C&I Curtailment | C&I Curtailment-Turnkey-Manual HVAC Control | Small Industrial |  | Winter Evening | % of Load | 1 | 2031 | 65535
| Base | C&I Curtailment | C&I Curtailment-Turnkey-Manual HVAC Control | Small Industrial |  | Winter Evening | % of Load | 0 | 2031 | 65535
| Base | C&I Curtailment | C&I Curtailment-Turnkey-Auto-DR HVAC Control | Small Industrial |  | Winter Evening | % of Load | 1 | 2031 | 65535
| Base | C&I Curtailment | C&I Curtailment-Turnkey-Auto-DR HVAC Control | Small Industrial |  | Winter Evening | % of Load | 0 | 2031 | 65535
| Base | C&I Curtailment | C&I Curtailment-Turnkey-Standard Lighting Control | Small Industrial |  | Winter Evening | % of Load | 1 | 2031 | 65535
| Base | C&I Curtailment | C&I Curtailment-Turnkey-Standard Lighting Control | Small Industrial |  | Winter Evening | % of Load | 0 | 2031 | 65535
| Base | C&I Curtailment | C&I Curtailment-Turnkey-Advanced Lighting Control | Small Industrial |  | Winter Evening | % of Load | 1 | 2031 | 65535
| Base | C&I Curtailment | C&I Curtailment-Turnkey-Advanced Lighting Control | Small Industrial |  | Winter Evening | % of Load | 0 | 2031 | 65535
| Base | C&I Curtailment | C&I Curtailment-Turnkey-Water Heating Control | Small Industrial |  | Winter Evening | % of Load | 1 | 2031 | 65535
| Base | C&I Curtailment | C&I Curtailment-Turnkey-Water Heating Control | Small Industrial |  | Winter Evening | % of Load | 0 | 2031 | 65535
| Base | C&I Curtailment | C&I Curtailment-Turnkey-Other | Small Industrial |  | Winter Evening | % of Load | 1 | 2031 | 65535
| Base | C&I Curtailment | C&I Curtailment-Turnkey-Other | Small Industrial |  | Winter Evening | % of Load | 0 | 2031 | 65535
| Base | C&I Curtailment | C&I Curtailment-Turnkey-Industrial | Small Industrial |  | Winter Evening | % of Load | 1 | 2031 | 65535
| Base | C&I Curtailment | C&I Curtailment-Turnkey-Industrial | Small Industrial |  | Winter Evening | % of Load | 0 | 2031 | 65535
| Base | C&I Curtailment | DLC-Switch-Water Heating | Medium Industrial |  | Winter Morning | % of Load | 1 | 2031 | 65535
| Base | C&I Curtailment | DLC-Switch-Water Heating | Medium Industrial |  | Winter Morning | % of Load | 0 | 2031 | 65535
| Base | C&I Curtailment | DLC-BYOD-Water Heating | Medium Industrial |  | Winter Morning | % of Load | 1 | 2031 | 65535
| Base | C&I Curtailment | DLC-BYOD-Water Heating | Medium Industrial |  | Winter Morning | % of Load | 0 | 2031 | 65535
| Base | C&I Curtailment | DLC-Thermostat-DI-Central Heat Pump | Medium Industrial |  | Winter Morning | % of Load | 1 | 2031 | 65535
| Base | C&I Curtailment | DLC-Thermostat-DI-Central Heat Pump | Medium Industrial |  | Winter Morning | % of Load | 0 | 2031 | 65535
| Base | C&I Curtailment | DLC-Thermostat-BYOT-Central Heat Pump | Medium Industrial |  | Winter Morning | % of Load | 1 | 2031 | 65535
| Base | C&I Curtailment | DLC-Thermostat-BYOT-Central Heat Pump | Medium Industrial |  | Winter Morning | % of Load | 0 | 2031 | 65535
| Base | C&I Curtailment | DLC-Thermostat-HVAC | Medium Industrial |  | Winter Morning | % of Load | 1 | 2031 | 65535
| Base | C&I Curtailment | DLC-Thermostat-HVAC | Medium Industrial |  | Winter Morning | % of Load | 0 | 2031 | 65535
| Base | C&I Curtailment | DLC-Thermostat-DI-Baseboard Heating | Medium Industrial |  | Winter Morning | % of Load | 1 | 2031 | 65535
| Base | C&I Curtailment | DLC-Thermostat-DI-Baseboard Heating | Medium Industrial |  | Winter Morning | % of Load | 0 | 2031 | 65535
| Base | C&I Curtailment | DLC-Thermostat-BYOT-Baseboard Heating | Medium Industrial |  | Winter Morning | % of Load | 1 | 2031 | 65535
| Base | C&I Curtailment | DLC-Thermostat-BYOT-Baseboard Heating | Medium Industrial |  | Winter Morning | % of Load | 0 | 2031 | 65535
| Base | C&I Curtailment | DLC-Thermostat-DI-MSHP | Medium Industrial |  | Winter Morning | % of Load | 1 | 2031 | 65535
| Base | C&I Curtailment | DLC-Thermostat-DI-MSHP | Medium Industrial |  | Winter Morning | % of Load | 0 | 2031 | 65535
| Base | C&I Curtailment | DLC-Thermostat-BYOT-MSHP | Medium Industrial |  | Winter Morning | % of Load | 1 | 2031 | 65535
| Base | C&I Curtailment | DLC-Thermostat-BYOT-MSHP | Medium Industrial |  | Winter Morning | % of Load | 0 | 2031 | 65535
| Base | C&I Curtailment | C&I Curtailment-Turnkey-Manual HVAC Control | Medium Industrial |  | Winter Morning | % of Load | 1 | 2031 | 65535
| Base | C&I Curtailment | C&I Curtailment-Turnkey-Manual HVAC Control | Medium Industrial |  | Winter Morning | % of Load | 0 | 2031 | 65535
| Base | C&I Curtailment | C&I Curtailment-Turnkey-Auto-DR HVAC Control | Medium Industrial |  | Winter Morning | % of Load | 1 | 2031 | 65535
| Base | C&I Curtailment | C&I Curtailment-Turnkey-Auto-DR HVAC Control | Medium Industrial |  | Winter Morning | % of Load | 0 | 2031 | 65535
| Base | C&I Curtailment | C&I Curtailment-Turnkey-Standard Lighting Control | Medium Industrial |  | Winter Morning | % of Load | 1 | 2031 | 65535
| Base | C&I Curtailment | C&I Curtailment-Turnkey-Standard Lighting Control | Medium Industrial |  | Winter Morning | % of Load | 0 | 2031 | 65535
| Base | C&I Curtailment | C&I Curtailment-Turnkey-Advanced Lighting Control | Medium Industrial |  | Winter Morning | % of Load | 1 | 2031 | 65535
| Base | C&I Curtailment | C&I Curtailment-Turnkey-Advanced Lighting Control | Medium Industrial |  | Winter Morning | % of Load | 0 | 2031 | 65535
| Base | C&I Curtailment | C&I Curtailment-Turnkey-Water Heating Control | Medium Industrial |  | Winter Morning | % of Load | 1 | 2031 | 65535
| Base | C&I Curtailment | C&I Curtailment-Turnkey-Water Heating Control | Medium Industrial |  | Winter Morning | % of Load | 0 | 2031 | 65535
| Base | C&I Curtailment | C&I Curtailment-Turnkey-Other | Medium Industrial |  | Winter Morning | % of Load | 1 | 2031 | 65535
| Base | C&I Curtailment | C&I Curtailment-Turnkey-Other | Medium Industrial |  | Winter Morning | % of Load | 0 | 2031 | 65535
| Base | C&I Curtailment | DLC-Switch-Water Heating | Medium Industrial |  | Winter Evening | % of Load | 1 | 2031 | 65535
| Base | C&I Curtailment | DLC-Switch-Water Heating | Medium Industrial |  | Winter Evening | % of Load | 0 | 2031 | 65535
| Base | C&I Curtailment | DLC-BYOD-Water Heating | Medium Industrial |  | Winter Evening | % of Load | 1 | 2031 | 65535
| Base | C&I Curtailment | DLC-BYOD-Water Heating | Medium Industrial |  | Winter Evening | % of Load | 0 | 2031 | 65535
| Base | C&I Curtailment | DLC-Thermostat-DI-Central Heat Pump | Medium Industrial |  | Winter Evening | % of Load | 1 | 2031 | 65535
| Base | C&I Curtailment | DLC-Thermostat-DI-Central Heat Pump | Medium Industrial |  | Winter Evening | % of Load | 0 | 2031 | 65535
| Base | C&I Curtailment | DLC-Thermostat-BYOT-Central Heat Pump | Medium Industrial |  | Winter Evening | % of Load | 1 | 2031 | 65535
| Base | C&I Curtailment | DLC-Thermostat-BYOT-Central Heat Pump | Medium Industrial |  | Winter Evening | % of Load | 0 | 2031 | 65535
| Base | C&I Curtailment | DLC-Thermostat-HVAC | Medium Industrial |  | Winter Evening | % of Load | 1 | 2031 | 65535
| Base | C&I Curtailment | DLC-Thermostat-HVAC | Medium Industrial |  | Winter Evening | % of Load | 0 | 2031 | 65535
| Base | C&I Curtailment | DLC-Thermostat-DI-Baseboard Heating | Medium Industrial |  | Winter Evening | % of Load | 1 | 2031 | 65535
| Base | C&I Curtailment | DLC-Thermostat-DI-Baseboard Heating | Medium Industrial |  | Winter Evening | % of Load | 0 | 2031 | 65535
| Base | C&I Curtailment | DLC-Thermostat-BYOT-Baseboard Heating | Medium Industrial |  | Winter Evening | % of Load | 1 | 2031 | 65535
| Base | C&I Curtailment | DLC-Thermostat-BYOT-Baseboard Heating | Medium Industrial |  | Winter Evening | % of Load | 0 | 2031 | 65535
| Base | C&I Curtailment | DLC-Thermostat-DI-MSHP | Medium Industrial |  | Winter Evening | % of Load | 1 | 2031 | 65535
| Base | C&I Curtailment | DLC-Thermostat-DI-MSHP | Medium Industrial |  | Winter Evening | % of Load | 0 | 2031 | 65535
| Base | C&I Curtailment | DLC-Thermostat-BYOT-MSHP | Medium Industrial |  | Winter Evening | % of Load | 1 | 2031 | 65535
| Base | C&I Curtailment | DLC-Thermostat-BYOT-MSHP | Medium Industrial |  | Winter Evening | % of Load | 0 | 2031 | 65535
| Base | C&I Curtailment | C&I Curtailment-Turnkey-Manual HVAC Control | Medium Industrial |  | Winter Evening | % of Load | 1 | 2031 | 65535
| Base | C&I Curtailment | C&I Curtailment-Turnkey-Manual HVAC Control | Medium Industrial |  | Winter Evening | % of Load | 0 | 2031 | 65535
| Base | C&I Curtailment | C&I Curtailment-Turnkey-Auto-DR HVAC Control | Medium Industrial |  | Winter Evening | % of Load | 1 | 2031 | 65535
| Base | C&I Curtailment | C&I Curtailment-Turnkey-Auto-DR HVAC Control | Medium Industrial |  | Winter Evening | % of Load | 0 | 2031 | 65535
| Base | C&I Curtailment | C&I Curtailment-Turnkey-Standard Lighting Control | Medium Industrial |  | Winter Evening | % of Load | 1 | 2031 | 65535
| Base | C&I Curtailment | C&I Curtailment-Turnkey-Standard Lighting Control | Medium Industrial |  | Winter Evening | % of Load | 0 | 2031 | 65535
| Base | C&I Curtailment | C&I Curtailment-Turnkey-Advanced Lighting Control | Medium Industrial |  | Winter Evening | % of Load | 1 | 2031 | 65535
| Base | C&I Curtailment | C&I Curtailment-Turnkey-Advanced Lighting Control | Medium Industrial |  | Winter Evening | % of Load | 0 | 2031 | 65535
| Base | C&I Curtailment | C&I Curtailment-Turnkey-Water Heating Control | Medium Industrial |  | Winter Evening | % of Load | 1 | 2031 | 65535
| Base | C&I Curtailment | C&I Curtailment-Turnkey-Water Heating Control | Medium Industrial |  | Winter Evening | % of Load | 0 | 2031 | 65535
| Base | C&I Curtailment | C&I Curtailment-Turnkey-Other | Medium Industrial |  | Winter Evening | % of Load | 1 | 2031 | 65535
| Base | C&I Curtailment | C&I Curtailment-Turnkey-Other | Medium Industrial |  | Winter Evening | % of Load | 0 | 2031 | 65535
| Base | C&I Curtailment | C&I Curtailment-Turnkey-Manual HVAC Control | Large Industrial |  | Winter Morning | % of Load | 1 | 2031 | 65535
| Base | C&I Curtailment | C&I Curtailment-Turnkey-Manual HVAC Control | Large Industrial |  | Winter Morning | % of Load | 0 | 2031 | 65535
| Base | C&I Curtailment | C&I Curtailment-Turnkey-Auto-DR HVAC Control | Large Industrial |  | Winter Morning | % of Load | 1 | 2031 | 65535
| Base | C&I Curtailment | C&I Curtailment-Turnkey-Auto-DR HVAC Control | Large Industrial |  | Winter Morning | % of Load | 0 | 2031 | 65535
| Base | C&I Curtailment | C&I Curtailment-Turnkey-Standard Lighting Control | Large Industrial |  | Winter Morning | % of Load | 1 | 2031 | 65535
| Base | C&I Curtailment | C&I Curtailment-Turnkey-Standard Lighting Control | Large Industrial |  | Winter Morning | % of Load | 0 | 2031 | 65535
| Base | C&I Curtailment | C&I Curtailment-Turnkey-Water Heating Control | Large Industrial |  | Winter Morning | % of Load | 1 | 2031 | 65535
| Base | C&I Curtailment | C&I Curtailment-Turnkey-Water Heating Control | Large Industrial |  | Winter Morning | % of Load | 0 | 2031 | 65535
| Base | C&I Curtailment | C&I Curtailment-Turnkey-Other | Large Industrial |  | Winter Morning | % of Load | 1 | 2031 | 65535
| Base | C&I Curtailment | C&I Curtailment-Turnkey-Other | Large Industrial |  | Winter Morning | % of Load | 0 | 2031 | 65535
| Base | C&I Curtailment | C&I Curtailment-Turnkey-Industrial | Large Industrial |  | Winter Morning | % of Load | 1 | 2031 | 65535
| Base | C&I Curtailment | C&I Curtailment-Turnkey-Industrial | Large Industrial |  | Winter Morning | % of Load | 0 | 2031 | 65535
| Base | C&I Curtailment | C&I Curtailment-Turnkey-Manual HVAC Control | Large Industrial |  | Winter Evening | % of Load | 1 | 2031 | 65535
| Base | C&I Curtailment | C&I Curtailment-Turnkey-Manual HVAC Control | Large Industrial |  | Winter Evening | % of Load | 0 | 2031 | 65535
| Base | C&I Curtailment | C&I Curtailment-Turnkey-Auto-DR HVAC Control | Large Industrial |  | Winter Evening | % of Load | 1 | 2031 | 65535
| Base | C&I Curtailment | C&I Curtailment-Turnkey-Auto-DR HVAC Control | Large Industrial |  | Winter Evening | % of Load | 0 | 2031 | 65535
| Base | C&I Curtailment | C&I Curtailment-Turnkey-Standard Lighting Control | Large Industrial |  | Winter Evening | % of Load | 1 | 2031 | 65535
| Base | C&I Curtailment | C&I Curtailment-Turnkey-Standard Lighting Control | Large Industrial |  | Winter Evening | % of Load | 0 | 2031 | 65535
| Base | C&I Curtailment | C&I Curtailment-Turnkey-Water Heating Control | Large Industrial |  | Winter Evening | % of Load | 1 | 2031 | 65535
| Base | C&I Curtailment | C&I Curtailment-Turnkey-Water Heating Control | Large Industrial |  | Winter Evening | % of Load | 0 | 2031 | 65535
| Base | C&I Curtailment | C&I Curtailment-Turnkey-Other | Large Industrial |  | Winter Evening | % of Load | 1 | 2031 | 65535
| Base | C&I Curtailment | C&I Curtailment-Turnkey-Other | Large Industrial |  | Winter Evening | % of Load | 0 | 2031 | 65535
| Base | C&I Curtailment | C&I Curtailment-Turnkey-Industrial | Large Industrial |  | Winter Evening | % of Load | 1 | 2031 | 65535
| Base | C&I Curtailment | C&I Curtailment-Turnkey-Industrial | Large Industrial |  | Winter Evening | % of Load | 0 | 2031 | 65535
| Base | Dynamic Pricing | DLC-Switch-Water Heating | Small General |  | Winter Morning | % of Load | 1 | 2031 | 65535
| Base | Dynamic Pricing | DLC-Switch-Water Heating | Small General |  | Winter Morning | % of Load | 0 | 2031 | 65535
| Base | Dynamic Pricing | DLC-BYOD-Water Heating | Small General |  | Winter Morning | % of Load | 1 | 2031 | 65535
| Base | Dynamic Pricing | DLC-BYOD-Water Heating | Small General |  | Winter Morning | % of Load | 0 | 2031 | 65535
| Base | Dynamic Pricing | DLC-Thermostat-DI-Central Heat Pump | Small General |  | Winter Morning | % of Load | 1 | 2031 | 65535
| Base | Dynamic Pricing | DLC-Thermostat-DI-Central Heat Pump | Small General |  | Winter Morning | % of Load | 0 | 2031 | 65535
| Base | Dynamic Pricing | DLC-Thermostat-BYOT-Central Heat Pump | Small General |  | Winter Morning | % of Load | 1 | 2031 | 65535
| Base | Dynamic Pricing | DLC-Thermostat-BYOT-Central Heat Pump | Small General |  | Winter Morning | % of Load | 0 | 2031 | 65535
| Base | Dynamic Pricing | DLC-Thermostat-HVAC | Small General |  | Winter Morning | % of Load | 1 | 2031 | 65535
| Base | Dynamic Pricing | DLC-Thermostat-HVAC | Small General |  | Winter Morning | % of Load | 0 | 2031 | 65535
| Base | Dynamic Pricing | DLC-Thermostat-DI-Baseboard Heating | Small General |  | Winter Morning | % of Load | 1 | 2031 | 65535
| Base | Dynamic Pricing | DLC-Thermostat-DI-Baseboard Heating | Small General |  | Winter Morning | % of Load | 0 | 2031 | 65535
| Base | Dynamic Pricing | DLC-Thermostat-BYOT-Baseboard Heating | Small General |  | Winter Morning | % of Load | 1 | 2031 | 65535
| Base | Dynamic Pricing | DLC-Thermostat-BYOT-Baseboard Heating | Small General |  | Winter Morning | % of Load | 0 | 2031 | 65535
| Base | Dynamic Pricing | DLC-Thermostat-DI-MSHP | Small General |  | Winter Morning | % of Load | 1 | 2031 | 65535
| Base | Dynamic Pricing | DLC-Thermostat-DI-MSHP | Small General |  | Winter Morning | % of Load | 0 | 2031 | 65535
| Base | Dynamic Pricing | DLC-Thermostat-BYOT-MSHP | Small General |  | Winter Morning | % of Load | 1 | 2031 | 65535
| Base | Dynamic Pricing | DLC-Thermostat-BYOT-MSHP | Small General |  | Winter Morning | % of Load | 0 | 2031 | 65535
| Base | Dynamic Pricing | C&I Curtailment-Turnkey-Manual HVAC Control | Small General |  | Winter Morning | % of Load | 1 | 2031 | 65535
| Base | Dynamic Pricing | C&I Curtailment-Turnkey-Manual HVAC Control | Small General |  | Winter Morning | % of Load | 0 | 2031 | 65535
| Base | Dynamic Pricing | C&I Curtailment-Turnkey-Auto-DR HVAC Control | Small General |  | Winter Morning | % of Load | 1 | 2031 | 65535
| Base | Dynamic Pricing | C&I Curtailment-Turnkey-Auto-DR HVAC Control | Small General |  | Winter Morning | % of Load | 0 | 2031 | 65535
| Base | Dynamic Pricing | C&I Curtailment-Turnkey-Standard Lighting Control | Small General |  | Winter Morning | % of Load | 1 | 2031 | 65535
| Base | Dynamic Pricing | C&I Curtailment-Turnkey-Standard Lighting Control | Small General |  | Winter Morning | % of Load | 0 | 2031 | 65535
| Base | Dynamic Pricing | C&I Curtailment-Turnkey-Advanced Lighting Control | Small General |  | Winter Morning | % of Load | 1 | 2031 | 65535
| Base | Dynamic Pricing | C&I Curtailment-Turnkey-Advanced Lighting Control | Small General |  | Winter Morning | % of Load | 0 | 2031 | 65535
| Base | Dynamic Pricing | C&I Curtailment-Turnkey-Water Heating Control | Small General |  | Winter Morning | % of Load | 1 | 2031 | 65535
| Base | Dynamic Pricing | C&I Curtailment-Turnkey-Water Heating Control | Small General |  | Winter Morning | % of Load | 0 | 2031 | 65535
| Base | Dynamic Pricing | C&I Curtailment-Turnkey-Other | Small General |  | Winter Morning | % of Load | 1 | 2031 | 65535
| Base | Dynamic Pricing | C&I Curtailment-Turnkey-Other | Small General |  | Winter Morning | % of Load | 0 | 2031 | 65535
| Base | Dynamic Pricing | Dynamic Pricing with enabling tech. | Small General |  | Winter Morning | % of Load | 1 | 2031 | 65535
| Base | Dynamic Pricing | Dynamic Pricing with enabling tech. | Small General |  | Winter Morning | % of Load | 0 | 2031 | 65535
| Base | Dynamic Pricing | Dynamic Pricing w/o enabling tech. | Small General |  | Winter Morning | % of Load | 1 | 2031 | 65535
| Base | Dynamic Pricing | Dynamic Pricing w/o enabling tech. | Small General |  | Winter Morning | % of Load | 0 | 2031 | 65535
| Base | Dynamic Pricing | DLC-Switch-Water Heating | Small General |  | Winter Evening | % of Load | 1 | 2031 | 65535
| Base | Dynamic Pricing | DLC-Switch-Water Heating | Small General |  | Winter Evening | % of Load | 0 | 2031 | 65535
| Base | Dynamic Pricing | DLC-BYOD-Water Heating | Small General |  | Winter Evening | % of Load | 1 | 2031 | 65535
| Base | Dynamic Pricing | DLC-BYOD-Water Heating | Small General |  | Winter Evening | % of Load | 0 | 2031 | 65535
| Base | Dynamic Pricing | DLC-Thermostat-DI-Central Heat Pump | Small General |  | Winter Evening | % of Load | 1 | 2031 | 65535
| Base | Dynamic Pricing | DLC-Thermostat-DI-Central Heat Pump | Small General |  | Winter Evening | % of Load | 0 | 2031 | 65535
| Base | Dynamic Pricing | DLC-Thermostat-BYOT-Central Heat Pump | Small General |  | Winter Evening | % of Load | 1 | 2031 | 65535
| Base | Dynamic Pricing | DLC-Thermostat-BYOT-Central Heat Pump | Small General |  | Winter Evening | % of Load | 0 | 2031 | 65535
| Base | Dynamic Pricing | DLC-Thermostat-HVAC | Small General |  | Winter Evening | % of Load | 1 | 2031 | 65535
| Base | Dynamic Pricing | DLC-Thermostat-HVAC | Small General |  | Winter Evening | % of Load | 0 | 2031 | 65535
| Base | Dynamic Pricing | DLC-Thermostat-DI-Baseboard Heating | Small General |  | Winter Evening | % of Load | 1 | 2031 | 65535
| Base | Dynamic Pricing | DLC-Thermostat-DI-Baseboard Heating | Small General |  | Winter Evening | % of Load | 0 | 2031 | 65535
| Base | Dynamic Pricing | DLC-Thermostat-BYOT-Baseboard Heating | Small General |  | Winter Evening | % of Load | 1 | 2031 | 65535
| Base | Dynamic Pricing | DLC-Thermostat-BYOT-Baseboard Heating | Small General |  | Winter Evening | % of Load | 0 | 2031 | 65535
| Base | Dynamic Pricing | DLC-Thermostat-DI-MSHP | Small General |  | Winter Evening | % of Load | 1 | 2031 | 65535
| Base | Dynamic Pricing | DLC-Thermostat-DI-MSHP | Small General |  | Winter Evening | % of Load | 0 | 2031 | 65535
| Base | Dynamic Pricing | DLC-Thermostat-BYOT-MSHP | Small General |  | Winter Evening | % of Load | 1 | 2031 | 65535
| Base | Dynamic Pricing | DLC-Thermostat-BYOT-MSHP | Small General |  | Winter Evening | % of Load | 0 | 2031 | 65535
| Base | Dynamic Pricing | C&I Curtailment-Turnkey-Manual HVAC Control | Small General |  | Winter Evening | % of Load | 1 | 2031 | 65535
| Base | Dynamic Pricing | C&I Curtailment-Turnkey-Manual HVAC Control | Small General |  | Winter Evening | % of Load | 0 | 2031 | 65535
| Base | Dynamic Pricing | C&I Curtailment-Turnkey-Auto-DR HVAC Control | Small General |  | Winter Evening | % of Load | 1 | 2031 | 65535
| Base | Dynamic Pricing | C&I Curtailment-Turnkey-Auto-DR HVAC Control | Small General |  | Winter Evening | % of Load | 0 | 2031 | 65535
| Base | Dynamic Pricing | C&I Curtailment-Turnkey-Standard Lighting Control | Small General |  | Winter Evening | % of Load | 1 | 2031 | 65535
| Base | Dynamic Pricing | C&I Curtailment-Turnkey-Standard Lighting Control | Small General |  | Winter Evening | % of Load | 0 | 2031 | 65535
| Base | Dynamic Pricing | C&I Curtailment-Turnkey-Advanced Lighting Control | Small General |  | Winter Evening | % of Load | 1 | 2031 | 65535
| Base | Dynamic Pricing | C&I Curtailment-Turnkey-Advanced Lighting Control | Small General |  | Winter Evening | % of Load | 0 | 2031 | 65535
| Base | Dynamic Pricing | C&I Curtailment-Turnkey-Water Heating Control | Small General |  | Winter Evening | % of Load | 1 | 2031 | 65535
| Base | Dynamic Pricing | C&I Curtailment-Turnkey-Water Heating Control | Small General |  | Winter Evening | % of Load | 0 | 2031 | 65535
| Base | Dynamic Pricing | C&I Curtailment-Turnkey-Other | Small General |  | Winter Evening | % of Load | 1 | 2031 | 65535
| Base | Dynamic Pricing | C&I Curtailment-Turnkey-Other | Small General |  | Winter Evening | % of Load | 0 | 2031 | 65535
| Base | Dynamic Pricing | Dynamic Pricing with enabling tech. | Small General |  | Winter Evening | % of Load | 1 | 2031 | 65535
| Base | Dynamic Pricing | Dynamic Pricing with enabling tech. | Small General |  | Winter Evening | % of Load | 0 | 2031 | 65535
| Base | Dynamic Pricing | Dynamic Pricing w/o enabling tech. | Small General |  | Winter Evening | % of Load | 1 | 2031 | 65535
| Base | Dynamic Pricing | Dynamic Pricing w/o enabling tech. | Small General |  | Winter Evening | % of Load | 0 | 2031 | 65535
| Base | Dynamic Pricing | DLC-Switch-Water Heating | General |  | Winter Morning | % of Load | 1 | 2031 | 65535
| Base | Dynamic Pricing | DLC-Switch-Water Heating | General |  | Winter Morning | % of Load | 0 | 2031 | 65535
| Base | Dynamic Pricing | DLC-BYOD-Water Heating | General |  | Winter Morning | % of Load | 1 | 2031 | 65535
| Base | Dynamic Pricing | DLC-BYOD-Water Heating | General |  | Winter Morning | % of Load | 0 | 2031 | 65535
| Base | Dynamic Pricing | DLC-Thermostat-DI-Central Heat Pump | General |  | Winter Morning | % of Load | 1 | 2031 | 65535
| Base | Dynamic Pricing | DLC-Thermostat-DI-Central Heat Pump | General |  | Winter Morning | % of Load | 0 | 2031 | 65535
| Base | Dynamic Pricing | DLC-Thermostat-BYOT-Central Heat Pump | General |  | Winter Morning | % of Load | 1 | 2031 | 65535
| Base | Dynamic Pricing | DLC-Thermostat-BYOT-Central Heat Pump | General |  | Winter Morning | % of Load | 0 | 2031 | 65535
| Base | Dynamic Pricing | DLC-Thermostat-HVAC | General |  | Winter Morning | % of Load | 1 | 2031 | 65535
| Base | Dynamic Pricing | DLC-Thermostat-HVAC | General |  | Winter Morning | % of Load | 0 | 2031 | 65535
| Base | Dynamic Pricing | DLC-Thermostat-DI-Baseboard Heating | General |  | Winter Morning | % of Load | 1 | 2031 | 65535
| Base | Dynamic Pricing | DLC-Thermostat-DI-Baseboard Heating | General |  | Winter Morning | % of Load | 0 | 2031 | 65535
| Base | Dynamic Pricing | DLC-Thermostat-BYOT-Baseboard Heating | General |  | Winter Morning | % of Load | 1 | 2031 | 65535
| Base | Dynamic Pricing | DLC-Thermostat-BYOT-Baseboard Heating | General |  | Winter Morning | % of Load | 0 | 2031 | 65535
| Base | Dynamic Pricing | DLC-Thermostat-DI-MSHP | General |  | Winter Morning | % of Load | 1 | 2031 | 65535
| Base | Dynamic Pricing | DLC-Thermostat-DI-MSHP | General |  | Winter Morning | % of Load | 0 | 2031 | 65535
| Base | Dynamic Pricing | DLC-Thermostat-BYOT-MSHP | General |  | Winter Morning | % of Load | 1 | 2031 | 65535
| Base | Dynamic Pricing | DLC-Thermostat-BYOT-MSHP | General |  | Winter Morning | % of Load | 0 | 2031 | 65535
| Base | Dynamic Pricing | C&I Curtailment-Turnkey-Manual HVAC Control | General |  | Winter Morning | % of Load | 1 | 2031 | 65535
| Base | Dynamic Pricing | C&I Curtailment-Turnkey-Manual HVAC Control | General |  | Winter Morning | % of Load | 0 | 2031 | 65535
| Base | Dynamic Pricing | C&I Curtailment-Turnkey-Auto-DR HVAC Control | General |  | Winter Morning | % of Load | 1 | 2031 | 65535
| Base | Dynamic Pricing | C&I Curtailment-Turnkey-Auto-DR HVAC Control | General |  | Winter Morning | % of Load | 0 | 2031 | 65535
| Base | Dynamic Pricing | C&I Curtailment-Turnkey-Standard Lighting Control | General |  | Winter Morning | % of Load | 1 | 2031 | 65535
| Base | Dynamic Pricing | C&I Curtailment-Turnkey-Standard Lighting Control | General |  | Winter Morning | % of Load | 0 | 2031 | 65535
| Base | Dynamic Pricing | C&I Curtailment-Turnkey-Advanced Lighting Control | General |  | Winter Morning | % of Load | 1 | 2031 | 65535
| Base | Dynamic Pricing | C&I Curtailment-Turnkey-Advanced Lighting Control | General |  | Winter Morning | % of Load | 0 | 2031 | 65535
| Base | Dynamic Pricing | C&I Curtailment-Turnkey-Water Heating Control | General |  | Winter Morning | % of Load | 1 | 2031 | 65535
| Base | Dynamic Pricing | C&I Curtailment-Turnkey-Water Heating Control | General |  | Winter Morning | % of Load | 0 | 2031 | 65535
| Base | Dynamic Pricing | C&I Curtailment-Turnkey-Other | General |  | Winter Morning | % of Load | 1 | 2031 | 65535
| Base | Dynamic Pricing | C&I Curtailment-Turnkey-Other | General |  | Winter Morning | % of Load | 0 | 2031 | 65535
| Base | Dynamic Pricing | Dynamic Pricing with enabling tech. | General |  | Winter Morning | % of Load | 1 | 2031 | 65535
| Base | Dynamic Pricing | Dynamic Pricing with enabling tech. | General |  | Winter Morning | % of Load | 0 | 2031 | 65535
| Base | Dynamic Pricing | Dynamic Pricing w/o enabling tech. | General |  | Winter Morning | % of Load | 1 | 2031 | 65535
| Base | Dynamic Pricing | Dynamic Pricing w/o enabling tech. | General |  | Winter Morning | % of Load | 0 | 2031 | 65535
| Base | Dynamic Pricing | DLC-Switch-Water Heating | General |  | Winter Evening | % of Load | 1 | 2031 | 65535
| Base | Dynamic Pricing | DLC-Switch-Water Heating | General |  | Winter Evening | % of Load | 0 | 2031 | 65535
| Base | Dynamic Pricing | DLC-BYOD-Water Heating | General |  | Winter Evening | % of Load | 1 | 2031 | 65535
| Base | Dynamic Pricing | DLC-BYOD-Water Heating | General |  | Winter Evening | % of Load | 0 | 2031 | 65535
| Base | Dynamic Pricing | DLC-Thermostat-DI-Central Heat Pump | General |  | Winter Evening | % of Load | 1 | 2031 | 65535
| Base | Dynamic Pricing | DLC-Thermostat-DI-Central Heat Pump | General |  | Winter Evening | % of Load | 0 | 2031 | 65535
| Base | Dynamic Pricing | DLC-Thermostat-BYOT-Central Heat Pump | General |  | Winter Evening | % of Load | 1 | 2031 | 65535
| Base | Dynamic Pricing | DLC-Thermostat-BYOT-Central Heat Pump | General |  | Winter Evening | % of Load | 0 | 2031 | 65535
| Base | Dynamic Pricing | DLC-Thermostat-HVAC | General |  | Winter Evening | % of Load | 1 | 2031 | 65535
| Base | Dynamic Pricing | DLC-Thermostat-HVAC | General |  | Winter Evening | % of Load | 0 | 2031 | 65535
| Base | Dynamic Pricing | DLC-Thermostat-DI-Baseboard Heating | General |  | Winter Evening | % of Load | 1 | 2031 | 65535
| Base | Dynamic Pricing | DLC-Thermostat-DI-Baseboard Heating | General |  | Winter Evening | % of Load | 0 | 2031 | 65535
| Base | Dynamic Pricing | DLC-Thermostat-BYOT-Baseboard Heating | General |  | Winter Evening | % of Load | 1 | 2031 | 65535
| Base | Dynamic Pricing | DLC-Thermostat-BYOT-Baseboard Heating | General |  | Winter Evening | % of Load | 0 | 2031 | 65535
| Base | Dynamic Pricing | DLC-Thermostat-DI-MSHP | General |  | Winter Evening | % of Load | 1 | 2031 | 65535
| Base | Dynamic Pricing | DLC-Thermostat-DI-MSHP | General |  | Winter Evening | % of Load | 0 | 2031 | 65535
| Base | Dynamic Pricing | DLC-Thermostat-BYOT-MSHP | General |  | Winter Evening | % of Load | 1 | 2031 | 65535
| Base | Dynamic Pricing | DLC-Thermostat-BYOT-MSHP | General |  | Winter Evening | % of Load | 0 | 2031 | 65535
| Base | Dynamic Pricing | C&I Curtailment-Turnkey-Manual HVAC Control | General |  | Winter Evening | % of Load | 1 | 2031 | 65535
| Base | Dynamic Pricing | C&I Curtailment-Turnkey-Manual HVAC Control | General |  | Winter Evening | % of Load | 0 | 2031 | 65535
| Base | Dynamic Pricing | C&I Curtailment-Turnkey-Auto-DR HVAC Control | General |  | Winter Evening | % of Load | 1 | 2031 | 65535
| Base | Dynamic Pricing | C&I Curtailment-Turnkey-Auto-DR HVAC Control | General |  | Winter Evening | % of Load | 0 | 2031 | 65535
| Base | Dynamic Pricing | C&I Curtailment-Turnkey-Standard Lighting Control | General |  | Winter Evening | % of Load | 1 | 2031 | 65535
| Base | Dynamic Pricing | C&I Curtailment-Turnkey-Standard Lighting Control | General |  | Winter Evening | % of Load | 0 | 2031 | 65535
| Base | Dynamic Pricing | C&I Curtailment-Turnkey-Advanced Lighting Control | General |  | Winter Evening | % of Load | 1 | 2031 | 65535
| Base | Dynamic Pricing | C&I Curtailment-Turnkey-Advanced Lighting Control | General |  | Winter Evening | % of Load | 0 | 2031 | 65535
| Base | Dynamic Pricing | C&I Curtailment-Turnkey-Water Heating Control | General |  | Winter Evening | % of Load | 1 | 2031 | 65535
| Base | Dynamic Pricing | C&I Curtailment-Turnkey-Water Heating Control | General |  | Winter Evening | % of Load | 0 | 2031 | 65535
| Base | Dynamic Pricing | C&I Curtailment-Turnkey-Other | General |  | Winter Evening | % of Load | 1 | 2031 | 65535
| Base | Dynamic Pricing | C&I Curtailment-Turnkey-Other | General |  | Winter Evening | % of Load | 0 | 2031 | 65535
| Base | Dynamic Pricing | Dynamic Pricing with enabling tech. | General |  | Winter Evening | % of Load | 1 | 2031 | 65535
| Base | Dynamic Pricing | Dynamic Pricing with enabling tech. | General |  | Winter Evening | % of Load | 0 | 2031 | 65535
| Base | Dynamic Pricing | Dynamic Pricing w/o enabling tech. | General |  | Winter Evening | % of Load | 1 | 2031 | 65535
| Base | Dynamic Pricing | Dynamic Pricing w/o enabling tech. | General |  | Winter Evening | % of Load | 0 | 2031 | 65535
| Base | Dynamic Pricing | Dynamic Pricing with enabling tech. | Large General |  | Winter Morning | % of Load | 1 | 2031 | 65535
| Base | Dynamic Pricing | Dynamic Pricing with enabling tech. | Large General |  | Winter Morning | % of Load | 0 | 2031 | 65535
| Base | Dynamic Pricing | Dynamic Pricing w/o enabling tech. | Large General |  | Winter Morning | % of Load | 1 | 2031 | 65535
| Base | Dynamic Pricing | Dynamic Pricing w/o enabling tech. | Large General |  | Winter Morning | % of Load | 0 | 2031 | 65535
| Base | Dynamic Pricing | Dynamic Pricing with enabling tech. | Large General |  | Winter Evening | % of Load | 1 | 2031 | 65535
| Base | Dynamic Pricing | Dynamic Pricing with enabling tech. | Large General |  | Winter Evening | % of Load | 0 | 2031 | 65535
| Base | Dynamic Pricing | Dynamic Pricing w/o enabling tech. | Large General |  | Winter Evening | % of Load | 1 | 2031 | 65535
| Base | Dynamic Pricing | Dynamic Pricing w/o enabling tech. | Large General |  | Winter Evening | % of Load | 0 | 2031 | 65535
| Base | Dynamic Pricing | DLC-Switch-Water Heating | Small Industrial |  | Winter Morning | % of Load | 1 | 2031 | 65535
| Base | Dynamic Pricing | DLC-Switch-Water Heating | Small Industrial |  | Winter Morning | % of Load | 0 | 2031 | 65535
| Base | Dynamic Pricing | DLC-BYOD-Water Heating | Small Industrial |  | Winter Morning | % of Load | 1 | 2031 | 65535
| Base | Dynamic Pricing | DLC-BYOD-Water Heating | Small Industrial |  | Winter Morning | % of Load | 0 | 2031 | 65535
| Base | Dynamic Pricing | DLC-Thermostat-DI-Central Heat Pump | Small Industrial |  | Winter Morning | % of Load | 1 | 2031 | 65535
| Base | Dynamic Pricing | DLC-Thermostat-DI-Central Heat Pump | Small Industrial |  | Winter Morning | % of Load | 0 | 2031 | 65535
| Base | Dynamic Pricing | DLC-Thermostat-BYOT-Central Heat Pump | Small Industrial |  | Winter Morning | % of Load | 1 | 2031 | 65535
| Base | Dynamic Pricing | DLC-Thermostat-BYOT-Central Heat Pump | Small Industrial |  | Winter Morning | % of Load | 0 | 2031 | 65535
| Base | Dynamic Pricing | DLC-Thermostat-HVAC | Small Industrial |  | Winter Morning | % of Load | 1 | 2031 | 65535
| Base | Dynamic Pricing | DLC-Thermostat-HVAC | Small Industrial |  | Winter Morning | % of Load | 0 | 2031 | 65535
| Base | Dynamic Pricing | DLC-Thermostat-DI-Baseboard Heating | Small Industrial |  | Winter Morning | % of Load | 1 | 2031 | 65535
| Base | Dynamic Pricing | DLC-Thermostat-DI-Baseboard Heating | Small Industrial |  | Winter Morning | % of Load | 0 | 2031 | 65535
| Base | Dynamic Pricing | DLC-Thermostat-BYOT-Baseboard Heating | Small Industrial |  | Winter Morning | % of Load | 1 | 2031 | 65535
| Base | Dynamic Pricing | DLC-Thermostat-BYOT-Baseboard Heating | Small Industrial |  | Winter Morning | % of Load | 0 | 2031 | 65535
| Base | Dynamic Pricing | DLC-Thermostat-DI-MSHP | Small Industrial |  | Winter Morning | % of Load | 1 | 2031 | 65535
| Base | Dynamic Pricing | DLC-Thermostat-DI-MSHP | Small Industrial |  | Winter Morning | % of Load | 0 | 2031 | 65535
| Base | Dynamic Pricing | DLC-Thermostat-BYOT-MSHP | Small Industrial |  | Winter Morning | % of Load | 1 | 2031 | 65535
| Base | Dynamic Pricing | DLC-Thermostat-BYOT-MSHP | Small Industrial |  | Winter Morning | % of Load | 0 | 2031 | 65535
| Base | Dynamic Pricing | C&I Curtailment-Turnkey-Manual HVAC Control | Small Industrial |  | Winter Morning | % of Load | 1 | 2031 | 65535
| Base | Dynamic Pricing | C&I Curtailment-Turnkey-Manual HVAC Control | Small Industrial |  | Winter Morning | % of Load | 0 | 2031 | 65535
| Base | Dynamic Pricing | C&I Curtailment-Turnkey-Auto-DR HVAC Control | Small Industrial |  | Winter Morning | % of Load | 1 | 2031 | 65535
| Base | Dynamic Pricing | C&I Curtailment-Turnkey-Auto-DR HVAC Control | Small Industrial |  | Winter Morning | % of Load | 0 | 2031 | 65535
| Base | Dynamic Pricing | C&I Curtailment-Turnkey-Standard Lighting Control | Small Industrial |  | Winter Morning | % of Load | 1 | 2031 | 65535
| Base | Dynamic Pricing | C&I Curtailment-Turnkey-Standard Lighting Control | Small Industrial |  | Winter Morning | % of Load | 0 | 2031 | 65535
| Base | Dynamic Pricing | C&I Curtailment-Turnkey-Advanced Lighting Control | Small Industrial |  | Winter Morning | % of Load | 1 | 2031 | 65535
| Base | Dynamic Pricing | C&I Curtailment-Turnkey-Advanced Lighting Control | Small Industrial |  | Winter Morning | % of Load | 0 | 2031 | 65535
| Base | Dynamic Pricing | C&I Curtailment-Turnkey-Water Heating Control | Small Industrial |  | Winter Morning | % of Load | 1 | 2031 | 65535
| Base | Dynamic Pricing | C&I Curtailment-Turnkey-Water Heating Control | Small Industrial |  | Winter Morning | % of Load | 0 | 2031 | 65535
| Base | Dynamic Pricing | C&I Curtailment-Turnkey-Other | Small Industrial |  | Winter Morning | % of Load | 1 | 2031 | 65535
| Base | Dynamic Pricing | C&I Curtailment-Turnkey-Other | Small Industrial |  | Winter Morning | % of Load | 0 | 2031 | 65535
| Base | Dynamic Pricing | C&I Curtailment-Turnkey-Industrial | Small Industrial |  | Winter Morning | % of Load | 1 | 2031 | 65535
| Base | Dynamic Pricing | C&I Curtailment-Turnkey-Industrial | Small Industrial |  | Winter Morning | % of Load | 0 | 2031 | 65535
| Base | Dynamic Pricing | Dynamic Pricing with enabling tech. | Small Industrial |  | Winter Morning | % of Load | 1 | 2031 | 65535
| Base | Dynamic Pricing | Dynamic Pricing with enabling tech. | Small Industrial |  | Winter Morning | % of Load | 0 | 2031 | 65535
| Base | Dynamic Pricing | Dynamic Pricing w/o enabling tech. | Small Industrial |  | Winter Morning | % of Load | 1 | 2031 | 65535
| Base | Dynamic Pricing | Dynamic Pricing w/o enabling tech. | Small Industrial |  | Winter Morning | % of Load | 0 | 2031 | 65535
| Base | Dynamic Pricing | DLC-Switch-Water Heating | Small Industrial |  | Winter Evening | % of Load | 1 | 2031 | 65535
| Base | Dynamic Pricing | DLC-Switch-Water Heating | Small Industrial |  | Winter Evening | % of Load | 0 | 2031 | 65535
| Base | Dynamic Pricing | DLC-BYOD-Water Heating | Small Industrial |  | Winter Evening | % of Load | 1 | 2031 | 65535
| Base | Dynamic Pricing | DLC-BYOD-Water Heating | Small Industrial |  | Winter Evening | % of Load | 0 | 2031 | 65535
| Base | Dynamic Pricing | DLC-Thermostat-DI-Central Heat Pump | Small Industrial |  | Winter Evening | % of Load | 1 | 2031 | 65535
| Base | Dynamic Pricing | DLC-Thermostat-DI-Central Heat Pump | Small Industrial |  | Winter Evening | % of Load | 0 | 2031 | 65535
| Base | Dynamic Pricing | DLC-Thermostat-BYOT-Central Heat Pump | Small Industrial |  | Winter Evening | % of Load | 1 | 2031 | 65535
| Base | Dynamic Pricing | DLC-Thermostat-BYOT-Central Heat Pump | Small Industrial |  | Winter Evening | % of Load | 0 | 2031 | 65535
| Base | Dynamic Pricing | DLC-Thermostat-HVAC | Small Industrial |  | Winter Evening | % of Load | 1 | 2031 | 65535
| Base | Dynamic Pricing | DLC-Thermostat-HVAC | Small Industrial |  | Winter Evening | % of Load | 0 | 2031 | 65535
| Base | Dynamic Pricing | DLC-Thermostat-DI-Baseboard Heating | Small Industrial |  | Winter Evening | % of Load | 1 | 2031 | 65535
| Base | Dynamic Pricing | DLC-Thermostat-DI-Baseboard Heating | Small Industrial |  | Winter Evening | % of Load | 0 | 2031 | 65535
| Base | Dynamic Pricing | DLC-Thermostat-BYOT-Baseboard Heating | Small Industrial |  | Winter Evening | % of Load | 1 | 2031 | 65535
| Base | Dynamic Pricing | DLC-Thermostat-BYOT-Baseboard Heating | Small Industrial |  | Winter Evening | % of Load | 0 | 2031 | 65535
| Base | Dynamic Pricing | DLC-Thermostat-DI-MSHP | Small Industrial |  | Winter Evening | % of Load | 1 | 2031 | 65535
| Base | Dynamic Pricing | DLC-Thermostat-DI-MSHP | Small Industrial |  | Winter Evening | % of Load | 0 | 2031 | 65535
| Base | Dynamic Pricing | DLC-Thermostat-BYOT-MSHP | Small Industrial |  | Winter Evening | % of Load | 1 | 2031 | 65535
| Base | Dynamic Pricing | DLC-Thermostat-BYOT-MSHP | Small Industrial |  | Winter Evening | % of Load | 0 | 2031 | 65535
| Base | Dynamic Pricing | C&I Curtailment-Turnkey-Manual HVAC Control | Small Industrial |  | Winter Evening | % of Load | 1 | 2031 | 65535
| Base | Dynamic Pricing | C&I Curtailment-Turnkey-Manual HVAC Control | Small Industrial |  | Winter Evening | % of Load | 0 | 2031 | 65535
| Base | Dynamic Pricing | C&I Curtailment-Turnkey-Auto-DR HVAC Control | Small Industrial |  | Winter Evening | % of Load | 1 | 2031 | 65535
| Base | Dynamic Pricing | C&I Curtailment-Turnkey-Auto-DR HVAC Control | Small Industrial |  | Winter Evening | % of Load | 0 | 2031 | 65535
| Base | Dynamic Pricing | C&I Curtailment-Turnkey-Standard Lighting Control | Small Industrial |  | Winter Evening | % of Load | 1 | 2031 | 65535
| Base | Dynamic Pricing | C&I Curtailment-Turnkey-Standard Lighting Control | Small Industrial |  | Winter Evening | % of Load | 0 | 2031 | 65535
| Base | Dynamic Pricing | C&I Curtailment-Turnkey-Advanced Lighting Control | Small Industrial |  | Winter Evening | % of Load | 1 | 2031 | 65535
| Base | Dynamic Pricing | C&I Curtailment-Turnkey-Advanced Lighting Control | Small Industrial |  | Winter Evening | % of Load | 0 | 2031 | 65535
| Base | Dynamic Pricing | C&I Curtailment-Turnkey-Water Heating Control | Small Industrial |  | Winter Evening | % of Load | 1 | 2031 | 65535
| Base | Dynamic Pricing | C&I Curtailment-Turnkey-Water Heating Control | Small Industrial |  | Winter Evening | % of Load | 0 | 2031 | 65535
| Base | Dynamic Pricing | C&I Curtailment-Turnkey-Other | Small Industrial |  | Winter Evening | % of Load | 1 | 2031 | 65535
| Base | Dynamic Pricing | C&I Curtailment-Turnkey-Other | Small Industrial |  | Winter Evening | % of Load | 0 | 2031 | 65535
| Base | Dynamic Pricing | C&I Curtailment-Turnkey-Industrial | Small Industrial |  | Winter Evening | % of Load | 1 | 2031 | 65535
| Base | Dynamic Pricing | C&I Curtailment-Turnkey-Industrial | Small Industrial |  | Winter Evening | % of Load | 0 | 2031 | 65535
| Base | Dynamic Pricing | Dynamic Pricing with enabling tech. | Small Industrial |  | Winter Evening | % of Load | 1 | 2031 | 65535
| Base | Dynamic Pricing | Dynamic Pricing with enabling tech. | Small Industrial |  | Winter Evening | % of Load | 0 | 2031 | 65535
| Base | Dynamic Pricing | Dynamic Pricing w/o enabling tech. | Small Industrial |  | Winter Evening | % of Load | 1 | 2031 | 65535
| Base | Dynamic Pricing | Dynamic Pricing w/o enabling tech. | Small Industrial |  | Winter Evening | % of Load | 0 | 2031 | 65535
| Base | Dynamic Pricing | DLC-Switch-Water Heating | Medium Industrial |  | Winter Morning | % of Load | 1 | 2031 | 65535
| Base | Dynamic Pricing | DLC-Switch-Water Heating | Medium Industrial |  | Winter Morning | % of Load | 0 | 2031 | 65535
| Base | Dynamic Pricing | DLC-BYOD-Water Heating | Medium Industrial |  | Winter Morning | % of Load | 1 | 2031 | 65535
| Base | Dynamic Pricing | DLC-BYOD-Water Heating | Medium Industrial |  | Winter Morning | % of Load | 0 | 2031 | 65535
| Base | Dynamic Pricing | DLC-Thermostat-DI-Central Heat Pump | Medium Industrial |  | Winter Morning | % of Load | 1 | 2031 | 65535
| Base | Dynamic Pricing | DLC-Thermostat-DI-Central Heat Pump | Medium Industrial |  | Winter Morning | % of Load | 0 | 2031 | 65535
| Base | Dynamic Pricing | DLC-Thermostat-BYOT-Central Heat Pump | Medium Industrial |  | Winter Morning | % of Load | 1 | 2031 | 65535
| Base | Dynamic Pricing | DLC-Thermostat-BYOT-Central Heat Pump | Medium Industrial |  | Winter Morning | % of Load | 0 | 2031 | 65535
| Base | Dynamic Pricing | DLC-Thermostat-HVAC | Medium Industrial |  | Winter Morning | % of Load | 1 | 2031 | 65535
| Base | Dynamic Pricing | DLC-Thermostat-HVAC | Medium Industrial |  | Winter Morning | % of Load | 0 | 2031 | 65535
| Base | Dynamic Pricing | DLC-Thermostat-DI-Baseboard Heating | Medium Industrial |  | Winter Morning | % of Load | 1 | 2031 | 65535
| Base | Dynamic Pricing | DLC-Thermostat-DI-Baseboard Heating | Medium Industrial |  | Winter Morning | % of Load | 0 | 2031 | 65535
| Base | Dynamic Pricing | DLC-Thermostat-BYOT-Baseboard Heating | Medium Industrial |  | Winter Morning | % of Load | 1 | 2031 | 65535
| Base | Dynamic Pricing | DLC-Thermostat-BYOT-Baseboard Heating | Medium Industrial |  | Winter Morning | % of Load | 0 | 2031 | 65535
| Base | Dynamic Pricing | DLC-Thermostat-DI-MSHP | Medium Industrial |  | Winter Morning | % of Load | 1 | 2031 | 65535
| Base | Dynamic Pricing | DLC-Thermostat-DI-MSHP | Medium Industrial |  | Winter Morning | % of Load | 0 | 2031 | 65535
| Base | Dynamic Pricing | DLC-Thermostat-BYOT-MSHP | Medium Industrial |  | Winter Morning | % of Load | 1 | 2031 | 65535
| Base | Dynamic Pricing | DLC-Thermostat-BYOT-MSHP | Medium Industrial |  | Winter Morning | % of Load | 0 | 2031 | 65535
| Base | Dynamic Pricing | C&I Curtailment-Turnkey-Manual HVAC Control | Medium Industrial |  | Winter Morning | % of Load | 1 | 2031 | 65535
| Base | Dynamic Pricing | C&I Curtailment-Turnkey-Manual HVAC Control | Medium Industrial |  | Winter Morning | % of Load | 0 | 2031 | 65535
| Base | Dynamic Pricing | C&I Curtailment-Turnkey-Auto-DR HVAC Control | Medium Industrial |  | Winter Morning | % of Load | 1 | 2031 | 65535
| Base | Dynamic Pricing | C&I Curtailment-Turnkey-Auto-DR HVAC Control | Medium Industrial |  | Winter Morning | % of Load | 0 | 2031 | 65535
| Base | Dynamic Pricing | C&I Curtailment-Turnkey-Standard Lighting Control | Medium Industrial |  | Winter Morning | % of Load | 1 | 2031 | 65535
| Base | Dynamic Pricing | C&I Curtailment-Turnkey-Standard Lighting Control | Medium Industrial |  | Winter Morning | % of Load | 0 | 2031 | 65535
| Base | Dynamic Pricing | C&I Curtailment-Turnkey-Advanced Lighting Control | Medium Industrial |  | Winter Morning | % of Load | 1 | 2031 | 65535
| Base | Dynamic Pricing | C&I Curtailment-Turnkey-Advanced Lighting Control | Medium Industrial |  | Winter Morning | % of Load | 0 | 2031 | 65535
| Base | Dynamic Pricing | C&I Curtailment-Turnkey-Water Heating Control | Medium Industrial |  | Winter Morning | % of Load | 1 | 2031 | 65535
| Base | Dynamic Pricing | C&I Curtailment-Turnkey-Water Heating Control | Medium Industrial |  | Winter Morning | % of Load | 0 | 2031 | 65535
| Base | Dynamic Pricing | C&I Curtailment-Turnkey-Other | Medium Industrial |  | Winter Morning | % of Load | 1 | 2031 | 65535
| Base | Dynamic Pricing | C&I Curtailment-Turnkey-Other | Medium Industrial |  | Winter Morning | % of Load | 0 | 2031 | 65535
| Base | Dynamic Pricing | Dynamic Pricing with enabling tech. | Medium Industrial |  | Winter Morning | % of Load | 1 | 2031 | 65535
| Base | Dynamic Pricing | Dynamic Pricing with enabling tech. | Medium Industrial |  | Winter Morning | % of Load | 0 | 2031 | 65535
| Base | Dynamic Pricing | Dynamic Pricing w/o enabling tech. | Medium Industrial |  | Winter Morning | % of Load | 1 | 2031 | 65535
| Base | Dynamic Pricing | Dynamic Pricing w/o enabling tech. | Medium Industrial |  | Winter Morning | % of Load | 0 | 2031 | 65535
| Base | Dynamic Pricing | DLC-Switch-Water Heating | Medium Industrial |  | Winter Evening | % of Load | 1 | 2031 | 65535
| Base | Dynamic Pricing | DLC-Switch-Water Heating | Medium Industrial |  | Winter Evening | % of Load | 0 | 2031 | 65535
| Base | Dynamic Pricing | DLC-BYOD-Water Heating | Medium Industrial |  | Winter Evening | % of Load | 1 | 2031 | 65535
| Base | Dynamic Pricing | DLC-BYOD-Water Heating | Medium Industrial |  | Winter Evening | % of Load | 0 | 2031 | 65535
| Base | Dynamic Pricing | DLC-Thermostat-DI-Central Heat Pump | Medium Industrial |  | Winter Evening | % of Load | 1 | 2031 | 65535
| Base | Dynamic Pricing | DLC-Thermostat-DI-Central Heat Pump | Medium Industrial |  | Winter Evening | % of Load | 0 | 2031 | 65535
| Base | Dynamic Pricing | DLC-Thermostat-BYOT-Central Heat Pump | Medium Industrial |  | Winter Evening | % of Load | 1 | 2031 | 65535
| Base | Dynamic Pricing | DLC-Thermostat-BYOT-Central Heat Pump | Medium Industrial |  | Winter Evening | % of Load | 0 | 2031 | 65535
| Base | Dynamic Pricing | DLC-Thermostat-HVAC | Medium Industrial |  | Winter Evening | % of Load | 1 | 2031 | 65535
| Base | Dynamic Pricing | DLC-Thermostat-HVAC | Medium Industrial |  | Winter Evening | % of Load | 0 | 2031 | 65535
| Base | Dynamic Pricing | DLC-Thermostat-DI-Baseboard Heating | Medium Industrial |  | Winter Evening | % of Load | 1 | 2031 | 65535
| Base | Dynamic Pricing | DLC-Thermostat-DI-Baseboard Heating | Medium Industrial |  | Winter Evening | % of Load | 0 | 2031 | 65535
| Base | Dynamic Pricing | DLC-Thermostat-BYOT-Baseboard Heating | Medium Industrial |  | Winter Evening | % of Load | 1 | 2031 | 65535
| Base | Dynamic Pricing | DLC-Thermostat-BYOT-Baseboard Heating | Medium Industrial |  | Winter Evening | % of Load | 0 | 2031 | 65535
| Base | Dynamic Pricing | DLC-Thermostat-DI-MSHP | Medium Industrial |  | Winter Evening | % of Load | 1 | 2031 | 65535
| Base | Dynamic Pricing | DLC-Thermostat-DI-MSHP | Medium Industrial |  | Winter Evening | % of Load | 0 | 2031 | 65535
| Base | Dynamic Pricing | DLC-Thermostat-BYOT-MSHP | Medium Industrial |  | Winter Evening | % of Load | 1 | 2031 | 65535
| Base | Dynamic Pricing | DLC-Thermostat-BYOT-MSHP | Medium Industrial |  | Winter Evening | % of Load | 0 | 2031 | 65535
| Base | Dynamic Pricing | C&I Curtailment-Turnkey-Manual HVAC Control | Medium Industrial |  | Winter Evening | % of Load | 1 | 2031 | 65535
| Base | Dynamic Pricing | C&I Curtailment-Turnkey-Manual HVAC Control | Medium Industrial |  | Winter Evening | % of Load | 0 | 2031 | 65535
| Base | Dynamic Pricing | C&I Curtailment-Turnkey-Auto-DR HVAC Control | Medium Industrial |  | Winter Evening | % of Load | 1 | 2031 | 65535
| Base | Dynamic Pricing | C&I Curtailment-Turnkey-Auto-DR HVAC Control | Medium Industrial |  | Winter Evening | % of Load | 0 | 2031 | 65535
| Base | Dynamic Pricing | C&I Curtailment-Turnkey-Standard Lighting Control | Medium Industrial |  | Winter Evening | % of Load | 1 | 2031 | 65535
| Base | Dynamic Pricing | C&I Curtailment-Turnkey-Standard Lighting Control | Medium Industrial |  | Winter Evening | % of Load | 0 | 2031 | 65535
| Base | Dynamic Pricing | C&I Curtailment-Turnkey-Advanced Lighting Control | Medium Industrial |  | Winter Evening | % of Load | 1 | 2031 | 65535
| Base | Dynamic Pricing | C&I Curtailment-Turnkey-Advanced Lighting Control | Medium Industrial |  | Winter Evening | % of Load | 0 | 2031 | 65535
| Base | Dynamic Pricing | C&I Curtailment-Turnkey-Water Heating Control | Medium Industrial |  | Winter Evening | % of Load | 1 | 2031 | 65535
| Base | Dynamic Pricing | C&I Curtailment-Turnkey-Water Heating Control | Medium Industrial |  | Winter Evening | % of Load | 0 | 2031 | 65535
| Base | Dynamic Pricing | C&I Curtailment-Turnkey-Other | Medium Industrial |  | Winter Evening | % of Load | 1 | 2031 | 65535
| Base | Dynamic Pricing | C&I Curtailment-Turnkey-Other | Medium Industrial |  | Winter Evening | % of Load | 0 | 2031 | 65535
| Base | Dynamic Pricing | Dynamic Pricing with enabling tech. | Medium Industrial |  | Winter Evening | % of Load | 1 | 2031 | 65535
| Base | Dynamic Pricing | Dynamic Pricing with enabling tech. | Medium Industrial |  | Winter Evening | % of Load | 0 | 2031 | 65535
| Base | Dynamic Pricing | Dynamic Pricing w/o enabling tech. | Medium Industrial |  | Winter Evening | % of Load | 1 | 2031 | 65535
| Base | Dynamic Pricing | Dynamic Pricing w/o enabling tech. | Medium Industrial |  | Winter Evening | % of Load | 0 | 2031 | 65535
| Base | Dynamic Pricing | Dynamic Pricing with enabling tech. | Large Industrial |  | Winter Morning | % of Load | 1 | 2031 | 65535
| Base | Dynamic Pricing | Dynamic Pricing with enabling tech. | Large Industrial |  | Winter Morning | % of Load | 0 | 2031 | 65535
| Base | Dynamic Pricing | Dynamic Pricing w/o enabling tech. | Large Industrial |  | Winter Morning | % of Load | 1 | 2031 | 65535
| Base | Dynamic Pricing | Dynamic Pricing w/o enabling tech. | Large Industrial |  | Winter Morning | % of Load | 0 | 2031 | 65535
| Base | Dynamic Pricing | Dynamic Pricing with enabling tech. | Large Industrial |  | Winter Evening | % of Load | 1 | 2031 | 65535
| Base | Dynamic Pricing | Dynamic Pricing with enabling tech. | Large Industrial |  | Winter Evening | % of Load | 0 | 2031 | 65535
| Base | Dynamic Pricing | Dynamic Pricing w/o enabling tech. | Large Industrial |  | Winter Evening | % of Load | 1 | 2031 | 65535
| Base | Dynamic Pricing | Dynamic Pricing w/o enabling tech. | Large Industrial |  | Winter Evening | % of Load | 0 | 2031 | 65535
| Base | Dynamic Pricing | Dynamic Pricing with enabling tech. | Residential Charitable |  | Winter Morning | % of Load | 1 | 2031 | 65535
| Base | Dynamic Pricing | Dynamic Pricing with enabling tech. | Residential Charitable |  | Winter Morning | % of Load | 0 | 2031 | 65535
| Base | Dynamic Pricing | Dynamic Pricing w/o enabling tech. | Residential Charitable |  | Winter Morning | % of Load | 1 | 2031 | 65535
| Base | Dynamic Pricing | Dynamic Pricing w/o enabling tech. | Residential Charitable |  | Winter Morning | % of Load | 0 | 2031 | 65535
| Base | Dynamic Pricing | Dynamic Pricing with enabling tech. | Residential Charitable |  | Winter Evening | % of Load | 1 | 2031 | 65535
| Base | Dynamic Pricing | Dynamic Pricing with enabling tech. | Residential Charitable |  | Winter Evening | % of Load | 0 | 2031 | 65535
| Base | Dynamic Pricing | Dynamic Pricing w/o enabling tech. | Residential Charitable |  | Winter Evening | % of Load | 1 | 2031 | 65535
| Base | Dynamic Pricing | Dynamic Pricing w/o enabling tech. | Residential Charitable |  | Winter Evening | % of Load | 0 | 2031 | 65535
| Base | BTM Battery Control | DLC-Switch-Water Heating | Small General |  | Winter Morning | % of Load | 1 | 2031 | 65535
| Base | BTM Battery Control | DLC-Switch-Water Heating | Small General |  | Winter Morning | % of Load | 0 | 2031 | 65535
| Base | BTM Battery Control | DLC-BYOD-Water Heating | Small General |  | Winter Morning | % of Load | 1 | 2031 | 65535
| Base | BTM Battery Control | DLC-BYOD-Water Heating | Small General |  | Winter Morning | % of Load | 0 | 2031 | 65535
| Base | BTM Battery Control | DLC-Thermostat-DI-Central Heat Pump | Small General |  | Winter Morning | % of Load | 1 | 2031 | 65535
| Base | BTM Battery Control | DLC-Thermostat-DI-Central Heat Pump | Small General |  | Winter Morning | % of Load | 0 | 2031 | 65535
| Base | BTM Battery Control | DLC-Thermostat-BYOT-Central Heat Pump | Small General |  | Winter Morning | % of Load | 1 | 2031 | 65535
| Base | BTM Battery Control | DLC-Thermostat-BYOT-Central Heat Pump | Small General |  | Winter Morning | % of Load | 0 | 2031 | 65535
| Base | BTM Battery Control | DLC-Thermostat-HVAC | Small General |  | Winter Morning | % of Load | 1 | 2031 | 65535
| Base | BTM Battery Control | DLC-Thermostat-HVAC | Small General |  | Winter Morning | % of Load | 0 | 2031 | 65535
| Base | BTM Battery Control | DLC-Thermostat-DI-Baseboard Heating | Small General |  | Winter Morning | % of Load | 1 | 2031 | 65535
| Base | BTM Battery Control | DLC-Thermostat-DI-Baseboard Heating | Small General |  | Winter Morning | % of Load | 0 | 2031 | 65535
| Base | BTM Battery Control | DLC-Thermostat-BYOT-Baseboard Heating | Small General |  | Winter Morning | % of Load | 1 | 2031 | 65535
| Base | BTM Battery Control | DLC-Thermostat-BYOT-Baseboard Heating | Small General |  | Winter Morning | % of Load | 0 | 2031 | 65535
| Base | BTM Battery Control | DLC-Thermostat-DI-MSHP | Small General |  | Winter Morning | % of Load | 1 | 2031 | 65535
| Base | BTM Battery Control | DLC-Thermostat-DI-MSHP | Small General |  | Winter Morning | % of Load | 0 | 2031 | 65535
| Base | BTM Battery Control | DLC-Thermostat-BYOT-MSHP | Small General |  | Winter Morning | % of Load | 1 | 2031 | 65535
| Base | BTM Battery Control | DLC-Thermostat-BYOT-MSHP | Small General |  | Winter Morning | % of Load | 0 | 2031 | 65535
| Base | BTM Battery Control | C&I Curtailment-Turnkey-Manual HVAC Control | Small General |  | Winter Morning | % of Load | 1 | 2031 | 65535
| Base | BTM Battery Control | C&I Curtailment-Turnkey-Manual HVAC Control | Small General |  | Winter Morning | % of Load | 0 | 2031 | 65535
| Base | BTM Battery Control | C&I Curtailment-Turnkey-Auto-DR HVAC Control | Small General |  | Winter Morning | % of Load | 1 | 2031 | 65535
| Base | BTM Battery Control | C&I Curtailment-Turnkey-Auto-DR HVAC Control | Small General |  | Winter Morning | % of Load | 0 | 2031 | 65535
| Base | BTM Battery Control | C&I Curtailment-Turnkey-Standard Lighting Control | Small General |  | Winter Morning | % of Load | 1 | 2031 | 65535
| Base | BTM Battery Control | C&I Curtailment-Turnkey-Standard Lighting Control | Small General |  | Winter Morning | % of Load | 0 | 2031 | 65535
| Base | BTM Battery Control | C&I Curtailment-Turnkey-Advanced Lighting Control | Small General |  | Winter Morning | % of Load | 1 | 2031 | 65535
| Base | BTM Battery Control | C&I Curtailment-Turnkey-Advanced Lighting Control | Small General |  | Winter Morning | % of Load | 0 | 2031 | 65535
| Base | BTM Battery Control | C&I Curtailment-Turnkey-Water Heating Control | Small General |  | Winter Morning | % of Load | 1 | 2031 | 65535
| Base | BTM Battery Control | C&I Curtailment-Turnkey-Water Heating Control | Small General |  | Winter Morning | % of Load | 0 | 2031 | 65535
| Base | BTM Battery Control | C&I Curtailment-Turnkey-Other | Small General |  | Winter Morning | % of Load | 1 | 2031 | 65535
| Base | BTM Battery Control | C&I Curtailment-Turnkey-Other | Small General |  | Winter Morning | % of Load | 0 | 2031 | 65535
| Base | BTM Battery Control | Dynamic Pricing with enabling tech. | Small General |  | Winter Morning | % of Load | 1 | 2031 | 65535
| Base | BTM Battery Control | Dynamic Pricing with enabling tech. | Small General |  | Winter Morning | % of Load | 0 | 2031 | 65535
| Base | BTM Battery Control | DLC-Switch-Water Heating | Small General |  | Winter Evening | % of Load | 1 | 2031 | 65535
| Base | BTM Battery Control | DLC-Switch-Water Heating | Small General |  | Winter Evening | % of Load | 0 | 2031 | 65535
| Base | BTM Battery Control | DLC-BYOD-Water Heating | Small General |  | Winter Evening | % of Load | 1 | 2031 | 65535
| Base | BTM Battery Control | DLC-BYOD-Water Heating | Small General |  | Winter Evening | % of Load | 0 | 2031 | 65535
| Base | BTM Battery Control | DLC-Thermostat-DI-Central Heat Pump | Small General |  | Winter Evening | % of Load | 1 | 2031 | 65535
| Base | BTM Battery Control | DLC-Thermostat-DI-Central Heat Pump | Small General |  | Winter Evening | % of Load | 0 | 2031 | 65535
| Base | BTM Battery Control | DLC-Thermostat-BYOT-Central Heat Pump | Small General |  | Winter Evening | % of Load | 1 | 2031 | 65535
| Base | BTM Battery Control | DLC-Thermostat-BYOT-Central Heat Pump | Small General |  | Winter Evening | % of Load | 0 | 2031 | 65535
| Base | BTM Battery Control | DLC-Thermostat-HVAC | Small General |  | Winter Evening | % of Load | 1 | 2031 | 65535
| Base | BTM Battery Control | DLC-Thermostat-HVAC | Small General |  | Winter Evening | % of Load | 0 | 2031 | 65535
| Base | BTM Battery Control | DLC-Thermostat-DI-Baseboard Heating | Small General |  | Winter Evening | % of Load | 1 | 2031 | 65535
| Base | BTM Battery Control | DLC-Thermostat-DI-Baseboard Heating | Small General |  | Winter Evening | % of Load | 0 | 2031 | 65535
| Base | BTM Battery Control | DLC-Thermostat-BYOT-Baseboard Heating | Small General |  | Winter Evening | % of Load | 1 | 2031 | 65535
| Base | BTM Battery Control | DLC-Thermostat-BYOT-Baseboard Heating | Small General |  | Winter Evening | % of Load | 0 | 2031 | 65535
| Base | BTM Battery Control | DLC-Thermostat-DI-MSHP | Small General |  | Winter Evening | % of Load | 1 | 2031 | 65535
| Base | BTM Battery Control | DLC-Thermostat-DI-MSHP | Small General |  | Winter Evening | % of Load | 0 | 2031 | 65535
| Base | BTM Battery Control | DLC-Thermostat-BYOT-MSHP | Small General |  | Winter Evening | % of Load | 1 | 2031 | 65535
| Base | BTM Battery Control | DLC-Thermostat-BYOT-MSHP | Small General |  | Winter Evening | % of Load | 0 | 2031 | 65535
| Base | BTM Battery Control | C&I Curtailment-Turnkey-Manual HVAC Control | Small General |  | Winter Evening | % of Load | 1 | 2031 | 65535
| Base | BTM Battery Control | C&I Curtailment-Turnkey-Manual HVAC Control | Small General |  | Winter Evening | % of Load | 0 | 2031 | 65535
| Base | BTM Battery Control | C&I Curtailment-Turnkey-Auto-DR HVAC Control | Small General |  | Winter Evening | % of Load | 1 | 2031 | 65535
| Base | BTM Battery Control | C&I Curtailment-Turnkey-Auto-DR HVAC Control | Small General |  | Winter Evening | % of Load | 0 | 2031 | 65535
| Base | BTM Battery Control | C&I Curtailment-Turnkey-Standard Lighting Control | Small General |  | Winter Evening | % of Load | 1 | 2031 | 65535
| Base | BTM Battery Control | C&I Curtailment-Turnkey-Standard Lighting Control | Small General |  | Winter Evening | % of Load | 0 | 2031 | 65535
| Base | BTM Battery Control | C&I Curtailment-Turnkey-Advanced Lighting Control | Small General |  | Winter Evening | % of Load | 1 | 2031 | 65535
| Base | BTM Battery Control | C&I Curtailment-Turnkey-Advanced Lighting Control | Small General |  | Winter Evening | % of Load | 0 | 2031 | 65535
| Base | BTM Battery Control | C&I Curtailment-Turnkey-Water Heating Control | Small General |  | Winter Evening | % of Load | 1 | 2031 | 65535
| Base | BTM Battery Control | C&I Curtailment-Turnkey-Water Heating Control | Small General |  | Winter Evening | % of Load | 0 | 2031 | 65535
| Base | BTM Battery Control | C&I Curtailment-Turnkey-Other | Small General |  | Winter Evening | % of Load | 1 | 2031 | 65535
| Base | BTM Battery Control | C&I Curtailment-Turnkey-Other | Small General |  | Winter Evening | % of Load | 0 | 2031 | 65535
| Base | BTM Battery Control | Dynamic Pricing with enabling tech. | Small General |  | Winter Evening | % of Load | 1 | 2031 | 65535
| Base | BTM Battery Control | Dynamic Pricing with enabling tech. | Small General |  | Winter Evening | % of Load | 0 | 2031 | 65535
| Base | BTM Battery Control | DLC-Switch-Water Heating | General |  | Winter Morning | % of Load | 1 | 2031 | 65535
| Base | BTM Battery Control | DLC-Switch-Water Heating | General |  | Winter Morning | % of Load | 0 | 2031 | 65535
| Base | BTM Battery Control | DLC-BYOD-Water Heating | General |  | Winter Morning | % of Load | 1 | 2031 | 65535
| Base | BTM Battery Control | DLC-BYOD-Water Heating | General |  | Winter Morning | % of Load | 0 | 2031 | 65535
| Base | BTM Battery Control | DLC-Thermostat-DI-Central Heat Pump | General |  | Winter Morning | % of Load | 1 | 2031 | 65535
| Base | BTM Battery Control | DLC-Thermostat-DI-Central Heat Pump | General |  | Winter Morning | % of Load | 0 | 2031 | 65535
| Base | BTM Battery Control | DLC-Thermostat-BYOT-Central Heat Pump | General |  | Winter Morning | % of Load | 1 | 2031 | 65535
| Base | BTM Battery Control | DLC-Thermostat-BYOT-Central Heat Pump | General |  | Winter Morning | % of Load | 0 | 2031 | 65535
| Base | BTM Battery Control | DLC-Thermostat-HVAC | General |  | Winter Morning | % of Load | 1 | 2031 | 65535
| Base | BTM Battery Control | DLC-Thermostat-HVAC | General |  | Winter Morning | % of Load | 0 | 2031 | 65535
| Base | BTM Battery Control | DLC-Thermostat-DI-Baseboard Heating | General |  | Winter Morning | % of Load | 1 | 2031 | 65535
| Base | BTM Battery Control | DLC-Thermostat-DI-Baseboard Heating | General |  | Winter Morning | % of Load | 0 | 2031 | 65535
| Base | BTM Battery Control | DLC-Thermostat-BYOT-Baseboard Heating | General |  | Winter Morning | % of Load | 1 | 2031 | 65535
| Base | BTM Battery Control | DLC-Thermostat-BYOT-Baseboard Heating | General |  | Winter Morning | % of Load | 0 | 2031 | 65535
| Base | BTM Battery Control | DLC-Thermostat-DI-MSHP | General |  | Winter Morning | % of Load | 1 | 2031 | 65535
| Base | BTM Battery Control | DLC-Thermostat-DI-MSHP | General |  | Winter Morning | % of Load | 0 | 2031 | 65535
| Base | BTM Battery Control | DLC-Thermostat-BYOT-MSHP | General |  | Winter Morning | % of Load | 1 | 2031 | 65535
| Base | BTM Battery Control | DLC-Thermostat-BYOT-MSHP | General |  | Winter Morning | % of Load | 0 | 2031 | 65535
| Base | BTM Battery Control | C&I Curtailment-Turnkey-Manual HVAC Control | General |  | Winter Morning | % of Load | 1 | 2031 | 65535
| Base | BTM Battery Control | C&I Curtailment-Turnkey-Manual HVAC Control | General |  | Winter Morning | % of Load | 0 | 2031 | 65535
| Base | BTM Battery Control | C&I Curtailment-Turnkey-Auto-DR HVAC Control | General |  | Winter Morning | % of Load | 1 | 2031 | 65535
| Base | BTM Battery Control | C&I Curtailment-Turnkey-Auto-DR HVAC Control | General |  | Winter Morning | % of Load | 0 | 2031 | 65535
| Base | BTM Battery Control | C&I Curtailment-Turnkey-Standard Lighting Control | General |  | Winter Morning | % of Load | 1 | 2031 | 65535
| Base | BTM Battery Control | C&I Curtailment-Turnkey-Standard Lighting Control | General |  | Winter Morning | % of Load | 0 | 2031 | 65535
| Base | BTM Battery Control | C&I Curtailment-Turnkey-Advanced Lighting Control | General |  | Winter Morning | % of Load | 1 | 2031 | 65535
| Base | BTM Battery Control | C&I Curtailment-Turnkey-Advanced Lighting Control | General |  | Winter Morning | % of Load | 0 | 2031 | 65535
| Base | BTM Battery Control | C&I Curtailment-Turnkey-Water Heating Control | General |  | Winter Morning | % of Load | 1 | 2031 | 65535
| Base | BTM Battery Control | C&I Curtailment-Turnkey-Water Heating Control | General |  | Winter Morning | % of Load | 0 | 2031 | 65535
| Base | BTM Battery Control | C&I Curtailment-Turnkey-Other | General |  | Winter Morning | % of Load | 1 | 2031 | 65535
| Base | BTM Battery Control | C&I Curtailment-Turnkey-Other | General |  | Winter Morning | % of Load | 0 | 2031 | 65535
| Base | BTM Battery Control | DLC-Switch-Water Heating | General |  | Winter Evening | % of Load | 1 | 2031 | 65535
| Base | BTM Battery Control | DLC-Switch-Water Heating | General |  | Winter Evening | % of Load | 0 | 2031 | 65535
| Base | BTM Battery Control | DLC-BYOD-Water Heating | General |  | Winter Evening | % of Load | 1 | 2031 | 65535
| Base | BTM Battery Control | DLC-BYOD-Water Heating | General |  | Winter Evening | % of Load | 0 | 2031 | 65535
| Base | BTM Battery Control | DLC-Thermostat-DI-Central Heat Pump | General |  | Winter Evening | % of Load | 1 | 2031 | 65535
| Base | BTM Battery Control | DLC-Thermostat-DI-Central Heat Pump | General |  | Winter Evening | % of Load | 0 | 2031 | 65535
| Base | BTM Battery Control | DLC-Thermostat-BYOT-Central Heat Pump | General |  | Winter Evening | % of Load | 1 | 2031 | 65535
| Base | BTM Battery Control | DLC-Thermostat-BYOT-Central Heat Pump | General |  | Winter Evening | % of Load | 0 | 2031 | 65535
| Base | BTM Battery Control | DLC-Thermostat-HVAC | General |  | Winter Evening | % of Load | 1 | 2031 | 65535
| Base | BTM Battery Control | DLC-Thermostat-HVAC | General |  | Winter Evening | % of Load | 0 | 2031 | 65535
| Base | BTM Battery Control | DLC-Thermostat-DI-Baseboard Heating | General |  | Winter Evening | % of Load | 1 | 2031 | 65535
| Base | BTM Battery Control | DLC-Thermostat-DI-Baseboard Heating | General |  | Winter Evening | % of Load | 0 | 2031 | 65535
| Base | BTM Battery Control | DLC-Thermostat-BYOT-Baseboard Heating | General |  | Winter Evening | % of Load | 1 | 2031 | 65535
| Base | BTM Battery Control | DLC-Thermostat-BYOT-Baseboard Heating | General |  | Winter Evening | % of Load | 0 | 2031 | 65535
| Base | BTM Battery Control | DLC-Thermostat-DI-MSHP | General |  | Winter Evening | % of Load | 1 | 2031 | 65535
| Base | BTM Battery Control | DLC-Thermostat-DI-MSHP | General |  | Winter Evening | % of Load | 0 | 2031 | 65535
| Base | BTM Battery Control | DLC-Thermostat-BYOT-MSHP | General |  | Winter Evening | % of Load | 1 | 2031 | 65535
| Base | BTM Battery Control | DLC-Thermostat-BYOT-MSHP | General |  | Winter Evening | % of Load | 0 | 2031 | 65535
| Base | BTM Battery Control | C&I Curtailment-Turnkey-Manual HVAC Control | General |  | Winter Evening | % of Load | 1 | 2031 | 65535
| Base | BTM Battery Control | C&I Curtailment-Turnkey-Manual HVAC Control | General |  | Winter Evening | % of Load | 0 | 2031 | 65535
| Base | BTM Battery Control | C&I Curtailment-Turnkey-Auto-DR HVAC Control | General |  | Winter Evening | % of Load | 1 | 2031 | 65535
| Base | BTM Battery Control | C&I Curtailment-Turnkey-Auto-DR HVAC Control | General |  | Winter Evening | % of Load | 0 | 2031 | 65535
| Base | BTM Battery Control | C&I Curtailment-Turnkey-Standard Lighting Control | General |  | Winter Evening | % of Load | 1 | 2031 | 65535
| Base | BTM Battery Control | C&I Curtailment-Turnkey-Standard Lighting Control | General |  | Winter Evening | % of Load | 0 | 2031 | 65535
| Base | BTM Battery Control | C&I Curtailment-Turnkey-Advanced Lighting Control | General |  | Winter Evening | % of Load | 1 | 2031 | 65535
| Base | BTM Battery Control | C&I Curtailment-Turnkey-Advanced Lighting Control | General |  | Winter Evening | % of Load | 0 | 2031 | 65535
| Base | BTM Battery Control | C&I Curtailment-Turnkey-Water Heating Control | General |  | Winter Evening | % of Load | 1 | 2031 | 65535
| Base | BTM Battery Control | C&I Curtailment-Turnkey-Water Heating Control | General |  | Winter Evening | % of Load | 0 | 2031 | 65535
| Base | BTM Battery Control | C&I Curtailment-Turnkey-Other | General |  | Winter Evening | % of Load | 1 | 2031 | 65535
| Base | BTM Battery Control | C&I Curtailment-Turnkey-Other | General |  | Winter Evening | % of Load | 0 | 2031 | 65535
| Base | BTM Battery Control | DLC-Switch-Water Heating | Small Industrial |  | Winter Morning | % of Load | 1 | 2031 | 65535
| Base | BTM Battery Control | DLC-Switch-Water Heating | Small Industrial |  | Winter Morning | % of Load | 0 | 2031 | 65535
| Base | BTM Battery Control | DLC-BYOD-Water Heating | Small Industrial |  | Winter Morning | % of Load | 1 | 2031 | 65535
| Base | BTM Battery Control | DLC-BYOD-Water Heating | Small Industrial |  | Winter Morning | % of Load | 0 | 2031 | 65535
| Base | BTM Battery Control | DLC-Thermostat-DI-Central Heat Pump | Small Industrial |  | Winter Morning | % of Load | 1 | 2031 | 65535
| Base | BTM Battery Control | DLC-Thermostat-DI-Central Heat Pump | Small Industrial |  | Winter Morning | % of Load | 0 | 2031 | 65535
| Base | BTM Battery Control | DLC-Thermostat-BYOT-Central Heat Pump | Small Industrial |  | Winter Morning | % of Load | 1 | 2031 | 65535
| Base | BTM Battery Control | DLC-Thermostat-BYOT-Central Heat Pump | Small Industrial |  | Winter Morning | % of Load | 0 | 2031 | 65535
| Base | BTM Battery Control | DLC-Thermostat-HVAC | Small Industrial |  | Winter Morning | % of Load | 1 | 2031 | 65535
| Base | BTM Battery Control | DLC-Thermostat-HVAC | Small Industrial |  | Winter Morning | % of Load | 0 | 2031 | 65535
| Base | BTM Battery Control | DLC-Thermostat-DI-Baseboard Heating | Small Industrial |  | Winter Morning | % of Load | 1 | 2031 | 65535
| Base | BTM Battery Control | DLC-Thermostat-DI-Baseboard Heating | Small Industrial |  | Winter Morning | % of Load | 0 | 2031 | 65535
| Base | BTM Battery Control | DLC-Thermostat-BYOT-Baseboard Heating | Small Industrial |  | Winter Morning | % of Load | 1 | 2031 | 65535
| Base | BTM Battery Control | DLC-Thermostat-BYOT-Baseboard Heating | Small Industrial |  | Winter Morning | % of Load | 0 | 2031 | 65535
| Base | BTM Battery Control | DLC-Thermostat-DI-MSHP | Small Industrial |  | Winter Morning | % of Load | 1 | 2031 | 65535
| Base | BTM Battery Control | DLC-Thermostat-DI-MSHP | Small Industrial |  | Winter Morning | % of Load | 0 | 2031 | 65535
| Base | BTM Battery Control | DLC-Thermostat-BYOT-MSHP | Small Industrial |  | Winter Morning | % of Load | 1 | 2031 | 65535
| Base | BTM Battery Control | DLC-Thermostat-BYOT-MSHP | Small Industrial |  | Winter Morning | % of Load | 0 | 2031 | 65535
| Base | BTM Battery Control | C&I Curtailment-Turnkey-Manual HVAC Control | Small Industrial |  | Winter Morning | % of Load | 1 | 2031 | 65535
| Base | BTM Battery Control | C&I Curtailment-Turnkey-Manual HVAC Control | Small Industrial |  | Winter Morning | % of Load | 0 | 2031 | 65535
| Base | BTM Battery Control | C&I Curtailment-Turnkey-Auto-DR HVAC Control | Small Industrial |  | Winter Morning | % of Load | 1 | 2031 | 65535
| Base | BTM Battery Control | C&I Curtailment-Turnkey-Auto-DR HVAC Control | Small Industrial |  | Winter Morning | % of Load | 0 | 2031 | 65535
| Base | BTM Battery Control | C&I Curtailment-Turnkey-Standard Lighting Control | Small Industrial |  | Winter Morning | % of Load | 1 | 2031 | 65535
| Base | BTM Battery Control | C&I Curtailment-Turnkey-Standard Lighting Control | Small Industrial |  | Winter Morning | % of Load | 0 | 2031 | 65535
| Base | BTM Battery Control | C&I Curtailment-Turnkey-Advanced Lighting Control | Small Industrial |  | Winter Morning | % of Load | 1 | 2031 | 65535
| Base | BTM Battery Control | C&I Curtailment-Turnkey-Advanced Lighting Control | Small Industrial |  | Winter Morning | % of Load | 0 | 2031 | 65535
| Base | BTM Battery Control | C&I Curtailment-Turnkey-Water Heating Control | Small Industrial |  | Winter Morning | % of Load | 1 | 2031 | 65535
| Base | BTM Battery Control | C&I Curtailment-Turnkey-Water Heating Control | Small Industrial |  | Winter Morning | % of Load | 0 | 2031 | 65535
| Base | BTM Battery Control | C&I Curtailment-Turnkey-Other | Small Industrial |  | Winter Morning | % of Load | 1 | 2031 | 65535
| Base | BTM Battery Control | C&I Curtailment-Turnkey-Other | Small Industrial |  | Winter Morning | % of Load | 0 | 2031 | 65535
| Base | BTM Battery Control | C&I Curtailment-Turnkey-Industrial | Small Industrial |  | Winter Morning | % of Load | 1 | 2031 | 65535
| Base | BTM Battery Control | C&I Curtailment-Turnkey-Industrial | Small Industrial |  | Winter Morning | % of Load | 0 | 2031 | 65535
| Base | BTM Battery Control | DLC-Switch-Water Heating | Small Industrial |  | Winter Evening | % of Load | 1 | 2031 | 65535
| Base | BTM Battery Control | DLC-Switch-Water Heating | Small Industrial |  | Winter Evening | % of Load | 0 | 2031 | 65535
| Base | BTM Battery Control | DLC-BYOD-Water Heating | Small Industrial |  | Winter Evening | % of Load | 1 | 2031 | 65535
| Base | BTM Battery Control | DLC-BYOD-Water Heating | Small Industrial |  | Winter Evening | % of Load | 0 | 2031 | 65535
| Base | BTM Battery Control | DLC-Thermostat-DI-Central Heat Pump | Small Industrial |  | Winter Evening | % of Load | 1 | 2031 | 65535
| Base | BTM Battery Control | DLC-Thermostat-DI-Central Heat Pump | Small Industrial |  | Winter Evening | % of Load | 0 | 2031 | 65535
| Base | BTM Battery Control | DLC-Thermostat-BYOT-Central Heat Pump | Small Industrial |  | Winter Evening | % of Load | 1 | 2031 | 65535
| Base | BTM Battery Control | DLC-Thermostat-BYOT-Central Heat Pump | Small Industrial |  | Winter Evening | % of Load | 0 | 2031 | 65535
| Base | BTM Battery Control | DLC-Thermostat-HVAC | Small Industrial |  | Winter Evening | % of Load | 1 | 2031 | 65535
| Base | BTM Battery Control | DLC-Thermostat-HVAC | Small Industrial |  | Winter Evening | % of Load | 0 | 2031 | 65535
| Base | BTM Battery Control | DLC-Thermostat-DI-Baseboard Heating | Small Industrial |  | Winter Evening | % of Load | 1 | 2031 | 65535
| Base | BTM Battery Control | DLC-Thermostat-DI-Baseboard Heating | Small Industrial |  | Winter Evening | % of Load | 0 | 2031 | 65535
| Base | BTM Battery Control | DLC-Thermostat-BYOT-Baseboard Heating | Small Industrial |  | Winter Evening | % of Load | 1 | 2031 | 65535
| Base | BTM Battery Control | DLC-Thermostat-BYOT-Baseboard Heating | Small Industrial |  | Winter Evening | % of Load | 0 | 2031 | 65535
| Base | BTM Battery Control | DLC-Thermostat-DI-MSHP | Small Industrial |  | Winter Evening | % of Load | 1 | 2031 | 65535
| Base | BTM Battery Control | DLC-Thermostat-DI-MSHP | Small Industrial |  | Winter Evening | % of Load | 0 | 2031 | 65535
| Base | BTM Battery Control | DLC-Thermostat-BYOT-MSHP | Small Industrial |  | Winter Evening | % of Load | 1 | 2031 | 65535
| Base | BTM Battery Control | DLC-Thermostat-BYOT-MSHP | Small Industrial |  | Winter Evening | % of Load | 0 | 2031 | 65535
| Base | BTM Battery Control | C&I Curtailment-Turnkey-Manual HVAC Control | Small Industrial |  | Winter Evening | % of Load | 1 | 2031 | 65535
| Base | BTM Battery Control | C&I Curtailment-Turnkey-Manual HVAC Control | Small Industrial |  | Winter Evening | % of Load | 0 | 2031 | 65535
| Base | BTM Battery Control | C&I Curtailment-Turnkey-Auto-DR HVAC Control | Small Industrial |  | Winter Evening | % of Load | 1 | 2031 | 65535
| Base | BTM Battery Control | C&I Curtailment-Turnkey-Auto-DR HVAC Control | Small Industrial |  | Winter Evening | % of Load | 0 | 2031 | 65535
| Base | BTM Battery Control | C&I Curtailment-Turnkey-Standard Lighting Control | Small Industrial |  | Winter Evening | % of Load | 1 | 2031 | 65535
| Base | BTM Battery Control | C&I Curtailment-Turnkey-Standard Lighting Control | Small Industrial |  | Winter Evening | % of Load | 0 | 2031 | 65535
| Base | BTM Battery Control | C&I Curtailment-Turnkey-Advanced Lighting Control | Small Industrial |  | Winter Evening | % of Load | 1 | 2031 | 65535
| Base | BTM Battery Control | C&I Curtailment-Turnkey-Advanced Lighting Control | Small Industrial |  | Winter Evening | % of Load | 0 | 2031 | 65535
| Base | BTM Battery Control | C&I Curtailment-Turnkey-Water Heating Control | Small Industrial |  | Winter Evening | % of Load | 1 | 2031 | 65535
| Base | BTM Battery Control | C&I Curtailment-Turnkey-Water Heating Control | Small Industrial |  | Winter Evening | % of Load | 0 | 2031 | 65535
| Base | BTM Battery Control | C&I Curtailment-Turnkey-Other | Small Industrial |  | Winter Evening | % of Load | 1 | 2031 | 65535
| Base | BTM Battery Control | C&I Curtailment-Turnkey-Other | Small Industrial |  | Winter Evening | % of Load | 0 | 2031 | 65535
| Base | BTM Battery Control | C&I Curtailment-Turnkey-Industrial | Small Industrial |  | Winter Evening | % of Load | 1 | 2031 | 65535
| Base | BTM Battery Control | C&I Curtailment-Turnkey-Industrial | Small Industrial |  | Winter Evening | % of Load | 0 | 2031 | 65535
| Base | BTM Battery Control | DLC-Switch-Water Heating | Medium Industrial |  | Winter Morning | % of Load | 1 | 2031 | 65535
| Base | BTM Battery Control | DLC-Switch-Water Heating | Medium Industrial |  | Winter Morning | % of Load | 0 | 2031 | 65535
| Base | BTM Battery Control | DLC-BYOD-Water Heating | Medium Industrial |  | Winter Morning | % of Load | 1 | 2031 | 65535
| Base | BTM Battery Control | DLC-BYOD-Water Heating | Medium Industrial |  | Winter Morning | % of Load | 0 | 2031 | 65535
| Base | BTM Battery Control | DLC-Thermostat-DI-Central Heat Pump | Medium Industrial |  | Winter Morning | % of Load | 1 | 2031 | 65535
| Base | BTM Battery Control | DLC-Thermostat-DI-Central Heat Pump | Medium Industrial |  | Winter Morning | % of Load | 0 | 2031 | 65535
| Base | BTM Battery Control | DLC-Thermostat-BYOT-Central Heat Pump | Medium Industrial |  | Winter Morning | % of Load | 1 | 2031 | 65535
| Base | BTM Battery Control | DLC-Thermostat-BYOT-Central Heat Pump | Medium Industrial |  | Winter Morning | % of Load | 0 | 2031 | 65535
| Base | BTM Battery Control | DLC-Thermostat-HVAC | Medium Industrial |  | Winter Morning | % of Load | 1 | 2031 | 65535
| Base | BTM Battery Control | DLC-Thermostat-HVAC | Medium Industrial |  | Winter Morning | % of Load | 0 | 2031 | 65535
| Base | BTM Battery Control | DLC-Thermostat-DI-Baseboard Heating | Medium Industrial |  | Winter Morning | % of Load | 1 | 2031 | 65535
| Base | BTM Battery Control | DLC-Thermostat-DI-Baseboard Heating | Medium Industrial |  | Winter Morning | % of Load | 0 | 2031 | 65535
| Base | BTM Battery Control | DLC-Thermostat-BYOT-Baseboard Heating | Medium Industrial |  | Winter Morning | % of Load | 1 | 2031 | 65535
| Base | BTM Battery Control | DLC-Thermostat-BYOT-Baseboard Heating | Medium Industrial |  | Winter Morning | % of Load | 0 | 2031 | 65535
| Base | BTM Battery Control | DLC-Thermostat-DI-MSHP | Medium Industrial |  | Winter Morning | % of Load | 1 | 2031 | 65535
| Base | BTM Battery Control | DLC-Thermostat-DI-MSHP | Medium Industrial |  | Winter Morning | % of Load | 0 | 2031 | 65535
| Base | BTM Battery Control | DLC-Thermostat-BYOT-MSHP | Medium Industrial |  | Winter Morning | % of Load | 1 | 2031 | 65535
| Base | BTM Battery Control | DLC-Thermostat-BYOT-MSHP | Medium Industrial |  | Winter Morning | % of Load | 0 | 2031 | 65535
| Base | BTM Battery Control | C&I Curtailment-Turnkey-Manual HVAC Control | Medium Industrial |  | Winter Morning | % of Load | 1 | 2031 | 65535
| Base | BTM Battery Control | C&I Curtailment-Turnkey-Manual HVAC Control | Medium Industrial |  | Winter Morning | % of Load | 0 | 2031 | 65535
| Base | BTM Battery Control | C&I Curtailment-Turnkey-Auto-DR HVAC Control | Medium Industrial |  | Winter Morning | % of Load | 1 | 2031 | 65535
| Base | BTM Battery Control | C&I Curtailment-Turnkey-Auto-DR HVAC Control | Medium Industrial |  | Winter Morning | % of Load | 0 | 2031 | 65535
| Base | BTM Battery Control | C&I Curtailment-Turnkey-Standard Lighting Control | Medium Industrial |  | Winter Morning | % of Load | 1 | 2031 | 65535
| Base | BTM Battery Control | C&I Curtailment-Turnkey-Standard Lighting Control | Medium Industrial |  | Winter Morning | % of Load | 0 | 2031 | 65535
| Base | BTM Battery Control | C&I Curtailment-Turnkey-Advanced Lighting Control | Medium Industrial |  | Winter Morning | % of Load | 1 | 2031 | 65535
| Base | BTM Battery Control | C&I Curtailment-Turnkey-Advanced Lighting Control | Medium Industrial |  | Winter Morning | % of Load | 0 | 2031 | 65535
| Base | BTM Battery Control | C&I Curtailment-Turnkey-Water Heating Control | Medium Industrial |  | Winter Morning | % of Load | 1 | 2031 | 65535
| Base | BTM Battery Control | C&I Curtailment-Turnkey-Water Heating Control | Medium Industrial |  | Winter Morning | % of Load | 0 | 2031 | 65535
| Base | BTM Battery Control | C&I Curtailment-Turnkey-Other | Medium Industrial |  | Winter Morning | % of Load | 1 | 2031 | 65535
| Base | BTM Battery Control | C&I Curtailment-Turnkey-Other | Medium Industrial |  | Winter Morning | % of Load | 0 | 2031 | 65535
| Base | BTM Battery Control | DLC-Switch-Water Heating | Medium Industrial |  | Winter Evening | % of Load | 1 | 2031 | 65535
| Base | BTM Battery Control | DLC-Switch-Water Heating | Medium Industrial |  | Winter Evening | % of Load | 0 | 2031 | 65535
| Base | BTM Battery Control | DLC-BYOD-Water Heating | Medium Industrial |  | Winter Evening | % of Load | 1 | 2031 | 65535
| Base | BTM Battery Control | DLC-BYOD-Water Heating | Medium Industrial |  | Winter Evening | % of Load | 0 | 2031 | 65535
| Base | BTM Battery Control | DLC-Thermostat-DI-Central Heat Pump | Medium Industrial |  | Winter Evening | % of Load | 1 | 2031 | 65535
| Base | BTM Battery Control | DLC-Thermostat-DI-Central Heat Pump | Medium Industrial |  | Winter Evening | % of Load | 0 | 2031 | 65535
| Base | BTM Battery Control | DLC-Thermostat-BYOT-Central Heat Pump | Medium Industrial |  | Winter Evening | % of Load | 1 | 2031 | 65535
| Base | BTM Battery Control | DLC-Thermostat-BYOT-Central Heat Pump | Medium Industrial |  | Winter Evening | % of Load | 0 | 2031 | 65535
| Base | BTM Battery Control | DLC-Thermostat-HVAC | Medium Industrial |  | Winter Evening | % of Load | 1 | 2031 | 65535
| Base | BTM Battery Control | DLC-Thermostat-HVAC | Medium Industrial |  | Winter Evening | % of Load | 0 | 2031 | 65535
| Base | BTM Battery Control | DLC-Thermostat-DI-Baseboard Heating | Medium Industrial |  | Winter Evening | % of Load | 1 | 2031 | 65535
| Base | BTM Battery Control | DLC-Thermostat-DI-Baseboard Heating | Medium Industrial |  | Winter Evening | % of Load | 0 | 2031 | 65535
| Base | BTM Battery Control | DLC-Thermostat-BYOT-Baseboard Heating | Medium Industrial |  | Winter Evening | % of Load | 1 | 2031 | 65535
| Base | BTM Battery Control | DLC-Thermostat-BYOT-Baseboard Heating | Medium Industrial |  | Winter Evening | % of Load | 0 | 2031 | 65535
| Base | BTM Battery Control | DLC-Thermostat-DI-MSHP | Medium Industrial |  | Winter Evening | % of Load | 1 | 2031 | 65535
| Base | BTM Battery Control | DLC-Thermostat-DI-MSHP | Medium Industrial |  | Winter Evening | % of Load | 0 | 2031 | 65535
| Base | BTM Battery Control | DLC-Thermostat-BYOT-MSHP | Medium Industrial |  | Winter Evening | % of Load | 1 | 2031 | 65535
| Base | BTM Battery Control | DLC-Thermostat-BYOT-MSHP | Medium Industrial |  | Winter Evening | % of Load | 0 | 2031 | 65535
| Base | BTM Battery Control | C&I Curtailment-Turnkey-Manual HVAC Control | Medium Industrial |  | Winter Evening | % of Load | 1 | 2031 | 65535
| Base | BTM Battery Control | C&I Curtailment-Turnkey-Manual HVAC Control | Medium Industrial |  | Winter Evening | % of Load | 0 | 2031 | 65535
| Base | BTM Battery Control | C&I Curtailment-Turnkey-Auto-DR HVAC Control | Medium Industrial |  | Winter Evening | % of Load | 1 | 2031 | 65535
| Base | BTM Battery Control | C&I Curtailment-Turnkey-Auto-DR HVAC Control | Medium Industrial |  | Winter Evening | % of Load | 0 | 2031 | 65535
| Base | BTM Battery Control | C&I Curtailment-Turnkey-Standard Lighting Control | Medium Industrial |  | Winter Evening | % of Load | 1 | 2031 | 65535
| Base | BTM Battery Control | C&I Curtailment-Turnkey-Standard Lighting Control | Medium Industrial |  | Winter Evening | % of Load | 0 | 2031 | 65535
| Base | BTM Battery Control | C&I Curtailment-Turnkey-Advanced Lighting Control | Medium Industrial |  | Winter Evening | % of Load | 1 | 2031 | 65535
| Base | BTM Battery Control | C&I Curtailment-Turnkey-Advanced Lighting Control | Medium Industrial |  | Winter Evening | % of Load | 0 | 2031 | 65535
| Base | BTM Battery Control | C&I Curtailment-Turnkey-Water Heating Control | Medium Industrial |  | Winter Evening | % of Load | 1 | 2031 | 65535
| Base | BTM Battery Control | C&I Curtailment-Turnkey-Water Heating Control | Medium Industrial |  | Winter Evening | % of Load | 0 | 2031 | 65535
| Base | BTM Battery Control | C&I Curtailment-Turnkey-Other | Medium Industrial |  | Winter Evening | % of Load | 1 | 2031 | 65535
| Base | BTM Battery Control | C&I Curtailment-Turnkey-Other | Medium Industrial |  | Winter Evening | % of Load | 0 | 2031 | 65535
| Base | BTM Battery Control | BTM Battery Control-BYOB | Residential Charitable |  | Winter Morning | % of Load | 1 | 2031 | 65535
| Base | BTM Battery Control | BTM Battery Control-BYOB | Residential Charitable |  | Winter Morning | % of Load | 0 | 2031 | 65535
| Base | BTM Battery Control | BTM Battery Control-BYOB | Residential Charitable |  | Winter Evening | % of Load | 1 | 2031 | 65535
| Base | BTM Battery Control | BTM Battery Control-BYOB | Residential Charitable |  | Winter Evening | % of Load | 0 | 2031 | 65535
| Base | EV Charging Control | DLC-Switch-Water Heating | Small General |  | Winter Morning | % of Load | 1 | 2031 | 65535
| Base | EV Charging Control | DLC-Switch-Water Heating | Small General |  | Winter Morning | % of Load | 0 | 2031 | 65535
| Base | EV Charging Control | DLC-BYOD-Water Heating | Small General |  | Winter Morning | % of Load | 1 | 2031 | 65535
| Base | EV Charging Control | DLC-BYOD-Water Heating | Small General |  | Winter Morning | % of Load | 0 | 2031 | 65535
| Base | EV Charging Control | DLC-Thermostat-DI-Central Heat Pump | Small General |  | Winter Morning | % of Load | 1 | 2031 | 65535
| Base | EV Charging Control | DLC-Thermostat-DI-Central Heat Pump | Small General |  | Winter Morning | % of Load | 0 | 2031 | 65535
| Base | EV Charging Control | DLC-Thermostat-BYOT-Central Heat Pump | Small General |  | Winter Morning | % of Load | 1 | 2031 | 65535
| Base | EV Charging Control | DLC-Thermostat-BYOT-Central Heat Pump | Small General |  | Winter Morning | % of Load | 0 | 2031 | 65535
| Base | EV Charging Control | DLC-Thermostat-HVAC | Small General |  | Winter Morning | % of Load | 1 | 2031 | 65535
| Base | EV Charging Control | DLC-Thermostat-HVAC | Small General |  | Winter Morning | % of Load | 0 | 2031 | 65535
| Base | EV Charging Control | DLC-Thermostat-DI-Baseboard Heating | Small General |  | Winter Morning | % of Load | 1 | 2031 | 65535
| Base | EV Charging Control | DLC-Thermostat-DI-Baseboard Heating | Small General |  | Winter Morning | % of Load | 0 | 2031 | 65535
| Base | EV Charging Control | DLC-Thermostat-BYOT-Baseboard Heating | Small General |  | Winter Morning | % of Load | 1 | 2031 | 65535
| Base | EV Charging Control | DLC-Thermostat-BYOT-Baseboard Heating | Small General |  | Winter Morning | % of Load | 0 | 2031 | 65535
| Base | EV Charging Control | DLC-Thermostat-DI-MSHP | Small General |  | Winter Morning | % of Load | 1 | 2031 | 65535
| Base | EV Charging Control | DLC-Thermostat-DI-MSHP | Small General |  | Winter Morning | % of Load | 0 | 2031 | 65535
| Base | EV Charging Control | DLC-Thermostat-BYOT-MSHP | Small General |  | Winter Morning | % of Load | 1 | 2031 | 65535
| Base | EV Charging Control | DLC-Thermostat-BYOT-MSHP | Small General |  | Winter Morning | % of Load | 0 | 2031 | 65535
| Base | EV Charging Control | C&I Curtailment-Turnkey-Manual HVAC Control | Small General |  | Winter Morning | % of Load | 1 | 2031 | 65535
| Base | EV Charging Control | C&I Curtailment-Turnkey-Manual HVAC Control | Small General |  | Winter Morning | % of Load | 0 | 2031 | 65535
| Base | EV Charging Control | C&I Curtailment-Turnkey-Auto-DR HVAC Control | Small General |  | Winter Morning | % of Load | 1 | 2031 | 65535
| Base | EV Charging Control | C&I Curtailment-Turnkey-Auto-DR HVAC Control | Small General |  | Winter Morning | % of Load | 0 | 2031 | 65535
| Base | EV Charging Control | C&I Curtailment-Turnkey-Standard Lighting Control | Small General |  | Winter Morning | % of Load | 1 | 2031 | 65535
| Base | EV Charging Control | C&I Curtailment-Turnkey-Standard Lighting Control | Small General |  | Winter Morning | % of Load | 0 | 2031 | 65535
| Base | EV Charging Control | C&I Curtailment-Turnkey-Advanced Lighting Control | Small General |  | Winter Morning | % of Load | 1 | 2031 | 65535
| Base | EV Charging Control | C&I Curtailment-Turnkey-Advanced Lighting Control | Small General |  | Winter Morning | % of Load | 0 | 2031 | 65535
| Base | EV Charging Control | C&I Curtailment-Turnkey-Water Heating Control | Small General |  | Winter Morning | % of Load | 1 | 2031 | 65535
| Base | EV Charging Control | C&I Curtailment-Turnkey-Water Heating Control | Small General |  | Winter Morning | % of Load | 0 | 2031 | 65535
| Base | EV Charging Control | C&I Curtailment-Turnkey-Other | Small General |  | Winter Morning | % of Load | 1 | 2031 | 65535
| Base | EV Charging Control | C&I Curtailment-Turnkey-Other | Small General |  | Winter Morning | % of Load | 0 | 2031 | 65535
| Base | EV Charging Control | Dynamic Pricing with enabling tech. | Small General |  | Winter Morning | % of Load | 1 | 2031 | 65535
| Base | EV Charging Control | Dynamic Pricing with enabling tech. | Small General |  | Winter Morning | % of Load | 0 | 2031 | 65535
| Base | EV Charging Control | DLC-Switch-Water Heating | Small General |  | Winter Evening | % of Load | 1 | 2031 | 65535
| Base | EV Charging Control | DLC-Switch-Water Heating | Small General |  | Winter Evening | % of Load | 0 | 2031 | 65535
| Base | EV Charging Control | DLC-BYOD-Water Heating | Small General |  | Winter Evening | % of Load | 1 | 2031 | 65535
| Base | EV Charging Control | DLC-BYOD-Water Heating | Small General |  | Winter Evening | % of Load | 0 | 2031 | 65535
| Base | EV Charging Control | DLC-Thermostat-DI-Central Heat Pump | Small General |  | Winter Evening | % of Load | 1 | 2031 | 65535
| Base | EV Charging Control | DLC-Thermostat-DI-Central Heat Pump | Small General |  | Winter Evening | % of Load | 0 | 2031 | 65535
| Base | EV Charging Control | DLC-Thermostat-BYOT-Central Heat Pump | Small General |  | Winter Evening | % of Load | 1 | 2031 | 65535
| Base | EV Charging Control | DLC-Thermostat-BYOT-Central Heat Pump | Small General |  | Winter Evening | % of Load | 0 | 2031 | 65535
| Base | EV Charging Control | DLC-Thermostat-HVAC | Small General |  | Winter Evening | % of Load | 1 | 2031 | 65535
| Base | EV Charging Control | DLC-Thermostat-HVAC | Small General |  | Winter Evening | % of Load | 0 | 2031 | 65535
| Base | EV Charging Control | DLC-Thermostat-DI-Baseboard Heating | Small General |  | Winter Evening | % of Load | 1 | 2031 | 65535
| Base | EV Charging Control | DLC-Thermostat-DI-Baseboard Heating | Small General |  | Winter Evening | % of Load | 0 | 2031 | 65535
| Base | EV Charging Control | DLC-Thermostat-BYOT-Baseboard Heating | Small General |  | Winter Evening | % of Load | 1 | 2031 | 65535
| Base | EV Charging Control | DLC-Thermostat-BYOT-Baseboard Heating | Small General |  | Winter Evening | % of Load | 0 | 2031 | 65535
| Base | EV Charging Control | DLC-Thermostat-DI-MSHP | Small General |  | Winter Evening | % of Load | 1 | 2031 | 65535
| Base | EV Charging Control | DLC-Thermostat-DI-MSHP | Small General |  | Winter Evening | % of Load | 0 | 2031 | 65535
| Base | EV Charging Control | DLC-Thermostat-BYOT-MSHP | Small General |  | Winter Evening | % of Load | 1 | 2031 | 65535
| Base | EV Charging Control | DLC-Thermostat-BYOT-MSHP | Small General |  | Winter Evening | % of Load | 0 | 2031 | 65535
| Base | EV Charging Control | C&I Curtailment-Turnkey-Manual HVAC Control | Small General |  | Winter Evening | % of Load | 1 | 2031 | 65535
| Base | EV Charging Control | C&I Curtailment-Turnkey-Manual HVAC Control | Small General |  | Winter Evening | % of Load | 0 | 2031 | 65535
| Base | EV Charging Control | C&I Curtailment-Turnkey-Auto-DR HVAC Control | Small General |  | Winter Evening | % of Load | 1 | 2031 | 65535
| Base | EV Charging Control | C&I Curtailment-Turnkey-Auto-DR HVAC Control | Small General |  | Winter Evening | % of Load | 0 | 2031 | 65535
| Base | EV Charging Control | C&I Curtailment-Turnkey-Standard Lighting Control | Small General |  | Winter Evening | % of Load | 1 | 2031 | 65535
| Base | EV Charging Control | C&I Curtailment-Turnkey-Standard Lighting Control | Small General |  | Winter Evening | % of Load | 0 | 2031 | 65535
| Base | EV Charging Control | C&I Curtailment-Turnkey-Advanced Lighting Control | Small General |  | Winter Evening | % of Load | 1 | 2031 | 65535
| Base | EV Charging Control | C&I Curtailment-Turnkey-Advanced Lighting Control | Small General |  | Winter Evening | % of Load | 0 | 2031 | 65535
| Base | EV Charging Control | C&I Curtailment-Turnkey-Water Heating Control | Small General |  | Winter Evening | % of Load | 1 | 2031 | 65535
| Base | EV Charging Control | C&I Curtailment-Turnkey-Water Heating Control | Small General |  | Winter Evening | % of Load | 0 | 2031 | 65535
| Base | EV Charging Control | C&I Curtailment-Turnkey-Other | Small General |  | Winter Evening | % of Load | 1 | 2031 | 65535
| Base | EV Charging Control | C&I Curtailment-Turnkey-Other | Small General |  | Winter Evening | % of Load | 0 | 2031 | 65535
| Base | EV Charging Control | Dynamic Pricing with enabling tech. | Small General |  | Winter Evening | % of Load | 1 | 2031 | 65535
| Base | EV Charging Control | Dynamic Pricing with enabling tech. | Small General |  | Winter Evening | % of Load | 0 | 2031 | 65535
| Base | EV Charging Control | DLC-Switch-Water Heating | General |  | Winter Morning | % of Load | 1 | 2031 | 65535
| Base | EV Charging Control | DLC-Switch-Water Heating | General |  | Winter Morning | % of Load | 0 | 2031 | 65535
| Base | EV Charging Control | DLC-BYOD-Water Heating | General |  | Winter Morning | % of Load | 1 | 2031 | 65535
| Base | EV Charging Control | DLC-BYOD-Water Heating | General |  | Winter Morning | % of Load | 0 | 2031 | 65535
| Base | EV Charging Control | DLC-Thermostat-DI-Central Heat Pump | General |  | Winter Morning | % of Load | 1 | 2031 | 65535
| Base | EV Charging Control | DLC-Thermostat-DI-Central Heat Pump | General |  | Winter Morning | % of Load | 0 | 2031 | 65535
| Base | EV Charging Control | DLC-Thermostat-BYOT-Central Heat Pump | General |  | Winter Morning | % of Load | 1 | 2031 | 65535
| Base | EV Charging Control | DLC-Thermostat-BYOT-Central Heat Pump | General |  | Winter Morning | % of Load | 0 | 2031 | 65535
| Base | EV Charging Control | DLC-Thermostat-HVAC | General |  | Winter Morning | % of Load | 1 | 2031 | 65535
| Base | EV Charging Control | DLC-Thermostat-HVAC | General |  | Winter Morning | % of Load | 0 | 2031 | 65535
| Base | EV Charging Control | DLC-Thermostat-DI-Baseboard Heating | General |  | Winter Morning | % of Load | 1 | 2031 | 65535
| Base | EV Charging Control | DLC-Thermostat-DI-Baseboard Heating | General |  | Winter Morning | % of Load | 0 | 2031 | 65535
| Base | EV Charging Control | DLC-Thermostat-BYOT-Baseboard Heating | General |  | Winter Morning | % of Load | 1 | 2031 | 65535
| Base | EV Charging Control | DLC-Thermostat-BYOT-Baseboard Heating | General |  | Winter Morning | % of Load | 0 | 2031 | 65535
| Base | EV Charging Control | DLC-Thermostat-DI-MSHP | General |  | Winter Morning | % of Load | 1 | 2031 | 65535
| Base | EV Charging Control | DLC-Thermostat-DI-MSHP | General |  | Winter Morning | % of Load | 0 | 2031 | 65535
| Base | EV Charging Control | DLC-Thermostat-BYOT-MSHP | General |  | Winter Morning | % of Load | 1 | 2031 | 65535
| Base | EV Charging Control | DLC-Thermostat-BYOT-MSHP | General |  | Winter Morning | % of Load | 0 | 2031 | 65535
| Base | EV Charging Control | C&I Curtailment-Turnkey-Manual HVAC Control | General |  | Winter Morning | % of Load | 1 | 2031 | 65535
| Base | EV Charging Control | C&I Curtailment-Turnkey-Manual HVAC Control | General |  | Winter Morning | % of Load | 0 | 2031 | 65535
| Base | EV Charging Control | C&I Curtailment-Turnkey-Auto-DR HVAC Control | General |  | Winter Morning | % of Load | 1 | 2031 | 65535
| Base | EV Charging Control | C&I Curtailment-Turnkey-Auto-DR HVAC Control | General |  | Winter Morning | % of Load | 0 | 2031 | 65535
| Base | EV Charging Control | C&I Curtailment-Turnkey-Standard Lighting Control | General |  | Winter Morning | % of Load | 1 | 2031 | 65535
| Base | EV Charging Control | C&I Curtailment-Turnkey-Standard Lighting Control | General |  | Winter Morning | % of Load | 0 | 2031 | 65535
| Base | EV Charging Control | C&I Curtailment-Turnkey-Advanced Lighting Control | General |  | Winter Morning | % of Load | 1 | 2031 | 65535
| Base | EV Charging Control | C&I Curtailment-Turnkey-Advanced Lighting Control | General |  | Winter Morning | % of Load | 0 | 2031 | 65535
| Base | EV Charging Control | C&I Curtailment-Turnkey-Water Heating Control | General |  | Winter Morning | % of Load | 1 | 2031 | 65535
| Base | EV Charging Control | C&I Curtailment-Turnkey-Water Heating Control | General |  | Winter Morning | % of Load | 0 | 2031 | 65535
| Base | EV Charging Control | C&I Curtailment-Turnkey-Other | General |  | Winter Morning | % of Load | 1 | 2031 | 65535
| Base | EV Charging Control | C&I Curtailment-Turnkey-Other | General |  | Winter Morning | % of Load | 0 | 2031 | 65535
| Base | EV Charging Control | DLC-Switch-Water Heating | General |  | Winter Evening | % of Load | 1 | 2031 | 65535
| Base | EV Charging Control | DLC-Switch-Water Heating | General |  | Winter Evening | % of Load | 0 | 2031 | 65535
| Base | EV Charging Control | DLC-BYOD-Water Heating | General |  | Winter Evening | % of Load | 1 | 2031 | 65535
| Base | EV Charging Control | DLC-BYOD-Water Heating | General |  | Winter Evening | % of Load | 0 | 2031 | 65535
| Base | EV Charging Control | DLC-Thermostat-DI-Central Heat Pump | General |  | Winter Evening | % of Load | 1 | 2031 | 65535
| Base | EV Charging Control | DLC-Thermostat-DI-Central Heat Pump | General |  | Winter Evening | % of Load | 0 | 2031 | 65535
| Base | EV Charging Control | DLC-Thermostat-BYOT-Central Heat Pump | General |  | Winter Evening | % of Load | 1 | 2031 | 65535
| Base | EV Charging Control | DLC-Thermostat-BYOT-Central Heat Pump | General |  | Winter Evening | % of Load | 0 | 2031 | 65535
| Base | EV Charging Control | DLC-Thermostat-HVAC | General |  | Winter Evening | % of Load | 1 | 2031 | 65535
| Base | EV Charging Control | DLC-Thermostat-HVAC | General |  | Winter Evening | % of Load | 0 | 2031 | 65535
| Base | EV Charging Control | DLC-Thermostat-DI-Baseboard Heating | General |  | Winter Evening | % of Load | 1 | 2031 | 65535
| Base | EV Charging Control | DLC-Thermostat-DI-Baseboard Heating | General |  | Winter Evening | % of Load | 0 | 2031 | 65535
| Base | EV Charging Control | DLC-Thermostat-BYOT-Baseboard Heating | General |  | Winter Evening | % of Load | 1 | 2031 | 65535
| Base | EV Charging Control | DLC-Thermostat-BYOT-Baseboard Heating | General |  | Winter Evening | % of Load | 0 | 2031 | 65535
| Base | EV Charging Control | DLC-Thermostat-DI-MSHP | General |  | Winter Evening | % of Load | 1 | 2031 | 65535
| Base | EV Charging Control | DLC-Thermostat-DI-MSHP | General |  | Winter Evening | % of Load | 0 | 2031 | 65535
| Base | EV Charging Control | DLC-Thermostat-BYOT-MSHP | General |  | Winter Evening | % of Load | 1 | 2031 | 65535
| Base | EV Charging Control | DLC-Thermostat-BYOT-MSHP | General |  | Winter Evening | % of Load | 0 | 2031 | 65535
| Base | EV Charging Control | C&I Curtailment-Turnkey-Manual HVAC Control | General |  | Winter Evening | % of Load | 1 | 2031 | 65535
| Base | EV Charging Control | C&I Curtailment-Turnkey-Manual HVAC Control | General |  | Winter Evening | % of Load | 0 | 2031 | 65535
| Base | EV Charging Control | C&I Curtailment-Turnkey-Auto-DR HVAC Control | General |  | Winter Evening | % of Load | 1 | 2031 | 65535
| Base | EV Charging Control | C&I Curtailment-Turnkey-Auto-DR HVAC Control | General |  | Winter Evening | % of Load | 0 | 2031 | 65535
| Base | EV Charging Control | C&I Curtailment-Turnkey-Standard Lighting Control | General |  | Winter Evening | % of Load | 1 | 2031 | 65535
| Base | EV Charging Control | C&I Curtailment-Turnkey-Standard Lighting Control | General |  | Winter Evening | % of Load | 0 | 2031 | 65535
| Base | EV Charging Control | C&I Curtailment-Turnkey-Advanced Lighting Control | General |  | Winter Evening | % of Load | 1 | 2031 | 65535
| Base | EV Charging Control | C&I Curtailment-Turnkey-Advanced Lighting Control | General |  | Winter Evening | % of Load | 0 | 2031 | 65535
| Base | EV Charging Control | C&I Curtailment-Turnkey-Water Heating Control | General |  | Winter Evening | % of Load | 1 | 2031 | 65535
| Base | EV Charging Control | C&I Curtailment-Turnkey-Water Heating Control | General |  | Winter Evening | % of Load | 0 | 2031 | 65535
| Base | EV Charging Control | C&I Curtailment-Turnkey-Other | General |  | Winter Evening | % of Load | 1 | 2031 | 65535
| Base | EV Charging Control | C&I Curtailment-Turnkey-Other | General |  | Winter Evening | % of Load | 0 | 2031 | 65535
| Base | EV Charging Control | DLC-Switch-Water Heating | Small Industrial |  | Winter Morning | % of Load | 1 | 2031 | 65535
| Base | EV Charging Control | DLC-Switch-Water Heating | Small Industrial |  | Winter Morning | % of Load | 0 | 2031 | 65535
| Base | EV Charging Control | DLC-BYOD-Water Heating | Small Industrial |  | Winter Morning | % of Load | 1 | 2031 | 65535
| Base | EV Charging Control | DLC-BYOD-Water Heating | Small Industrial |  | Winter Morning | % of Load | 0 | 2031 | 65535
| Base | EV Charging Control | DLC-Thermostat-DI-Central Heat Pump | Small Industrial |  | Winter Morning | % of Load | 1 | 2031 | 65535
| Base | EV Charging Control | DLC-Thermostat-DI-Central Heat Pump | Small Industrial |  | Winter Morning | % of Load | 0 | 2031 | 65535
| Base | EV Charging Control | DLC-Thermostat-BYOT-Central Heat Pump | Small Industrial |  | Winter Morning | % of Load | 1 | 2031 | 65535
| Base | EV Charging Control | DLC-Thermostat-BYOT-Central Heat Pump | Small Industrial |  | Winter Morning | % of Load | 0 | 2031 | 65535
| Base | EV Charging Control | DLC-Thermostat-HVAC | Small Industrial |  | Winter Morning | % of Load | 1 | 2031 | 65535
| Base | EV Charging Control | DLC-Thermostat-HVAC | Small Industrial |  | Winter Morning | % of Load | 0 | 2031 | 65535
| Base | EV Charging Control | DLC-Thermostat-DI-Baseboard Heating | Small Industrial |  | Winter Morning | % of Load | 1 | 2031 | 65535
| Base | EV Charging Control | DLC-Thermostat-DI-Baseboard Heating | Small Industrial |  | Winter Morning | % of Load | 0 | 2031 | 65535
| Base | EV Charging Control | DLC-Thermostat-BYOT-Baseboard Heating | Small Industrial |  | Winter Morning | % of Load | 1 | 2031 | 65535
| Base | EV Charging Control | DLC-Thermostat-BYOT-Baseboard Heating | Small Industrial |  | Winter Morning | % of Load | 0 | 2031 | 65535
| Base | EV Charging Control | DLC-Thermostat-DI-MSHP | Small Industrial |  | Winter Morning | % of Load | 1 | 2031 | 65535
| Base | EV Charging Control | DLC-Thermostat-DI-MSHP | Small Industrial |  | Winter Morning | % of Load | 0 | 2031 | 65535
| Base | EV Charging Control | DLC-Thermostat-BYOT-MSHP | Small Industrial |  | Winter Morning | % of Load | 1 | 2031 | 65535
| Base | EV Charging Control | DLC-Thermostat-BYOT-MSHP | Small Industrial |  | Winter Morning | % of Load | 0 | 2031 | 65535
| Base | EV Charging Control | C&I Curtailment-Turnkey-Manual HVAC Control | Small Industrial |  | Winter Morning | % of Load | 1 | 2031 | 65535
| Base | EV Charging Control | C&I Curtailment-Turnkey-Manual HVAC Control | Small Industrial |  | Winter Morning | % of Load | 0 | 2031 | 65535
| Base | EV Charging Control | C&I Curtailment-Turnkey-Auto-DR HVAC Control | Small Industrial |  | Winter Morning | % of Load | 1 | 2031 | 65535
| Base | EV Charging Control | C&I Curtailment-Turnkey-Auto-DR HVAC Control | Small Industrial |  | Winter Morning | % of Load | 0 | 2031 | 65535
| Base | EV Charging Control | C&I Curtailment-Turnkey-Standard Lighting Control | Small Industrial |  | Winter Morning | % of Load | 1 | 2031 | 65535
| Base | EV Charging Control | C&I Curtailment-Turnkey-Standard Lighting Control | Small Industrial |  | Winter Morning | % of Load | 0 | 2031 | 65535
| Base | EV Charging Control | C&I Curtailment-Turnkey-Advanced Lighting Control | Small Industrial |  | Winter Morning | % of Load | 1 | 2031 | 65535
| Base | EV Charging Control | C&I Curtailment-Turnkey-Advanced Lighting Control | Small Industrial |  | Winter Morning | % of Load | 0 | 2031 | 65535
| Base | EV Charging Control | C&I Curtailment-Turnkey-Water Heating Control | Small Industrial |  | Winter Morning | % of Load | 1 | 2031 | 65535
| Base | EV Charging Control | C&I Curtailment-Turnkey-Water Heating Control | Small Industrial |  | Winter Morning | % of Load | 0 | 2031 | 65535
| Base | EV Charging Control | C&I Curtailment-Turnkey-Other | Small Industrial |  | Winter Morning | % of Load | 1 | 2031 | 65535
| Base | EV Charging Control | C&I Curtailment-Turnkey-Other | Small Industrial |  | Winter Morning | % of Load | 0 | 2031 | 65535
| Base | EV Charging Control | C&I Curtailment-Turnkey-Industrial | Small Industrial |  | Winter Morning | % of Load | 1 | 2031 | 65535
| Base | EV Charging Control | C&I Curtailment-Turnkey-Industrial | Small Industrial |  | Winter Morning | % of Load | 0 | 2031 | 65535
| Base | EV Charging Control | DLC-Switch-Water Heating | Small Industrial |  | Winter Evening | % of Load | 1 | 2031 | 65535
| Base | EV Charging Control | DLC-Switch-Water Heating | Small Industrial |  | Winter Evening | % of Load | 0 | 2031 | 65535
| Base | EV Charging Control | DLC-BYOD-Water Heating | Small Industrial |  | Winter Evening | % of Load | 1 | 2031 | 65535
| Base | EV Charging Control | DLC-BYOD-Water Heating | Small Industrial |  | Winter Evening | % of Load | 0 | 2031 | 65535
| Base | EV Charging Control | DLC-Thermostat-DI-Central Heat Pump | Small Industrial |  | Winter Evening | % of Load | 1 | 2031 | 65535
| Base | EV Charging Control | DLC-Thermostat-DI-Central Heat Pump | Small Industrial |  | Winter Evening | % of Load | 0 | 2031 | 65535
| Base | EV Charging Control | DLC-Thermostat-BYOT-Central Heat Pump | Small Industrial |  | Winter Evening | % of Load | 1 | 2031 | 65535
| Base | EV Charging Control | DLC-Thermostat-BYOT-Central Heat Pump | Small Industrial |  | Winter Evening | % of Load | 0 | 2031 | 65535
| Base | EV Charging Control | DLC-Thermostat-HVAC | Small Industrial |  | Winter Evening | % of Load | 1 | 2031 | 65535
| Base | EV Charging Control | DLC-Thermostat-HVAC | Small Industrial |  | Winter Evening | % of Load | 0 | 2031 | 65535
| Base | EV Charging Control | DLC-Thermostat-DI-Baseboard Heating | Small Industrial |  | Winter Evening | % of Load | 1 | 2031 | 65535
| Base | EV Charging Control | DLC-Thermostat-DI-Baseboard Heating | Small Industrial |  | Winter Evening | % of Load | 0 | 2031 | 65535
| Base | EV Charging Control | DLC-Thermostat-BYOT-Baseboard Heating | Small Industrial |  | Winter Evening | % of Load | 1 | 2031 | 65535
| Base | EV Charging Control | DLC-Thermostat-BYOT-Baseboard Heating | Small Industrial |  | Winter Evening | % of Load | 0 | 2031 | 65535
| Base | EV Charging Control | DLC-Thermostat-DI-MSHP | Small Industrial |  | Winter Evening | % of Load | 1 | 2031 | 65535
| Base | EV Charging Control | DLC-Thermostat-DI-MSHP | Small Industrial |  | Winter Evening | % of Load | 0 | 2031 | 65535
| Base | EV Charging Control | DLC-Thermostat-BYOT-MSHP | Small Industrial |  | Winter Evening | % of Load | 1 | 2031 | 65535
| Base | EV Charging Control | DLC-Thermostat-BYOT-MSHP | Small Industrial |  | Winter Evening | % of Load | 0 | 2031 | 65535
| Base | EV Charging Control | C&I Curtailment-Turnkey-Manual HVAC Control | Small Industrial |  | Winter Evening | % of Load | 1 | 2031 | 65535
| Base | EV Charging Control | C&I Curtailment-Turnkey-Manual HVAC Control | Small Industrial |  | Winter Evening | % of Load | 0 | 2031 | 65535
| Base | EV Charging Control | C&I Curtailment-Turnkey-Auto-DR HVAC Control | Small Industrial |  | Winter Evening | % of Load | 1 | 2031 | 65535
| Base | EV Charging Control | C&I Curtailment-Turnkey-Auto-DR HVAC Control | Small Industrial |  | Winter Evening | % of Load | 0 | 2031 | 65535
| Base | EV Charging Control | C&I Curtailment-Turnkey-Standard Lighting Control | Small Industrial |  | Winter Evening | % of Load | 1 | 2031 | 65535
| Base | EV Charging Control | C&I Curtailment-Turnkey-Standard Lighting Control | Small Industrial |  | Winter Evening | % of Load | 0 | 2031 | 65535
| Base | EV Charging Control | C&I Curtailment-Turnkey-Advanced Lighting Control | Small Industrial |  | Winter Evening | % of Load | 1 | 2031 | 65535
| Base | EV Charging Control | C&I Curtailment-Turnkey-Advanced Lighting Control | Small Industrial |  | Winter Evening | % of Load | 0 | 2031 | 65535
| Base | EV Charging Control | C&I Curtailment-Turnkey-Water Heating Control | Small Industrial |  | Winter Evening | % of Load | 1 | 2031 | 65535
| Base | EV Charging Control | C&I Curtailment-Turnkey-Water Heating Control | Small Industrial |  | Winter Evening | % of Load | 0 | 2031 | 65535
| Base | EV Charging Control | C&I Curtailment-Turnkey-Other | Small Industrial |  | Winter Evening | % of Load | 1 | 2031 | 65535
| Base | EV Charging Control | C&I Curtailment-Turnkey-Other | Small Industrial |  | Winter Evening | % of Load | 0 | 2031 | 65535
| Base | EV Charging Control | C&I Curtailment-Turnkey-Industrial | Small Industrial |  | Winter Evening | % of Load | 1 | 2031 | 65535
| Base | EV Charging Control | C&I Curtailment-Turnkey-Industrial | Small Industrial |  | Winter Evening | % of Load | 0 | 2031 | 65535
| Base | EV Charging Control | DLC-Switch-Water Heating | Medium Industrial |  | Winter Morning | % of Load | 1 | 2031 | 65535
| Base | EV Charging Control | DLC-Switch-Water Heating | Medium Industrial |  | Winter Morning | % of Load | 0 | 2031 | 65535
| Base | EV Charging Control | DLC-BYOD-Water Heating | Medium Industrial |  | Winter Morning | % of Load | 1 | 2031 | 65535
| Base | EV Charging Control | DLC-BYOD-Water Heating | Medium Industrial |  | Winter Morning | % of Load | 0 | 2031 | 65535
| Base | EV Charging Control | DLC-Thermostat-DI-Central Heat Pump | Medium Industrial |  | Winter Morning | % of Load | 1 | 2031 | 65535
| Base | EV Charging Control | DLC-Thermostat-DI-Central Heat Pump | Medium Industrial |  | Winter Morning | % of Load | 0 | 2031 | 65535
| Base | EV Charging Control | DLC-Thermostat-BYOT-Central Heat Pump | Medium Industrial |  | Winter Morning | % of Load | 1 | 2031 | 65535
| Base | EV Charging Control | DLC-Thermostat-BYOT-Central Heat Pump | Medium Industrial |  | Winter Morning | % of Load | 0 | 2031 | 65535
| Base | EV Charging Control | DLC-Thermostat-HVAC | Medium Industrial |  | Winter Morning | % of Load | 1 | 2031 | 65535
| Base | EV Charging Control | DLC-Thermostat-HVAC | Medium Industrial |  | Winter Morning | % of Load | 0 | 2031 | 65535
| Base | EV Charging Control | DLC-Thermostat-DI-Baseboard Heating | Medium Industrial |  | Winter Morning | % of Load | 1 | 2031 | 65535
| Base | EV Charging Control | DLC-Thermostat-DI-Baseboard Heating | Medium Industrial |  | Winter Morning | % of Load | 0 | 2031 | 65535
| Base | EV Charging Control | DLC-Thermostat-BYOT-Baseboard Heating | Medium Industrial |  | Winter Morning | % of Load | 1 | 2031 | 65535
| Base | EV Charging Control | DLC-Thermostat-BYOT-Baseboard Heating | Medium Industrial |  | Winter Morning | % of Load | 0 | 2031 | 65535
| Base | EV Charging Control | DLC-Thermostat-DI-MSHP | Medium Industrial |  | Winter Morning | % of Load | 1 | 2031 | 65535
| Base | EV Charging Control | DLC-Thermostat-DI-MSHP | Medium Industrial |  | Winter Morning | % of Load | 0 | 2031 | 65535
| Base | EV Charging Control | DLC-Thermostat-BYOT-MSHP | Medium Industrial |  | Winter Morning | % of Load | 1 | 2031 | 65535
| Base | EV Charging Control | DLC-Thermostat-BYOT-MSHP | Medium Industrial |  | Winter Morning | % of Load | 0 | 2031 | 65535
| Base | EV Charging Control | C&I Curtailment-Turnkey-Manual HVAC Control | Medium Industrial |  | Winter Morning | % of Load | 1 | 2031 | 65535
| Base | EV Charging Control | C&I Curtailment-Turnkey-Manual HVAC Control | Medium Industrial |  | Winter Morning | % of Load | 0 | 2031 | 65535
| Base | EV Charging Control | C&I Curtailment-Turnkey-Auto-DR HVAC Control | Medium Industrial |  | Winter Morning | % of Load | 1 | 2031 | 65535
| Base | EV Charging Control | C&I Curtailment-Turnkey-Auto-DR HVAC Control | Medium Industrial |  | Winter Morning | % of Load | 0 | 2031 | 65535
| Base | EV Charging Control | C&I Curtailment-Turnkey-Standard Lighting Control | Medium Industrial |  | Winter Morning | % of Load | 1 | 2031 | 65535
| Base | EV Charging Control | C&I Curtailment-Turnkey-Standard Lighting Control | Medium Industrial |  | Winter Morning | % of Load | 0 | 2031 | 65535
| Base | EV Charging Control | C&I Curtailment-Turnkey-Advanced Lighting Control | Medium Industrial |  | Winter Morning | % of Load | 1 | 2031 | 65535
| Base | EV Charging Control | C&I Curtailment-Turnkey-Advanced Lighting Control | Medium Industrial |  | Winter Morning | % of Load | 0 | 2031 | 65535
| Base | EV Charging Control | C&I Curtailment-Turnkey-Water Heating Control | Medium Industrial |  | Winter Morning | % of Load | 1 | 2031 | 65535
| Base | EV Charging Control | C&I Curtailment-Turnkey-Water Heating Control | Medium Industrial |  | Winter Morning | % of Load | 0 | 2031 | 65535
| Base | EV Charging Control | C&I Curtailment-Turnkey-Other | Medium Industrial |  | Winter Morning | % of Load | 1 | 2031 | 65535
| Base | EV Charging Control | C&I Curtailment-Turnkey-Other | Medium Industrial |  | Winter Morning | % of Load | 0 | 2031 | 65535
| Base | EV Charging Control | DLC-Switch-Water Heating | Medium Industrial |  | Winter Evening | % of Load | 1 | 2031 | 65535
| Base | EV Charging Control | DLC-Switch-Water Heating | Medium Industrial |  | Winter Evening | % of Load | 0 | 2031 | 65535
| Base | EV Charging Control | DLC-BYOD-Water Heating | Medium Industrial |  | Winter Evening | % of Load | 1 | 2031 | 65535
| Base | EV Charging Control | DLC-BYOD-Water Heating | Medium Industrial |  | Winter Evening | % of Load | 0 | 2031 | 65535
| Base | EV Charging Control | DLC-Thermostat-DI-Central Heat Pump | Medium Industrial |  | Winter Evening | % of Load | 1 | 2031 | 65535
| Base | EV Charging Control | DLC-Thermostat-DI-Central Heat Pump | Medium Industrial |  | Winter Evening | % of Load | 0 | 2031 | 65535
| Base | EV Charging Control | DLC-Thermostat-BYOT-Central Heat Pump | Medium Industrial |  | Winter Evening | % of Load | 1 | 2031 | 65535
| Base | EV Charging Control | DLC-Thermostat-BYOT-Central Heat Pump | Medium Industrial |  | Winter Evening | % of Load | 0 | 2031 | 65535
| Base | EV Charging Control | DLC-Thermostat-HVAC | Medium Industrial |  | Winter Evening | % of Load | 1 | 2031 | 65535
| Base | EV Charging Control | DLC-Thermostat-HVAC | Medium Industrial |  | Winter Evening | % of Load | 0 | 2031 | 65535
| Base | EV Charging Control | DLC-Thermostat-DI-Baseboard Heating | Medium Industrial |  | Winter Evening | % of Load | 1 | 2031 | 65535
| Base | EV Charging Control | DLC-Thermostat-DI-Baseboard Heating | Medium Industrial |  | Winter Evening | % of Load | 0 | 2031 | 65535
| Base | EV Charging Control | DLC-Thermostat-BYOT-Baseboard Heating | Medium Industrial |  | Winter Evening | % of Load | 1 | 2031 | 65535
| Base | EV Charging Control | DLC-Thermostat-BYOT-Baseboard Heating | Medium Industrial |  | Winter Evening | % of Load | 0 | 2031 | 65535
| Base | EV Charging Control | DLC-Thermostat-DI-MSHP | Medium Industrial |  | Winter Evening | % of Load | 1 | 2031 | 65535
| Base | EV Charging Control | DLC-Thermostat-DI-MSHP | Medium Industrial |  | Winter Evening | % of Load | 0 | 2031 | 65535
| Base | EV Charging Control | DLC-Thermostat-BYOT-MSHP | Medium Industrial |  | Winter Evening | % of Load | 1 | 2031 | 65535
| Base | EV Charging Control | DLC-Thermostat-BYOT-MSHP | Medium Industrial |  | Winter Evening | % of Load | 0 | 2031 | 65535
| Base | EV Charging Control | C&I Curtailment-Turnkey-Manual HVAC Control | Medium Industrial |  | Winter Evening | % of Load | 1 | 2031 | 65535
| Base | EV Charging Control | C&I Curtailment-Turnkey-Manual HVAC Control | Medium Industrial |  | Winter Evening | % of Load | 0 | 2031 | 65535
| Base | EV Charging Control | C&I Curtailment-Turnkey-Auto-DR HVAC Control | Medium Industrial |  | Winter Evening | % of Load | 1 | 2031 | 65535
| Base | EV Charging Control | C&I Curtailment-Turnkey-Auto-DR HVAC Control | Medium Industrial |  | Winter Evening | % of Load | 0 | 2031 | 65535
| Base | EV Charging Control | C&I Curtailment-Turnkey-Standard Lighting Control | Medium Industrial |  | Winter Evening | % of Load | 1 | 2031 | 65535
| Base | EV Charging Control | C&I Curtailment-Turnkey-Standard Lighting Control | Medium Industrial |  | Winter Evening | % of Load | 0 | 2031 | 65535
| Base | EV Charging Control | C&I Curtailment-Turnkey-Advanced Lighting Control | Medium Industrial |  | Winter Evening | % of Load | 1 | 2031 | 65535
| Base | EV Charging Control | C&I Curtailment-Turnkey-Advanced Lighting Control | Medium Industrial |  | Winter Evening | % of Load | 0 | 2031 | 65535
| Base | EV Charging Control | C&I Curtailment-Turnkey-Water Heating Control | Medium Industrial |  | Winter Evening | % of Load | 1 | 2031 | 65535
| Base | EV Charging Control | C&I Curtailment-Turnkey-Water Heating Control | Medium Industrial |  | Winter Evening | % of Load | 0 | 2031 | 65535
| Base | EV Charging Control | C&I Curtailment-Turnkey-Other | Medium Industrial |  | Winter Evening | % of Load | 1 | 2031 | 65535
| Base | EV Charging Control | C&I Curtailment-Turnkey-Other | Medium Industrial |  | Winter Evening | % of Load | 0 | 2031 | 65535
| Base | EV Charging Control | EV Charging Control | EV Res LDV |  | Winter Morning | % of Load | 1 | 2031 | 65535
| Base | EV Charging Control | EV Charging Control | EV Res LDV |  | Winter Morning | % of Load | 0 | 2031 | 65535
| Base | EV Charging Control | EV Charging Control | EV Res LDV |  | Winter Evening | % of Load | 1 | 2031 | 65535
| Base | EV Charging Control | EV Charging Control | EV Res LDV |  | Winter Evening | % of Load | 0 | 2031 | 65535
| Base | EV Charging Control | EV Charging Control | EV Com LDV |  | Winter Morning | % of Load | 1 | 2031 | 65535
| Base | EV Charging Control | EV Charging Control | EV Com LDV |  | Winter Morning | % of Load | 0 | 2031 | 65535
| Base | EV Charging Control | EV Charging Control | EV Com LDV |  | Winter Evening | % of Load | 1 | 2031 | 65535
| Base | EV Charging Control | EV Charging Control | EV Com LDV |  | Winter Evening | % of Load | 0 | 2031 | 65535
| Base | EV Charging Control | EV Charging Control | EV Com MDV |  | Winter Morning | % of Load | 1 | 2031 | 65535
| Base | EV Charging Control | EV Charging Control | EV Com MDV |  | Winter Morning | % of Load | 0 | 2031 | 65535
| Base | EV Charging Control | EV Charging Control | EV Com MDV |  | Winter Evening | % of Load | 1 | 2031 | 65535
| Base | EV Charging Control | EV Charging Control | EV Com MDV |  | Winter Evening | % of Load | 0 | 2031 | 65535
| Base | EV Charging Control | EV Charging Control | EV Com HDV |  | Winter Morning | % of Load | 1 | 2031 | 65535
| Base | EV Charging Control | EV Charging Control | EV Com HDV |  | Winter Morning | % of Load | 0 | 2031 | 65535
| Base | EV Charging Control | EV Charging Control | EV Com HDV |  | Winter Evening | % of Load | 1 | 2031 | 65535
| Base | EV Charging Control | EV Charging Control | EV Com HDV |  | Winter Evening | % of Load | 0 | 2031 | 65535
| Base | Behavioral DR | DLC-Switch-Water Heating | Small General |  | Winter Morning | % of Load | 1 | 2031 | 65535
| Base | Behavioral DR | DLC-Switch-Water Heating | Small General |  | Winter Morning | % of Load | 0 | 2031 | 65535
| Base | Behavioral DR | DLC-BYOD-Water Heating | Small General |  | Winter Morning | % of Load | 1 | 2031 | 65535
| Base | Behavioral DR | DLC-BYOD-Water Heating | Small General |  | Winter Morning | % of Load | 0 | 2031 | 65535
| Base | Behavioral DR | DLC-Thermostat-DI-Central Heat Pump | Small General |  | Winter Morning | % of Load | 1 | 2031 | 65535
| Base | Behavioral DR | DLC-Thermostat-DI-Central Heat Pump | Small General |  | Winter Morning | % of Load | 0 | 2031 | 65535
| Base | Behavioral DR | DLC-Thermostat-BYOT-Central Heat Pump | Small General |  | Winter Morning | % of Load | 1 | 2031 | 65535
| Base | Behavioral DR | DLC-Thermostat-BYOT-Central Heat Pump | Small General |  | Winter Morning | % of Load | 0 | 2031 | 65535
| Base | Behavioral DR | DLC-Thermostat-HVAC | Small General |  | Winter Morning | % of Load | 1 | 2031 | 65535
| Base | Behavioral DR | DLC-Thermostat-HVAC | Small General |  | Winter Morning | % of Load | 0 | 2031 | 65535
| Base | Behavioral DR | DLC-Thermostat-DI-Baseboard Heating | Small General |  | Winter Morning | % of Load | 1 | 2031 | 65535
| Base | Behavioral DR | DLC-Thermostat-DI-Baseboard Heating | Small General |  | Winter Morning | % of Load | 0 | 2031 | 65535
| Base | Behavioral DR | DLC-Thermostat-BYOT-Baseboard Heating | Small General |  | Winter Morning | % of Load | 1 | 2031 | 65535
| Base | Behavioral DR | DLC-Thermostat-BYOT-Baseboard Heating | Small General |  | Winter Morning | % of Load | 0 | 2031 | 65535
| Base | Behavioral DR | DLC-Thermostat-DI-MSHP | Small General |  | Winter Morning | % of Load | 1 | 2031 | 65535
| Base | Behavioral DR | DLC-Thermostat-DI-MSHP | Small General |  | Winter Morning | % of Load | 0 | 2031 | 65535
| Base | Behavioral DR | DLC-Thermostat-BYOT-MSHP | Small General |  | Winter Morning | % of Load | 1 | 2031 | 65535
| Base | Behavioral DR | DLC-Thermostat-BYOT-MSHP | Small General |  | Winter Morning | % of Load | 0 | 2031 | 65535
| Base | Behavioral DR | C&I Curtailment-Turnkey-Manual HVAC Control | Small General |  | Winter Morning | % of Load | 1 | 2031 | 65535
| Base | Behavioral DR | C&I Curtailment-Turnkey-Manual HVAC Control | Small General |  | Winter Morning | % of Load | 0 | 2031 | 65535
| Base | Behavioral DR | C&I Curtailment-Turnkey-Auto-DR HVAC Control | Small General |  | Winter Morning | % of Load | 1 | 2031 | 65535
| Base | Behavioral DR | C&I Curtailment-Turnkey-Auto-DR HVAC Control | Small General |  | Winter Morning | % of Load | 0 | 2031 | 65535
| Base | Behavioral DR | C&I Curtailment-Turnkey-Standard Lighting Control | Small General |  | Winter Morning | % of Load | 1 | 2031 | 65535
| Base | Behavioral DR | C&I Curtailment-Turnkey-Standard Lighting Control | Small General |  | Winter Morning | % of Load | 0 | 2031 | 65535
| Base | Behavioral DR | C&I Curtailment-Turnkey-Advanced Lighting Control | Small General |  | Winter Morning | % of Load | 1 | 2031 | 65535
| Base | Behavioral DR | C&I Curtailment-Turnkey-Advanced Lighting Control | Small General |  | Winter Morning | % of Load | 0 | 2031 | 65535
| Base | Behavioral DR | C&I Curtailment-Turnkey-Water Heating Control | Small General |  | Winter Morning | % of Load | 1 | 2031 | 65535
| Base | Behavioral DR | C&I Curtailment-Turnkey-Water Heating Control | Small General |  | Winter Morning | % of Load | 0 | 2031 | 65535
| Base | Behavioral DR | C&I Curtailment-Turnkey-Other | Small General |  | Winter Morning | % of Load | 1 | 2031 | 65535
| Base | Behavioral DR | C&I Curtailment-Turnkey-Other | Small General |  | Winter Morning | % of Load | 0 | 2031 | 65535
| Base | Behavioral DR | Dynamic Pricing with enabling tech. | Small General |  | Winter Morning | % of Load | 1 | 2031 | 65535
| Base | Behavioral DR | Dynamic Pricing with enabling tech. | Small General |  | Winter Morning | % of Load | 0 | 2031 | 65535
| Base | Behavioral DR | DLC-Switch-Water Heating | Small General |  | Winter Evening | % of Load | 1 | 2031 | 65535
| Base | Behavioral DR | DLC-Switch-Water Heating | Small General |  | Winter Evening | % of Load | 0 | 2031 | 65535
| Base | Behavioral DR | DLC-BYOD-Water Heating | Small General |  | Winter Evening | % of Load | 1 | 2031 | 65535
| Base | Behavioral DR | DLC-BYOD-Water Heating | Small General |  | Winter Evening | % of Load | 0 | 2031 | 65535
| Base | Behavioral DR | DLC-Thermostat-DI-Central Heat Pump | Small General |  | Winter Evening | % of Load | 1 | 2031 | 65535
| Base | Behavioral DR | DLC-Thermostat-DI-Central Heat Pump | Small General |  | Winter Evening | % of Load | 0 | 2031 | 65535
| Base | Behavioral DR | DLC-Thermostat-BYOT-Central Heat Pump | Small General |  | Winter Evening | % of Load | 1 | 2031 | 65535
| Base | Behavioral DR | DLC-Thermostat-BYOT-Central Heat Pump | Small General |  | Winter Evening | % of Load | 0 | 2031 | 65535
| Base | Behavioral DR | DLC-Thermostat-HVAC | Small General |  | Winter Evening | % of Load | 1 | 2031 | 65535
| Base | Behavioral DR | DLC-Thermostat-HVAC | Small General |  | Winter Evening | % of Load | 0 | 2031 | 65535
| Base | Behavioral DR | DLC-Thermostat-DI-Baseboard Heating | Small General |  | Winter Evening | % of Load | 1 | 2031 | 65535
| Base | Behavioral DR | DLC-Thermostat-DI-Baseboard Heating | Small General |  | Winter Evening | % of Load | 0 | 2031 | 65535
| Base | Behavioral DR | DLC-Thermostat-BYOT-Baseboard Heating | Small General |  | Winter Evening | % of Load | 1 | 2031 | 65535
| Base | Behavioral DR | DLC-Thermostat-BYOT-Baseboard Heating | Small General |  | Winter Evening | % of Load | 0 | 2031 | 65535
| Base | Behavioral DR | DLC-Thermostat-DI-MSHP | Small General |  | Winter Evening | % of Load | 1 | 2031 | 65535
| Base | Behavioral DR | DLC-Thermostat-DI-MSHP | Small General |  | Winter Evening | % of Load | 0 | 2031 | 65535
| Base | Behavioral DR | DLC-Thermostat-BYOT-MSHP | Small General |  | Winter Evening | % of Load | 1 | 2031 | 65535
| Base | Behavioral DR | DLC-Thermostat-BYOT-MSHP | Small General |  | Winter Evening | % of Load | 0 | 2031 | 65535
| Base | Behavioral DR | C&I Curtailment-Turnkey-Manual HVAC Control | Small General |  | Winter Evening | % of Load | 1 | 2031 | 65535
| Base | Behavioral DR | C&I Curtailment-Turnkey-Manual HVAC Control | Small General |  | Winter Evening | % of Load | 0 | 2031 | 65535
| Base | Behavioral DR | C&I Curtailment-Turnkey-Auto-DR HVAC Control | Small General |  | Winter Evening | % of Load | 1 | 2031 | 65535
| Base | Behavioral DR | C&I Curtailment-Turnkey-Auto-DR HVAC Control | Small General |  | Winter Evening | % of Load | 0 | 2031 | 65535
| Base | Behavioral DR | C&I Curtailment-Turnkey-Standard Lighting Control | Small General |  | Winter Evening | % of Load | 1 | 2031 | 65535
| Base | Behavioral DR | C&I Curtailment-Turnkey-Standard Lighting Control | Small General |  | Winter Evening | % of Load | 0 | 2031 | 65535
| Base | Behavioral DR | C&I Curtailment-Turnkey-Advanced Lighting Control | Small General |  | Winter Evening | % of Load | 1 | 2031 | 65535
| Base | Behavioral DR | C&I Curtailment-Turnkey-Advanced Lighting Control | Small General |  | Winter Evening | % of Load | 0 | 2031 | 65535
| Base | Behavioral DR | C&I Curtailment-Turnkey-Water Heating Control | Small General |  | Winter Evening | % of Load | 1 | 2031 | 65535
| Base | Behavioral DR | C&I Curtailment-Turnkey-Water Heating Control | Small General |  | Winter Evening | % of Load | 0 | 2031 | 65535
| Base | Behavioral DR | C&I Curtailment-Turnkey-Other | Small General |  | Winter Evening | % of Load | 1 | 2031 | 65535
| Base | Behavioral DR | C&I Curtailment-Turnkey-Other | Small General |  | Winter Evening | % of Load | 0 | 2031 | 65535
| Base | Behavioral DR | Dynamic Pricing with enabling tech. | Small General |  | Winter Evening | % of Load | 1 | 2031 | 65535
| Base | Behavioral DR | Dynamic Pricing with enabling tech. | Small General |  | Winter Evening | % of Load | 0 | 2031 | 65535
| Base | Behavioral DR | DLC-Switch-Water Heating | General |  | Winter Morning | % of Load | 1 | 2031 | 65535
| Base | Behavioral DR | DLC-Switch-Water Heating | General |  | Winter Morning | % of Load | 0 | 2031 | 65535
| Base | Behavioral DR | DLC-BYOD-Water Heating | General |  | Winter Morning | % of Load | 1 | 2031 | 65535
| Base | Behavioral DR | DLC-BYOD-Water Heating | General |  | Winter Morning | % of Load | 0 | 2031 | 65535
| Base | Behavioral DR | DLC-Thermostat-DI-Central Heat Pump | General |  | Winter Morning | % of Load | 1 | 2031 | 65535
| Base | Behavioral DR | DLC-Thermostat-DI-Central Heat Pump | General |  | Winter Morning | % of Load | 0 | 2031 | 65535
| Base | Behavioral DR | DLC-Thermostat-BYOT-Central Heat Pump | General |  | Winter Morning | % of Load | 1 | 2031 | 65535
| Base | Behavioral DR | DLC-Thermostat-BYOT-Central Heat Pump | General |  | Winter Morning | % of Load | 0 | 2031 | 65535
| Base | Behavioral DR | DLC-Thermostat-HVAC | General |  | Winter Morning | % of Load | 1 | 2031 | 65535
| Base | Behavioral DR | DLC-Thermostat-HVAC | General |  | Winter Morning | % of Load | 0 | 2031 | 65535
| Base | Behavioral DR | DLC-Thermostat-DI-Baseboard Heating | General |  | Winter Morning | % of Load | 1 | 2031 | 65535
| Base | Behavioral DR | DLC-Thermostat-DI-Baseboard Heating | General |  | Winter Morning | % of Load | 0 | 2031 | 65535
| Base | Behavioral DR | DLC-Thermostat-BYOT-Baseboard Heating | General |  | Winter Morning | % of Load | 1 | 2031 | 65535
| Base | Behavioral DR | DLC-Thermostat-BYOT-Baseboard Heating | General |  | Winter Morning | % of Load | 0 | 2031 | 65535
| Base | Behavioral DR | DLC-Thermostat-DI-MSHP | General |  | Winter Morning | % of Load | 1 | 2031 | 65535
| Base | Behavioral DR | DLC-Thermostat-DI-MSHP | General |  | Winter Morning | % of Load | 0 | 2031 | 65535
| Base | Behavioral DR | DLC-Thermostat-BYOT-MSHP | General |  | Winter Morning | % of Load | 1 | 2031 | 65535
| Base | Behavioral DR | DLC-Thermostat-BYOT-MSHP | General |  | Winter Morning | % of Load | 0 | 2031 | 65535
| Base | Behavioral DR | C&I Curtailment-Turnkey-Manual HVAC Control | General |  | Winter Morning | % of Load | 1 | 2031 | 65535
| Base | Behavioral DR | C&I Curtailment-Turnkey-Manual HVAC Control | General |  | Winter Morning | % of Load | 0 | 2031 | 65535
| Base | Behavioral DR | C&I Curtailment-Turnkey-Auto-DR HVAC Control | General |  | Winter Morning | % of Load | 1 | 2031 | 65535
| Base | Behavioral DR | C&I Curtailment-Turnkey-Auto-DR HVAC Control | General |  | Winter Morning | % of Load | 0 | 2031 | 65535
| Base | Behavioral DR | C&I Curtailment-Turnkey-Standard Lighting Control | General |  | Winter Morning | % of Load | 1 | 2031 | 65535
| Base | Behavioral DR | C&I Curtailment-Turnkey-Standard Lighting Control | General |  | Winter Morning | % of Load | 0 | 2031 | 65535
| Base | Behavioral DR | C&I Curtailment-Turnkey-Advanced Lighting Control | General |  | Winter Morning | % of Load | 1 | 2031 | 65535
| Base | Behavioral DR | C&I Curtailment-Turnkey-Advanced Lighting Control | General |  | Winter Morning | % of Load | 0 | 2031 | 65535
| Base | Behavioral DR | C&I Curtailment-Turnkey-Water Heating Control | General |  | Winter Morning | % of Load | 1 | 2031 | 65535
| Base | Behavioral DR | C&I Curtailment-Turnkey-Water Heating Control | General |  | Winter Morning | % of Load | 0 | 2031 | 65535
| Base | Behavioral DR | C&I Curtailment-Turnkey-Other | General |  | Winter Morning | % of Load | 1 | 2031 | 65535
| Base | Behavioral DR | C&I Curtailment-Turnkey-Other | General |  | Winter Morning | % of Load | 0 | 2031 | 65535
| Base | Behavioral DR | DLC-Switch-Water Heating | General |  | Winter Evening | % of Load | 1 | 2031 | 65535
| Base | Behavioral DR | DLC-Switch-Water Heating | General |  | Winter Evening | % of Load | 0 | 2031 | 65535
| Base | Behavioral DR | DLC-BYOD-Water Heating | General |  | Winter Evening | % of Load | 1 | 2031 | 65535
| Base | Behavioral DR | DLC-BYOD-Water Heating | General |  | Winter Evening | % of Load | 0 | 2031 | 65535
| Base | Behavioral DR | DLC-Thermostat-DI-Central Heat Pump | General |  | Winter Evening | % of Load | 1 | 2031 | 65535
| Base | Behavioral DR | DLC-Thermostat-DI-Central Heat Pump | General |  | Winter Evening | % of Load | 0 | 2031 | 65535
| Base | Behavioral DR | DLC-Thermostat-BYOT-Central Heat Pump | General |  | Winter Evening | % of Load | 1 | 2031 | 65535
| Base | Behavioral DR | DLC-Thermostat-BYOT-Central Heat Pump | General |  | Winter Evening | % of Load | 0 | 2031 | 65535
| Base | Behavioral DR | DLC-Thermostat-HVAC | General |  | Winter Evening | % of Load | 1 | 2031 | 65535
| Base | Behavioral DR | DLC-Thermostat-HVAC | General |  | Winter Evening | % of Load | 0 | 2031 | 65535
| Base | Behavioral DR | DLC-Thermostat-DI-Baseboard Heating | General |  | Winter Evening | % of Load | 1 | 2031 | 65535
| Base | Behavioral DR | DLC-Thermostat-DI-Baseboard Heating | General |  | Winter Evening | % of Load | 0 | 2031 | 65535
| Base | Behavioral DR | DLC-Thermostat-BYOT-Baseboard Heating | General |  | Winter Evening | % of Load | 1 | 2031 | 65535
| Base | Behavioral DR | DLC-Thermostat-BYOT-Baseboard Heating | General |  | Winter Evening | % of Load | 0 | 2031 | 65535
| Base | Behavioral DR | DLC-Thermostat-DI-MSHP | General |  | Winter Evening | % of Load | 1 | 2031 | 65535
| Base | Behavioral DR | DLC-Thermostat-DI-MSHP | General |  | Winter Evening | % of Load | 0 | 2031 | 65535
| Base | Behavioral DR | DLC-Thermostat-BYOT-MSHP | General |  | Winter Evening | % of Load | 1 | 2031 | 65535
| Base | Behavioral DR | DLC-Thermostat-BYOT-MSHP | General |  | Winter Evening | % of Load | 0 | 2031 | 65535
| Base | Behavioral DR | C&I Curtailment-Turnkey-Manual HVAC Control | General |  | Winter Evening | % of Load | 1 | 2031 | 65535
| Base | Behavioral DR | C&I Curtailment-Turnkey-Manual HVAC Control | General |  | Winter Evening | % of Load | 0 | 2031 | 65535
| Base | Behavioral DR | C&I Curtailment-Turnkey-Auto-DR HVAC Control | General |  | Winter Evening | % of Load | 1 | 2031 | 65535
| Base | Behavioral DR | C&I Curtailment-Turnkey-Auto-DR HVAC Control | General |  | Winter Evening | % of Load | 0 | 2031 | 65535
| Base | Behavioral DR | C&I Curtailment-Turnkey-Standard Lighting Control | General |  | Winter Evening | % of Load | 1 | 2031 | 65535
| Base | Behavioral DR | C&I Curtailment-Turnkey-Standard Lighting Control | General |  | Winter Evening | % of Load | 0 | 2031 | 65535
| Base | Behavioral DR | C&I Curtailment-Turnkey-Advanced Lighting Control | General |  | Winter Evening | % of Load | 1 | 2031 | 65535
| Base | Behavioral DR | C&I Curtailment-Turnkey-Advanced Lighting Control | General |  | Winter Evening | % of Load | 0 | 2031 | 65535
| Base | Behavioral DR | C&I Curtailment-Turnkey-Water Heating Control | General |  | Winter Evening | % of Load | 1 | 2031 | 65535
| Base | Behavioral DR | C&I Curtailment-Turnkey-Water Heating Control | General |  | Winter Evening | % of Load | 0 | 2031 | 65535
| Base | Behavioral DR | C&I Curtailment-Turnkey-Other | General |  | Winter Evening | % of Load | 1 | 2031 | 65535
| Base | Behavioral DR | C&I Curtailment-Turnkey-Other | General |  | Winter Evening | % of Load | 0 | 2031 | 65535
| Base | Behavioral DR | DLC-Switch-Water Heating | Small Industrial |  | Winter Morning | % of Load | 1 | 2031 | 65535
| Base | Behavioral DR | DLC-Switch-Water Heating | Small Industrial |  | Winter Morning | % of Load | 0 | 2031 | 65535
| Base | Behavioral DR | DLC-BYOD-Water Heating | Small Industrial |  | Winter Morning | % of Load | 1 | 2031 | 65535
| Base | Behavioral DR | DLC-BYOD-Water Heating | Small Industrial |  | Winter Morning | % of Load | 0 | 2031 | 65535
| Base | Behavioral DR | DLC-Thermostat-DI-Central Heat Pump | Small Industrial |  | Winter Morning | % of Load | 1 | 2031 | 65535
| Base | Behavioral DR | DLC-Thermostat-DI-Central Heat Pump | Small Industrial |  | Winter Morning | % of Load | 0 | 2031 | 65535
| Base | Behavioral DR | DLC-Thermostat-BYOT-Central Heat Pump | Small Industrial |  | Winter Morning | % of Load | 1 | 2031 | 65535
| Base | Behavioral DR | DLC-Thermostat-BYOT-Central Heat Pump | Small Industrial |  | Winter Morning | % of Load | 0 | 2031 | 65535
| Base | Behavioral DR | DLC-Thermostat-HVAC | Small Industrial |  | Winter Morning | % of Load | 1 | 2031 | 65535
| Base | Behavioral DR | DLC-Thermostat-HVAC | Small Industrial |  | Winter Morning | % of Load | 0 | 2031 | 65535
| Base | Behavioral DR | DLC-Thermostat-DI-Baseboard Heating | Small Industrial |  | Winter Morning | % of Load | 1 | 2031 | 65535
| Base | Behavioral DR | DLC-Thermostat-DI-Baseboard Heating | Small Industrial |  | Winter Morning | % of Load | 0 | 2031 | 65535
| Base | Behavioral DR | DLC-Thermostat-BYOT-Baseboard Heating | Small Industrial |  | Winter Morning | % of Load | 1 | 2031 | 65535
| Base | Behavioral DR | DLC-Thermostat-BYOT-Baseboard Heating | Small Industrial |  | Winter Morning | % of Load | 0 | 2031 | 65535
| Base | Behavioral DR | DLC-Thermostat-DI-MSHP | Small Industrial |  | Winter Morning | % of Load | 1 | 2031 | 65535
| Base | Behavioral DR | DLC-Thermostat-DI-MSHP | Small Industrial |  | Winter Morning | % of Load | 0 | 2031 | 65535
| Base | Behavioral DR | DLC-Thermostat-BYOT-MSHP | Small Industrial |  | Winter Morning | % of Load | 1 | 2031 | 65535
| Base | Behavioral DR | DLC-Thermostat-BYOT-MSHP | Small Industrial |  | Winter Morning | % of Load | 0 | 2031 | 65535
| Base | Behavioral DR | C&I Curtailment-Turnkey-Manual HVAC Control | Small Industrial |  | Winter Morning | % of Load | 1 | 2031 | 65535
| Base | Behavioral DR | C&I Curtailment-Turnkey-Manual HVAC Control | Small Industrial |  | Winter Morning | % of Load | 0 | 2031 | 65535
| Base | Behavioral DR | C&I Curtailment-Turnkey-Auto-DR HVAC Control | Small Industrial |  | Winter Morning | % of Load | 1 | 2031 | 65535
| Base | Behavioral DR | C&I Curtailment-Turnkey-Auto-DR HVAC Control | Small Industrial |  | Winter Morning | % of Load | 0 | 2031 | 65535
| Base | Behavioral DR | C&I Curtailment-Turnkey-Standard Lighting Control | Small Industrial |  | Winter Morning | % of Load | 1 | 2031 | 65535
| Base | Behavioral DR | C&I Curtailment-Turnkey-Standard Lighting Control | Small Industrial |  | Winter Morning | % of Load | 0 | 2031 | 65535
| Base | Behavioral DR | C&I Curtailment-Turnkey-Advanced Lighting Control | Small Industrial |  | Winter Morning | % of Load | 1 | 2031 | 65535
| Base | Behavioral DR | C&I Curtailment-Turnkey-Advanced Lighting Control | Small Industrial |  | Winter Morning | % of Load | 0 | 2031 | 65535
| Base | Behavioral DR | C&I Curtailment-Turnkey-Water Heating Control | Small Industrial |  | Winter Morning | % of Load | 1 | 2031 | 65535
| Base | Behavioral DR | C&I Curtailment-Turnkey-Water Heating Control | Small Industrial |  | Winter Morning | % of Load | 0 | 2031 | 65535
| Base | Behavioral DR | C&I Curtailment-Turnkey-Other | Small Industrial |  | Winter Morning | % of Load | 1 | 2031 | 65535
| Base | Behavioral DR | C&I Curtailment-Turnkey-Other | Small Industrial |  | Winter Morning | % of Load | 0 | 2031 | 65535
| Base | Behavioral DR | C&I Curtailment-Turnkey-Industrial | Small Industrial |  | Winter Morning | % of Load | 1 | 2031 | 65535
| Base | Behavioral DR | C&I Curtailment-Turnkey-Industrial | Small Industrial |  | Winter Morning | % of Load | 0 | 2031 | 65535
| Base | Behavioral DR | DLC-Switch-Water Heating | Small Industrial |  | Winter Evening | % of Load | 1 | 2031 | 65535
| Base | Behavioral DR | DLC-Switch-Water Heating | Small Industrial |  | Winter Evening | % of Load | 0 | 2031 | 65535
| Base | Behavioral DR | DLC-BYOD-Water Heating | Small Industrial |  | Winter Evening | % of Load | 1 | 2031 | 65535
| Base | Behavioral DR | DLC-BYOD-Water Heating | Small Industrial |  | Winter Evening | % of Load | 0 | 2031 | 65535
| Base | Behavioral DR | DLC-Thermostat-DI-Central Heat Pump | Small Industrial |  | Winter Evening | % of Load | 1 | 2031 | 65535
| Base | Behavioral DR | DLC-Thermostat-DI-Central Heat Pump | Small Industrial |  | Winter Evening | % of Load | 0 | 2031 | 65535
| Base | Behavioral DR | DLC-Thermostat-BYOT-Central Heat Pump | Small Industrial |  | Winter Evening | % of Load | 1 | 2031 | 65535
| Base | Behavioral DR | DLC-Thermostat-BYOT-Central Heat Pump | Small Industrial |  | Winter Evening | % of Load | 0 | 2031 | 65535
| Base | Behavioral DR | DLC-Thermostat-HVAC | Small Industrial |  | Winter Evening | % of Load | 1 | 2031 | 65535
| Base | Behavioral DR | DLC-Thermostat-HVAC | Small Industrial |  | Winter Evening | % of Load | 0 | 2031 | 65535
| Base | Behavioral DR | DLC-Thermostat-DI-Baseboard Heating | Small Industrial |  | Winter Evening | % of Load | 1 | 2031 | 65535
| Base | Behavioral DR | DLC-Thermostat-DI-Baseboard Heating | Small Industrial |  | Winter Evening | % of Load | 0 | 2031 | 65535
| Base | Behavioral DR | DLC-Thermostat-BYOT-Baseboard Heating | Small Industrial |  | Winter Evening | % of Load | 1 | 2031 | 65535
| Base | Behavioral DR | DLC-Thermostat-BYOT-Baseboard Heating | Small Industrial |  | Winter Evening | % of Load | 0 | 2031 | 65535
| Base | Behavioral DR | DLC-Thermostat-DI-MSHP | Small Industrial |  | Winter Evening | % of Load | 1 | 2031 | 65535
| Base | Behavioral DR | DLC-Thermostat-DI-MSHP | Small Industrial |  | Winter Evening | % of Load | 0 | 2031 | 65535
| Base | Behavioral DR | DLC-Thermostat-BYOT-MSHP | Small Industrial |  | Winter Evening | % of Load | 1 | 2031 | 65535
| Base | Behavioral DR | DLC-Thermostat-BYOT-MSHP | Small Industrial |  | Winter Evening | % of Load | 0 | 2031 | 65535
| Base | Behavioral DR | C&I Curtailment-Turnkey-Manual HVAC Control | Small Industrial |  | Winter Evening | % of Load | 1 | 2031 | 65535
| Base | Behavioral DR | C&I Curtailment-Turnkey-Manual HVAC Control | Small Industrial |  | Winter Evening | % of Load | 0 | 2031 | 65535
| Base | Behavioral DR | C&I Curtailment-Turnkey-Auto-DR HVAC Control | Small Industrial |  | Winter Evening | % of Load | 1 | 2031 | 65535
| Base | Behavioral DR | C&I Curtailment-Turnkey-Auto-DR HVAC Control | Small Industrial |  | Winter Evening | % of Load | 0 | 2031 | 65535
| Base | Behavioral DR | C&I Curtailment-Turnkey-Standard Lighting Control | Small Industrial |  | Winter Evening | % of Load | 1 | 2031 | 65535
| Base | Behavioral DR | C&I Curtailment-Turnkey-Standard Lighting Control | Small Industrial |  | Winter Evening | % of Load | 0 | 2031 | 65535
| Base | Behavioral DR | C&I Curtailment-Turnkey-Advanced Lighting Control | Small Industrial |  | Winter Evening | % of Load | 1 | 2031 | 65535
| Base | Behavioral DR | C&I Curtailment-Turnkey-Advanced Lighting Control | Small Industrial |  | Winter Evening | % of Load | 0 | 2031 | 65535
| Base | Behavioral DR | C&I Curtailment-Turnkey-Water Heating Control | Small Industrial |  | Winter Evening | % of Load | 1 | 2031 | 65535
| Base | Behavioral DR | C&I Curtailment-Turnkey-Water Heating Control | Small Industrial |  | Winter Evening | % of Load | 0 | 2031 | 65535
| Base | Behavioral DR | C&I Curtailment-Turnkey-Other | Small Industrial |  | Winter Evening | % of Load | 1 | 2031 | 65535
| Base | Behavioral DR | C&I Curtailment-Turnkey-Other | Small Industrial |  | Winter Evening | % of Load | 0 | 2031 | 65535
| Base | Behavioral DR | C&I Curtailment-Turnkey-Industrial | Small Industrial |  | Winter Evening | % of Load | 1 | 2031 | 65535
| Base | Behavioral DR | C&I Curtailment-Turnkey-Industrial | Small Industrial |  | Winter Evening | % of Load | 0 | 2031 | 65535
| Base | Behavioral DR | DLC-Switch-Water Heating | Medium Industrial |  | Winter Morning | % of Load | 1 | 2031 | 65535
| Base | Behavioral DR | DLC-Switch-Water Heating | Medium Industrial |  | Winter Morning | % of Load | 0 | 2031 | 65535
| Base | Behavioral DR | DLC-BYOD-Water Heating | Medium Industrial |  | Winter Morning | % of Load | 1 | 2031 | 65535
| Base | Behavioral DR | DLC-BYOD-Water Heating | Medium Industrial |  | Winter Morning | % of Load | 0 | 2031 | 65535
| Base | Behavioral DR | DLC-Thermostat-DI-Central Heat Pump | Medium Industrial |  | Winter Morning | % of Load | 1 | 2031 | 65535
| Base | Behavioral DR | DLC-Thermostat-DI-Central Heat Pump | Medium Industrial |  | Winter Morning | % of Load | 0 | 2031 | 65535
| Base | Behavioral DR | DLC-Thermostat-BYOT-Central Heat Pump | Medium Industrial |  | Winter Morning | % of Load | 1 | 2031 | 65535
| Base | Behavioral DR | DLC-Thermostat-BYOT-Central Heat Pump | Medium Industrial |  | Winter Morning | % of Load | 0 | 2031 | 65535
| Base | Behavioral DR | DLC-Thermostat-HVAC | Medium Industrial |  | Winter Morning | % of Load | 1 | 2031 | 65535
| Base | Behavioral DR | DLC-Thermostat-HVAC | Medium Industrial |  | Winter Morning | % of Load | 0 | 2031 | 65535
| Base | Behavioral DR | DLC-Thermostat-DI-Baseboard Heating | Medium Industrial |  | Winter Morning | % of Load | 1 | 2031 | 65535
| Base | Behavioral DR | DLC-Thermostat-DI-Baseboard Heating | Medium Industrial |  | Winter Morning | % of Load | 0 | 2031 | 65535
| Base | Behavioral DR | DLC-Thermostat-BYOT-Baseboard Heating | Medium Industrial |  | Winter Morning | % of Load | 1 | 2031 | 65535
| Base | Behavioral DR | DLC-Thermostat-BYOT-Baseboard Heating | Medium Industrial |  | Winter Morning | % of Load | 0 | 2031 | 65535
| Base | Behavioral DR | DLC-Thermostat-DI-MSHP | Medium Industrial |  | Winter Morning | % of Load | 1 | 2031 | 65535
| Base | Behavioral DR | DLC-Thermostat-DI-MSHP | Medium Industrial |  | Winter Morning | % of Load | 0 | 2031 | 65535
| Base | Behavioral DR | DLC-Thermostat-BYOT-MSHP | Medium Industrial |  | Winter Morning | % of Load | 1 | 2031 | 65535
| Base | Behavioral DR | DLC-Thermostat-BYOT-MSHP | Medium Industrial |  | Winter Morning | % of Load | 0 | 2031 | 65535
| Base | Behavioral DR | C&I Curtailment-Turnkey-Manual HVAC Control | Medium Industrial |  | Winter Morning | % of Load | 1 | 2031 | 65535
| Base | Behavioral DR | C&I Curtailment-Turnkey-Manual HVAC Control | Medium Industrial |  | Winter Morning | % of Load | 0 | 2031 | 65535
| Base | Behavioral DR | C&I Curtailment-Turnkey-Auto-DR HVAC Control | Medium Industrial |  | Winter Morning | % of Load | 1 | 2031 | 65535
| Base | Behavioral DR | C&I Curtailment-Turnkey-Auto-DR HVAC Control | Medium Industrial |  | Winter Morning | % of Load | 0 | 2031 | 65535
| Base | Behavioral DR | C&I Curtailment-Turnkey-Standard Lighting Control | Medium Industrial |  | Winter Morning | % of Load | 1 | 2031 | 65535
| Base | Behavioral DR | C&I Curtailment-Turnkey-Standard Lighting Control | Medium Industrial |  | Winter Morning | % of Load | 0 | 2031 | 65535
| Base | Behavioral DR | C&I Curtailment-Turnkey-Advanced Lighting Control | Medium Industrial |  | Winter Morning | % of Load | 1 | 2031 | 65535
| Base | Behavioral DR | C&I Curtailment-Turnkey-Advanced Lighting Control | Medium Industrial |  | Winter Morning | % of Load | 0 | 2031 | 65535
| Base | Behavioral DR | C&I Curtailment-Turnkey-Water Heating Control | Medium Industrial |  | Winter Morning | % of Load | 1 | 2031 | 65535
| Base | Behavioral DR | C&I Curtailment-Turnkey-Water Heating Control | Medium Industrial |  | Winter Morning | % of Load | 0 | 2031 | 65535
| Base | Behavioral DR | C&I Curtailment-Turnkey-Other | Medium Industrial |  | Winter Morning | % of Load | 1 | 2031 | 65535
| Base | Behavioral DR | C&I Curtailment-Turnkey-Other | Medium Industrial |  | Winter Morning | % of Load | 0 | 2031 | 65535
| Base | Behavioral DR | DLC-Switch-Water Heating | Medium Industrial |  | Winter Evening | % of Load | 1 | 2031 | 65535
| Base | Behavioral DR | DLC-Switch-Water Heating | Medium Industrial |  | Winter Evening | % of Load | 0 | 2031 | 65535
| Base | Behavioral DR | DLC-BYOD-Water Heating | Medium Industrial |  | Winter Evening | % of Load | 1 | 2031 | 65535
| Base | Behavioral DR | DLC-BYOD-Water Heating | Medium Industrial |  | Winter Evening | % of Load | 0 | 2031 | 65535
| Base | Behavioral DR | DLC-Thermostat-DI-Central Heat Pump | Medium Industrial |  | Winter Evening | % of Load | 1 | 2031 | 65535
| Base | Behavioral DR | DLC-Thermostat-DI-Central Heat Pump | Medium Industrial |  | Winter Evening | % of Load | 0 | 2031 | 65535
| Base | Behavioral DR | DLC-Thermostat-BYOT-Central Heat Pump | Medium Industrial |  | Winter Evening | % of Load | 1 | 2031 | 65535
| Base | Behavioral DR | DLC-Thermostat-BYOT-Central Heat Pump | Medium Industrial |  | Winter Evening | % of Load | 0 | 2031 | 65535
| Base | Behavioral DR | DLC-Thermostat-HVAC | Medium Industrial |  | Winter Evening | % of Load | 1 | 2031 | 65535
| Base | Behavioral DR | DLC-Thermostat-HVAC | Medium Industrial |  | Winter Evening | % of Load | 0 | 2031 | 65535
| Base | Behavioral DR | DLC-Thermostat-DI-Baseboard Heating | Medium Industrial |  | Winter Evening | % of Load | 1 | 2031 | 65535
| Base | Behavioral DR | DLC-Thermostat-DI-Baseboard Heating | Medium Industrial |  | Winter Evening | % of Load | 0 | 2031 | 65535
| Base | Behavioral DR | DLC-Thermostat-BYOT-Baseboard Heating | Medium Industrial |  | Winter Evening | % of Load | 1 | 2031 | 65535
| Base | Behavioral DR | DLC-Thermostat-BYOT-Baseboard Heating | Medium Industrial |  | Winter Evening | % of Load | 0 | 2031 | 65535
| Base | Behavioral DR | DLC-Thermostat-DI-MSHP | Medium Industrial |  | Winter Evening | % of Load | 1 | 2031 | 65535
| Base | Behavioral DR | DLC-Thermostat-DI-MSHP | Medium Industrial |  | Winter Evening | % of Load | 0 | 2031 | 65535
| Base | Behavioral DR | DLC-Thermostat-BYOT-MSHP | Medium Industrial |  | Winter Evening | % of Load | 1 | 2031 | 65535
| Base | Behavioral DR | DLC-Thermostat-BYOT-MSHP | Medium Industrial |  | Winter Evening | % of Load | 0 | 2031 | 65535
| Base | Behavioral DR | C&I Curtailment-Turnkey-Manual HVAC Control | Medium Industrial |  | Winter Evening | % of Load | 1 | 2031 | 65535
| Base | Behavioral DR | C&I Curtailment-Turnkey-Manual HVAC Control | Medium Industrial |  | Winter Evening | % of Load | 0 | 2031 | 65535
| Base | Behavioral DR | C&I Curtailment-Turnkey-Auto-DR HVAC Control | Medium Industrial |  | Winter Evening | % of Load | 1 | 2031 | 65535
| Base | Behavioral DR | C&I Curtailment-Turnkey-Auto-DR HVAC Control | Medium Industrial |  | Winter Evening | % of Load | 0 | 2031 | 65535
| Base | Behavioral DR | C&I Curtailment-Turnkey-Standard Lighting Control | Medium Industrial |  | Winter Evening | % of Load | 1 | 2031 | 65535
| Base | Behavioral DR | C&I Curtailment-Turnkey-Standard Lighting Control | Medium Industrial |  | Winter Evening | % of Load | 0 | 2031 | 65535
| Base | Behavioral DR | C&I Curtailment-Turnkey-Advanced Lighting Control | Medium Industrial |  | Winter Evening | % of Load | 1 | 2031 | 65535
| Base | Behavioral DR | C&I Curtailment-Turnkey-Advanced Lighting Control | Medium Industrial |  | Winter Evening | % of Load | 0 | 2031 | 65535
| Base | Behavioral DR | C&I Curtailment-Turnkey-Water Heating Control | Medium Industrial |  | Winter Evening | % of Load | 1 | 2031 | 65535
| Base | Behavioral DR | C&I Curtailment-Turnkey-Water Heating Control | Medium Industrial |  | Winter Evening | % of Load | 0 | 2031 | 65535
| Base | Behavioral DR | C&I Curtailment-Turnkey-Other | Medium Industrial |  | Winter Evening | % of Load | 1 | 2031 | 65535
| Base | Behavioral DR | C&I Curtailment-Turnkey-Other | Medium Industrial |  | Winter Evening | % of Load | 0 | 2031 | 65535
| Base | Behavioral DR | Behavioral DR | Residential Charitable |  | Winter Morning | % of Load | 1 | 2031 | 65535
| Base | Behavioral DR | Behavioral DR | Residential Charitable |  | Winter Morning | % of Load | 0 | 2031 | 65535
| Base | Behavioral DR | Behavioral DR | Residential Charitable |  | Winter Evening | % of Load | 1 | 2031 | 65535
| Base | Behavioral DR | Behavioral DR | Residential Charitable |  | Winter Evening | % of Load | 0 | 2031 | 65535
| Base | Time-of-Use Rates (TOU) | DLC-Switch-Water Heating | Small General |  | Winter Morning | % of Load | 1 | 2031 | 65535
| Base | Time-of-Use Rates (TOU) | DLC-Switch-Water Heating | Small General |  | Winter Morning | % of Load | 0 | 2031 | 65535
| Base | Time-of-Use Rates (TOU) | DLC-BYOD-Water Heating | Small General |  | Winter Morning | % of Load | 1 | 2031 | 65535
| Base | Time-of-Use Rates (TOU) | DLC-BYOD-Water Heating | Small General |  | Winter Morning | % of Load | 0 | 2031 | 65535
| Base | Time-of-Use Rates (TOU) | DLC-Thermostat-DI-Central Heat Pump | Small General |  | Winter Morning | % of Load | 1 | 2031 | 65535
| Base | Time-of-Use Rates (TOU) | DLC-Thermostat-DI-Central Heat Pump | Small General |  | Winter Morning | % of Load | 0 | 2031 | 65535
| Base | Time-of-Use Rates (TOU) | DLC-Thermostat-BYOT-Central Heat Pump | Small General |  | Winter Morning | % of Load | 1 | 2031 | 65535
| Base | Time-of-Use Rates (TOU) | DLC-Thermostat-BYOT-Central Heat Pump | Small General |  | Winter Morning | % of Load | 0 | 2031 | 65535
| Base | Time-of-Use Rates (TOU) | DLC-Thermostat-HVAC | Small General |  | Winter Morning | % of Load | 1 | 2031 | 65535
| Base | Time-of-Use Rates (TOU) | DLC-Thermostat-HVAC | Small General |  | Winter Morning | % of Load | 0 | 2031 | 65535
| Base | Time-of-Use Rates (TOU) | DLC-Thermostat-DI-Baseboard Heating | Small General |  | Winter Morning | % of Load | 1 | 2031 | 65535
| Base | Time-of-Use Rates (TOU) | DLC-Thermostat-DI-Baseboard Heating | Small General |  | Winter Morning | % of Load | 0 | 2031 | 65535
| Base | Time-of-Use Rates (TOU) | DLC-Thermostat-BYOT-Baseboard Heating | Small General |  | Winter Morning | % of Load | 1 | 2031 | 65535
| Base | Time-of-Use Rates (TOU) | DLC-Thermostat-BYOT-Baseboard Heating | Small General |  | Winter Morning | % of Load | 0 | 2031 | 65535
| Base | Time-of-Use Rates (TOU) | DLC-Thermostat-DI-MSHP | Small General |  | Winter Morning | % of Load | 1 | 2031 | 65535
| Base | Time-of-Use Rates (TOU) | DLC-Thermostat-DI-MSHP | Small General |  | Winter Morning | % of Load | 0 | 2031 | 65535
| Base | Time-of-Use Rates (TOU) | DLC-Thermostat-BYOT-MSHP | Small General |  | Winter Morning | % of Load | 1 | 2031 | 65535
| Base | Time-of-Use Rates (TOU) | DLC-Thermostat-BYOT-MSHP | Small General |  | Winter Morning | % of Load | 0 | 2031 | 65535
| Base | Time-of-Use Rates (TOU) | C&I Curtailment-Turnkey-Manual HVAC Control | Small General |  | Winter Morning | % of Load | 1 | 2031 | 65535
| Base | Time-of-Use Rates (TOU) | C&I Curtailment-Turnkey-Manual HVAC Control | Small General |  | Winter Morning | % of Load | 0 | 2031 | 65535
| Base | Time-of-Use Rates (TOU) | C&I Curtailment-Turnkey-Auto-DR HVAC Control | Small General |  | Winter Morning | % of Load | 1 | 2031 | 65535
| Base | Time-of-Use Rates (TOU) | C&I Curtailment-Turnkey-Auto-DR HVAC Control | Small General |  | Winter Morning | % of Load | 0 | 2031 | 65535
| Base | Time-of-Use Rates (TOU) | C&I Curtailment-Turnkey-Standard Lighting Control | Small General |  | Winter Morning | % of Load | 1 | 2031 | 65535
| Base | Time-of-Use Rates (TOU) | C&I Curtailment-Turnkey-Standard Lighting Control | Small General |  | Winter Morning | % of Load | 0 | 2031 | 65535
| Base | Time-of-Use Rates (TOU) | C&I Curtailment-Turnkey-Advanced Lighting Control | Small General |  | Winter Morning | % of Load | 1 | 2031 | 65535
| Base | Time-of-Use Rates (TOU) | C&I Curtailment-Turnkey-Advanced Lighting Control | Small General |  | Winter Morning | % of Load | 0 | 2031 | 65535
| Base | Time-of-Use Rates (TOU) | C&I Curtailment-Turnkey-Water Heating Control | Small General |  | Winter Morning | % of Load | 1 | 2031 | 65535
| Base | Time-of-Use Rates (TOU) | C&I Curtailment-Turnkey-Water Heating Control | Small General |  | Winter Morning | % of Load | 0 | 2031 | 65535
| Base | Time-of-Use Rates (TOU) | C&I Curtailment-Turnkey-Other | Small General |  | Winter Morning | % of Load | 1 | 2031 | 65535
| Base | Time-of-Use Rates (TOU) | C&I Curtailment-Turnkey-Other | Small General |  | Winter Morning | % of Load | 0 | 2031 | 65535
| Base | Time-of-Use Rates (TOU) | Dynamic Pricing with enabling tech. | Small General |  | Winter Morning | % of Load | 1 | 2031 | 65535
| Base | Time-of-Use Rates (TOU) | Dynamic Pricing with enabling tech. | Small General |  | Winter Morning | % of Load | 0 | 2031 | 65535
| Base | Time-of-Use Rates (TOU) | Time-of-Use Rates (TOU) | Small General |  | Winter Morning | % of Load | 1 | 2031 | 65535
| Base | Time-of-Use Rates (TOU) | Time-of-Use Rates (TOU) | Small General |  | Winter Morning | % of Load | 0 | 2031 | 65535
| Base | Time-of-Use Rates (TOU) | DLC-Switch-Water Heating | Small General |  | Winter Evening | % of Load | 1 | 2031 | 65535
| Base | Time-of-Use Rates (TOU) | DLC-Switch-Water Heating | Small General |  | Winter Evening | % of Load | 0 | 2031 | 65535
| Base | Time-of-Use Rates (TOU) | DLC-BYOD-Water Heating | Small General |  | Winter Evening | % of Load | 1 | 2031 | 65535
| Base | Time-of-Use Rates (TOU) | DLC-BYOD-Water Heating | Small General |  | Winter Evening | % of Load | 0 | 2031 | 65535
| Base | Time-of-Use Rates (TOU) | DLC-Thermostat-DI-Central Heat Pump | Small General |  | Winter Evening | % of Load | 1 | 2031 | 65535
| Base | Time-of-Use Rates (TOU) | DLC-Thermostat-DI-Central Heat Pump | Small General |  | Winter Evening | % of Load | 0 | 2031 | 65535
| Base | Time-of-Use Rates (TOU) | DLC-Thermostat-BYOT-Central Heat Pump | Small General |  | Winter Evening | % of Load | 1 | 2031 | 65535
| Base | Time-of-Use Rates (TOU) | DLC-Thermostat-BYOT-Central Heat Pump | Small General |  | Winter Evening | % of Load | 0 | 2031 | 65535
| Base | Time-of-Use Rates (TOU) | DLC-Thermostat-HVAC | Small General |  | Winter Evening | % of Load | 1 | 2031 | 65535
| Base | Time-of-Use Rates (TOU) | DLC-Thermostat-HVAC | Small General |  | Winter Evening | % of Load | 0 | 2031 | 65535
| Base | Time-of-Use Rates (TOU) | DLC-Thermostat-DI-Baseboard Heating | Small General |  | Winter Evening | % of Load | 1 | 2031 | 65535
| Base | Time-of-Use Rates (TOU) | DLC-Thermostat-DI-Baseboard Heating | Small General |  | Winter Evening | % of Load | 0 | 2031 | 65535
| Base | Time-of-Use Rates (TOU) | DLC-Thermostat-BYOT-Baseboard Heating | Small General |  | Winter Evening | % of Load | 1 | 2031 | 65535
| Base | Time-of-Use Rates (TOU) | DLC-Thermostat-BYOT-Baseboard Heating | Small General |  | Winter Evening | % of Load | 0 | 2031 | 65535
| Base | Time-of-Use Rates (TOU) | DLC-Thermostat-DI-MSHP | Small General |  | Winter Evening | % of Load | 1 | 2031 | 65535
| Base | Time-of-Use Rates (TOU) | DLC-Thermostat-DI-MSHP | Small General |  | Winter Evening | % of Load | 0 | 2031 | 65535
| Base | Time-of-Use Rates (TOU) | DLC-Thermostat-BYOT-MSHP | Small General |  | Winter Evening | % of Load | 1 | 2031 | 65535
| Base | Time-of-Use Rates (TOU) | DLC-Thermostat-BYOT-MSHP | Small General |  | Winter Evening | % of Load | 0 | 2031 | 65535
| Base | Time-of-Use Rates (TOU) | C&I Curtailment-Turnkey-Manual HVAC Control | Small General |  | Winter Evening | % of Load | 1 | 2031 | 65535
| Base | Time-of-Use Rates (TOU) | C&I Curtailment-Turnkey-Manual HVAC Control | Small General |  | Winter Evening | % of Load | 0 | 2031 | 65535
| Base | Time-of-Use Rates (TOU) | C&I Curtailment-Turnkey-Auto-DR HVAC Control | Small General |  | Winter Evening | % of Load | 1 | 2031 | 65535
| Base | Time-of-Use Rates (TOU) | C&I Curtailment-Turnkey-Auto-DR HVAC Control | Small General |  | Winter Evening | % of Load | 0 | 2031 | 65535
| Base | Time-of-Use Rates (TOU) | C&I Curtailment-Turnkey-Standard Lighting Control | Small General |  | Winter Evening | % of Load | 1 | 2031 | 65535
| Base | Time-of-Use Rates (TOU) | C&I Curtailment-Turnkey-Standard Lighting Control | Small General |  | Winter Evening | % of Load | 0 | 2031 | 65535
| Base | Time-of-Use Rates (TOU) | C&I Curtailment-Turnkey-Advanced Lighting Control | Small General |  | Winter Evening | % of Load | 1 | 2031 | 65535
| Base | Time-of-Use Rates (TOU) | C&I Curtailment-Turnkey-Advanced Lighting Control | Small General |  | Winter Evening | % of Load | 0 | 2031 | 65535
| Base | Time-of-Use Rates (TOU) | C&I Curtailment-Turnkey-Water Heating Control | Small General |  | Winter Evening | % of Load | 1 | 2031 | 65535
| Base | Time-of-Use Rates (TOU) | C&I Curtailment-Turnkey-Water Heating Control | Small General |  | Winter Evening | % of Load | 0 | 2031 | 65535
| Base | Time-of-Use Rates (TOU) | C&I Curtailment-Turnkey-Other | Small General |  | Winter Evening | % of Load | 1 | 2031 | 65535
| Base | Time-of-Use Rates (TOU) | C&I Curtailment-Turnkey-Other | Small General |  | Winter Evening | % of Load | 0 | 2031 | 65535
| Base | Time-of-Use Rates (TOU) | Dynamic Pricing with enabling tech. | Small General |  | Winter Evening | % of Load | 1 | 2031 | 65535