Alternate Scenario | Large General | C&I Curtailment | Winter Evening | PAC | 2027 | 777048.4815 | 273528.3862 | 2.8408
Alternate Scenario | Large General | C&I Curtailment | Winter Evening | PCT | 2027 | 153980.5639 | 0 | 0
Alternate Scenario | Large General | C&I Curtailment | Winter Evening | RIM | 2027 | 777048.4815 | 273528.3862 | 2.8408
Alternate Scenario | Large General | C&I Curtailment | Winter Evening | SCT | 2027 | 777048.4815 | 119547.8223 | 6.4999
Alternate Scenario | Large General | C&I Curtailment | Winter Evening | NS Test Broad | 2027 | 777048.4815 | 119547.8223 | 6.4999
Alternate Scenario | Small Industrial | C&I Curtailment | Winter Morning | TRC | 2027 | 137927.7266 | 21466.9423 | 6.4251
Alternate Scenario | Small Industrial | C&I Curtailment | Winter Morning | PAC | 2027 | 137927.7266 | 48975.4638 | 2.8163
Alternate Scenario | Small Industrial | C&I Curtailment | Winter Morning | PCT | 2027 | 27508.5215 | 0 | 0
Alternate Scenario | Small Industrial | C&I Curtailment | Winter Morning | RIM | 2027 | 137927.7266 | 48975.4638 | 2.8163
Alternate Scenario | Small Industrial | C&I Curtailment | Winter Morning | SCT | 2027 | 137927.7266 | 21466.9423 | 6.4251
Alternate Scenario | Small Industrial | C&I Curtailment | Winter Morning | NS Test Broad | 2027 | 137927.7266 | 21466.9423 | 6.4251
Alternate Scenario | Small Industrial | C&I Curtailment | Winter Evening | TRC | 2027 | 188145.2284 | 29132.6604 | 6.4582
Alternate Scenario | Small Industrial | C&I Curtailment | Winter Evening | PAC | 2027 | 188145.2284 | 66656.6389 | 2.8226
Alternate Scenario | Small Industrial | C&I Curtailment | Winter Evening | PCT | 2027 | 37523.9785 | 0 | 0
Alternate Scenario | Small Industrial | C&I Curtailment | Winter Evening | RIM | 2027 | 188145.2284 | 66656.6389 | 2.8226
Alternate Scenario | Small Industrial | C&I Curtailment | Winter Evening | SCT | 2027 | 188145.2284 | 29132.6604 | 6.4582
Alternate Scenario | Small Industrial | C&I Curtailment | Winter Evening | NS Test Broad | 2027 | 188145.2284 | 29132.6604 | 6.4582
Alternate Scenario | Medium Industrial | C&I Curtailment | Winter Morning | TRC | 2027 | 3052398.0201 | 472025.2862 | 6.4666
Alternate Scenario | Medium Industrial | C&I Curtailment | Winter Morning | PAC | 2027 | 3052398.0201 | 1076890.9792 | 2.8345
Alternate Scenario | Medium Industrial | C&I Curtailment | Winter Morning | PCT | 2027 | 604865.693 | 0 | 0
Alternate Scenario | Medium Industrial | C&I Curtailment | Winter Morning | RIM | 2027 | 3052398.0201 | 1076890.9792 | 2.8345
Alternate Scenario | Medium Industrial | C&I Curtailment | Winter Morning | SCT | 2027 | 3052398.0201 | 472025.2862 | 6.4666
Alternate Scenario | Medium Industrial | C&I Curtailment | Winter Morning | NS Test Broad | 2027 | 3052398.0201 | 472025.2862 | 6.4666
Alternate Scenario | Medium Industrial | C&I Curtailment | Winter Evening | TRC | 2027 | 2934065.4151 | 451400.6827 | 6.4999
Alternate Scenario | Medium Industrial | C&I Curtailment | Winter Evening | PAC | 2027 | 2934065.4151 | 1032817.4897 | 2.8408
Alternate Scenario | Medium Industrial | C&I Curtailment | Winter Evening | PCT | 2027 | 581416.807 | 0 | 0
Alternate Scenario | Medium Industrial | C&I Curtailment | Winter Evening | RIM | 2027 | 2934065.4151 | 1032817.4897 | 2.8408
Alternate Scenario | Medium Industrial | C&I Curtailment | Winter Evening | SCT | 2027 | 2934065.4151 | 451400.6827 | 6.4999
Alternate Scenario | Medium Industrial | C&I Curtailment | Winter Evening | NS Test Broad | 2027 | 2934065.4151 | 451400.6827 | 6.4999
Alternate Scenario | Large Industrial | C&I Curtailment | Winter Morning | TRC | 2027 | 56931.3074 | 8803.8978 | 6.4666
Alternate Scenario | Large Industrial | C&I Curtailment | Winter Morning | PAC | 2027 | 56931.3074 | 20085.4524 | 2.8345
Alternate Scenario | Large Industrial | C&I Curtailment | Winter Morning | PCT | 2027 | 11281.5545 | 0 | 0
Alternate Scenario | Large Industrial | C&I Curtailment | Winter Morning | RIM | 2027 | 56931.3074 | 20085.4524 | 2.8345
Alternate Scenario | Large Industrial | C&I Curtailment | Winter Morning | SCT | 2027 | 56931.3074 | 8803.8978 | 6.4666
Alternate Scenario | Large Industrial | C&I Curtailment | Winter Morning | NS Test Broad | 2027 | 56931.3074 | 8803.8978 | 6.4666
Alternate Scenario | Large Industrial | C&I Curtailment | Winter Evening | TRC | 2027 | 56234.353 | 8651.5487 | 6.4999
Alternate Scenario | Large Industrial | C&I Curtailment | Winter Evening | PAC | 2027 | 56234.353 | 19794.9942 | 2.8408
Alternate Scenario | Large Industrial | C&I Curtailment | Winter Evening | PCT | 2027 | 11143.4455 | 0 | 0
Alternate Scenario | Large Industrial | C&I Curtailment | Winter Evening | RIM | 2027 | 56234.353 | 19794.9942 | 2.8408
Alternate Scenario | Large Industrial | C&I Curtailment | Winter Evening | SCT | 2027 | 56234.353 | 8651.5487 | 6.4999
Alternate Scenario | Large Industrial | C&I Curtailment | Winter Evening | NS Test Broad | 2027 | 56234.353 | 8651.5487 | 6.4999
Alternate Scenario | Large General | C&I Loadshift to BUGs | Winter Morning | TRC | 2027 | 1623329.7366 | 245042.9278 | 6.6247
Alternate Scenario | Large General | C&I Loadshift to BUGs | Winter Morning | PAC | 2027 | 1623329.7366 | 566723.2786 | 2.8644
Alternate Scenario | Large General | C&I Loadshift to BUGs | Winter Morning | PCT | 2027 | 321680.3509 | 0 | 0
Alternate Scenario | Large General | C&I Loadshift to BUGs | Winter Morning | RIM | 2027 | 1623329.7366 | 566723.2786 | 2.8644
Alternate Scenario | Large General | C&I Loadshift to BUGs | Winter Morning | SCT | 2027 | 1623329.7366 | 245042.9278 | 6.6247
Alternate Scenario | Large General | C&I Loadshift to BUGs | Winter Morning | NS Test Broad | 2027 | 1623329.7366 | 245042.9278 | 6.6247
Alternate Scenario | Large General | C&I Loadshift to BUGs | Winter Evening | TRC | 2027 | 1387502.3134 | 215224.0567 | 6.4468
Alternate Scenario | Large General | C&I Loadshift to BUGs | Winter Evening | PAC | 2027 | 1387502.3134 | 490172.6521 | 2.8306
Alternate Scenario | Large General | C&I Loadshift to BUGs | Winter Evening | PCT | 2027 | 274948.5954 | 0 | 0
Alternate Scenario | Large General | C&I Loadshift to BUGs | Winter Evening | RIM | 2027 | 1387502.3134 | 490172.6521 | 2.8306
Alternate Scenario | Large General | C&I Loadshift to BUGs | Winter Evening | SCT | 2027 | 1387502.3134 | 215224.0567 | 6.4468
Alternate Scenario | Large General | C&I Loadshift to BUGs | Winter Evening | NS Test Broad | 2027 | 1387502.3134 | 215224.0567 | 6.4468
Alternate Scenario | Small Industrial | C&I Loadshift to BUGs | Winter Morning | TRC | 2027 | 432285.9162 | 65671.8831 | 6.5825
Alternate Scenario | Small Industrial | C&I Loadshift to BUGs | Winter Morning | PAC | 2027 | 432285.9162 | 151887.6622 | 2.8461
Alternate Scenario | Small Industrial | C&I Loadshift to BUGs | Winter Morning | PCT | 2027 | 86215.7791 | 0 | 0
Alternate Scenario | Small Industrial | C&I Loadshift to BUGs | Winter Morning | RIM | 2027 | 432285.9162 | 151887.6622 | 2.8461
Alternate Scenario | Small Industrial | C&I Loadshift to BUGs | Winter Morning | SCT | 2027 | 432285.9162 | 65671.8831 | 6.5825
Alternate Scenario | Small Industrial | C&I Loadshift to BUGs | Winter Morning | NS Test Broad | 2027 | 432285.9162 | 65671.8831 | 6.5825
Alternate Scenario | Small Industrial | C&I Loadshift to BUGs | Winter Evening | TRC | 2027 | 589675.0018 | 92053.9587 | 6.4058
Alternate Scenario | Small Industrial | C&I Loadshift to BUGs | Winter Evening | PAC | 2027 | 589675.0018 | 209659.6631 | 2.8125
Alternate Scenario | Small Industrial | C&I Loadshift to BUGs | Winter Evening | PCT | 2027 | 117605.7044 | 0 | 0
Alternate Scenario | Small Industrial | C&I Loadshift to BUGs | Winter Evening | RIM | 2027 | 589675.0018 | 209659.6631 | 2.8125
Alternate Scenario | Small Industrial | C&I Loadshift to BUGs | Winter Evening | SCT | 2027 | 589675.0018 | 92053.9587 | 6.4058
Alternate Scenario | Small Industrial | C&I Loadshift to BUGs | Winter Evening | NS Test Broad | 2027 | 589675.0018 | 92053.9587 | 6.4058
Alternate Scenario | Medium Industrial | C&I Loadshift to BUGs | Winter Morning | TRC | 2027 | 1640839.9749 | 247683.5928 | 6.6247
Alternate Scenario | Medium Industrial | C&I Loadshift to BUGs | Winter Morning | PAC | 2027 | 1640839.9749 | 572833.7869 | 2.8644
Alternate Scenario | Medium Industrial | C&I Loadshift to BUGs | Winter Morning | PCT | 2027 | 325150.194 | 0 | 0
Alternate Scenario | Medium Industrial | C&I Loadshift to BUGs | Winter Morning | RIM | 2027 | 1640839.9749 | 572833.7869 | 2.8644
Alternate Scenario | Medium Industrial | C&I Loadshift to BUGs | Winter Morning | SCT | 2027 | 1640839.9749 | 247683.5928 | 6.6247
Alternate Scenario | Medium Industrial | C&I Loadshift to BUGs | Winter Morning | NS Test Broad | 2027 | 1640839.9749 | 247683.5928 | 6.6247
Alternate Scenario | Medium Industrial | C&I Loadshift to BUGs | Winter Evening | TRC | 2027 | 1577229.3752 | 244651.275 | 6.4468
Alternate Scenario | Medium Industrial | C&I Loadshift to BUGs | Winter Evening | PAC | 2027 | 1577229.3752 | 557196.3404 | 2.8307
Alternate Scenario | Medium Industrial | C&I Loadshift to BUGs | Winter Evening | PCT | 2027 | 312545.0655 | 0 | 0
Alternate Scenario | Medium Industrial | C&I Loadshift to BUGs | Winter Evening | RIM | 2027 | 1577229.3752 | 557196.3404 | 2.8307
Alternate Scenario | Medium Industrial | C&I Loadshift to BUGs | Winter Evening | SCT | 2027 | 1577229.3752 | 244651.275 | 6.4468
Alternate Scenario | Medium Industrial | C&I Loadshift to BUGs | Winter Evening | NS Test Broad | 2027 | 1577229.3752 | 244651.275 | 6.4468
Alternate Scenario | Small General | Dynamic Pricing | Winter Morning | TRC | 2027 | 2250.0105 | 292.7771 | 7.6851
Alternate Scenario | Small General | Dynamic Pricing | Winter Morning | PAC | 2027 | 2250.0105 | 292.7771 | 7.6851
Alternate Scenario | Small General | Dynamic Pricing | Winter Morning | RIM | 2027 | 2250.0105 | 292.7771 | 7.6851
Alternate Scenario | Small General | Dynamic Pricing | Winter Morning | SCT | 2027 | 2250.0105 | 292.7771 | 7.6851
Alternate Scenario | Small General | Dynamic Pricing | Winter Morning | NS Test Broad | 2027 | 2250.0105 | 292.7771 | 7.6851
Alternate Scenario | Small General | Dynamic Pricing | Winter Evening | TRC | 2027 | 2595.1628 | 294.6556 | 8.8074
Alternate Scenario | Small General | Dynamic Pricing | Winter Evening | PAC | 2027 | 2595.1628 | 294.6556 | 8.8074
Alternate Scenario | Small General | Dynamic Pricing | Winter Evening | RIM | 2027 | 2595.1628 | 294.6556 | 8.8074
Alternate Scenario | Small General | Dynamic Pricing | Winter Evening | SCT | 2027 | 2595.1628 | 294.6556 | 8.8074
Alternate Scenario | Small General | Dynamic Pricing | Winter Evening | NS Test Broad | 2027 | 2595.1628 | 294.6556 | 8.8074
Alternate Scenario | Residential Charitable | Dynamic Pricing | Winter Morning | TRC | 2027 | 5538805.5932 | 328918.069 | 16.8395
Alternate Scenario | Residential Charitable | Dynamic Pricing | Winter Morning | PAC | 2027 | 5538805.5932 | 328918.069 | 16.8395
Alternate Scenario | Residential Charitable | Dynamic Pricing | Winter Morning | RIM | 2027 | 5538805.5932 | 328918.069 | 16.8395
Alternate Scenario | Residential Charitable | Dynamic Pricing | Winter Morning | SCT | 2027 | 5538805.5932 | 328918.069 | 16.8395
Alternate Scenario | Residential Charitable | Dynamic Pricing | Winter Morning | NS Test Broad | 2027 | 5538805.5932 | 328918.069 | 16.8395
Alternate Scenario | Residential Charitable | Dynamic Pricing | Winter Evening | TRC | 2027 | 6265488.7078 | 328916.1905 | 19.0489
Alternate Scenario | Residential Charitable | Dynamic Pricing | Winter Evening | PAC | 2027 | 6265488.7078 | 328916.1905 | 19.0489
Alternate Scenario | Residential Charitable | Dynamic Pricing | Winter Evening | RIM | 2027 | 6265488.7078 | 328916.1905 | 19.0489
Alternate Scenario | Residential Charitable | Dynamic Pricing | Winter Evening | SCT | 2027 | 6265488.7078 | 328916.1905 | 19.0489
Alternate Scenario | Residential Charitable | Dynamic Pricing | Winter Evening | NS Test Broad | 2027 | 6265488.7078 | 328916.1905 | 19.0489
Alternate Scenario | Residential Charitable | Behavioral DR | Winter Morning | TRC | 2027 | 306381.5829 | 286511.9325 | 1.0694
Alternate Scenario | Residential Charitable | Behavioral DR | Winter Morning | PAC | 2027 | 306381.5829 | 286511.9325 | 1.0694
Alternate Scenario | Residential Charitable | Behavioral DR | Winter Morning | RIM | 2027 | 306381.5829 | 286511.9325 | 1.0694
Alternate Scenario | Residential Charitable | Behavioral DR | Winter Morning | SCT | 2027 | 306381.5829 | 286511.9325 | 1.0694
Alternate Scenario | Residential Charitable | Behavioral DR | Winter Morning | NS Test Broad | 2027 | 306381.5829 | 286511.9325 | 1.0694
Alternate Scenario | Residential Charitable | Behavioral DR | Winter Evening | TRC | 2027 | 346578.3941 | 286511.9325 | 1.2096
Alternate Scenario | Residential Charitable | Behavioral DR | Winter Evening | PAC | 2027 | 346578.3941 | 286511.9325 | 1.2096
Alternate Scenario | Residential Charitable | Behavioral DR | Winter Evening | RIM | 2027 | 346578.3941 | 286511.9325 | 1.2096
Alternate Scenario | Residential Charitable | Behavioral DR | Winter Evening | SCT | 2027 | 346578.3941 | 286511.9325 | 1.2096
Alternate Scenario | Residential Charitable | Behavioral DR | Winter Evening | NS Test Broad | 2027 | 346578.3941 | 286511.9325 | 1.2096
Alternate Scenario | Residential Charitable | Time-of-Use Rates (TOU) | Winter Morning | TRC | 2027 | 1296352.8261 | 0 | 0
Alternate Scenario | Residential Charitable | Time-of-Use Rates (TOU) | Winter Morning | PAC | 2027 | 1296352.8261 | 0 | 0
Alternate Scenario | Residential Charitable | Time-of-Use Rates (TOU) | Winter Morning | RIM | 2027 | 1296352.8261 | 0 | 0
Alternate Scenario | Residential Charitable | Time-of-Use Rates (TOU) | Winter Morning | SCT | 2027 | 1296352.8261 | 0 | 0
Alternate Scenario | Residential Charitable | Time-of-Use Rates (TOU) | Winter Morning | NS Test Broad | 2027 | 1296352.8261 | 0 | 0
Alternate Scenario | Residential Charitable | Time-of-Use Rates (TOU) | Winter Evening | TRC | 2027 | 1466432.4025 | 0 | 0
Alternate Scenario | Residential Charitable | Time-of-Use Rates (TOU) | Winter Evening | PAC | 2027 | 1466432.4025 | 0 | 0
Alternate Scenario | Residential Charitable | Time-of-Use Rates (TOU) | Winter Evening | RIM | 2027 | 1466432.4025 | 0 | 0
Alternate Scenario | Residential Charitable | Time-of-Use Rates (TOU) | Winter Evening | SCT | 2027 | 1466432.4025 | 0 | 0
Alternate Scenario | Residential Charitable | Time-of-Use Rates (TOU) | Winter Evening | NS Test Broad | 2027 | 1466432.4025 | 0 | 0
Alternate Scenario | General | C&I Curtailment | Winter Morning | TRC | 2028 | 971574.1102 | 260356.3356 | 3.7317
Alternate Scenario | General | C&I Curtailment | Winter Morning | PAC | 2028 | 971574.1102 | 613929.9715 | 1.5825
Alternate Scenario | General | C&I Curtailment | Winter Morning | PCT | 2028 | 353573.6359 | 0 | 0
Alternate Scenario | General | C&I Curtailment | Winter Morning | RIM | 2028 | 971574.1102 | 613929.9715 | 1.5825
Alternate Scenario | General | C&I Curtailment | Winter Morning | SCT | 2028 | 971574.1102 | 260356.3356 | 3.7317
Alternate Scenario | General | C&I Curtailment | Winter Morning | NS Test Broad | 2028 | 971574.1102 | 260356.3356 | 3.7317
Alternate Scenario | General | C&I Curtailment | Winter Evening | TRC | 2028 | 1126439.7002 | 301062.2096 | 3.7416
Alternate Scenario | General | C&I Curtailment | Winter Evening | PAC | 2028 | 1126439.7002 | 710994.2737 | 1.5843
Alternate Scenario | General | C&I Curtailment | Winter Evening | PCT | 2028 | 409932.0641 | 0 | 0
Alternate Scenario | General | C&I Curtailment | Winter Evening | RIM | 2028 | 1126439.7002 | 710994.2737 | 1.5843
Alternate Scenario | General | C&I Curtailment | Winter Evening | SCT | 2028 | 1126439.7002 | 301062.2096 | 3.7416
Alternate Scenario | General | C&I Curtailment | Winter Evening | NS Test Broad | 2028 | 1126439.7002 | 301062.2096 | 3.7416
Alternate Scenario | Large General | C&I Curtailment | Winter Morning | TRC | 2028 | 596519.2624 | 159853.2502 | 3.7317
Alternate Scenario | Large General | C&I Curtailment | Winter Morning | PAC | 2028 | 596519.2624 | 376937.549 | 1.5825
Alternate Scenario | Large General | C&I Curtailment | Winter Morning | PCT | 2028 | 217084.2989 | 0 | 0
Alternate Scenario | Large General | C&I Curtailment | Winter Morning | RIM | 2028 | 596519.2624 | 376937.549 | 1.5825
Alternate Scenario | Large General | C&I Curtailment | Winter Morning | SCT | 2028 | 596519.2624 | 159853.2502 | 3.7317
Alternate Scenario | Large General | C&I Curtailment | Winter Morning | NS Test Broad | 2028 | 596519.2624 | 159853.2502 | 3.7317
Alternate Scenario | Large General | C&I Curtailment | Winter Evening | TRC | 2028 | 508088.7155 | 135797.7649 | 3.7415
Alternate Scenario | Large General | C&I Curtailment | Winter Evening | PAC | 2028 | 508088.7155 | 320700.566 | 1.5843
Alternate Scenario | Large General | C&I Curtailment | Winter Evening | PCT | 2028 | 184902.8011 | 0 | 0
Alternate Scenario | Large General | C&I Curtailment | Winter Evening | RIM | 2028 | 508088.7155 | 320700.566 | 1.5843
Alternate Scenario | Large General | C&I Curtailment | Winter Evening | SCT | 2028 | 508088.7155 | 135797.7649 | 3.7415
Alternate Scenario | Large General | C&I Curtailment | Winter Evening | NS Test Broad | 2028 | 508088.7155 | 135797.7649 | 3.7415
Alternate Scenario | Small Industrial | C&I Curtailment | Winter Morning | TRC | 2028 | 90847.7162 | 24418.4566 | 3.7205
Alternate Scenario | Small Industrial | C&I Curtailment | Winter Morning | PAC | 2028 | 90847.7162 | 57579.8194 | 1.5778
Alternate Scenario | Small Industrial | C&I Curtailment | Winter Morning | PCT | 2028 | 33161.3629 | 0 | 0
Alternate Scenario | Small Industrial | C&I Curtailment | Winter Morning | RIM | 2028 | 90847.7162 | 57579.8194 | 1.5778
Alternate Scenario | Small Industrial | C&I Curtailment | Winter Morning | SCT | 2028 | 90847.7162 | 24418.4566 | 3.7205
Alternate Scenario | Small Industrial | C&I Curtailment | Winter Morning | NS Test Broad | 2028 | 90847.7162 | 24418.4566 | 3.7205
Alternate Scenario | Small Industrial | C&I Curtailment | Winter Evening | TRC | 2028 | 123493.4008 | 33105.7955 | 3.7303
Alternate Scenario | Small Industrial | C&I Curtailment | Winter Evening | PAC | 2028 | 123493.4008 | 78183.5327 | 1.5795
Alternate Scenario | Small Industrial | C&I Curtailment | Winter Evening | PCT | 2028 | 45077.7371 | 0 | 0
Alternate Scenario | Small Industrial | C&I Curtailment | Winter Evening | RIM | 2028 | 123493.4008 | 78183.5327 | 1.5795
Alternate Scenario | Small Industrial | C&I Curtailment | Winter Evening | SCT | 2028 | 123493.4008 | 33105.7955 | 3.7303
Alternate Scenario | Small Industrial | C&I Curtailment | Winter Evening | NS Test Broad | 2028 | 123493.4008 | 33105.7955 | 3.7303
Alternate Scenario | Medium Industrial | C&I Curtailment | Winter Morning | TRC | 2028 | 2003036.0014 | 536764.6834 | 3.7317
Alternate Scenario | Medium Industrial | C&I Curtailment | Winter Morning | PAC | 2028 | 2003036.0014 | 1265706.2169 | 1.5825
Alternate Scenario | Medium Industrial | C&I Curtailment | Winter Morning | PCT | 2028 | 728941.5336 | 0 | 0
Alternate Scenario | Medium Industrial | C&I Curtailment | Winter Morning | RIM | 2028 | 2003036.0014 | 1265706.2169 | 1.5825
Alternate Scenario | Medium Industrial | C&I Curtailment | Winter Morning | SCT | 2028 | 2003036.0014 | 536764.6834 | 3.7317
Alternate Scenario | Medium Industrial | C&I Curtailment | Winter Morning | NS Test Broad | 2028 | 2003036.0014 | 536764.6834 | 3.7317
Alternate Scenario | Medium Industrial | C&I Curtailment | Winter Evening | TRC | 2028 | 1918692.9939 | 512810.3054 | 3.7415
Alternate Scenario | Medium Industrial | C&I Curtailment | Winter Evening | PAC | 2028 | 1918692.9939 | 1211057.8718 | 1.5843
Alternate Scenario | Medium Industrial | C&I Curtailment | Winter Evening | PCT | 2028 | 698247.5664 | 0 | 0
Alternate Scenario | Medium Industrial | C&I Curtailment | Winter Evening | RIM | 2028 | 1918692.9939 | 1211057.8718 | 1.5843
Alternate Scenario | Medium Industrial | C&I Curtailment | Winter Evening | SCT | 2028 | 1918692.9939 | 512810.3054 | 3.7415
Alternate Scenario | Medium Industrial | C&I Curtailment | Winter Evening | NS Test Broad | 2028 | 1918692.9939 | 512810.3054 | 3.7415
Alternate Scenario | Large Industrial | C&I Curtailment | Winter Morning | TRC | 2028 | 37360.1865 | 10011.607 | 3.7317
Alternate Scenario | Large Industrial | C&I Curtailment | Winter Morning | PAC | 2028 | 37360.1865 | 23607.664 | 1.5825
Alternate Scenario | Large Industrial | C&I Curtailment | Winter Morning | PCT | 2028 | 13596.057 | 0 | 0
Alternate Scenario | Large Industrial | C&I Curtailment | Winter Morning | RIM | 2028 | 37360.1865 | 23607.664 | 1.5825
Alternate Scenario | Large Industrial | C&I Curtailment | Winter Morning | SCT | 2028 | 37360.1865 | 10011.607 | 3.7317
Alternate Scenario | Large Industrial | C&I Curtailment | Winter Morning | NS Test Broad | 2028 | 37360.1865 | 10011.607 | 3.7317
Alternate Scenario | Large Industrial | C&I Curtailment | Winter Evening | TRC | 2028 | 36774.5771 | 9828.7552 | 3.7415
Alternate Scenario | Large Industrial | C&I Curtailment | Winter Evening | PAC | 2028 | 36774.5771 | 23211.6982 | 1.5843
Alternate Scenario | Large Industrial | C&I Curtailment | Winter Evening | PCT | 2028 | 13382.943 | 0 | 0
Alternate Scenario | Large Industrial | C&I Curtailment | Winter Evening | RIM | 2028 | 36774.5771 | 23211.6982 | 1.5843
Alternate Scenario | Large Industrial | C&I Curtailment | Winter Evening | SCT | 2028 | 36774.5771 | 9828.7552 | 3.7415
Alternate Scenario | Large Industrial | C&I Curtailment | Winter Evening | NS Test Broad | 2028 | 36774.5771 | 9828.7552 | 3.7415
Alternate Scenario | Large General | C&I Loadshift to BUGs | Winter Morning | TRC | 2028 | 883931.6458 | 232320.076 | 3.8048
Alternate Scenario | Large General | C&I Loadshift to BUGs | Winter Morning | PAC | 2028 | 883931.6458 | 553999.0119 | 1.5955
Alternate Scenario | Large General | C&I Loadshift to BUGs | Winter Morning | PCT | 2028 | 321678.9359 | 0 | 0
Alternate Scenario | Large General | C&I Loadshift to BUGs | Winter Morning | RIM | 2028 | 883931.6458 | 553999.0119 | 1.5955
Alternate Scenario | Large General | C&I Loadshift to BUGs | Winter Morning | SCT | 2028 | 883931.6458 | 232320.076 | 3.8048
Alternate Scenario | Large General | C&I Loadshift to BUGs | Winter Morning | NS Test Broad | 2028 | 883931.6458 | 232320.076 | 3.8048
Alternate Scenario | Large General | C&I Loadshift to BUGs | Winter Evening | TRC | 2028 | 752893.8674 | 203633.1143 | 3.6973
Alternate Scenario | Large General | C&I Loadshift to BUGs | Winter Evening | PAC | 2028 | 752893.8674 | 477624.9995 | 1.5763
Alternate Scenario | Large General | C&I Loadshift to BUGs | Winter Evening | PCT | 2028 | 273991.8853 | 0 | 0
Alternate Scenario | Large General | C&I Loadshift to BUGs | Winter Evening | RIM | 2028 | 752893.8674 | 477624.9995 | 1.5763
Alternate Scenario | Large General | C&I Loadshift to BUGs | Winter Evening | SCT | 2028 | 752893.8674 | 203633.1143 | 3.6973
Alternate Scenario | Large General | C&I Loadshift to BUGs | Winter Evening | NS Test Broad | 2028 | 752893.8674 | 203633.1143 | 3.6973
Alternate Scenario | Small Industrial | C&I Loadshift to BUGs | Winter Morning | TRC | 2028 | 238453.4475 | 62849.5697 | 3.794
Alternate Scenario | Small Industrial | C&I Loadshift to BUGs | Winter Morning | PAC | 2028 | 238453.4475 | 149890.1869 | 1.5909
Alternate Scenario | Small Industrial | C&I Loadshift to BUGs | Winter Morning | PCT | 2028 | 87040.6173 | 0 | 0
Alternate Scenario | Small Industrial | C&I Loadshift to BUGs | Winter Morning | RIM | 2028 | 238453.4475 | 149890.1869 | 1.5909
Alternate Scenario | Small Industrial | C&I Loadshift to BUGs | Winter Morning | SCT | 2028 | 238453.4475 | 62849.5697 | 3.794
Alternate Scenario | Small Industrial | C&I Loadshift to BUGs | Winter Morning | NS Test Broad | 2028 | 238453.4475 | 62849.5697 | 3.794
Alternate Scenario | Small Industrial | C&I Loadshift to BUGs | Winter Evening | TRC | 2028 | 324140.533 | 87917.9301 | 3.6869
Alternate Scenario | Small Industrial | C&I Loadshift to BUGs | Winter Evening | PAC | 2028 | 324140.533 | 206236.1694 | 1.5717
Alternate Scenario | Small Industrial | C&I Loadshift to BUGs | Winter Evening | PCT | 2028 | 118318.2393 | 0 | 0
Alternate Scenario | Small Industrial | C&I Loadshift to BUGs | Winter Evening | RIM | 2028 | 324140.533 | 206236.1694 | 1.5717
Alternate Scenario | Small Industrial | C&I Loadshift to BUGs | Winter Evening | SCT | 2028 | 324140.533 | 87917.9301 | 3.6869
Alternate Scenario | Small Industrial | C&I Loadshift to BUGs | Winter Evening | NS Test Broad | 2028 | 324140.533 | 87917.9301 | 3.6869
Alternate Scenario | Medium Industrial | C&I Loadshift to BUGs | Winter Morning | TRC | 2028 | 898145.867 | 236036.1791 | 3.8051
Alternate Scenario | Medium Industrial | C&I Loadshift to BUGs | Winter Morning | PAC | 2028 | 898145.867 | 562887.9308 | 1.5956
Alternate Scenario | Medium Industrial | C&I Loadshift to BUGs | Winter Morning | PCT | 2028 | 326851.7517 | 0 | 0
Alternate Scenario | Medium Industrial | C&I Loadshift to BUGs | Winter Morning | RIM | 2028 | 898145.867 | 562887.9308 | 1.5956
Alternate Scenario | Medium Industrial | C&I Loadshift to BUGs | Winter Morning | SCT | 2028 | 898145.867 | 236036.1791 | 3.8051
Alternate Scenario | Medium Industrial | C&I Loadshift to BUGs | Winter Morning | NS Test Broad | 2028 | 898145.867 | 236036.1791 | 3.8051
Alternate Scenario | Medium Industrial | C&I Loadshift to BUGs | Winter Evening | TRC | 2028 | 860327.1141 | 232670.5336 | 3.6976
Alternate Scenario | Medium Industrial | C&I Loadshift to BUGs | Winter Evening | PAC | 2028 | 860327.1141 | 545759.3475 | 1.5764
Alternate Scenario | Medium Industrial | C&I Loadshift to BUGs | Winter Evening | PCT | 2028 | 313088.8139 | 0 | 0
Alternate Scenario | Medium Industrial | C&I Loadshift to BUGs | Winter Evening | RIM | 2028 | 860327.1141 | 545759.3475 | 1.5764
Alternate Scenario | Medium Industrial | C&I Loadshift to BUGs | Winter Evening | SCT | 2028 | 860327.1141 | 232670.5336 | 3.6976
Alternate Scenario | Medium Industrial | C&I Loadshift to BUGs | Winter Evening | NS Test Broad | 2028 | 860327.1141 | 232670.5336 | 3.6976
Alternate Scenario | Small General | Dynamic Pricing | Winter Morning | TRC | 2028 | 1550.0883 | 351.0419 | 4.4157
Alternate Scenario | Small General | Dynamic Pricing | Winter Morning | PAC | 2028 | 1550.0883 | 351.0419 | 4.4157
Alternate Scenario | Small General | Dynamic Pricing | Winter Morning | RIM | 2028 | 1550.0883 | 351.0419 | 4.4157
Alternate Scenario | Small General | Dynamic Pricing | Winter Morning | SCT | 2028 | 1550.0883 | 351.0419 | 4.4157
Alternate Scenario | Small General | Dynamic Pricing | Winter Morning | NS Test Broad | 2028 | 1550.0883 | 351.0419 | 4.4157
Alternate Scenario | Small General | Dynamic Pricing | Winter Evening | TRC | 2028 | 1781.659 | 353.0875 | 5.0459
Alternate Scenario | Small General | Dynamic Pricing | Winter Evening | PAC | 2028 | 1781.659 | 353.0875 | 5.0459
Alternate Scenario | Small General | Dynamic Pricing | Winter Evening | RIM | 2028 | 1781.659 | 353.0875 | 5.0459
Alternate Scenario | Small General | Dynamic Pricing | Winter Evening | SCT | 2028 | 1781.659 | 353.0875 | 5.0459
Alternate Scenario | Small General | Dynamic Pricing | Winter Evening | NS Test Broad | 2028 | 1781.659 | 353.0875 | 5.0459
Alternate Scenario | Residential Charitable | Dynamic Pricing | Winter Morning | TRC | 2028 | 3574069.7675 | 451750.895 | 7.9116
Alternate Scenario | Residential Charitable | Dynamic Pricing | Winter Morning | PAC | 2028 | 3574069.7675 | 451750.895 | 7.9116
Alternate Scenario | Residential Charitable | Dynamic Pricing | Winter Morning | RIM | 2028 | 3574069.7675 | 451750.895 | 7.9116
Alternate Scenario | Residential Charitable | Dynamic Pricing | Winter Morning | SCT | 2028 | 3574069.7675 | 451750.895 | 7.9116
Alternate Scenario | Residential Charitable | Dynamic Pricing | Winter Morning | NS Test Broad | 2028 | 3574069.7675 | 451750.895 | 7.9116
Alternate Scenario | Residential Charitable | Dynamic Pricing | Winter Evening | TRC | 2028 | 4028932.2179 | 451748.8495 | 8.9185
Alternate Scenario | Residential Charitable | Dynamic Pricing | Winter Evening | PAC | 2028 | 4028932.2179 | 451748.8495 | 8.9185
Alternate Scenario | Residential Charitable | Dynamic Pricing | Winter Evening | RIM | 2028 | 4028932.2179 | 451748.8495 | 8.9185
Alternate Scenario | Residential Charitable | Dynamic Pricing | Winter Evening | SCT | 2028 | 4028932.2179 | 451748.8495 | 8.9185
Alternate Scenario | Residential Charitable | Dynamic Pricing | Winter Evening | NS Test Broad | 2028 | 4028932.2179 | 451748.8495 | 8.9185
Alternate Scenario | Residential Charitable | Behavioral DR | Winter Morning | TRC | 2028 | 372993.3603 | 246726.9577 | 1.5118
Alternate Scenario | Residential Charitable | Behavioral DR | Winter Morning | PAC | 2028 | 372993.3603 | 246726.9577 | 1.5118
Alternate Scenario | Residential Charitable | Behavioral DR | Winter Morning | RIM | 2028 | 372993.3603 | 246726.9577 | 1.5118
Alternate Scenario | Residential Charitable | Behavioral DR | Winter Morning | SCT | 2028 | 372993.3603 | 246726.9577 | 1.5118
Alternate Scenario | Residential Charitable | Behavioral DR | Winter Morning | NS Test Broad | 2028 | 372993.3603 | 246726.9577 | 1.5118
Alternate Scenario | Residential Charitable | Behavioral DR | Winter Evening | TRC | 2028 | 420463.2433 | 246726.9577 | 1.7042
Alternate Scenario | Residential Charitable | Behavioral DR | Winter Evening | PAC | 2028 | 420463.2433 | 246726.9577 | 1.7042
Alternate Scenario | Residential Charitable | Behavioral DR | Winter Evening | RIM | 2028 | 420463.2433 | 246726.9577 | 1.7042
Alternate Scenario | Residential Charitable | Behavioral DR | Winter Evening | SCT | 2028 | 420463.2433 | 246726.9577 | 1.7042
Alternate Scenario | Residential Charitable | Behavioral DR | Winter Evening | NS Test Broad | 2028 | 420463.2433 | 246726.9577 | 1.7042
Alternate Scenario | Residential Charitable | Time-of-Use Rates (TOU) | Winter Morning | TRC | 2028 | 732111.547 | 0 | 0
Alternate Scenario | Residential Charitable | Time-of-Use Rates (TOU) | Winter Morning | PAC | 2028 | 732111.547 | 0 | 0
Alternate Scenario | Residential Charitable | Time-of-Use Rates (TOU) | Winter Morning | RIM | 2028 | 732111.547 | 0 | 0
Alternate Scenario | Residential Charitable | Time-of-Use Rates (TOU) | Winter Morning | SCT | 2028 | 732111.547 | 0 | 0
Alternate Scenario | Residential Charitable | Time-of-Use Rates (TOU) | Winter Morning | NS Test Broad | 2028 | 732111.547 | 0 | 0
Alternate Scenario | Residential Charitable | Time-of-Use Rates (TOU) | Winter Evening | TRC | 2028 | 825285.4563 | 0 | 0
Alternate Scenario | Residential Charitable | Time-of-Use Rates (TOU) | Winter Evening | PAC | 2028 | 825285.4563 | 0 | 0
Alternate Scenario | Residential Charitable | Time-of-Use Rates (TOU) | Winter Evening | RIM | 2028 | 825285.4563 | 0 | 0
Alternate Scenario | Residential Charitable | Time-of-Use Rates (TOU) | Winter Evening | SCT | 2028 | 825285.4563 | 0 | 0
Alternate Scenario | Residential Charitable | Time-of-Use Rates (TOU) | Winter Evening | NS Test Broad | 2028 | 825285.4563 | 0 | 0
Alternate Scenario | General | C&I Curtailment | Winter Morning | TRC | 2029 | 1864096.3739 | 289873.3373 | 6.4307
Alternate Scenario | General | C&I Curtailment | Winter Morning | PAC | 2029 | 1864096.3739 | 700851.0098 | 2.6598
Alternate Scenario | General | C&I Curtailment | Winter Morning | PCT | 2029 | 410977.6725 | 0 | 0
Alternate Scenario | General | C&I Curtailment | Winter Morning | RIM | 2029 | 1864096.3739 | 700851.0098 | 2.6598
Alternate Scenario | General | C&I Curtailment | Winter Morning | SCT | 2029 | 1864096.3739 | 289873.3373 | 6.4307
Alternate Scenario | General | C&I Curtailment | Winter Morning | NS Test Broad | 2029 | 1864096.3739 | 289873.3373 | 6.4307
Alternate Scenario | General | C&I Curtailment | Winter Evening | TRC | 2029 | 2186495.7718 | 336510.1499 | 6.4976
Alternate Scenario | General | C&I Curtailment | Winter Evening | PAC | 2029 | 2186495.7718 | 818567.2774 | 2.6711
Alternate Scenario | General | C&I Curtailment | Winter Evening | PCT | 2029 | 482057.1275 | 0 | 0
Alternate Scenario | General | C&I Curtailment | Winter Evening | RIM | 2029 | 2186495.7718 | 818567.2774 | 2.6711
Alternate Scenario | General | C&I Curtailment | Winter Evening | SCT | 2029 | 2186495.7718 | 336510.1499 | 6.4976
Alternate Scenario | General | C&I Curtailment | Winter Evening | NS Test Broad | 2029 | 2186495.7718 | 336510.1499 | 6.4976
Alternate Scenario | Large General | C&I Curtailment | Winter Morning | TRC | 2029 | 1145526.9073 | 178132.0389 | 6.4308
Alternate Scenario | Large General | C&I Curtailment | Winter Morning | PAC | 2029 | 1145526.9073 | 430686.5682 | 2.6598
Alternate Scenario | Large General | C&I Curtailment | Winter Morning | PCT | 2029 | 252554.5293 | 0 | 0
Alternate Scenario | Large General | C&I Curtailment | Winter Morning | RIM | 2029 | 1145526.9073 | 430686.5682 | 2.6598
Alternate Scenario | Large General | C&I Curtailment | Winter Morning | SCT | 2029 | 1145526.9073 | 178132.0389 | 6.4308
Alternate Scenario | Large General | C&I Curtailment | Winter Morning | NS Test Broad | 2029 | 1145526.9073 | 178132.0389 | 6.4308
Alternate Scenario | Large General | C&I Curtailment | Winter Evening | TRC | 2029 | 987117.0139 | 151920.0221 | 6.4976
Alternate Scenario | Large General | C&I Curtailment | Winter Evening | PAC | 2029 | 987117.0139 | 369549.8929 | 2.6711
Alternate Scenario | Large General | C&I Curtailment | Winter Evening | PCT | 2029 | 217629.8707 | 0 | 0
Alternate Scenario | Large General | C&I Curtailment | Winter Evening | RIM | 2029 | 987117.0139 | 369549.8929 | 2.6711
Alternate Scenario | Large General | C&I Curtailment | Winter Evening | SCT | 2029 | 987117.0139 | 151920.0221 | 6.4976
Alternate Scenario | Large General | C&I Curtailment | Winter Evening | NS Test Broad | 2029 | 987117.0139 | 151920.0221 | 6.4976
Alternate Scenario | Small Industrial | C&I Curtailment | Winter Morning | TRC | 2029 | 174074.7086 | 27174.6769 | 6.4058
Alternate Scenario | Small Industrial | C&I Curtailment | Winter Morning | PAC | 2029 | 174074.7086 | 65702.3458 | 2.6494
Alternate Scenario | Small Industrial | C&I Curtailment | Winter Morning | PCT | 2029 | 38527.6689 | 0 | 0
Alternate Scenario | Small Industrial | C&I Curtailment | Winter Morning | RIM | 2029 | 174074.7086 | 65702.3458 | 2.6494
Alternate Scenario | Small Industrial | C&I Curtailment | Winter Morning | SCT | 2029 | 174074.7086 | 27174.6769 | 6.4058
Alternate Scenario | Small Industrial | C&I Curtailment | Winter Morning | NS Test Broad | 2029 | 174074.7086 | 27174.6769 | 6.4058
Alternate Scenario | Small Industrial | C&I Curtailment | Winter Evening | TRC | 2029 | 239394.2298 | 36987.2463 | 6.4723
Alternate Scenario | Small Industrial | C&I Curtailment | Winter Evening | PAC | 2029 | 239394.2298 | 89971.9774 | 2.6608
Alternate Scenario | Small Industrial | C&I Curtailment | Winter Evening | PCT | 2029 | 52984.7311 | 0 | 0
Alternate Scenario | Small Industrial | C&I Curtailment | Winter Evening | RIM | 2029 | 239394.2298 | 89971.9774 | 2.6608
Alternate Scenario | Small Industrial | C&I Curtailment | Winter Evening | SCT | 2029 | 239394.2298 | 36987.2463 | 6.4723
Alternate Scenario | Small Industrial | C&I Curtailment | Winter Evening | NS Test Broad | 2029 | 239394.2298 | 36987.2463 | 6.4723
Alternate Scenario | Medium Industrial | C&I Curtailment | Winter Morning | TRC | 2029 | 3845224.9284 | 597942.8784 | 6.4308
Alternate Scenario | Medium Industrial | C&I Curtailment | Winter Morning | PAC | 2029 | 3845224.9284 | 1445700.33 | 2.6598
Alternate Scenario | Medium Industrial | C&I Curtailment | Winter Morning | PCT | 2029 | 847757.4516 | 0 | 0
Alternate Scenario | Medium Industrial | C&I Curtailment | Winter Morning | RIM | 2029 | 3845224.9284 | 1445700.33 | 2.6598
Alternate Scenario | Medium Industrial | C&I Curtailment | Winter Morning | SCT | 2029 | 3845224.9284 | 597942.8784 | 6.4308
Alternate Scenario | Medium Industrial | C&I Curtailment | Winter Morning | NS Test Broad | 2029 | 3845224.9284 | 597942.8784 | 6.4308
Alternate Scenario | Medium Industrial | C&I Curtailment | Winter Evening | TRC | 2029 | 3726376.6443 | 573501.1922 | 6.4976
Alternate Scenario | Medium Industrial | C&I Curtailment | Winter Evening | PAC | 2029 | 3726376.6443 | 1395056.1406 | 2.6711
Alternate Scenario | Medium Industrial | C&I Curtailment | Winter Evening | PCT | 2029 | 821554.9484 | 0 | 0
Alternate Scenario | Medium Industrial | C&I Curtailment | Winter Evening | RIM | 2029 | 3726376.6443 | 1395056.1406 | 2.6711
Alternate Scenario | Medium Industrial | C&I Curtailment | Winter Evening | SCT | 2029 | 3726376.6443 | 573501.1922 | 6.4976
Alternate Scenario | Medium Industrial | C&I Curtailment | Winter Evening | NS Test Broad | 2029 | 3726376.6443 | 573501.1922 | 6.4976
Alternate Scenario | Large Industrial | C&I Curtailment | Winter Morning | TRC | 2029 | 71714.6165 | 11151.8241 | 6.4308
Alternate Scenario | Large Industrial | C&I Curtailment | Winter Morning | PAC | 2029 | 71714.6165 | 26962.7588 | 2.6598
Alternate Scenario | Large Industrial | C&I Curtailment | Winter Morning | PCT | 2029 | 15810.9348 | 0 | 0
Alternate Scenario | Large Industrial | C&I Curtailment | Winter Morning | RIM | 2029 | 71714.6165 | 26962.7588 | 2.6598
Alternate Scenario | Large Industrial | C&I Curtailment | Winter Morning | SCT | 2029 | 71714.6165 | 11151.8241 | 6.4308
Alternate Scenario | Large Industrial | C&I Curtailment | Winter Morning | NS Test Broad | 2029 | 71714.6165 | 11151.8241 | 6.4308
Alternate Scenario | Large Industrial | C&I Curtailment | Winter Evening | TRC | 2029 | 71415.848 | 10991.1327 | 6.4976
Alternate Scenario | Large Industrial | C&I Curtailment | Winter Evening | PAC | 2029 | 71415.848 | 26736.1979 | 2.6711
Alternate Scenario | Large Industrial | C&I Curtailment | Winter Evening | PCT | 2029 | 15745.0652 | 0 | 0
Alternate Scenario | Large Industrial | C&I Curtailment | Winter Evening | RIM | 2029 | 71415.848 | 26736.1979 | 2.6711
Alternate Scenario | Large Industrial | C&I Curtailment | Winter Evening | SCT | 2029 | 71415.848 | 10991.1327 | 6.4976
Alternate Scenario | Large Industrial | C&I Curtailment | Winter Evening | NS Test Broad | 2029 | 71415.848 | 10991.1327 | 6.4976
Alternate Scenario | Large General | C&I Loadshift to BUGs | Winter Morning | TRC | 2029 | 1448558.4008 | 221541.007 | 6.5386
Alternate Scenario | Large General | C&I Loadshift to BUGs | Winter Morning | PAC | 2029 | 1448558.4008 | 540904.9457 | 2.678
Alternate Scenario | Large General | C&I Loadshift to BUGs | Winter Morning | PCT | 2029 | 319363.9387 | 0 | 0
Alternate Scenario | Large General | C&I Loadshift to BUGs | Winter Morning | RIM | 2029 | 1448558.4008 | 540904.9457 | 2.678
Alternate Scenario | Large General | C&I Loadshift to BUGs | Winter Morning | SCT | 2029 | 1448558.4008 | 221541.007 | 6.5386
Alternate Scenario | Large General | C&I Loadshift to BUGs | Winter Morning | NS Test Broad | 2029 | 1448558.4008 | 221541.007 | 6.5386
Alternate Scenario | Large General | C&I Loadshift to BUGs | Winter Evening | TRC | 2029 | 1248243.6108 | 194752.1772 | 6.4094
Alternate Scenario | Large General | C&I Loadshift to BUGs | Winter Evening | PAC | 2029 | 1248243.6108 | 469952.6771 | 2.6561
Alternate Scenario | Large General | C&I Loadshift to BUGs | Winter Evening | PCT | 2029 | 275200.4999 | 0 | 0
Alternate Scenario | Large General | C&I Loadshift to BUGs | Winter Evening | RIM | 2029 | 1248243.6108 | 469952.6771 | 2.6561
Alternate Scenario | Large General | C&I Loadshift to BUGs | Winter Evening | SCT | 2029 | 1248243.6108 | 194752.1772 | 6.4094
Alternate Scenario | Large General | C&I Loadshift to BUGs | Winter Evening | NS Test Broad | 2029 | 1248243.6108 | 194752.1772 | 6.4094
Alternate Scenario | Small Industrial | C&I Loadshift to BUGs | Winter Morning | TRC | 2029 | 394365.4665 | 60525.8152 | 6.5157
Alternate Scenario | Small Industrial | C&I Loadshift to BUGs | Winter Morning | PAC | 2029 | 394365.4665 | 147810.0752 | 2.6681
Alternate Scenario | Small Industrial | C&I Loadshift to BUGs | Winter Morning | PCT | 2029 | 87284.26 | 0 | 0
Alternate Scenario | Small Industrial | C&I Loadshift to BUGs | Winter Morning | RIM | 2029 | 394365.4665 | 147810.0752 | 2.6681
Alternate Scenario | Small Industrial | C&I Loadshift to BUGs | Winter Morning | SCT | 2029 | 394365.4665 | 60525.8152 | 6.5157
Alternate Scenario | Small Industrial | C&I Loadshift to BUGs | Winter Morning | NS Test Broad | 2029 | 394365.4665 | 60525.8152 | 6.5157
Alternate Scenario | Small Industrial | C&I Loadshift to BUGs | Winter Evening | TRC | 2029 | 542346.5471 | 84914.4698 | 6.387
Alternate Scenario | Small Industrial | C&I Loadshift to BUGs | Winter Evening | PAC | 2029 | 542346.5471 | 204951.139 | 2.6462
Alternate Scenario | Small Industrial | C&I Loadshift to BUGs | Winter Evening | PCT | 2029 | 120036.6691 | 0 | 0
Alternate Scenario | Small Industrial | C&I Loadshift to BUGs | Winter Evening | RIM | 2029 | 542346.5471 | 204951.139 | 2.6462
Alternate Scenario | Small Industrial | C&I Loadshift to BUGs | Winter Evening | SCT | 2029 | 542346.5471 | 84914.4698 | 6.387
Alternate Scenario | Small Industrial | C&I Loadshift to BUGs | Winter Evening | NS Test Broad | 2029 | 542346.5471 | 84914.4698 | 6.387
Alternate Scenario | Medium Industrial | C&I Loadshift to BUGs | Winter Morning | TRC | 2029 | 1480776.3818 | 226424.4974 | 6.5398
Alternate Scenario | Medium Industrial | C&I Loadshift to BUGs | Winter Morning | PAC | 2029 | 1480776.3818 | 552891.5403 | 2.6782
Alternate Scenario | Medium Industrial | C&I Loadshift to BUGs | Winter Morning | PCT | 2029 | 326467.0429 | 0 | 0
Alternate Scenario | Medium Industrial | C&I Loadshift to BUGs | Winter Morning | RIM | 2029 | 1480776.3818 | 552891.5403 | 2.6782
Alternate Scenario | Medium Industrial | C&I Loadshift to BUGs | Winter Morning | SCT | 2029 | 1480776.3818 | 226424.4974 | 6.5398
Alternate Scenario | Medium Industrial | C&I Loadshift to BUGs | Winter Morning | NS Test Broad | 2029 | 1480776.3818 | 226424.4974 | 6.5398
Alternate Scenario | Medium Industrial | C&I Loadshift to BUGs | Winter Evening | TRC | 2029 | 1435008.5176 | 223847.5476 | 6.4107
Alternate Scenario | Medium Industrial | C&I Loadshift to BUGs | Winter Evening | PAC | 2029 | 1435008.5176 | 540224.141 | 2.6563
Alternate Scenario | Medium Industrial | C&I Loadshift to BUGs | Winter Evening | PCT | 2029 | 316376.5934 | 0 | 0
Alternate Scenario | Medium Industrial | C&I Loadshift to BUGs | Winter Evening | RIM | 2029 | 1435008.5176 | 540224.141 | 2.6563
Alternate Scenario | Medium Industrial | C&I Loadshift to BUGs | Winter Evening | SCT | 2029 | 1435008.5176 | 223847.5476 | 6.4107
Alternate Scenario | Medium Industrial | C&I Loadshift to BUGs | Winter Evening | NS Test Broad | 2029 | 1435008.5176 | 223847.5476 | 6.4107
Alternate Scenario | Small General | Dynamic Pricing | Winter Morning | TRC | 2029 | 3064.9233 | 407.5304 | 7.5207
Alternate Scenario | Small General | Dynamic Pricing | Winter Morning | PAC | 2029 | 3064.9233 | 407.5304 | 7.5207
Alternate Scenario | Small General | Dynamic Pricing | Winter Morning | RIM | 2029 | 3064.9233 | 407.5304 | 7.5207
Alternate Scenario | Small General | Dynamic Pricing | Winter Morning | SCT | 2029 | 3064.9233 | 407.5304 | 7.5207
Alternate Scenario | Small General | Dynamic Pricing | Winter Morning | NS Test Broad | 2029 | 3064.9233 | 407.5304 | 7.5207
Alternate Scenario | Small General | Dynamic Pricing | Winter Evening | TRC | 2029 | 3563.9863 | 409.7196 | 8.6986
Alternate Scenario | Small General | Dynamic Pricing | Winter Evening | PAC | 2029 | 3563.9863 | 409.7196 | 8.6986
Alternate Scenario | Small General | Dynamic Pricing | Winter Evening | RIM | 2029 | 3563.9863 | 409.7196 | 8.6986
Alternate Scenario | Small General | Dynamic Pricing | Winter Evening | SCT | 2029 | 3563.9863 | 409.7196 | 8.6986
Alternate Scenario | Small General | Dynamic Pricing | Winter Evening | NS Test Broad | 2029 | 3563.9863 | 409.7196 | 8.6986
Alternate Scenario | Residential Charitable | Dynamic Pricing | Winter Morning | TRC | 2029 | 6735033.699 | 704074.3453 | 9.5658
Alternate Scenario | Residential Charitable | Dynamic Pricing | Winter Morning | PAC | 2029 | 6735033.699 | 704074.3453 | 9.5658
Alternate Scenario | Residential Charitable | Dynamic Pricing | Winter Morning | RIM | 2029 | 6735033.699 | 704074.3453 | 9.5658
Alternate Scenario | Residential Charitable | Dynamic Pricing | Winter Morning | SCT | 2029 | 6735033.699 | 704074.3453 | 9.5658
Alternate Scenario | Residential Charitable | Dynamic Pricing | Winter Morning | NS Test Broad | 2029 | 6735033.699 | 704074.3453 | 9.5658
Alternate Scenario | Residential Charitable | Dynamic Pricing | Winter Evening | TRC | 2029 | 7680950.6283 | 704072.1562 | 10.9093
Alternate Scenario | Residential Charitable | Dynamic Pricing | Winter Evening | PAC | 2029 | 7680950.6283 | 704072.1562 | 10.9093
Alternate Scenario | Residential Charitable | Dynamic Pricing | Winter Evening | RIM | 2029 | 7680950.6283 | 704072.1562 | 10.9093
Alternate Scenario | Residential Charitable | Dynamic Pricing | Winter Evening | SCT | 2029 | 7680950.6283 | 704072.1562 | 10.9093
Alternate Scenario | Residential Charitable | Dynamic Pricing | Winter Evening | NS Test Broad | 2029 | 7680950.6283 | 704072.1562 | 10.9093
Alternate Scenario | Residential Charitable | Behavioral DR | Winter Morning | TRC | 2029 | 972987.7719 | 322609.7836 | 3.016
Alternate Scenario | Residential Charitable | Behavioral DR | Winter Morning | PAC | 2029 | 972987.7719 | 322609.7836 | 3.016
Alternate Scenario | Residential Charitable | Behavioral DR | Winter Morning | RIM | 2029 | 972987.7719 | 322609.7836 | 3.016
Alternate Scenario | Residential Charitable | Behavioral DR | Winter Morning | SCT | 2029 | 972987.7719 | 322609.7836 | 3.016
Alternate Scenario | Residential Charitable | Behavioral DR | Winter Morning | NS Test Broad | 2029 | 972987.7719 | 322609.7836 | 3.016
Alternate Scenario | Residential Charitable | Behavioral DR | Winter Evening | TRC | 2029 | 1109641.224 | 322609.7836 | 3.4396
Alternate Scenario | Residential Charitable | Behavioral DR | Winter Evening | PAC | 2029 | 1109641.224 | 322609.7836 | 3.4396
Alternate Scenario | Residential Charitable | Behavioral DR | Winter Evening | RIM | 2029 | 1109641.224 | 322609.7836 | 3.4396
Alternate Scenario | Residential Charitable | Behavioral DR | Winter Evening | SCT | 2029 | 1109641.224 | 322609.7836 | 3.4396
Alternate Scenario | Residential Charitable | Behavioral DR | Winter Evening | NS Test Broad | 2029 | 1109641.224 | 322609.7836 | 3.4396
Alternate Scenario | Residential Charitable | Time-of-Use Rates (TOU) | Winter Morning | TRC | 2029 | 1155828.1438 | 0 | 0
Alternate Scenario | Residential Charitable | Time-of-Use Rates (TOU) | Winter Morning | PAC | 2029 | 1155828.1438 | 0 | 0
Alternate Scenario | Residential Charitable | Time-of-Use Rates (TOU) | Winter Morning | RIM | 2029 | 1155828.1438 | 0 | 0
Alternate Scenario | Residential Charitable | Time-of-Use Rates (TOU) | Winter Morning | SCT | 2029 | 1155828.1438 | 0 | 0
Alternate Scenario | Residential Charitable | Time-of-Use Rates (TOU) | Winter Morning | NS Test Broad | 2029 | 1155828.1438 | 0 | 0
Alternate Scenario | Residential Charitable | Time-of-Use Rates (TOU) | Winter Evening | TRC | 2029 | 1318161.0225 | 0 | 0
Alternate Scenario | Residential Charitable | Time-of-Use Rates (TOU) | Winter Evening | PAC | 2029 | 1318161.0225 | 0 | 0
Alternate Scenario | Residential Charitable | Time-of-Use Rates (TOU) | Winter Evening | RIM | 2029 | 1318161.0225 | 0 | 0
Alternate Scenario | Residential Charitable | Time-of-Use Rates (TOU) | Winter Evening | SCT | 2029 | 1318161.0225 | 0 | 0
Alternate Scenario | Residential Charitable | Time-of-Use Rates (TOU) | Winter Evening | NS Test Broad | 2029 | 1318161.0225 | 0 | 0
Alternate Scenario | General | C&I Curtailment | Winter Morning | TRC | 2030 | 1840490.2475 | 318469.5993 | 5.7792
Alternate Scenario | General | C&I Curtailment | Winter Morning | PAC | 2030 | 1840490.2475 | 788776.4725 | 2.3333
Alternate Scenario | General | C&I Curtailment | Winter Morning | PCT | 2030 | 470306.8732 | 0 | 0
Alternate Scenario | General | C&I Curtailment | Winter Morning | RIM | 2030 | 1840490.2475 | 788776.4725 | 2.3333
Alternate Scenario | General | C&I Curtailment | Winter Morning | SCT | 2030 | 1840490.2475 | 318469.5993 | 5.7792
Alternate Scenario | General | C&I Curtailment | Winter Morning | NS Test Broad | 2030 | 1840490.2475 | 318469.5993 | 5.7792
Alternate Scenario | General | C&I Curtailment | Winter Evening | TRC | 2030 | 2153550.8078 | 369472.4267 | 5.8287
Alternate Scenario | General | C&I Curtailment | Winter Evening | PAC | 2030 | 2153550.8078 | 919776.7535 | 2.3414
Alternate Scenario | General | C&I Curtailment | Winter Evening | PCT | 2030 | 550304.3268 | 0 | 0
Alternate Scenario | General | C&I Curtailment | Winter Evening | RIM | 2030 | 2153550.8078 | 919776.7535 | 2.3414
Alternate Scenario | General | C&I Curtailment | Winter Evening | SCT | 2030 | 2153550.8078 | 369472.4267 | 5.8287
Alternate Scenario | General | C&I Curtailment | Winter Evening | NS Test Broad | 2030 | 2153550.8078 | 369472.4267 | 5.8287
Alternate Scenario | Large General | C&I Curtailment | Winter Morning | TRC | 2030 | 1130808.3406 | 195669.0816 | 5.7792
Alternate Scenario | Large General | C&I Curtailment | Winter Morning | PAC | 2030 | 1130808.3406 | 484628.4692 | 2.3334
Alternate Scenario | Large General | C&I Curtailment | Winter Morning | PCT | 2030 | 288959.3876 | 0 | 0
Alternate Scenario | Large General | C&I Curtailment | Winter Morning | RIM | 2030 | 1130808.3406 | 484628.4692 | 2.3334
Alternate Scenario | Large General | C&I Curtailment | Winter Morning | SCT | 2030 | 1130808.3406 | 195669.0816 | 5.7792
Alternate Scenario | Large General | C&I Curtailment | Winter Morning | NS Test Broad | 2030 | 1130808.3406 | 195669.0816 | 5.7792
Alternate Scenario | Large General | C&I Curtailment | Winter Evening | TRC | 2030 | 972061.3316 | 166770.5366 | 5.8287
Alternate Scenario | Large General | C&I Curtailment | Winter Evening | PAC | 2030 | 972061.3316 | 415164.749 | 2.3414
Alternate Scenario | Large General | C&I Curtailment | Winter Evening | PCT | 2030 | 248394.2124 | 0 | 0
Alternate Scenario | Large General | C&I Curtailment | Winter Evening | RIM | 2030 | 972061.3316 | 415164.749 | 2.3414
Alternate Scenario | Large General | C&I Curtailment | Winter Evening | SCT | 2030 | 972061.3316 | 166770.5366 | 5.8287
Alternate Scenario | Large General | C&I Curtailment | Winter Evening | NS Test Broad | 2030 | 972061.3316 | 166770.5366 | 5.8287
Alternate Scenario | Small Industrial | C&I Curtailment | Winter Morning | TRC | 2030 | 171586.1514 | 29858.269 | 5.7467
Alternate Scenario | Small Industrial | C&I Curtailment | Winter Morning | PAC | 2030 | 171586.1514 | 73952.0488 | 2.3202
Alternate Scenario | Small Industrial | C&I Curtailment | Winter Morning | PCT | 2030 | 44093.7798 | 0 | 0
Alternate Scenario | Small Industrial | C&I Curtailment | Winter Morning | RIM | 2030 | 171586.1514 | 73952.0488 | 2.3202
Alternate Scenario | Small Industrial | C&I Curtailment | Winter Morning | SCT | 2030 | 171586.1514 | 29858.269 | 5.7467
Alternate Scenario | Small Industrial | C&I Curtailment | Winter Morning | NS Test Broad | 2030 | 171586.1514 | 29858.269 | 5.7467
Alternate Scenario | Small Industrial | C&I Curtailment | Winter Evening | TRC | 2030 | 235397.343 | 40614.0591 | 5.796
Alternate Scenario | Small Industrial | C&I Curtailment | Winter Evening | PAC | 2030 | 235397.343 | 101105.8793 | 2.3282
Alternate Scenario | Small Industrial | C&I Curtailment | Winter Evening | PCT | 2030 | 60491.8202 | 0 | 0
Alternate Scenario | Small Industrial | C&I Curtailment | Winter Evening | RIM | 2030 | 235397.343 | 101105.8793 | 2.3282
Alternate Scenario | Small Industrial | C&I Curtailment | Winter Evening | SCT | 2030 | 235397.343 | 40614.0591 | 5.796
Alternate Scenario | Small Industrial | C&I Curtailment | Winter Evening | NS Test Broad | 2030 | 235397.343 | 40614.0591 | 5.796
Alternate Scenario | Medium Industrial | C&I Curtailment | Winter Morning | TRC | 2030 | 3796089.6951 | 656855.9639 | 5.7792
Alternate Scenario | Medium Industrial | C&I Curtailment | Winter Morning | PAC | 2030 | 3796089.6951 | 1626883.9645 | 2.3333
Alternate Scenario | Medium Industrial | C&I Curtailment | Winter Morning | PCT | 2030 | 970028.0006 | 0 | 0
Alternate Scenario | Medium Industrial | C&I Curtailment | Winter Morning | RIM | 2030 | 3796089.6951 | 1626883.9645 | 2.3333
Alternate Scenario | Medium Industrial | C&I Curtailment | Winter Morning | SCT | 2030 | 3796089.6951 | 656855.9639 | 5.7792
Alternate Scenario | Medium Industrial | C&I Curtailment | Winter Morning | NS Test Broad | 2030 | 3796089.6951 | 656855.9639 | 5.7792
Alternate Scenario | Medium Industrial | C&I Curtailment | Winter Evening | TRC | 2030 | 3669803.3023 | 629606.093 | 5.8287
Alternate Scenario | Medium Industrial | C&I Curtailment | Winter Evening | PAC | 2030 | 3669803.3023 | 1567363.6925 | 2.3414
Alternate Scenario | Medium Industrial | C&I Curtailment | Winter Evening | PCT | 2030 | 937757.5994 | 0 | 0
Alternate Scenario | Medium Industrial | C&I Curtailment | Winter Evening | RIM | 2030 | 3669803.3023 | 1567363.6925 | 2.3414
Alternate Scenario | Medium Industrial | C&I Curtailment | Winter Evening | SCT | 2030 | 3669803.3023 | 629606.093 | 5.8287
Alternate Scenario | Medium Industrial | C&I Curtailment | Winter Evening | NS Test Broad | 2030 | 3669803.3023 | 629606.093 | 5.8287
Alternate Scenario | Large Industrial | C&I Curtailment | Winter Morning | TRC | 2030 | 70799.4038 | 12250.7702 | 5.7792
Alternate Scenario | Large Industrial | C&I Curtailment | Winter Morning | PAC | 2030 | 70799.4038 | 30342.3881 | 2.3333
Alternate Scenario | Large Industrial | C&I Curtailment | Winter Morning | PCT | 2030 | 18091.6179 | 0 | 0
Alternate Scenario | Large Industrial | C&I Curtailment | Winter Morning | RIM | 2030 | 70799.4038 | 30342.3881 | 2.3333
Alternate Scenario | Large Industrial | C&I Curtailment | Winter Morning | SCT | 2030 | 70799.4038 | 12250.7702 | 5.7792
Alternate Scenario | Large Industrial | C&I Curtailment | Winter Morning | NS Test Broad | 2030 | 70799.4038 | 12250.7702 | 5.7792
Alternate Scenario | Large Industrial | C&I Curtailment | Winter Evening | TRC | 2030 | 70332.789 | 12066.5769 | 5.8287
Alternate Scenario | Large Industrial | C&I Curtailment | Winter Evening | PAC | 2030 | 70332.789 | 30038.959 | 2.3414
Alternate Scenario | Large Industrial | C&I Curtailment | Winter Evening | PCT | 2030 | 17972.3821 | 0 | 0
Alternate Scenario | Large Industrial | C&I Curtailment | Winter Evening | RIM | 2030 | 70332.789 | 30038.959 | 2.3414
Alternate Scenario | Large Industrial | C&I Curtailment | Winter Evening | SCT | 2030 | 70332.789 | 12066.5769 | 5.8287
Alternate Scenario | Large Industrial | C&I Curtailment | Winter Evening | NS Test Broad | 2030 | 70332.789 | 12066.5769 | 5.8287
Alternate Scenario | Large General | C&I Loadshift to BUGs | Winter Morning | TRC | 2030 | 1253830.5718 | 214002.5415 | 5.859
Alternate Scenario | Large General | C&I Loadshift to BUGs | Winter Morning | PAC | 2030 | 1253830.5718 | 534398.2277 | 2.3462
Alternate Scenario | Large General | C&I Loadshift to BUGs | Winter Morning | PCT | 2030 | 320395.6862 | 0 | 0
Alternate Scenario | Large General | C&I Loadshift to BUGs | Winter Morning | RIM | 2030 | 1253830.5718 | 534398.2277 | 2.3462
Alternate Scenario | Large General | C&I Loadshift to BUGs | Winter Morning | SCT | 2030 | 1253830.5718 | 214002.5415 | 5.859
Alternate Scenario | Large General | C&I Loadshift to BUGs | Winter Morning | NS Test Broad | 2030 | 1253830.5718 | 214002.5415 | 5.859
Alternate Scenario | Large General | C&I Loadshift to BUGs | Winter Evening | TRC | 2030 | 1077813.2522 | 187835.6048 | 5.7381
Alternate Scenario | Large General | C&I Loadshift to BUGs | Winter Evening | PAC | 2030 | 1077813.2522 | 463252.9732 | 2.3266
Alternate Scenario | Large General | C&I Loadshift to BUGs | Winter Evening | PCT | 2030 | 275417.3684 | 0 | 0
Alternate Scenario | Large General | C&I Loadshift to BUGs | Winter Evening | RIM | 2030 | 1077813.2522 | 463252.9732 | 2.3266
Alternate Scenario | Large General | C&I Loadshift to BUGs | Winter Evening | SCT | 2030 | 1077813.2522 | 187835.6048 | 5.7381
Alternate Scenario | Large General | C&I Loadshift to BUGs | Winter Evening | NS Test Broad | 2030 | 1077813.2522 | 187835.6048 | 5.7381
Alternate Scenario | Small Industrial | C&I Loadshift to BUGs | Winter Morning | TRC | 2030 | 344380.1323 | 59074.7012 | 5.8296
Alternate Scenario | Small Industrial | C&I Loadshift to BUGs | Winter Morning | PAC | 2030 | 344380.1323 | 147572.6459 | 2.3336
Alternate Scenario | Small Industrial | C&I Loadshift to BUGs | Winter Morning | PCT | 2030 | 88497.9447 | 0 | 0
Alternate Scenario | Small Industrial | C&I Loadshift to BUGs | Winter Morning | RIM | 2030 | 344380.1323 | 147572.6459 | 2.3336
Alternate Scenario | Small Industrial | C&I Loadshift to BUGs | Winter Morning | SCT | 2030 | 344380.1323 | 59074.7012 | 5.8296
Alternate Scenario | Small Industrial | C&I Loadshift to BUGs | Winter Morning | NS Test Broad | 2030 | 344380.1323 | 59074.7012 | 5.8296
Alternate Scenario | Small Industrial | C&I Loadshift to BUGs | Winter Evening | TRC | 2030 | 472451.6953 | 82750.7394 | 5.7093
Alternate Scenario | Small Industrial | C&I Loadshift to BUGs | Winter Evening | PAC | 2030 | 472451.6953 | 204160.1938 | 2.3141
Alternate Scenario | Small Industrial | C&I Loadshift to BUGs | Winter Evening | PCT | 2030 | 121409.4544 | 0 | 0
Alternate Scenario | Small Industrial | C&I Loadshift to BUGs | Winter Evening | RIM | 2030 | 472451.6953 | 204160.1938 | 2.3141
Alternate Scenario | Small Industrial | C&I Loadshift to BUGs | Winter Evening | SCT | 2030 | 472451.6953 | 82750.7394 | 5.7093
Alternate Scenario | Small Industrial | C&I Loadshift to BUGs | Winter Evening | NS Test Broad | 2030 | 472451.6953 | 82750.7394 | 5.7093
Alternate Scenario | Medium Industrial | C&I Loadshift to BUGs | Winter Morning | TRC | 2030 | 1291169.5215 | 220297.6231 | 5.861
Alternate Scenario | Medium Industrial | C&I Loadshift to BUGs | Winter Morning | PAC | 2030 | 1291169.5215 | 550234.6609 | 2.3466
Alternate Scenario | Medium Industrial | C&I Loadshift to BUGs | Winter Morning | PCT | 2030 | 329937.0378 | 0 | 0
Alternate Scenario | Medium Industrial | C&I Loadshift to BUGs | Winter Morning | RIM | 2030 | 1291169.5215 | 550234.6609 | 2.3466
Alternate Scenario | Medium Industrial | C&I Loadshift to BUGs | Winter Morning | SCT | 2030 | 1291169.5215 | 220297.6231 | 5.861
Alternate Scenario | Medium Industrial | C&I Loadshift to BUGs | Winter Morning | NS Test Broad | 2030 | 1291169.5215 | 220297.6231 | 5.861
Alternate Scenario | Medium Industrial | C&I Loadshift to BUGs | Winter Evening | TRC | 2030 | 1248215.5466 | 217454.5712 | 5.7401
Alternate Scenario | Medium Industrial | C&I Loadshift to BUGs | Winter Evening | PAC | 2030 | 1248215.5466 | 536415.4305 | 2.327
Alternate Scenario | Medium Industrial | C&I Loadshift to BUGs | Winter Evening | PCT | 2030 | 318960.8592 | 0 | 0
Alternate Scenario | Medium Industrial | C&I Loadshift to BUGs | Winter Evening | RIM | 2030 | 1248215.5466 | 536415.4305 | 2.327
Alternate Scenario | Medium Industrial | C&I Loadshift to BUGs | Winter Evening | SCT | 2030 | 1248215.5466 | 217454.5712 | 5.7401
Alternate Scenario | Medium Industrial | C&I Loadshift to BUGs | Winter Evening | NS Test Broad | 2030 | 1248215.5466 | 217454.5712 | 5.7401
Alternate Scenario | Small General | Dynamic Pricing | Winter Morning | TRC | 2030 | 2897.7872 | 421.2575 | 6.8789
Alternate Scenario | Small General | Dynamic Pricing | Winter Morning | PAC | 2030 | 2897.7872 | 421.2575 | 6.8789
Alternate Scenario | Small General | Dynamic Pricing | Winter Morning | RIM | 2030 | 2897.7872 | 421.2575 | 6.8789
Alternate Scenario | Small General | Dynamic Pricing | Winter Morning | SCT | 2030 | 2897.7872 | 421.2575 | 6.8789
Alternate Scenario | Small General | Dynamic Pricing | Winter Morning | NS Test Broad | 2030 | 2897.7872 | 421.2575 | 6.8789
Alternate Scenario | Small General | Dynamic Pricing | Winter Evening | TRC | 2030 | 3361.4313 | 423.2797 | 7.9414
Alternate Scenario | Small General | Dynamic Pricing | Winter Evening | PAC | 2030 | 3361.4313 | 423.2797 | 7.9414
Alternate Scenario | Small General | Dynamic Pricing | Winter Evening | RIM | 2030 | 3361.4313 | 423.2797 | 7.9414
Alternate Scenario | Small General | Dynamic Pricing | Winter Evening | SCT | 2030 | 3361.4313 | 423.2797 | 7.9414
Alternate Scenario | Small General | Dynamic Pricing | Winter Evening | NS Test Broad | 2030 | 3361.4313 | 423.2797 | 7.9414
Alternate Scenario | Residential Charitable | Dynamic Pricing | Winter Morning | TRC | 2030 | 7031909.0698 | 1145420.3369 | 6.1392
Alternate Scenario | Residential Charitable | Dynamic Pricing | Winter Morning | PAC | 2030 | 7031909.0698 | 1145420.3369 | 6.1392
Alternate Scenario | Residential Charitable | Dynamic Pricing | Winter Morning | RIM | 2030 | 7031909.0698 | 1145420.3369 | 6.1392
Alternate Scenario | Residential Charitable | Dynamic Pricing | Winter Morning | SCT | 2030 | 7031909.0698 | 1145420.3369 | 6.1392
Alternate Scenario | Residential Charitable | Dynamic Pricing | Winter Morning | NS Test Broad | 2030 | 7031909.0698 | 1145420.3369 | 6.1392
Alternate Scenario | Residential Charitable | Dynamic Pricing | Winter Evening | TRC | 2030 | 7999995.9715 | 1145418.3147 | 6.9843
Alternate Scenario | Residential Charitable | Dynamic Pricing | Winter Evening | PAC | 2030 | 7999995.9715 | 1145418.3147 | 6.9843
Alternate Scenario | Residential Charitable | Dynamic Pricing | Winter Evening | RIM | 2030 | 7999995.9715 | 1145418.3147 | 6.9843
Alternate Scenario | Residential Charitable | Dynamic Pricing | Winter Evening | SCT | 2030 | 7999995.9715 | 1145418.3147 | 6.9843
Alternate Scenario | Residential Charitable | Dynamic Pricing | Winter Evening | NS Test Broad | 2030 | 7999995.9715 | 1145418.3147 | 6.9843
Alternate Scenario | Residential Charitable | Behavioral DR | Winter Morning | TRC | 2030 | 998312.5371 | 362762.8549 | 2.752
Alternate Scenario | Residential Charitable | Behavioral DR | Winter Morning | PAC | 2030 | 998312.5371 | 362762.8549 | 2.752
Alternate Scenario | Residential Charitable | Behavioral DR | Winter Morning | RIM | 2030 | 998312.5371 | 362762.8549 | 2.752
Alternate Scenario | Residential Charitable | Behavioral DR | Winter Morning | SCT | 2030 | 998312.5371 | 362762.8549 | 2.752
Alternate Scenario | Residential Charitable | Behavioral DR | Winter Morning | NS Test Broad | 2030 | 998312.5371 | 362762.8549 | 2.752
Alternate Scenario | Residential Charitable | Behavioral DR | Winter Evening | TRC | 2030 | 1135750.7891 | 362762.8549 | 3.1308
Alternate Scenario | Residential Charitable | Behavioral DR | Winter Evening | PAC | 2030 | 1135750.7891 | 362762.8549 | 3.1308
Alternate Scenario | Residential Charitable | Behavioral DR | Winter Evening | RIM | 2030 | 1135750.7891 | 362762.8549 | 3.1308
Alternate Scenario | Residential Charitable | Behavioral DR | Winter Evening | SCT | 2030 | 1135750.7891 | 362762.8549 | 3.1308
Alternate Scenario | Residential Charitable | Behavioral DR | Winter Evening | NS Test Broad | 2030 | 1135750.7891 | 362762.8549 | 3.1308
Alternate Scenario | Residential Charitable | Time-of-Use Rates (TOU) | Winter Morning | TRC | 2030 | 989255.8869 | 0 | 0
Alternate Scenario | Residential Charitable | Time-of-Use Rates (TOU) | Winter Morning | PAC | 2030 | 989255.8869 | 0 | 0
Alternate Scenario | Residential Charitable | Time-of-Use Rates (TOU) | Winter Morning | RIM | 2030 | 989255.8869 | 0 | 0
Alternate Scenario | Residential Charitable | Time-of-Use Rates (TOU) | Winter Morning | SCT | 2030 | 989255.8869 | 0 | 0
Alternate Scenario | Residential Charitable | Time-of-Use Rates (TOU) | Winter Morning | NS Test Broad | 2030 | 989255.8869 | 0 | 0
Alternate Scenario | Residential Charitable | Time-of-Use Rates (TOU) | Winter Evening | TRC | 2030 | 1125447.3047 | 0 | 0
Alternate Scenario | Residential Charitable | Time-of-Use Rates (TOU) | Winter Evening | PAC | 2030 | 1125447.3047 | 0 | 0
Alternate Scenario | Residential Charitable | Time-of-Use Rates (TOU) | Winter Evening | RIM | 2030 | 1125447.3047 | 0 | 0
Alternate Scenario | Residential Charitable | Time-of-Use Rates (TOU) | Winter Evening | SCT | 2030 | 1125447.3047 | 0 | 0
Alternate Scenario | Residential Charitable | Time-of-Use Rates (TOU) | Winter Evening | NS Test Broad | 2030 | 1125447.3047 | 0 | 0
Alternate Scenario | General | C&I Curtailment | Winter Morning | TRC | 2031 | 2074268.5703 | 346425.6668 | 5.9876
Alternate Scenario | General | C&I Curtailment | Winter Morning | PAC | 2031 | 2074268.5703 | 875647.1891 | 2.3688
Alternate Scenario | General | C&I Curtailment | Winter Morning | PCT | 2031 | 529221.5223 | 0 | 0
Alternate Scenario | General | C&I Curtailment | Winter Morning | RIM | 2031 | 2074268.5703 | 875647.1891 | 2.3688
Alternate Scenario | General | C&I Curtailment | Winter Morning | SCT | 2031 | 2074268.5703 | 346425.6668 | 5.9876
Alternate Scenario | General | C&I Curtailment | Winter Morning | NS Test Broad | 2031 | 2074268.5703 | 346425.6668 | 5.9876
Alternate Scenario | General | C&I Curtailment | Winter Evening | TRC | 2031 | 2426019.7799 | 401903.5113 | 6.0363
Alternate Scenario | General | C&I Curtailment | Winter Evening | PAC | 2031 | 2426019.7799 | 1020869.589 | 2.3764
Alternate Scenario | General | C&I Curtailment | Winter Evening | PCT | 2031 | 618966.0777 | 0 | 0
Alternate Scenario | General | C&I Curtailment | Winter Evening | RIM | 2031 | 2426019.7799 | 1020869.589 | 2.3764
Alternate Scenario | General | C&I Curtailment | Winter Evening | SCT | 2031 | 2426019.7799 | 401903.5113 | 6.0363
Alternate Scenario | General | C&I Curtailment | Winter Evening | NS Test Broad | 2031 | 2426019.7799 | 401903.5113 | 6.0363
Alternate Scenario | Large General | C&I Curtailment | Winter Morning | TRC | 2031 | 1274399.7522 | 212838.3593 | 5.9876
Alternate Scenario | Large General | C&I Curtailment | Winter Morning | PAC | 2031 | 1274399.7522 | 537984.1898 | 2.3688
Alternate Scenario | Large General | C&I Curtailment | Winter Morning | PCT | 2031 | 325145.8305 | 0 | 0
Alternate Scenario | Large General | C&I Curtailment | Winter Morning | RIM | 2031 | 1274399.7522 | 537984.1898 | 2.3688
Alternate Scenario | Large General | C&I Curtailment | Winter Morning | SCT | 2031 | 1274399.7522 | 212838.3593 | 5.9876
Alternate Scenario | Large General | C&I Curtailment | Winter Morning | NS Test Broad | 2031 | 1274399.7522 | 212838.3593 | 5.9876
Alternate Scenario | Large General | C&I Curtailment | Winter Evening | TRC | 2031 | 1095010.0152 | 181403.1014 | 6.0363
Alternate Scenario | Large General | C&I Curtailment | Winter Evening | PAC | 2031 | 1095010.0152 | 460780.0709 | 2.3764
Alternate Scenario | Large General | C&I Curtailment | Winter Evening | PCT | 2031 | 279376.9695 | 0 | 0
Alternate Scenario | Large General | C&I Curtailment | Winter Evening | RIM | 2031 | 1095010.0152 | 460780.0709 | 2.3764
Alternate Scenario | Large General | C&I Curtailment | Winter Evening | SCT | 2031 | 1095010.0152 | 181403.1014 | 6.0363
Alternate Scenario | Large General | C&I Curtailment | Winter Evening | NS Test Broad | 2031 | 1095010.0152 | 181403.1014 | 6.0363
Alternate Scenario | Small Industrial | C&I Curtailment | Winter Morning | TRC | 2031 | 192915.5764 | 32479.8516 | 5.9395
Alternate Scenario | Small Industrial | C&I Curtailment | Winter Morning | PAC | 2031 | 192915.5764 | 82098.0554 | 2.3498
Alternate Scenario | Small Industrial | C&I Curtailment | Winter Morning | PCT | 2031 | 49618.2038 | 0 | 0
Alternate Scenario | Small Industrial | C&I Curtailment | Winter Morning | RIM | 2031 | 192915.5764 | 82098.0554 | 2.3498
Alternate Scenario | Small Industrial | C&I Curtailment | Winter Morning | SCT | 2031 | 192915.5764 | 32479.8516 | 5.9395
Alternate Scenario | Small Industrial | C&I Curtailment | Winter Morning | NS Test Broad | 2031 | 192915.5764 | 32479.8516 | 5.9395
Alternate Scenario | Small Industrial | C&I Curtailment | Winter Evening | TRC | 2031 | 264541.838 | 44179.7745 | 5.9878
Alternate Scenario | Small Industrial | C&I Curtailment | Winter Evening | PAC | 2031 | 264541.838 | 112220.3707 | 2.3573
Alternate Scenario | Small Industrial | C&I Curtailment | Winter Evening | PCT | 2031 | 68040.5962 | 0 | 0
Alternate Scenario | Small Industrial | C&I Curtailment | Winter Evening | RIM | 2031 | 264541.838 | 112220.3707 | 2.3573
Alternate Scenario | Small Industrial | C&I Curtailment | Winter Evening | SCT | 2031 | 264541.838 | 44179.7745 | 5.9878
Alternate Scenario | Small Industrial | C&I Curtailment | Winter Evening | NS Test Broad | 2031 | 264541.838 | 44179.7745 | 5.9878
Alternate Scenario | Medium Industrial | C&I Curtailment | Winter Morning | TRC | 2031 | 4278177.2241 | 714501.7866 | 5.9876
Alternate Scenario | Medium Industrial | C&I Curtailment | Winter Morning | PAC | 2031 | 4278177.2241 | 1806020.7421 | 2.3688
Alternate Scenario | Medium Industrial | C&I Curtailment | Winter Morning | PCT | 2031 | 1091518.9555 | 0 | 0
Alternate Scenario | Medium Industrial | C&I Curtailment | Winter Morning | RIM | 2031 | 4278177.2241 | 1806020.7421 | 2.3688
Alternate Scenario | Medium Industrial | C&I Curtailment | Winter Morning | SCT | 2031 | 4278177.2241 | 714501.7866 | 5.9876
Alternate Scenario | Medium Industrial | C&I Curtailment | Winter Morning | NS Test Broad | 2031 | 4278177.2241 | 714501.7866 | 5.9876
Alternate Scenario | Medium Industrial | C&I Curtailment | Winter Evening | TRC | 2031 | 4134022.5542 | 684856.8126 | 6.0363
Alternate Scenario | Medium Industrial | C&I Curtailment | Winter Evening | PAC | 2031 | 4134022.5542 | 1739596.6571 | 2.3764
Alternate Scenario | Medium Industrial | C&I Curtailment | Winter Evening | PCT | 2031 | 1054739.8445 | 0 | 0
Alternate Scenario | Medium Industrial | C&I Curtailment | Winter Evening | RIM | 2031 | 4134022.5542 | 1739596.6571 | 2.3764
Alternate Scenario | Medium Industrial | C&I Curtailment | Winter Evening | SCT | 2031 | 4134022.5542 | 684856.8126 | 6.0363
Alternate Scenario | Medium Industrial | C&I Curtailment | Winter Evening | NS Test Broad | 2031 | 4134022.5542 | 684856.8126 | 6.0363
Alternate Scenario | Large Industrial | C&I Curtailment | Winter Morning | TRC | 2031 | 79790.8726 | 13325.9395 | 5.9876
Alternate Scenario | Large Industrial | C&I Curtailment | Winter Morning | PAC | 2031 | 79790.8726 | 33683.4996 | 2.3688
Alternate Scenario | Large Industrial | C&I Curtailment | Winter Morning | PCT | 2031 | 20357.5601 | 0 | 0
Alternate Scenario | Large Industrial | C&I Curtailment | Winter Morning | RIM | 2031 | 79790.8726 | 33683.4996 | 2.3688
Alternate Scenario | Large Industrial | C&I Curtailment | Winter Morning | SCT | 2031 | 79790.8726 | 13325.9395 | 5.9876
Alternate Scenario | Large Industrial | C&I Curtailment | Winter Morning | NS Test Broad | 2031 | 79790.8726 | 13325.9395 | 5.9876
Alternate Scenario | Large Industrial | C&I Curtailment | Winter Evening | TRC | 2031 | 79229.9172 | 13125.5108 | 6.0363
Alternate Scenario | Large Industrial | C&I Curtailment | Winter Evening | PAC | 2031 | 79229.9172 | 33339.9508 | 2.3764
Alternate Scenario | Large Industrial | C&I Curtailment | Winter Evening | PCT | 2031 | 20214.4399 | 0 | 0
Alternate Scenario | Large Industrial | C&I Curtailment | Winter Evening | RIM | 2031 | 79229.9172 | 33339.9508 | 2.3764
Alternate Scenario | Large Industrial | C&I Curtailment | Winter Evening | SCT | 2031 | 79229.9172 | 13125.5108 | 6.0363
Alternate Scenario | Large Industrial | C&I Curtailment | Winter Evening | NS Test Broad | 2031 | 79229.9172 | 13125.5108 | 6.0363
Alternate Scenario | Large General | C&I Loadshift to BUGs | Winter Morning | TRC | 2031 | 1257072.1382 | 207836.0393 | 6.0484
Alternate Scenario | Large General | C&I Loadshift to BUGs | Winter Morning | PAC | 2031 | 1257072.1382 | 528560.9638 | 2.3783
Alternate Scenario | Large General | C&I Loadshift to BUGs | Winter Morning | PCT | 2031 | 320724.9245 | 0 | 0
Alternate Scenario | Large General | C&I Loadshift to BUGs | Winter Morning | RIM | 2031 | 1257072.1382 | 528560.9638 | 2.3783
Alternate Scenario | Large General | C&I Loadshift to BUGs | Winter Morning | SCT | 2031 | 1257072.1382 | 207836.0393 | 6.0484
Alternate Scenario | Large General | C&I Loadshift to BUGs | Winter Morning | NS Test Broad | 2031 | 1257072.1382 | 207836.0393 | 6.0484
Alternate Scenario | Large General | C&I Loadshift to BUGs | Winter Evening | TRC | 2031 | 1080121.5073 | 182276.2765 | 5.9257
Alternate Scenario | Large General | C&I Loadshift to BUGs | Winter Evening | PAC | 2031 | 1080121.5073 | 457854.6449 | 2.3591
Alternate Scenario | Large General | C&I Loadshift to BUGs | Winter Evening | PCT | 2031 | 275578.3685 | 0 | 0
Alternate Scenario | Large General | C&I Loadshift to BUGs | Winter Evening | RIM | 2031 | 1080121.5073 | 457854.6449 | 2.3591
Alternate Scenario | Large General | C&I Loadshift to BUGs | Winter Evening | SCT | 2031 | 1080121.5073 | 182276.2765 | 5.9257
Alternate Scenario | Large General | C&I Loadshift to BUGs | Winter Evening | NS Test Broad | 2031 | 1080121.5073 | 182276.2765 | 5.9257
Alternate Scenario | Small Industrial | C&I Loadshift to BUGs | Winter Morning | TRC | 2031 | 347979.8395 | 57948.1223 | 6.005
Alternate Scenario | Small Industrial | C&I Loadshift to BUGs | Winter Morning | PAC | 2031 | 347979.8395 | 147449.1099 | 2.36
Alternate Scenario | Small Industrial | C&I Loadshift to BUGs | Winter Morning | PCT | 2031 | 89500.9875 | 0 | 0
Alternate Scenario | Small Industrial | C&I Loadshift to BUGs | Winter Morning | RIM | 2031 | 347979.8395 | 147449.1099 | 2.36
Alternate Scenario | Small Industrial | C&I Loadshift to BUGs | Winter Morning | SCT | 2031 | 347979.8395 | 57948.1223 | 6.005
Alternate Scenario | Small Industrial | C&I Loadshift to BUGs | Winter Morning | NS Test Broad | 2031 | 347979.8395 | 57948.1223 | 6.005
Alternate Scenario | Small Industrial | C&I Loadshift to BUGs | Winter Evening | TRC | 2031 | 477178.8162 | 81106.9999 | 5.8833
Alternate Scenario | Small Industrial | C&I Loadshift to BUGs | Winter Evening | PAC | 2031 | 477178.8162 | 203838.1769 | 2.341
Alternate Scenario | Small Industrial | C&I Loadshift to BUGs | Winter Evening | PCT | 2031 | 122731.177 | 0 | 0
Alternate Scenario | Small Industrial | C&I Loadshift to BUGs | Winter Evening | RIM | 2031 | 477178.8162 | 203838.1769 | 2.341
Alternate Scenario | Small Industrial | C&I Loadshift to BUGs | Winter Evening | SCT | 2031 | 477178.8162 | 81106.9999 | 5.8833
Alternate Scenario | Small Industrial | C&I Loadshift to BUGs | Winter Evening | NS Test Broad | 2031 | 477178.8162 | 81106.9999 | 5.8833
Alternate Scenario | Medium Industrial | C&I Loadshift to BUGs | Winter Morning | TRC | 2031 | 1303338.4098 | 215372.0318 | 6.0516
Alternate Scenario | Medium Industrial | C&I Loadshift to BUGs | Winter Morning | PAC | 2031 | 1303338.4098 | 547901.1686 | 2.3788
Alternate Scenario | Medium Industrial | C&I Loadshift to BUGs | Winter Morning | PCT | 2031 | 332529.1369 | 0 | 0
Alternate Scenario | Medium Industrial | C&I Loadshift to BUGs | Winter Morning | RIM | 2031 | 1303338.4098 | 547901.1686 | 2.3788
Alternate Scenario | Medium Industrial | C&I Loadshift to BUGs | Winter Morning | SCT | 2031 | 1303338.4098 | 215372.0318 | 6.0516
Alternate Scenario | Medium Industrial | C&I Loadshift to BUGs | Winter Morning | NS Test Broad | 2031 | 1303338.4098 | 215372.0318 | 6.0516
Alternate Scenario | Medium Industrial | C&I Loadshift to BUGs | Winter Evening | TRC | 2031 | 1259421.9687 | 212420.8962 | 5.9289
Alternate Scenario | Medium Industrial | C&I Loadshift to BUGs | Winter Evening | PAC | 2031 | 1259421.9687 | 533745.3482 | 2.3596
Alternate Scenario | Medium Industrial | C&I Loadshift to BUGs | Winter Evening | PCT | 2031 | 321324.4519 | 0 | 0
Alternate Scenario | Medium Industrial | C&I Loadshift to BUGs | Winter Evening | RIM | 2031 | 1259421.9687 | 533745.3482 | 2.3596
Alternate Scenario | Medium Industrial | C&I Loadshift to BUGs | Winter Evening | SCT | 2031 | 1259421.9687 | 212420.8962 | 5.9289
Alternate Scenario | Medium Industrial | C&I Loadshift to BUGs | Winter Evening | NS Test Broad | 2031 | 1259421.9687 | 212420.8962 | 5.9289
Alternate Scenario | Small General | Dynamic Pricing | Winter Morning | TRC | 2031 | 2976.5147 | 407.1449 | 7.3107
Alternate Scenario | Small General | Dynamic Pricing | Winter Morning | PAC | 2031 | 2976.5147 | 407.1449 | 7.3107
Alternate Scenario | Small General | Dynamic Pricing | Winter Morning | RIM | 2031 | 2976.5147 | 407.1449 | 7.3107
Alternate Scenario | Small General | Dynamic Pricing | Winter Morning | SCT | 2031 | 2976.5147 | 407.1449 | 7.3107
Alternate Scenario | Small General | Dynamic Pricing | Winter Morning | NS Test Broad | 2031 | 2976.5147 | 407.1449 | 7.3107
Alternate Scenario | Small General | Dynamic Pricing | Winter Evening | TRC | 2031 | 3451.227 | 408.823 | 8.4419
Alternate Scenario | Small General | Dynamic Pricing | Winter Evening | PAC | 2031 | 3451.227 | 408.823 | 8.4419
Alternate Scenario | Small General | Dynamic Pricing | Winter Evening | RIM | 2031 | 3451.227 | 408.823 | 8.4419
Alternate Scenario | Small General | Dynamic Pricing | Winter Evening | SCT | 2031 | 3451.227 | 408.823 | 8.4419
Alternate Scenario | Small General | Dynamic Pricing | Winter Evening | NS Test Broad | 2031 | 3451.227 | 408.823 | 8.4419
Alternate Scenario | Residential Charitable | Dynamic Pricing | Winter Morning | TRC | 2031 | 8705463.7384 | 1784628.6071 | 4.878
Alternate Scenario | Residential Charitable | Dynamic Pricing | Winter Morning | PAC | 2031 | 8705463.7384 | 1784628.6071 | 4.878
Alternate Scenario | Residential Charitable | Dynamic Pricing | Winter Morning | RIM | 2031 | 8705463.7384 | 1784628.6071 | 4.878
Alternate Scenario | Residential Charitable | Dynamic Pricing | Winter Morning | SCT | 2031 | 8705463.7384 | 1784628.6071 | 4.878
Alternate Scenario | Residential Charitable | Dynamic Pricing | Winter Morning | NS Test Broad | 2031 | 8705463.7384 | 1784628.6071 | 4.878
Alternate Scenario | Residential Charitable | Dynamic Pricing | Winter Evening | TRC | 2031 | 9899566.5992 | 1784626.9291 | 5.5471
Alternate Scenario | Residential Charitable | Dynamic Pricing | Winter Evening | PAC | 2031 | 9899566.5992 | 1784626.9291 | 5.5471
Alternate Scenario | Residential Charitable | Dynamic Pricing | Winter Evening | RIM | 2031 | 9899566.5992 | 1784626.9291 | 5.5471
Alternate Scenario | Residential Charitable | Dynamic Pricing | Winter Evening | SCT | 2031 | 9899566.5992 | 1784626.9291 | 5.5471
Alternate Scenario | Residential Charitable | Dynamic Pricing | Winter Evening | NS Test Broad | 2031 | 9899566.5992 | 1784626.9291 | 5.5471
Alternate Scenario | Residential Charitable | Behavioral DR | Winter Morning | TRC | 2031 | 1038546.5512 | 373030.2397 | 2.7841
Alternate Scenario | Residential Charitable | Behavioral DR | Winter Morning | PAC | 2031 | 1038546.5512 | 373030.2397 | 2.7841
Alternate Scenario | Residential Charitable | Behavioral DR | Winter Morning | RIM | 2031 | 1038546.5512 | 373030.2397 | 2.7841
Alternate Scenario | Residential Charitable | Behavioral DR | Winter Morning | SCT | 2031 | 1038546.5512 | 373030.2397 | 2.7841
Alternate Scenario | Residential Charitable | Behavioral DR | Winter Morning | NS Test Broad | 2031 | 1038546.5512 | 373030.2397 | 2.7841
Alternate Scenario | Residential Charitable | Behavioral DR | Winter Evening | TRC | 2031 | 1181000.9276 | 373030.2397 | 3.166
Alternate Scenario | Residential Charitable | Behavioral DR | Winter Evening | PAC | 2031 | 1181000.9276 | 373030.2397 | 3.166
Alternate Scenario | Residential Charitable | Behavioral DR | Winter Evening | RIM | 2031 | 1181000.9276 | 373030.2397 | 3.166
Alternate Scenario | Residential Charitable | Behavioral DR | Winter Evening | SCT | 2031 | 1181000.9276 | 373030.2397 | 3.166
Alternate Scenario | Residential Charitable | Behavioral DR | Winter Evening | NS Test Broad | 2031 | 1181000.9276 | 373030.2397 | 3.166
Alternate Scenario | Residential Charitable | Time-of-Use Rates (TOU) | Winter Morning | TRC | 2031 | 901431.62 | 0 | 0
Alternate Scenario | Residential Charitable | Time-of-Use Rates (TOU) | Winter Morning | PAC | 2031 | 901431.62 | 0 | 0
Alternate Scenario | Residential Charitable | Time-of-Use Rates (TOU) | Winter Morning | RIM | 2031 | 901431.62 | 0 | 0
Alternate Scenario | Residential Charitable | Time-of-Use Rates (TOU) | Winter Morning | SCT | 2031 | 901431.62 | 0 | 0
Alternate Scenario | Residential Charitable | Time-of-Use Rates (TOU) | Winter Morning | NS Test Broad | 2031 | 901431.62 | 0 | 0
Alternate Scenario | Residential Charitable | Time-of-Use Rates (TOU) | Winter Evening | TRC | 2031 | 1025078.3445 | 0 | 0
Alternate Scenario | Residential Charitable | Time-of-Use Rates (TOU) | Winter Evening | PAC | 2031 | 1025078.3445 | 0 | 0
Alternate Scenario | Residential Charitable | Time-of-Use Rates (TOU) | Winter Evening | RIM | 2031 | 1025078.3445 | 0 | 0
Alternate Scenario | Residential Charitable | Time-of-Use Rates (TOU) | Winter Evening | SCT | 2031 | 1025078.3445 | 0 | 0
Alternate Scenario | Residential Charitable | Time-of-Use Rates (TOU) | Winter Evening | NS Test Broad | 2031 | 1025078.3445 | 0 | 0
Alternate Scenario | General | C&I Curtailment | Winter Morning | TRC | 2032 | 2070573.6993 | 357510.8978 | 5.7916
Alternate Scenario | General | C&I Curtailment | Winter Morning | PAC | 2032 | 2070573.6993 | 896587.5412 | 2.3094
Alternate Scenario | General | C&I Curtailment | Winter Morning | PCT | 2032 | 539076.6434 | 0 | 0
Alternate Scenario | General | C&I Curtailment | Winter Morning | RIM | 2032 | 2070573.6993 | 896587.5412 | 2.3094
Alternate Scenario | General | C&I Curtailment | Winter Morning | SCT | 2032 | 2070573.6993 | 357510.8978 | 5.7916
Alternate Scenario | General | C&I Curtailment | Winter Morning | NS Test Broad | 2032 | 2070573.6993 | 357510.8978 | 5.7916
Alternate Scenario | General | C&I Curtailment | Winter Evening | TRC | 2032 | 2424303.3568 | 414810.0786 | 5.8444
Alternate Scenario | General | C&I Curtailment | Winter Evening | PAC | 2032 | 2424303.3568 | 1045980.7133 | 2.3177
Alternate Scenario | General | C&I Curtailment | Winter Evening | PCT | 2032 | 631170.6348 | 0 | 0
Alternate Scenario | General | C&I Curtailment | Winter Evening | RIM | 2032 | 2424303.3568 | 1045980.7133 | 2.3177
Alternate Scenario | General | C&I Curtailment | Winter Evening | SCT | 2032 | 2424303.3568 | 414810.0786 | 5.8444
Alternate Scenario | General | C&I Curtailment | Winter Evening | NS Test Broad | 2032 | 2424303.3568 | 414810.0786 | 5.8444
Alternate Scenario | Large General | C&I Curtailment | Winter Morning | TRC | 2032 | 1258610.5376 | 217366.909 | 5.7903
Alternate Scenario | Large General | C&I Curtailment | Winter Morning | PAC | 2032 | 1258610.5376 | 545047.8527 | 2.3092
Alternate Scenario | Large General | C&I Curtailment | Winter Morning | PCT | 2032 | 327680.9438 | 0 | 0
Alternate Scenario | Large General | C&I Curtailment | Winter Morning | RIM | 2032 | 1258610.5376 | 545047.8527 | 2.3092
Alternate Scenario | Large General | C&I Curtailment | Winter Morning | SCT | 2032 | 1258610.5376 | 217366.909 | 5.7903
Alternate Scenario | Large General | C&I Curtailment | Winter Morning | NS Test Broad | 2032 | 1258610.5376 | 217366.909 | 5.7903
Alternate Scenario | Large General | C&I Curtailment | Winter Evening | TRC | 2032 | 1082606.6627 | 185283.1967 | 5.843
Alternate Scenario | Large General | C&I Curtailment | Winter Evening | PAC | 2032 | 1082606.6627 | 467141.2953 | 2.3175
Alternate Scenario | Large General | C&I Curtailment | Winter Evening | PCT | 2032 | 281858.0986 | 0 | 0
Alternate Scenario | Large General | C&I Curtailment | Winter Evening | RIM | 2032 | 1082606.6627 | 467141.2953 | 2.3175
Alternate Scenario | Large General | C&I Curtailment | Winter Evening | SCT | 2032 | 1082606.6627 | 185283.1967 | 5.843
Alternate Scenario | Large General | C&I Curtailment | Winter Evening | NS Test Broad | 2032 | 1082606.6627 | 185283.1967 | 5.843
Alternate Scenario | Small Industrial | C&I Curtailment | Winter Morning | TRC | 2032 | 192463.9259 | 33516.7996 | 5.7423
Alternate Scenario | Small Industrial | C&I Curtailment | Winter Morning | PAC | 2032 | 192463.9259 | 84055.3347 | 2.2897
Alternate Scenario | Small Industrial | C&I Curtailment | Winter Morning | PCT | 2032 | 50538.5352 | 0 | 0
Alternate Scenario | Small Industrial | C&I Curtailment | Winter Morning | RIM | 2032 | 192463.9259 | 84055.3347 | 2.2897
Alternate Scenario | Small Industrial | C&I Curtailment | Winter Morning | SCT | 2032 | 192463.9259 | 33516.7996 | 5.7423
Alternate Scenario | Small Industrial | C&I Curtailment | Winter Morning | NS Test Broad | 2032 | 192463.9259 | 33516.7996 | 5.7423
Alternate Scenario | Small Industrial | C&I Curtailment | Winter Evening | TRC | 2032 | 264206.3986 | 45595.3206 | 5.7946
Alternate Scenario | Small Industrial | C&I Curtailment | Winter Evening | PAC | 2032 | 264206.3986 | 114972.5002 | 2.298
Alternate Scenario | Small Industrial | C&I Curtailment | Winter Evening | PCT | 2032 | 69377.1797 | 0 | 0
Alternate Scenario | Small Industrial | C&I Curtailment | Winter Evening | RIM | 2032 | 264206.3986 | 114972.5002 | 2.298
Alternate Scenario | Small Industrial | C&I Curtailment | Winter Evening | SCT | 2032 | 264206.3986 | 45595.3206 | 5.7946
Alternate Scenario | Small Industrial | C&I Curtailment | Winter Evening | NS Test Broad | 2032 | 264206.3986 | 45595.3206 | 5.7946
Alternate Scenario | Medium Industrial | C&I Curtailment | Winter Morning | TRC | 2032 | 4258026.3391 | 735249.947 | 5.7913
Alternate Scenario | Medium Industrial | C&I Curtailment | Winter Morning | PAC | 2032 | 4258026.3391 | 1843832.8229 | 2.3093
Alternate Scenario | Medium Industrial | C&I Curtailment | Winter Morning | PCT | 2032 | 1108582.8759 | 0 | 0
Alternate Scenario | Medium Industrial | C&I Curtailment | Winter Morning | RIM | 2032 | 4258026.3391 | 1843832.8229 | 2.3093
Alternate Scenario | Medium Industrial | C&I Curtailment | Winter Morning | SCT | 2032 | 4258026.3391 | 735249.947 | 5.7913
Alternate Scenario | Medium Industrial | C&I Curtailment | Winter Morning | NS Test Broad | 2032 | 4258026.3391 | 735249.947 | 5.7913
Alternate Scenario | Medium Industrial | C&I Curtailment | Winter Evening | TRC | 2032 | 4118976.6778 | 704822.2552 | 5.844
Alternate Scenario | Medium Industrial | C&I Curtailment | Winter Evening | PAC | 2032 | 4118976.6778 | 1777203.3651 | 2.3177
Alternate Scenario | Medium Industrial | C&I Curtailment | Winter Evening | PCT | 2032 | 1072381.1099 | 0 | 0
Alternate Scenario | Medium Industrial | C&I Curtailment | Winter Evening | RIM | 2032 | 4118976.6778 | 1777203.3651 | 2.3177
Alternate Scenario | Medium Industrial | C&I Curtailment | Winter Evening | SCT | 2032 | 4118976.6778 | 704822.2552 | 5.844
Alternate Scenario | Medium Industrial | C&I Curtailment | Winter Evening | NS Test Broad | 2032 | 4118976.6778 | 704822.2552 | 5.844
Alternate Scenario | Large Industrial | C&I Curtailment | Winter Morning | TRC | 2032 | 78716.3227 | 13594.9612 | 5.7901
Alternate Scenario | Large Industrial | C&I Curtailment | Winter Morning | PAC | 2032 | 78716.3227 | 34088.8616 | 2.3092
Alternate Scenario | Large Industrial | C&I Curtailment | Winter Morning | PCT | 2032 | 20493.9003 | 0 | 0
Alternate Scenario | Large Industrial | C&I Curtailment | Winter Morning | RIM | 2032 | 78716.3227 | 34088.8616 | 2.3092
Alternate Scenario | Large Industrial | C&I Curtailment | Winter Morning | SCT | 2032 | 78716.3227 | 13594.9612 | 5.7901
Alternate Scenario | Large Industrial | C&I Curtailment | Winter Morning | NS Test Broad | 2032 | 78716.3227 | 13594.9612 | 5.7901
Alternate Scenario | Large Industrial | C&I Curtailment | Winter Evening | TRC | 2032 | 78247.0015 | 13391.9587 | 5.8428
Alternate Scenario | Large Industrial | C&I Curtailment | Winter Evening | PAC | 2032 | 78247.0015 | 33763.6707 | 2.3175
Alternate Scenario | Large Industrial | C&I Curtailment | Winter Evening | PCT | 2032 | 20371.7119 | 0 | 0
Alternate Scenario | Large Industrial | C&I Curtailment | Winter Evening | RIM | 2032 | 78247.0015 | 33763.6707 | 2.3175
Alternate Scenario | Large Industrial | C&I Curtailment | Winter Evening | SCT | 2032 | 78247.0015 | 13391.9587 | 5.8428
Alternate Scenario | Large Industrial | C&I Curtailment | Winter Evening | NS Test Broad | 2032 | 78247.0015 | 13391.9587 | 5.8428
Alternate Scenario | Large General | C&I Loadshift to BUGs | Winter Morning | TRC | 2032 | 1226616.8287 | 211713.9487 | 5.7937
Alternate Scenario | Large General | C&I Loadshift to BUGs | Winter Morning | PAC | 2032 | 1226616.8287 | 531065.2874 | 2.3097
Alternate Scenario | Large General | C&I Loadshift to BUGs | Winter Morning | PCT | 2032 | 319351.3387 | 0 | 0
Alternate Scenario | Large General | C&I Loadshift to BUGs | Winter Morning | RIM | 2032 | 1226616.8287 | 531065.2874 | 2.3097
Alternate Scenario | Large General | C&I Loadshift to BUGs | Winter Morning | SCT | 2032 | 1226616.8287 | 211713.9487 | 5.7937
Alternate Scenario | Large General | C&I Loadshift to BUGs | Winter Morning | NS Test Broad | 2032 | 1226616.8287 | 211713.9487 | 5.7937
Alternate Scenario | Large General | C&I Loadshift to BUGs | Winter Evening | TRC | 2032 | 1055086.9483 | 185734.8379 | 5.6806
Alternate Scenario | Large General | C&I Loadshift to BUGs | Winter Evening | PAC | 2032 | 1055086.9483 | 460428.1419 | 2.2915
Alternate Scenario | Large General | C&I Loadshift to BUGs | Winter Evening | PCT | 2032 | 274693.304 | 0 | 0
Alternate Scenario | Large General | C&I Loadshift to BUGs | Winter Evening | RIM | 2032 | 1055086.9483 | 460428.1419 | 2.2915
Alternate Scenario | Large General | C&I Loadshift to BUGs | Winter Evening | SCT | 2032 | 1055086.9483 | 185734.8379 | 5.6806
Alternate Scenario | Large General | C&I Loadshift to BUGs | Winter Evening | NS Test Broad | 2032 | 1055086.9483 | 185734.8379 | 5.6806
Alternate Scenario | Small Industrial | C&I Loadshift to BUGs | Winter Morning | TRC | 2032 | 342787.3804 | 59607.3412 | 5.7508
Alternate Scenario | Small Industrial | C&I Loadshift to BUGs | Winter Morning | PAC | 2032 | 342787.3804 | 149618.8693 | 2.2911
Alternate Scenario | Small Industrial | C&I Loadshift to BUGs | Winter Morning | PCT | 2032 | 90011.5281 | 0 | 0
Alternate Scenario | Small Industrial | C&I Loadshift to BUGs | Winter Morning | RIM | 2032 | 342787.3804 | 149618.8693 | 2.2911
Alternate Scenario | Small Industrial | C&I Loadshift to BUGs | Winter Morning | SCT | 2032 | 342787.3804 | 59607.3412 | 5.7508
Alternate Scenario | Small Industrial | C&I Loadshift to BUGs | Winter Morning | NS Test Broad | 2032 | 342787.3804 | 59607.3412 | 5.7508
Alternate Scenario | Small Industrial | C&I Loadshift to BUGs | Winter Evening | TRC | 2032 | 470564.1269 | 83454.9619 | 5.6385
Alternate Scenario | Small Industrial | C&I Loadshift to BUGs | Winter Evening | PAC | 2032 | 470564.1269 | 207019.0094 | 2.273
Alternate Scenario | Small Industrial | C&I Loadshift to BUGs | Winter Evening | PCT | 2032 | 123564.0475 | 0 | 0
Alternate Scenario | Small Industrial | C&I Loadshift to BUGs | Winter Evening | RIM | 2032 | 470564.1269 | 207019.0094 | 2.273
Alternate Scenario | Small Industrial | C&I Loadshift to BUGs | Winter Evening | SCT | 2032 | 470564.1269 | 83454.9619 | 5.6385
Alternate Scenario | Small Industrial | C&I Loadshift to BUGs | Winter Evening | NS Test Broad | 2032 | 470564.1269 | 83454.9619 | 5.6385
Alternate Scenario | Medium Industrial | C&I Loadshift to BUGs | Winter Morning | TRC | 2032 | 1280549.401 | 220869.6067 | 5.7978
Alternate Scenario | Medium Industrial | C&I Loadshift to BUGs | Winter Morning | PAC | 2032 | 1280549.401 | 554262.3631 | 2.3104
Alternate Scenario | Medium Industrial | C&I Loadshift to BUGs | Winter Morning | PCT | 2032 | 333392.7563 | 0 | 0
Alternate Scenario | Medium Industrial | C&I Loadshift to BUGs | Winter Morning | RIM | 2032 | 1280549.401 | 554262.3631 | 2.3104
Alternate Scenario | Medium Industrial | C&I Loadshift to BUGs | Winter Morning | SCT | 2032 | 1280549.401 | 220869.6067 | 5.7978
Alternate Scenario | Medium Industrial | C&I Loadshift to BUGs | Winter Morning | NS Test Broad | 2032 | 1280549.401 | 220869.6067 | 5.7978
Alternate Scenario | Medium Industrial | C&I Loadshift to BUGs | Winter Evening | TRC | 2032 | 1238731.9142 | 217910.2523 | 5.6846
Alternate Scenario | Medium Industrial | C&I Loadshift to BUGs | Winter Evening | PAC | 2032 | 1238731.9142 | 540415.7698 | 2.2922
Alternate Scenario | Medium Industrial | C&I Loadshift to BUGs | Winter Evening | PCT | 2032 | 322505.5175 | 0 | 0
Alternate Scenario | Medium Industrial | C&I Loadshift to BUGs | Winter Evening | RIM | 2032 | 1238731.9142 | 540415.7698 | 2.2922
Alternate Scenario | Medium Industrial | C&I Loadshift to BUGs | Winter Evening | SCT | 2032 | 1238731.9142 | 217910.2523 | 5.6846
Alternate Scenario | Medium Industrial | C&I Loadshift to BUGs | Winter Evening | NS Test Broad | 2032 | 1238731.9142 | 217910.2523 | 5.6846
Alternate Scenario | Small General | Dynamic Pricing | Winter Morning | TRC | 2032 | 2994.2991 | 412.7892 | 7.2538
Alternate Scenario | Small General | Dynamic Pricing | Winter Morning | PAC | 2032 | 2994.2991 | 412.7892 | 7.2538
Alternate Scenario | Small General | Dynamic Pricing | Winter Morning | RIM | 2032 | 2994.2991 | 412.7892 | 7.2538
Alternate Scenario | Small General | Dynamic Pricing | Winter Morning | SCT | 2032 | 2994.2991 | 412.7892 | 7.2538
Alternate Scenario | Small General | Dynamic Pricing | Winter Morning | NS Test Broad | 2032 | 2994.2991 | 412.7892 | 7.2538
Alternate Scenario | Small General | Dynamic Pricing | Winter Evening | TRC | 2032 | 3475.5823 | 414.5086 | 8.3848
Alternate Scenario | Small General | Dynamic Pricing | Winter Evening | PAC | 2032 | 3475.5823 | 414.5086 | 8.3848
Alternate Scenario | Small General | Dynamic Pricing | Winter Evening | RIM | 2032 | 3475.5823 | 414.5086 | 8.3848
Alternate Scenario | Small General | Dynamic Pricing | Winter Evening | SCT | 2032 | 3475.5823 | 414.5086 | 8.3848
Alternate Scenario | Small General | Dynamic Pricing | Winter Evening | NS Test Broad | 2032 | 3475.5823 | 414.5086 | 8.3848
Alternate Scenario | Residential Charitable | Dynamic Pricing | Winter Morning | TRC | 2032 | 8546990.8314 | 1812731.1383 | 4.715
Alternate Scenario | Residential Charitable | Dynamic Pricing | Winter Morning | PAC | 2032 | 8546990.8314 | 1812731.1383 | 4.715
Alternate Scenario | Residential Charitable | Dynamic Pricing | Winter Morning | RIM | 2032 | 8546990.8314 | 1812731.1383 | 4.715
Alternate Scenario | Residential Charitable | Dynamic Pricing | Winter Morning | SCT | 2032 | 8546990.8314 | 1812731.1383 | 4.715
Alternate Scenario | Residential Charitable | Dynamic Pricing | Winter Morning | NS Test Broad | 2032 | 8546990.8314 | 1812731.1383 | 4.715
Alternate Scenario | Residential Charitable | Dynamic Pricing | Winter Evening | TRC | 2032 | 9729811.5305 | 1812729.4189 | 5.3675
Alternate Scenario | Residential Charitable | Dynamic Pricing | Winter Evening | PAC | 2032 | 9729811.5305 | 1812729.4189 | 5.3675
Alternate Scenario | Residential Charitable | Dynamic Pricing | Winter Evening | RIM | 2032 | 9729811.5305 | 1812729.4189 | 5.3675
Alternate Scenario | Residential Charitable | Dynamic Pricing | Winter Evening | SCT | 2032 | 9729811.5305 | 1812729.4189 | 5.3675
Alternate Scenario | Residential Charitable | Dynamic Pricing | Winter Evening | NS Test Broad | 2032 | 9729811.5305 | 1812729.4189 | 5.3675
Alternate Scenario | Residential Charitable | Behavioral DR | Winter Morning | TRC | 2032 | 1019641.0115 | 374429.4726 | 2.7232
Alternate Scenario | Residential Charitable | Behavioral DR | Winter Morning | PAC | 2032 | 1019641.0115 | 374429.4726 | 2.7232
Alternate Scenario | Residential Charitable | Behavioral DR | Winter Morning | RIM | 2032 | 1019641.0115 | 374429.4726 | 2.7232
Alternate Scenario | Residential Charitable | Behavioral DR | Winter Morning | SCT | 2032 | 1019641.0115 | 374429.4726 | 2.7232
Alternate Scenario | Residential Charitable | Behavioral DR | Winter Morning | NS Test Broad | 2032 | 1019641.0115 | 374429.4726 | 2.7232
Alternate Scenario | Residential Charitable | Behavioral DR | Winter Evening | TRC | 2032 | 1160749.4457 | 374429.4726 | 3.1
Alternate Scenario | Residential Charitable | Behavioral DR | Winter Evening | PAC | 2032 | 1160749.4457 | 374429.4726 | 3.1
Alternate Scenario | Residential Charitable | Behavioral DR | Winter Evening | RIM | 2032 | 1160749.4457 | 374429.4726 | 3.1
Alternate Scenario | Residential Charitable | Behavioral DR | Winter Evening | SCT | 2032 | 1160749.4457 | 374429.4726 | 3.1
Alternate Scenario | Residential Charitable | Behavioral DR | Winter Evening | NS Test Broad | 2032 | 1160749.4457 | 374429.4726 | 3.1
Alternate Scenario | Residential Charitable | Time-of-Use Rates (TOU) | Winter Morning | TRC | 2032 | 884589.6644 | 0 | 0
Alternate Scenario | Residential Charitable | Time-of-Use Rates (TOU) | Winter Morning | PAC | 2032 | 884589.6644 | 0 | 0
Alternate Scenario | Residential Charitable | Time-of-Use Rates (TOU) | Winter Morning | RIM | 2032 | 884589.6644 | 0 | 0
Alternate Scenario | Residential Charitable | Time-of-Use Rates (TOU) | Winter Morning | SCT | 2032 | 884589.6644 | 0 | 0
Alternate Scenario | Residential Charitable | Time-of-Use Rates (TOU) | Winter Morning | NS Test Broad | 2032 | 884589.6644 | 0 | 0
Alternate Scenario | Residential Charitable | Time-of-Use Rates (TOU) | Winter Evening | TRC | 2032 | 1007008.3011 | 0 | 0
Alternate Scenario | Residential Charitable | Time-of-Use Rates (TOU) | Winter Evening | PAC | 2032 | 1007008.3011 | 0 | 0
Alternate Scenario | Residential Charitable | Time-of-Use Rates (TOU) | Winter Evening | RIM | 2032 | 1007008.3011 | 0 | 0
Alternate Scenario | Residential Charitable | Time-of-Use Rates (TOU) | Winter Evening | SCT | 2032 | 1007008.3011 | 0 | 0
Alternate Scenario | Residential Charitable | Time-of-Use Rates (TOU) | Winter Evening | NS Test Broad | 2032 | 1007008.3011 | 0 | 0
Alternate Scenario | General | C&I Curtailment | Winter Morning | TRC | 2033 | 2256650.6966 | 360064.1426 | 6.2674
Alternate Scenario | General | C&I Curtailment | Winter Morning | PAC | 2033 | 2256650.6966 | 907170.4217 | 2.4876
Alternate Scenario | General | C&I Curtailment | Winter Morning | PCT | 2033 | 547106.2791 | 0 | 0
Alternate Scenario | General | C&I Curtailment | Winter Morning | RIM | 2033 | 2256650.6966 | 907170.4217 | 2.4876
Alternate Scenario | General | C&I Curtailment | Winter Morning | SCT | 2033 | 2256650.6966 | 360064.1426 | 6.2674
Alternate Scenario | General | C&I Curtailment | Winter Morning | NS Test Broad | 2033 | 2256650.6966 | 360064.1426 | 6.2674
Alternate Scenario | General | C&I Curtailment | Winter Evening | TRC | 2033 | 2642169.1054 | 417794.1415 | 6.3241
Alternate Scenario | General | C&I Curtailment | Winter Evening | PAC | 2033 | 2642169.1054 | 1058366.1672 | 2.4965
Alternate Scenario | General | C&I Curtailment | Winter Evening | PCT | 2033 | 640572.0257 | 0 | 0
Alternate Scenario | General | C&I Curtailment | Winter Evening | RIM | 2033 | 2642169.1054 | 1058366.1672 | 2.4965
Alternate Scenario | General | C&I Curtailment | Winter Evening | SCT | 2033 | 2642169.1054 | 417794.1415 | 6.3241
Alternate Scenario | General | C&I Curtailment | Winter Evening | NS Test Broad | 2033 | 2642169.1054 | 417794.1415 | 6.3241
Alternate Scenario | Large General | C&I Curtailment | Winter Morning | TRC | 2033 | 1371836.8402 | 218937.3254 | 6.2659
Alternate Scenario | Large General | C&I Curtailment | Winter Morning | PAC | 2033 | 1371836.8402 | 551527.8102 | 2.4873
Alternate Scenario | Large General | C&I Curtailment | Winter Morning | PCT | 2033 | 332590.4848 | 0 | 0
Alternate Scenario | Large General | C&I Curtailment | Winter Morning | RIM | 2033 | 1371836.8402 | 551527.8102 | 2.4873
Alternate Scenario | Large General | C&I Curtailment | Winter Morning | SCT | 2033 | 1371836.8402 | 218937.3254 | 6.2659
Alternate Scenario | Large General | C&I Curtailment | Winter Morning | NS Test Broad | 2033 | 1371836.8402 | 218937.3254 | 6.2659
Alternate Scenario | Large General | C&I Curtailment | Winter Evening | TRC | 2033 | 1179999.4192 | 186631.4684 | 6.3226
Alternate Scenario | Large General | C&I Curtailment | Winter Evening | PAC | 2033 | 1179999.4192 | 472712.5586 | 2.4962
Alternate Scenario | Large General | C&I Curtailment | Winter Evening | PCT | 2033 | 286081.0902 | 0 | 0
Alternate Scenario | Large General | C&I Curtailment | Winter Evening | RIM | 2033 | 1179999.4192 | 472712.5586 | 2.4962
Alternate Scenario | Large General | C&I Curtailment | Winter Evening | SCT | 2033 | 1179999.4192 | 186631.4684 | 6.3226
Alternate Scenario | Large General | C&I Curtailment | Winter Evening | NS Test Broad | 2033 | 1179999.4192 | 186631.4684 | 6.3226
Alternate Scenario | Small Industrial | C&I Curtailment | Winter Morning | TRC | 2033 | 209768.8267 | 33784.3097 | 6.2091
Alternate Scenario | Small Industrial | C&I Curtailment | Winter Morning | PAC | 2033 | 209768.8267 | 85119.4626 | 2.4644
Alternate Scenario | Small Industrial | C&I Curtailment | Winter Morning | PCT | 2033 | 51335.1529 | 0 | 0
Alternate Scenario | Small Industrial | C&I Curtailment | Winter Morning | RIM | 2033 | 209768.8267 | 85119.4626 | 2.4644
Alternate Scenario | Small Industrial | C&I Curtailment | Winter Morning | SCT | 2033 | 209768.8267 | 33784.3097 | 6.2091
Alternate Scenario | Small Industrial | C&I Curtailment | Winter Morning | NS Test Broad | 2033 | 209768.8267 | 33784.3097 | 6.2091
Alternate Scenario | Small Industrial | C&I Curtailment | Winter Evening | TRC | 2033 | 287961.84 | 45961.6149 | 6.2653
Alternate Scenario | Small Industrial | C&I Curtailment | Winter Evening | PAC | 2033 | 287961.84 | 116432.358 | 2.4732
Alternate Scenario | Small Industrial | C&I Curtailment | Winter Evening | PCT | 2033 | 70470.7431 | 0 | 0
Alternate Scenario | Small Industrial | C&I Curtailment | Winter Evening | RIM | 2033 | 287961.84 | 116432.358 | 2.4732
Alternate Scenario | Small Industrial | C&I Curtailment | Winter Evening | SCT | 2033 | 287961.84 | 45961.6149 | 6.2653
Alternate Scenario | Small Industrial | C&I Curtailment | Winter Evening | NS Test Broad | 2033 | 287961.84 | 45961.6149 | 6.2653
Alternate Scenario | Medium Industrial | C&I Curtailment | Winter Morning | TRC | 2033 | 4645938.2403 | 741318.3524 | 6.2671
Alternate Scenario | Medium Industrial | C&I Curtailment | Winter Morning | PAC | 2033 | 4645938.2403 | 1867687.6161 | 2.4875
Alternate Scenario | Medium Industrial | C&I Curtailment | Winter Morning | PCT | 2033 | 1126369.2637 | 0 | 0
Alternate Scenario | Medium Industrial | C&I Curtailment | Winter Morning | RIM | 2033 | 4645938.2403 | 1867687.6161 | 2.4875
Alternate Scenario | Medium Industrial | C&I Curtailment | Winter Morning | SCT | 2033 | 4645938.2403 | 741318.3524 | 6.2671
Alternate Scenario | Medium Industrial | C&I Curtailment | Winter Morning | NS Test Broad | 2033 | 4645938.2403 | 741318.3524 | 6.2671
Alternate Scenario | Medium Industrial | C&I Curtailment | Winter Evening | TRC | 2033 | 4494220.9686 | 710676.3632 | 6.3239
Alternate Scenario | Medium Industrial | C&I Curtailment | Winter Evening | PAC | 2033 | 4494220.9686 | 1800263.0304 | 2.4964
Alternate Scenario | Medium Industrial | C&I Curtailment | Winter Evening | PCT | 2033 | 1089586.6672 | 0 | 0
Alternate Scenario | Medium Industrial | C&I Curtailment | Winter Evening | RIM | 2033 | 4494220.9686 | 1800263.0304 | 2.4964
Alternate Scenario | Medium Industrial | C&I Curtailment | Winter Evening | SCT | 2033 | 4494220.9686 | 710676.3632 | 6.3239
Alternate Scenario | Medium Industrial | C&I Curtailment | Winter Evening | NS Test Broad | 2033 | 4494220.9686 | 710676.3632 | 6.3239
Alternate Scenario | Large Industrial | C&I Curtailment | Winter Morning | TRC | 2033 | 85755.8542 | 13686.6579 | 6.2657
Alternate Scenario | Large Industrial | C&I Curtailment | Winter Morning | PAC | 2033 | 85755.8542 | 34477.4548 | 2.4873
Alternate Scenario | Large Industrial | C&I Curtailment | Winter Morning | PCT | 2033 | 20790.7969 | 0 | 0
Alternate Scenario | Large Industrial | C&I Curtailment | Winter Morning | RIM | 2033 | 85755.8542 | 34477.4548 | 2.4873
Alternate Scenario | Large Industrial | C&I Curtailment | Winter Morning | SCT | 2033 | 85755.8542 | 13686.6579 | 6.2657
Alternate Scenario | Large Industrial | C&I Curtailment | Winter Morning | NS Test Broad | 2033 | 85755.8542 | 13686.6579 | 6.2657
Alternate Scenario | Large Industrial | C&I Curtailment | Winter Evening | TRC | 2033 | 85244.562 | 13482.9827 | 6.3224
Alternate Scenario | Large Industrial | C&I Curtailment | Winter Evening | PAC | 2033 | 85244.562 | 34149.821 | 2.4962
Alternate Scenario | Large Industrial | C&I Curtailment | Winter Evening | PCT | 2033 | 20666.8383 | 0 | 0
Alternate Scenario | Large Industrial | C&I Curtailment | Winter Evening | RIM | 2033 | 85244.562 | 34149.821 | 2.4962
Alternate Scenario | Large Industrial | C&I Curtailment | Winter Evening | SCT | 2033 | 85244.562 | 13482.9827 | 6.3224
Alternate Scenario | Large Industrial | C&I Curtailment | Winter Evening | NS Test Broad | 2033 | 85244.562 | 13482.9827 | 6.3224
Alternate Scenario | Large General | C&I Loadshift to BUGs | Winter Morning | TRC | 2033 | 1317229.2998 | 212207.8117 | 6.2073
Alternate Scenario | Large General | C&I Loadshift to BUGs | Winter Morning | PAC | 2033 | 1317229.2998 | 531559.1504 | 2.478
Alternate Scenario | Large General | C&I Loadshift to BUGs | Winter Morning | PCT | 2033 | 319351.3387 | 0 | 0
Alternate Scenario | Large General | C&I Loadshift to BUGs | Winter Morning | RIM | 2033 | 1317229.2998 | 531559.1504 | 2.478
Alternate Scenario | Large General | C&I Loadshift to BUGs | Winter Morning | SCT | 2033 | 1317229.2998 | 212207.8117 | 6.2073
Alternate Scenario | Large General | C&I Loadshift to BUGs | Winter Morning | NS Test Broad | 2033 | 1317229.2998 | 212207.8117 | 6.2073
Alternate Scenario | Large General | C&I Loadshift to BUGs | Winter Evening | TRC | 2033 | 1133028.1875 | 186172.6012 | 6.0859
Alternate Scenario | Large General | C&I Loadshift to BUGs | Winter Evening | PAC | 2033 | 1133028.1875 | 460865.9052 | 2.4585
Alternate Scenario | Large General | C&I Loadshift to BUGs | Winter Evening | PCT | 2033 | 274693.304 | 0 | 0
Alternate Scenario | Large General | C&I Loadshift to BUGs | Winter Evening | RIM | 2033 | 1133028.1875 | 460865.9052 | 2.4585
Alternate Scenario | Large General | C&I Loadshift to BUGs | Winter Evening | SCT | 2033 | 1133028.1875 | 186172.6012 | 6.0859
Alternate Scenario | Large General | C&I Loadshift to BUGs | Winter Evening | NS Test Broad | 2033 | 1133028.1875 | 186172.6012 | 6.0859
Alternate Scenario | Small Industrial | C&I Loadshift to BUGs | Winter Morning | TRC | 2033 | 367810.5852 | 59746.5401 | 6.1562
Alternate Scenario | Small Industrial | C&I Loadshift to BUGs | Winter Morning | PAC | 2033 | 367810.5852 | 149758.0682 | 2.456
Alternate Scenario | Small Industrial | C&I Loadshift to BUGs | Winter Morning | PCT | 2033 | 90011.5281 | 0 | 0
Alternate Scenario | Small Industrial | C&I Loadshift to BUGs | Winter Morning | RIM | 2033 | 367810.5852 | 149758.0682 | 2.456
Alternate Scenario | Small Industrial | C&I Loadshift to BUGs | Winter Morning | SCT | 2033 | 367810.5852 | 59746.5401 | 6.1562
Alternate Scenario | Small Industrial | C&I Loadshift to BUGs | Winter Morning | NS Test Broad | 2033 | 367810.5852 | 59746.5401 | 6.1562
Alternate Scenario | Small Industrial | C&I Loadshift to BUGs | Winter Evening | TRC | 2033 | 504914.9321 | 83651.879 | 6.0359
Alternate Scenario | Small Industrial | C&I Loadshift to BUGs | Winter Evening | PAC | 2033 | 504914.9321 | 207215.9265 | 2.4367
Alternate Scenario | Small Industrial | C&I Loadshift to BUGs | Winter Evening | PCT | 2033 | 123564.0475 | 0 | 0
Alternate Scenario | Small Industrial | C&I Loadshift to BUGs | Winter Evening | RIM | 2033 | 504914.9321 | 207215.9265 | 2.4367
Alternate Scenario | Small Industrial | C&I Loadshift to BUGs | Winter Evening | SCT | 2033 | 504914.9321 | 83651.879 | 6.0359
Alternate Scenario | Small Industrial | C&I Loadshift to BUGs | Winter Evening | NS Test Broad | 2033 | 504914.9321 | 83651.879 | 6.0359
Alternate Scenario | Medium Industrial | C&I Loadshift to BUGs | Winter Morning | TRC | 2033 | 1375145.9718 | 221385.1841 | 6.2116
Alternate Scenario | Medium Industrial | C&I Loadshift to BUGs | Winter Morning | PAC | 2033 | 1375145.9718 | 554777.9405 | 2.4787
Alternate Scenario | Medium Industrial | C&I Loadshift to BUGs | Winter Morning | PCT | 2033 | 333392.7563 | 0 | 0
Alternate Scenario | Medium Industrial | C&I Loadshift to BUGs | Winter Morning | RIM | 2033 | 1375145.9718 | 554777.9405 | 2.4787
Alternate Scenario | Medium Industrial | C&I Loadshift to BUGs | Winter Morning | SCT | 2033 | 1375145.9718 | 221385.1841 | 6.2116
Alternate Scenario | Medium Industrial | C&I Loadshift to BUGs | Winter Morning | NS Test Broad | 2033 | 1375145.9718 | 221385.1841 | 6.2116
Alternate Scenario | Medium Industrial | C&I Loadshift to BUGs | Winter Evening | TRC | 2033 | 1330239.3492 | 218424.2112 | 6.0902
Alternate Scenario | Medium Industrial | C&I Loadshift to BUGs | Winter Evening | PAC | 2033 | 1330239.3492 | 540929.7287 | 2.4592
Alternate Scenario | Medium Industrial | C&I Loadshift to BUGs | Winter Evening | PCT | 2033 | 322505.5175 | 0 | 0
Alternate Scenario | Medium Industrial | C&I Loadshift to BUGs | Winter Evening | RIM | 2033 | 1330239.3492 | 540929.7287 | 2.4592
Alternate Scenario | Medium Industrial | C&I Loadshift to BUGs | Winter Evening | SCT | 2033 | 1330239.3492 | 218424.2112 | 6.0902
Alternate Scenario | Medium Industrial | C&I Loadshift to BUGs | Winter Evening | NS Test Broad | 2033 | 1330239.3492 | 218424.2112 | 6.0902
Alternate Scenario | Small General | Dynamic Pricing | Winter Morning | TRC | 2033 | 3215.4935 | 416.4348 | 7.7215
Alternate Scenario | Small General | Dynamic Pricing | Winter Morning | PAC | 2033 | 3215.4935 | 416.4348 | 7.7215
Alternate Scenario | Small General | Dynamic Pricing | Winter Morning | RIM | 2033 | 3215.4935 | 416.4348 | 7.7215
Alternate Scenario | Small General | Dynamic Pricing | Winter Morning | SCT | 2033 | 3215.4935 | 416.4348 | 7.7215
Alternate Scenario | Small General | Dynamic Pricing | Winter Morning | NS Test Broad | 2033 | 3215.4935 | 416.4348 | 7.7215
Alternate Scenario | Small General | Dynamic Pricing | Winter Evening | TRC | 2033 | 3732.3301 | 418.1541 | 8.9257
Alternate Scenario | Small General | Dynamic Pricing | Winter Evening | PAC | 2033 | 3732.3301 | 418.1541 | 8.9257
Alternate Scenario | Small General | Dynamic Pricing | Winter Evening | RIM | 2033 | 3732.3301 | 418.1541 | 8.9257
Alternate Scenario | Small General | Dynamic Pricing | Winter Evening | SCT | 2033 | 3732.3301 | 418.1541 | 8.9257
Alternate Scenario | Small General | Dynamic Pricing | Winter Evening | NS Test Broad | 2033 | 3732.3301 | 418.1541 | 8.9257
Alternate Scenario | Residential Charitable | Dynamic Pricing | Winter Morning | TRC | 2033 | 9178372.9729 | 1854566.6809 | 4.9491
Alternate Scenario | Residential Charitable | Dynamic Pricing | Winter Morning | PAC | 2033 | 9178372.9729 | 1854566.6809 | 4.9491
Alternate Scenario | Residential Charitable | Dynamic Pricing | Winter Morning | RIM | 2033 | 9178372.9729 | 1854566.6809 | 4.9491
Alternate Scenario | Residential Charitable | Dynamic Pricing | Winter Morning | SCT | 2033 | 9178372.9729 | 1854566.6809 | 4.9491
Alternate Scenario | Residential Charitable | Dynamic Pricing | Winter Morning | NS Test Broad | 2033 | 9178372.9729 | 1854566.6809 | 4.9491
Alternate Scenario | Residential Charitable | Dynamic Pricing | Winter Evening | TRC | 2033 | 10448570.8414 | 1854564.9615 | 5.634
Alternate Scenario | Residential Charitable | Dynamic Pricing | Winter Evening | PAC | 2033 | 10448570.8414 | 1854564.9615 | 5.634
Alternate Scenario | Residential Charitable | Dynamic Pricing | Winter Evening | RIM | 2033 | 10448570.8414 | 1854564.9615 | 5.634
Alternate Scenario | Residential Charitable | Dynamic Pricing | Winter Evening | SCT | 2033 | 10448570.8414 | 1854564.9615 | 5.634
Alternate Scenario | Residential Charitable | Dynamic Pricing | Winter Evening | NS Test Broad | 2033 | 10448570.8414 | 1854564.9615 | 5.634
Alternate Scenario | Residential Charitable | Behavioral DR | Winter Morning | TRC | 2033 | 1094963.7933 | 375836.9176 | 2.9134
Alternate Scenario | Residential Charitable | Behavioral DR | Winter Morning | PAC | 2033 | 1094963.7933 | 375836.9176 | 2.9134
Alternate Scenario | Residential Charitable | Behavioral DR | Winter Morning | RIM | 2033 | 1094963.7933 | 375836.9176 | 2.9134
Alternate Scenario | Residential Charitable | Behavioral DR | Winter Morning | SCT | 2033 | 1094963.7933 | 375836.9176 | 2.9134
Alternate Scenario | Residential Charitable | Behavioral DR | Winter Morning | NS Test Broad | 2033 | 1094963.7933 | 375836.9176 | 2.9134
Alternate Scenario | Residential Charitable | Behavioral DR | Winter Evening | TRC | 2033 | 1246496.1706 | 375836.9176 | 3.3166
Alternate Scenario | Residential Charitable | Behavioral DR | Winter Evening | PAC | 2033 | 1246496.1706 | 375836.9176 | 3.3166
Alternate Scenario | Residential Charitable | Behavioral DR | Winter Evening | RIM | 2033 | 1246496.1706 | 375836.9176 | 3.3166
Alternate Scenario | Residential Charitable | Behavioral DR | Winter Evening | SCT | 2033 | 1246496.1706 | 375836.9176 | 3.3166
Alternate Scenario | Residential Charitable | Behavioral DR | Winter Evening | NS Test Broad | 2033 | 1246496.1706 | 375836.9176 | 3.3166
Alternate Scenario | Residential Charitable | Time-of-Use Rates (TOU) | Winter Morning | TRC | 2033 | 949164.003 | 0 | 0
Alternate Scenario | Residential Charitable | Time-of-Use Rates (TOU) | Winter Morning | PAC | 2033 | 949164.003 | 0 | 0
Alternate Scenario | Residential Charitable | Time-of-Use Rates (TOU) | Winter Morning | RIM | 2033 | 949164.003 | 0 | 0
Alternate Scenario | Residential Charitable | Time-of-Use Rates (TOU) | Winter Morning | SCT | 2033 | 949164.003 | 0 | 0
Alternate Scenario | Residential Charitable | Time-of-Use Rates (TOU) | Winter Morning | NS Test Broad | 2033 | 949164.003 | 0 | 0
Alternate Scenario | Residential Charitable | Time-of-Use Rates (TOU) | Winter Evening | TRC | 2033 | 1080519.1023 | 0 | 0
Alternate Scenario | Residential Charitable | Time-of-Use Rates (TOU) | Winter Evening | PAC | 2033 | 1080519.1023 | 0 | 0
Alternate Scenario | Residential Charitable | Time-of-Use Rates (TOU) | Winter Evening | RIM | 2033 | 1080519.1023 | 0 | 0
Alternate Scenario | Residential Charitable | Time-of-Use Rates (TOU) | Winter Evening | SCT | 2033 | 1080519.1023 | 0 | 0
Alternate Scenario | Residential Charitable | Time-of-Use Rates (TOU) | Winter Evening | NS Test Broad | 2033 | 1080519.1023 | 0 | 0
Preferred Plan | Residential Charitable | DLC-Thermostat | Winter Morning | TRC | 2025 | 0 | 1859597.1327 | 0
Preferred Plan | Residential Charitable | DLC-Thermostat | Winter Morning | PAC | 2025 | 0 | 1965788.6904 | 0
Preferred Plan | Residential Charitable | DLC-Thermostat | Winter Morning | PCT | 2025 | 106191.5577 | 0 | 0
Preferred Plan | Residential Charitable | DLC-Thermostat | Winter Morning | RIM | 2025 | 0 | 1965788.6904 | 0
Preferred Plan | Residential Charitable | DLC-Thermostat | Winter Morning | SCT | 2025 | 0 | 1859597.1327 | 0
Preferred Plan | Residential Charitable | DLC-Thermostat | Winter Morning | NS Test Broad | 2025 | 0 | 1859597.1327 | 0
Preferred Plan | Residential Charitable | DLC-Thermostat | Winter Evening | TRC | 2025 | 0 | 1843983.7094 | 0
Preferred Plan | Residential Charitable | DLC-Thermostat | Winter Evening | PAC | 2025 | 0 | 1950175.2671 | 0
Preferred Plan | Residential Charitable | DLC-Thermostat | Winter Evening | PCT | 2025 | 106191.5577 | 0 | 0
Preferred Plan | Residential Charitable | DLC-Thermostat | Winter Evening | RIM | 2025 | 0 | 1950175.2671 | 0
Preferred Plan | Residential Charitable | DLC-Thermostat | Winter Evening | SCT | 2025 | 0 | 1843983.7094 | 0
Preferred Plan | Residential Charitable | DLC-Thermostat | Winter Evening | NS Test Broad | 2025 | 0 | 1843983.7094 | 0
Preferred Plan | Residential Charitable | DLC-Water Heating | Winter Morning | TRC | 2025 | 0 | 524475.6951 | 0
Preferred Plan | Residential Charitable | DLC-Water Heating | Winter Morning | PAC | 2025 | 0 | 537292.1352 | 0
Preferred Plan | Residential Charitable | DLC-Water Heating | Winter Morning | PCT | 2025 | 12816.4401 | 0 | 0
Preferred Plan | Residential Charitable | DLC-Water Heating | Winter Morning | RIM | 2025 | 0 | 537292.1352 | 0
Preferred Plan | Residential Charitable | DLC-Water Heating | Winter Morning | SCT | 2025 | 0 | 524475.6951 | 0
Preferred Plan | Residential Charitable | DLC-Water Heating | Winter Morning | NS Test Broad | 2025 | 0 | 524475.6951 | 0
Preferred Plan | Residential Charitable | DLC-Water Heating | Winter Evening | TRC | 2025 | 0 | 524475.6951 | 0
Preferred Plan | Residential Charitable | DLC-Water Heating | Winter Evening | PAC | 2025 | 0 | 537292.1352 | 0
Preferred Plan | Residential Charitable | DLC-Water Heating | Winter Evening | PCT | 2025 | 12816.4401 | 0 | 0
Preferred Plan | Residential Charitable | DLC-Water Heating | Winter Evening | RIM | 2025 | 0 | 537292.1352 | 0
Preferred Plan | Residential Charitable | DLC-Water Heating | Winter Evening | SCT | 2025 | 0 | 524475.6951 | 0
Preferred Plan | Residential Charitable | DLC-Water Heating | Winter Evening | NS Test Broad | 2025 | 0 | 524475.6951 | 0
Preferred Plan | General | C&I Curtailment | Winter Morning | TRC | 2025 | 0 | 231108.3901 | 0
Preferred Plan | General | C&I Curtailment | Winter Morning | PAC | 2025 | 0 | 429272.1378 | 0
Preferred Plan | General | C&I Curtailment | Winter Morning | PCT | 2025 | 198163.7478 | 0 | 0
Preferred Plan | General | C&I Curtailment | Winter Morning | RIM | 2025 | 0 | 429272.1378 | 0
Preferred Plan | General | C&I Curtailment | Winter Morning | SCT | 2025 | 0 | 231108.3901 | 0
Preferred Plan | General | C&I Curtailment | Winter Morning | NS Test Broad | 2025 | 0 | 231108.3901 | 0
Preferred Plan | General | C&I Curtailment | Winter Evening | TRC | 2025 | 0 | 267516.3432 | 0
Preferred Plan | General | C&I Curtailment | Winter Evening | PAC | 2025 | 0 | 498946.5954 | 0
Preferred Plan | General | C&I Curtailment | Winter Evening | PCT | 2025 | 231430.2522 | 0 | 0
Preferred Plan | General | C&I Curtailment | Winter Evening | RIM | 2025 | 0 | 498946.5954 | 0
Preferred Plan | General | C&I Curtailment | Winter Evening | SCT | 2025 | 0 | 267516.3432 | 0
Preferred Plan | General | C&I Curtailment | Winter Evening | NS Test Broad | 2025 | 0 | 267516.3432 | 0
Preferred Plan | Large General | C&I Curtailment | Winter Morning | TRC | 2025 | 0 | 141973.6246 | 0
Preferred Plan | Large General | C&I Curtailment | Winter Morning | PAC | 2025 | 0 | 263708.8221 | 0
Preferred Plan | Large General | C&I Curtailment | Winter Morning | PCT | 2025 | 121735.1976 | 0 | 0
Preferred Plan | Large General | C&I Curtailment | Winter Morning | RIM | 2025 | 0 | 263708.8221 | 0
Preferred Plan | Large General | C&I Curtailment | Winter Morning | SCT | 2025 | 0 | 141973.6246 | 0
Preferred Plan | Large General | C&I Curtailment | Winter Morning | NS Test Broad | 2025 | 0 | 141973.6246 | 0
Preferred Plan | Large General | C&I Curtailment | Winter Evening | TRC | 2025 | 0 | 120732.8185 | 0
Preferred Plan | Large General | C&I Curtailment | Winter Evening | PAC | 2025 | 0 | 225179.6209 | 0
Preferred Plan | Large General | C&I Curtailment | Winter Evening | PCT | 2025 | 104446.8024 | 0 | 0
Preferred Plan | Large General | C&I Curtailment | Winter Evening | RIM | 2025 | 0 | 225179.6209 | 0
Preferred Plan | Large General | C&I Curtailment | Winter Evening | SCT | 2025 | 0 | 120732.8185 | 0
Preferred Plan | Large General | C&I Curtailment | Winter Evening | NS Test Broad | 2025 | 0 | 120732.8185 | 0
Preferred Plan | Small Industrial | C&I Curtailment | Winter Morning | TRC | 2025 | 0 | 21669.2605 | 0
Preferred Plan | Small Industrial | C&I Curtailment | Winter Morning | PAC | 2025 | 0 | 40249.5546 | 0
Preferred Plan | Small Industrial | C&I Curtailment | Winter Morning | PCT | 2025 | 18580.2941 | 0 | 0
Preferred Plan | Small Industrial | C&I Curtailment | Winter Morning | RIM | 2025 | 0 | 40249.5546 | 0
Preferred Plan | Small Industrial | C&I Curtailment | Winter Morning | SCT | 2025 | 0 | 21669.2605 | 0
Preferred Plan | Small Industrial | C&I Curtailment | Winter Morning | NS Test Broad | 2025 | 0 | 21669.2605 | 0
Preferred Plan | Small Industrial | C&I Curtailment | Winter Evening | TRC | 2025 | 0 | 29408.74 | 0
Preferred Plan | Small Industrial | C&I Curtailment | Winter Evening | PAC | 2025 | 0 | 54850.4459 | 0
Preferred Plan | Small Industrial | C&I Curtailment | Winter Evening | PCT | 2025 | 25441.7059 | 0 | 0
Preferred Plan | Small Industrial | C&I Curtailment | Winter Evening | RIM | 2025 | 0 | 54850.4459 | 0
Preferred Plan | Small Industrial | C&I Curtailment | Winter Evening | SCT | 2025 | 0 | 29408.74 | 0
Preferred Plan | Small Industrial | C&I Curtailment | Winter Evening | NS Test Broad | 2025 | 0 | 29408.74 | 0
Preferred Plan | Medium Industrial | C&I Curtailment | Winter Morning | TRC | 2025 | 0 | 476627.7386 | 0
Preferred Plan | Medium Industrial | C&I Curtailment | Winter Morning | PAC | 2025 | 0 | 885311.9016 | 0
Preferred Plan | Medium Industrial | C&I Curtailment | Winter Morning | PCT | 2025 | 408684.1631 | 0 | 0
Preferred Plan | Medium Industrial | C&I Curtailment | Winter Morning | RIM | 2025 | 0 | 885311.9016 | 0
Preferred Plan | Medium Industrial | C&I Curtailment | Winter Morning | SCT | 2025 | 0 | 476627.7386 | 0
Preferred Plan | Medium Industrial | C&I Curtailment | Winter Morning | NS Test Broad | 2025 | 0 | 476627.7386 | 0
Preferred Plan | Medium Industrial | C&I Curtailment | Winter Evening | TRC | 2025 | 0 | 455825.5246 | 0
Preferred Plan | Medium Industrial | C&I Curtailment | Winter Evening | PAC | 2025 | 0 | 850163.3616 | 0
Preferred Plan | Medium Industrial | C&I Curtailment | Winter Evening | PCT | 2025 | 394337.8369 | 0 | 0
Preferred Plan | Medium Industrial | C&I Curtailment | Winter Evening | RIM | 2025 | 0 | 850163.3616 | 0
Preferred Plan | Medium Industrial | C&I Curtailment | Winter Evening | SCT | 2025 | 0 | 455825.5246 | 0
Preferred Plan | Medium Industrial | C&I Curtailment | Winter Evening | NS Test Broad | 2025 | 0 | 455825.5246 | 0
Preferred Plan | Large Industrial | C&I Curtailment | Winter Morning | TRC | 2025 | 0 | 8889.515 | 0
Preferred Plan | Large Industrial | C&I Curtailment | Winter Morning | PAC | 2025 | 0 | 16511.8242 | 0
Preferred Plan | Large Industrial | C&I Curtailment | Winter Morning | PCT | 2025 | 7622.3092 | 0 | 0
Preferred Plan | Large Industrial | C&I Curtailment | Winter Morning | RIM | 2025 | 0 | 16511.8242 | 0
Preferred Plan | Large Industrial | C&I Curtailment | Winter Morning | SCT | 2025 | 0 | 8889.515 | 0
Preferred Plan | Large Industrial | C&I Curtailment | Winter Morning | NS Test Broad | 2025 | 0 | 8889.515 | 0
Preferred Plan | Large Industrial | C&I Curtailment | Winter Evening | TRC | 2025 | 0 | 8736.1345 | 0
Preferred Plan | Large Industrial | C&I Curtailment | Winter Evening | PAC | 2025 | 0 | 16293.8253 | 0
Preferred Plan | Large Industrial | C&I Curtailment | Winter Evening | PCT | 2025 | 7557.6908 | 0 | 0
Preferred Plan | Large Industrial | C&I Curtailment | Winter Evening | RIM | 2025 | 0 | 16293.8253 | 0
Preferred Plan | Large Industrial | C&I Curtailment | Winter Evening | SCT | 2025 | 0 | 8736.1345 | 0
Preferred Plan | Large Industrial | C&I Curtailment | Winter Evening | NS Test Broad | 2025 | 0 | 8736.1345 | 0
Preferred Plan | Small General | Dynamic Pricing | Winter Morning | TRC | 2025 | 0 | 99.1337 | 0
Preferred Plan | Small General | Dynamic Pricing | Winter Morning | PAC | 2025 | 0 | 99.1337 | 0
Preferred Plan | Small General | Dynamic Pricing | Winter Morning | RIM | 2025 | 0 | 99.1337 | 0
Preferred Plan | Small General | Dynamic Pricing | Winter Morning | SCT | 2025 | 0 | 99.1337 | 0
Preferred Plan | Small General | Dynamic Pricing | Winter Morning | NS Test Broad | 2025 | 0 | 99.1337 | 0
Preferred Plan | Small General | Dynamic Pricing | Winter Evening | TRC | 2025 | 0 | 99.9784 | 0
Preferred Plan | Small General | Dynamic Pricing | Winter Evening | PAC | 2025 | 0 | 99.9784 | 0
Preferred Plan | Small General | Dynamic Pricing | Winter Evening | RIM | 2025 | 0 | 99.9784 | 0
Preferred Plan | Small General | Dynamic Pricing | Winter Evening | SCT | 2025 | 0 | 99.9784 | 0
Preferred Plan | Small General | Dynamic Pricing | Winter Evening | NS Test Broad | 2025 | 0 | 99.9784 | 0
Preferred Plan | Residential Charitable | Dynamic Pricing | Winter Morning | TRC | 2025 | 0 | 234694.7538 | 0
Preferred Plan | Residential Charitable | Dynamic Pricing | Winter Morning | PAC | 2025 | 0 | 234694.7538 | 0
Preferred Plan | Residential Charitable | Dynamic Pricing | Winter Morning | RIM | 2025 | 0 | 234694.7538 | 0
Preferred Plan | Residential Charitable | Dynamic Pricing | Winter Morning | SCT | 2025 | 0 | 234694.7538 | 0
Preferred Plan | Residential Charitable | Dynamic Pricing | Winter Morning | NS Test Broad | 2025 | 0 | 234694.7538 | 0
Preferred Plan | Residential Charitable | Dynamic Pricing | Winter Evening | TRC | 2025 | 0 | 234693.9091 | 0
Preferred Plan | Residential Charitable | Dynamic Pricing | Winter Evening | PAC | 2025 | 0 | 234693.9091 | 0
Preferred Plan | Residential Charitable | Dynamic Pricing | Winter Evening | RIM | 2025 | 0 | 234693.9091 | 0
Preferred Plan | Residential Charitable | Dynamic Pricing | Winter Evening | SCT | 2025 | 0 | 234693.9091 | 0
Preferred Plan | Residential Charitable | Dynamic Pricing | Winter Evening | NS Test Broad | 2025 | 0 | 234693.9091 | 0
Preferred Plan | Residential Charitable | BTM Battery Control | Winter Morning | TRC | 2025 | 0 | 21082.343 | 0
Preferred Plan | Residential Charitable | BTM Battery Control | Winter Morning | PAC | 2025 | 0 | 27045.1058 | 0
Preferred Plan | Residential Charitable | BTM Battery Control | Winter Morning | PCT | 2025 | 5962.7628 | 0 | 0
Preferred Plan | Residential Charitable | BTM Battery Control | Winter Morning | RIM | 2025 | 0 | 27045.1058 | 0
Preferred Plan | Residential Charitable | BTM Battery Control | Winter Morning | SCT | 2025 | 0 | 21082.343 | 0
Preferred Plan | Residential Charitable | BTM Battery Control | Winter Morning | NS Test Broad | 2025 | 0 | 21082.343 | 0
Preferred Plan | Residential Charitable | BTM Battery Control | Winter Evening | TRC | 2025 | 0 | 23818.9019 | 0
Preferred Plan | Residential Charitable | BTM Battery Control | Winter Evening | PAC | 2025 | 0 | 31263.6646 | 0
Preferred Plan | Residential Charitable | BTM Battery Control | Winter Evening | PCT | 2025 | 7444.7628 | 0 | 0
Preferred Plan | Residential Charitable | BTM Battery Control | Winter Evening | RIM | 2025 | 0 | 31263.6646 | 0
Preferred Plan | Residential Charitable | BTM Battery Control | Winter Evening | SCT | 2025 | 0 | 23818.9019 | 0
Preferred Plan | Residential Charitable | BTM Battery Control | Winter Evening | NS Test Broad | 2025 | 0 | 23818.9019 | 0
Preferred Plan | EV Res LDV | EV Charging Control | Winter Morning | TRC | 2025 | 0 | 19286.4335 | 0
Preferred Plan | EV Res LDV | EV Charging Control | Winter Morning | PAC | 2025 | 0 | 27601.3559 | 0
Preferred Plan | EV Res LDV | EV Charging Control | Winter Morning | PCT | 2025 | 8314.9223 | 0 | 0
Preferred Plan | EV Res LDV | EV Charging Control | Winter Morning | RIM | 2025 | 0 | 27601.3559 | 0
Preferred Plan | EV Res LDV | EV Charging Control | Winter Morning | SCT | 2025 | 0 | 19286.4335 | 0
Preferred Plan | EV Res LDV | EV Charging Control | Winter Morning | NS Test Broad | 2025 | 0 | 19286.4335 | 0
Preferred Plan | EV Res LDV | EV Charging Control | Winter Evening | TRC | 2025 | 0 | 28909.7212 | 0
Preferred Plan | EV Res LDV | EV Charging Control | Winter Evening | PAC | 2025 | 0 | 37224.6436 | 0
Preferred Plan | EV Res LDV | EV Charging Control | Winter Evening | PCT | 2025 | 8314.9223 | 0 | 0
Preferred Plan | EV Res LDV | EV Charging Control | Winter Evening | RIM | 2025 | 0 | 37224.6436 | 0
Preferred Plan | EV Res LDV | EV Charging Control | Winter Evening | SCT | 2025 | 0 | 28909.7212 | 0
Preferred Plan | EV Res LDV | EV Charging Control | Winter Evening | NS Test Broad | 2025 | 0 | 28909.7212 | 0
Preferred Plan | EV Com LDV | EV Charging Control | Winter Morning | TRC | 2025 | 0 | 6520.6293 | 0
Preferred Plan | EV Com LDV | EV Charging Control | Winter Morning | PAC | 2025 | 0 | 9331.8554 | 0
Preferred Plan | EV Com LDV | EV Charging Control | Winter Morning | PCT | 2025 | 2811.2261 | 0 | 0
Preferred Plan | EV Com LDV | EV Charging Control | Winter Morning | RIM | 2025 | 0 | 9331.8554 | 0
Preferred Plan | EV Com LDV | EV Charging Control | Winter Morning | SCT | 2025 | 0 | 6520.6293 | 0
Preferred Plan | EV Com LDV | EV Charging Control | Winter Morning | NS Test Broad | 2025 | 0 | 6520.6293 | 0
Preferred Plan | EV Com LDV | EV Charging Control | Winter Evening | TRC | 2025 | 0 | 9774.206 | 0
Preferred Plan | EV Com LDV | EV Charging Control | Winter Evening | PAC | 2025 | 0 | 12585.4322 | 0
Preferred Plan | EV Com LDV | EV Charging Control | Winter Evening | PCT | 2025 | 2811.2261 | 0 | 0
Preferred Plan | EV Com LDV | EV Charging Control | Winter Evening | RIM | 2025 | 0 | 12585.4322 | 0
Preferred Plan | EV Com LDV | EV Charging Control | Winter Evening | SCT | 2025 | 0 | 9774.206 | 0
Preferred Plan | EV Com LDV | EV Charging Control | Winter Evening | NS Test Broad | 2025 | 0 | 9774.206 | 0
Preferred Plan | Residential Charitable | DLC-Thermostat | Winter Morning | TRC | 2026 | 589122.3889 | 2526716.1848 | 0.23316
Preferred Plan | Residential Charitable | DLC-Thermostat | Winter Morning | PAC | 2026 | 589122.3889 | 2764845.0323 | 0.21308
Preferred Plan | Residential Charitable | DLC-Thermostat | Winter Morning | PCT | 2026 | 238128.8475 | 0 | 0
Preferred Plan | Residential Charitable | DLC-Thermostat | Winter Morning | RIM | 2026 | 589122.3889 | 2764845.0323 | 0.21308
Preferred Plan | Residential Charitable | DLC-Thermostat | Winter Morning | SCT | 2026 | 589122.3889 | 2526716.1848 | 0.23316
Preferred Plan | Residential Charitable | DLC-Thermostat | Winter Morning | NS Test Broad | 2026 | 589122.3889 | 2526716.1848 | 0.23316
Preferred Plan | Residential Charitable | DLC-Thermostat | Winter Evening | TRC | 2026 | 586173.3662 | 2501330.0121 | 0.23434
Preferred Plan | Residential Charitable | DLC-Thermostat | Winter Evening | PAC | 2026 | 586173.3662 | 2739458.8596 | 0.21397
Preferred Plan | Residential Charitable | DLC-Thermostat | Winter Evening | PCT | 2026 | 238128.8475 | 0 | 0
Preferred Plan | Residential Charitable | DLC-Thermostat | Winter Evening | RIM | 2026 | 586173.3662 | 2739458.8596 | 0.21397
Preferred Plan | Residential Charitable | DLC-Thermostat | Winter Evening | SCT | 2026 | 586173.3662 | 2501330.0121 | 0.23434
Preferred Plan | Residential Charitable | DLC-Thermostat | Winter Evening | NS Test Broad | 2026 | 586173.3662 | 2501330.0121 | 0.23434
Preferred Plan | Residential Charitable | DLC-Water Heating | Winter Morning | TRC | 2026 | 184936.6805 | 617817.2834 | 0.29934
Preferred Plan | Residential Charitable | DLC-Water Heating | Winter Morning | PAC | 2026 | 184936.6805 | 662182.0145 | 0.27928
Preferred Plan | Residential Charitable | DLC-Water Heating | Winter Morning | PCT | 2026 | 44364.7311 | 0 | 0
Preferred Plan | Residential Charitable | DLC-Water Heating | Winter Morning | RIM | 2026 | 184936.6805 | 662182.0145 | 0.27928
Preferred Plan | Residential Charitable | DLC-Water Heating | Winter Morning | SCT | 2026 | 184936.6805 | 617817.2834 | 0.29934
Preferred Plan | Residential Charitable | DLC-Water Heating | Winter Morning | NS Test Broad | 2026 | 184936.6805 | 617817.2834 | 0.29934
Preferred Plan | Residential Charitable | DLC-Water Heating | Winter Evening | TRC | 2026 | 155552.2076 | 617817.2834 | 0.25178
Preferred Plan | Residential Charitable | DLC-Water Heating | Winter Evening | PAC | 2026 | 155552.2076 | 662182.0145 | 0.23491
Preferred Plan | Residential Charitable | DLC-Water Heating | Winter Evening | PCT | 2026 | 44364.7311 | 0 | 0
Preferred Plan | Residential Charitable | DLC-Water Heating | Winter Evening | RIM | 2026 | 155552.2076 | 662182.0145 | 0.23491
Preferred Plan | Residential Charitable | DLC-Water Heating | Winter Evening | SCT | 2026 | 155552.2076 | 617817.2834 | 0.25178
Preferred Plan | Residential Charitable | DLC-Water Heating | Winter Evening | NS Test Broad | 2026 | 155552.2076 | 617817.2834 | 0.25178
Preferred Plan | General | C&I Curtailment | Winter Morning | TRC | 2026 | 305854.0092 | 161015.913 | 1.8995
Preferred Plan | General | C&I Curtailment | Winter Morning | PAC | 2026 | 305854.0092 | 322242.5864 | 0.94914
Preferred Plan | General | C&I Curtailment | Winter Morning | PCT | 2026 | 161226.6734 | 0 | 0
Preferred Plan | General | C&I Curtailment | Winter Morning | RIM | 2026 | 305854.0092 | 322242.5864 | 0.94914
Preferred Plan | General | C&I Curtailment | Winter Morning | SCT | 2026 | 305854.0092 | 161015.913 | 1.8995
Preferred Plan | General | C&I Curtailment | Winter Morning | NS Test Broad | 2026 | 305854.0092 | 161015.913 | 1.8995
Preferred Plan | General | C&I Curtailment | Winter Evening | TRC | 2026 | 358460.6436 | 186606.5528 | 1.9209
Preferred Plan | General | C&I Curtailment | Winter Evening | PAC | 2026 | 358460.6436 | 375564.0794 | 0.95446
Preferred Plan | General | C&I Curtailment | Winter Evening | PCT | 2026 | 188957.5266 | 0 | 0
Preferred Plan | General | C&I Curtailment | Winter Evening | RIM | 2026 | 358460.6436 | 375564.0794 | 0.95446
Preferred Plan | General | C&I Curtailment | Winter Evening | SCT | 2026 | 358460.6436 | 186606.5528 | 1.9209
Preferred Plan | General | C&I Curtailment | Winter Evening | NS Test Broad | 2026 | 358460.6436 | 186606.5528 | 1.9209
Preferred Plan | Large General | C&I Curtailment | Winter Morning | TRC | 2026 | 187942.0476 | 98941.0545 | 1.8995
Preferred Plan | Large General | C&I Curtailment | Winter Morning | PAC | 2026 | 187942.0476 | 198012.0826 | 0.94914
Preferred Plan | Large General | C&I Curtailment | Winter Morning | PCT | 2026 | 99071.028 | 0 | 0
Preferred Plan | Large General | C&I Curtailment | Winter Morning | RIM | 2026 | 187942.0476 | 198012.0826 | 0.94914
Preferred Plan | Large General | C&I Curtailment | Winter Morning | SCT | 2026 | 187942.0476 | 98941.0545 | 1.8995
Preferred Plan | Large General | C&I Curtailment | Winter Morning | NS Test Broad | 2026 | 187942.0476 | 98941.0545 | 1.8995
Preferred Plan | Large General | C&I Curtailment | Winter Evening | TRC | 2026 | 161820.7908 | 84239.8714 | 1.921
Preferred Plan | Large General | C&I Curtailment | Winter Evening | PAC | 2026 | 161820.7908 | 169541.4434 | 0.95446
Preferred Plan | Large General | C&I Curtailment | Winter Evening | PCT | 2026 | 85301.572 | 0 | 0
Preferred Plan | Large General | C&I Curtailment | Winter Evening | RIM | 2026 | 161820.7908 | 169541.4434 | 0.95446
Preferred Plan | Large General | C&I Curtailment | Winter Evening | SCT | 2026 | 161820.7908 | 84239.8714 | 1.921
Preferred Plan | Large General | C&I Curtailment | Winter Evening | NS Test Broad | 2026 | 161820.7908 | 84239.8714 | 1.921
Preferred Plan | Small Industrial | C&I Curtailment | Winter Morning | TRC | 2026 | 27916.5602 | 15095.1759 | 1.8494
Preferred Plan | Small Industrial | C&I Curtailment | Winter Morning | PAC | 2026 | 27916.5602 | 30210.0743 | 0.92408
Preferred Plan | Small Industrial | C&I Curtailment | Winter Morning | PCT | 2026 | 15114.8984 | 0 | 0
Preferred Plan | Small Industrial | C&I Curtailment | Winter Morning | RIM | 2026 | 27916.5602 | 30210.0743 | 0.92408
Preferred Plan | Small Industrial | C&I Curtailment | Winter Morning | SCT | 2026 | 27916.5602 | 15095.1759 | 1.8494
Preferred Plan | Small Industrial | C&I Curtailment | Winter Morning | NS Test Broad | 2026 | 27916.5602 | 15095.1759 | 1.8494
Preferred Plan | Small Industrial | C&I Curtailment | Winter Evening | TRC | 2026 | 38360.7358 | 20511.3378 | 1.8702
Preferred Plan | Small Industrial | C&I Curtailment | Winter Evening | PAC | 2026 | 38360.7358 | 41281.0394 | 0.92926
Preferred Plan | Small Industrial | C&I Curtailment | Winter Evening | PCT | 2026 | 20769.7016 | 0 | 0
Preferred Plan | Small Industrial | C&I Curtailment | Winter Evening | RIM | 2026 | 38360.7358 | 41281.0394 | 0.92926
Preferred Plan | Small Industrial | C&I Curtailment | Winter Evening | SCT | 2026 | 38360.7358 | 20511.3378 | 1.8702
Preferred Plan | Small Industrial | C&I Curtailment | Winter Evening | NS Test Broad | 2026 | 38360.7358 | 20511.3378 | 1.8702
Preferred Plan | Medium Industrial | C&I Curtailment | Winter Morning | TRC | 2026 | 630885.7928 | 332126.9405 | 1.8995
Preferred Plan | Medium Industrial | C&I Curtailment | Winter Morning | PAC | 2026 | 630885.7928 | 664689.5834 | 0.94914
Preferred Plan | Medium Industrial | C&I Curtailment | Winter Morning | PCT | 2026 | 332562.6429 | 0 | 0
Preferred Plan | Medium Industrial | C&I Curtailment | Winter Morning | RIM | 2026 | 630885.7928 | 664689.5834 | 0.94914
Preferred Plan | Medium Industrial | C&I Curtailment | Winter Morning | SCT | 2026 | 630885.7928 | 332126.9405 | 1.8995
Preferred Plan | Medium Industrial | C&I Curtailment | Winter Morning | NS Test Broad | 2026 | 630885.7928 | 332126.9405 | 1.8995
Preferred Plan | Medium Industrial | C&I Curtailment | Winter Evening | TRC | 2026 | 610889.6536 | 318014.4984 | 1.9209
Preferred Plan | Medium Industrial | C&I Curtailment | Winter Evening | PAC | 2026 | 610889.6536 | 640036.4555 | 0.95446
Preferred Plan | Medium Industrial | C&I Curtailment | Winter Evening | PCT | 2026 | 322021.9571 | 0 | 0
Preferred Plan | Medium Industrial | C&I Curtailment | Winter Evening | RIM | 2026 | 610889.6536 | 640036.4555 | 0.95446
Preferred Plan | Medium Industrial | C&I Curtailment | Winter Evening | SCT | 2026 | 610889.6536 | 318014.4984 | 1.9209
Preferred Plan | Medium Industrial | C&I Curtailment | Winter Evening | NS Test Broad | 2026 | 610889.6536 | 318014.4984 | 1.9209
Preferred Plan | Large Industrial | C&I Curtailment | Winter Morning | TRC | 2026 | 11766.2773 | 6194.3055 | 1.8995
Preferred Plan | Large Industrial | C&I Curtailment | Winter Morning | PAC | 2026 | 11766.2773 | 12396.7344 | 0.94914
Preferred Plan | Large Industrial | C&I Curtailment | Winter Morning | PCT | 2026 | 6202.4289 | 0 | 0
Preferred Plan | Large Industrial | C&I Curtailment | Winter Morning | RIM | 2026 | 11766.2773 | 12396.7344 | 0.94914
Preferred Plan | Large Industrial | C&I Curtailment | Winter Morning | SCT | 2026 | 11766.2773 | 6194.3055 | 1.8995
Preferred Plan | Large Industrial | C&I Curtailment | Winter Morning | NS Test Broad | 2026 | 11766.2773 | 6194.3055 | 1.8995
Preferred Plan | Large Industrial | C&I Curtailment | Winter Evening | TRC | 2026 | 11707.7387 | 6094.7704 | 1.9209
Preferred Plan | Large Industrial | C&I Curtailment | Winter Evening | PAC | 2026 | 11707.7387 | 12266.3415 | 0.95446
Preferred Plan | Large Industrial | C&I Curtailment | Winter Evening | PCT | 2026 | 6171.5711 | 0 | 0
Preferred Plan | Large Industrial | C&I Curtailment | Winter Evening | RIM | 2026 | 11707.7387 | 12266.3415 | 0.95446
Preferred Plan | Large Industrial | C&I Curtailment | Winter Evening | SCT | 2026 | 11707.7387 | 6094.7704 | 1.9209
Preferred Plan | Large Industrial | C&I Curtailment | Winter Evening | NS Test Broad | 2026 | 11707.7387 | 6094.7704 | 1.9209
Preferred Plan | Large General | C&I Loadshift to BUGs | Winter Morning | TRC | 2026 | 586131.9816 | 297927.3469 | 1.9674
Preferred Plan | Large General | C&I Loadshift to BUGs | Winter Morning | PAC | 2026 | 586131.9816 | 606898.6426 | 0.96578
Preferred Plan | Large General | C&I Loadshift to BUGs | Winter Morning | PCT | 2026 | 308971.2958 | 0 | 0
Preferred Plan | Large General | C&I Loadshift to BUGs | Winter Morning | RIM | 2026 | 586131.9816 | 606898.6426 | 0.96578
Preferred Plan | Large General | C&I Loadshift to BUGs | Winter Morning | SCT | 2026 | 586131.9816 | 297927.3469 | 1.9674
Preferred Plan | Large General | C&I Loadshift to BUGs | Winter Morning | NS Test Broad | 2026 | 586131.9816 | 297927.3469 | 1.9674
Preferred Plan | Large General | C&I Loadshift to BUGs | Winter Evening | TRC | 2026 | 504668.0184 | 262821.493 | 1.9202
Preferred Plan | Large General | C&I Loadshift to BUGs | Winter Evening | PAC | 2026 | 504668.0184 | 528850.1972 | 0.95427
Preferred Plan | Large General | C&I Loadshift to BUGs | Winter Evening | PCT | 2026 | 266028.7042 | 0 | 0
Preferred Plan | Large General | C&I Loadshift to BUGs | Winter Evening | RIM | 2026 | 504668.0184 | 528850.1972 | 0.95427
Preferred Plan | Large General | C&I Loadshift to BUGs | Winter Evening | SCT | 2026 | 504668.0184 | 262821.493 | 1.9202
Preferred Plan | Large General | C&I Loadshift to BUGs | Winter Evening | NS Test Broad | 2026 | 504668.0184 | 262821.493 | 1.9202
Preferred Plan | Small Industrial | C&I Loadshift to BUGs | Winter Morning | TRC | 2026 | 152089.964 | 79402.8553 | 1.9154
Preferred Plan | Small Industrial | C&I Loadshift to BUGs | Winter Morning | PAC | 2026 | 152089.964 | 161749.1164 | 0.94028
Preferred Plan | Small Industrial | C&I Loadshift to BUGs | Winter Morning | PCT | 2026 | 82346.2611 | 0 | 0
Preferred Plan | Small Industrial | C&I Loadshift to BUGs | Winter Morning | RIM | 2026 | 152089.964 | 161749.1164 | 0.94028
Preferred Plan | Small Industrial | C&I Loadshift to BUGs | Winter Morning | SCT | 2026 | 152089.964 | 79402.8553 | 1.9154
Preferred Plan | Small Industrial | C&I Loadshift to BUGs | Winter Morning | NS Test Broad | 2026 | 152089.964 | 79402.8553 | 1.9154
Preferred Plan | Small Industrial | C&I Loadshift to BUGs | Winter Evening | TRC | 2026 | 208990.036 | 111789.5705 | 1.8695
Preferred Plan | Small Industrial | C&I Loadshift to BUGs | Winter Evening | PAC | 2026 | 208990.036 | 224943.3094 | 0.92908
Preferred Plan | Small Industrial | C&I Loadshift to BUGs | Winter Evening | PCT | 2026 | 113153.7389 | 0 | 0
Preferred Plan | Small Industrial | C&I Loadshift to BUGs | Winter Evening | RIM | 2026 | 208990.036 | 224943.3094 | 0.92908
Preferred Plan | Small Industrial | C&I Loadshift to BUGs | Winter Evening | SCT | 2026 | 208990.036 | 111789.5705 | 1.8695
Preferred Plan | Small Industrial | C&I Loadshift to BUGs | Winter Evening | NS Test Broad | 2026 | 208990.036 | 111789.5705 | 1.8695
Preferred Plan | Medium Industrial | C&I Loadshift to BUGs | Winter Morning | TRC | 2026 | 591866.9113 | 300842.377 | 1.9674
Preferred Plan | Medium Industrial | C&I Loadshift to BUGs | Winter Morning | PAC | 2026 | 591866.9113 | 612836.7609 | 0.96578
Preferred Plan | Medium Industrial | C&I Loadshift to BUGs | Winter Morning | PCT | 2026 | 311994.3839 | 0 | 0
Preferred Plan | Medium Industrial | C&I Loadshift to BUGs | Winter Morning | RIM | 2026 | 591866.9113 | 612836.7609 | 0.96578
Preferred Plan | Medium Industrial | C&I Loadshift to BUGs | Winter Morning | SCT | 2026 | 591866.9113 | 300842.377 | 1.9674
Preferred Plan | Medium Industrial | C&I Loadshift to BUGs | Winter Morning | NS Test Broad | 2026 | 591866.9113 | 300842.377 | 1.9674
Preferred Plan | Medium Industrial | C&I Loadshift to BUGs | Winter Evening | TRC | 2026 | 573107.4887 | 298463.4658 | 1.9202
Preferred Plan | Medium Industrial | C&I Loadshift to BUGs | Winter Evening | PAC | 2026 | 573107.4887 | 600569.0819 | 0.95427
Preferred Plan | Medium Industrial | C&I Loadshift to BUGs | Winter Evening | PCT | 2026 | 302105.6161 | 0 | 0
Preferred Plan | Medium Industrial | C&I Loadshift to BUGs | Winter Evening | RIM | 2026 | 573107.4887 | 600569.0819 | 0.95427
Preferred Plan | Medium Industrial | C&I Loadshift to BUGs | Winter Evening | SCT | 2026 | 573107.4887 | 298463.4658 | 1.9202
Preferred Plan | Medium Industrial | C&I Loadshift to BUGs | Winter Evening | NS Test Broad | 2026 | 573107.4887 | 298463.4658 | 1.9202
Preferred Plan | Small General | Dynamic Pricing | Winter Morning | TRC | 2026 | 561.0917 | 201.0821 | 2.7904
Preferred Plan | Small General | Dynamic Pricing | Winter Morning | PAC | 2026 | 561.0917 | 201.0821 | 2.7904
Preferred Plan | Small General | Dynamic Pricing | Winter Morning | RIM | 2026 | 561.0917 | 201.0821 | 2.7904
Preferred Plan | Small General | Dynamic Pricing | Winter Morning | SCT | 2026 | 561.0917 | 201.0821 | 2.7904
Preferred Plan | Small General | Dynamic Pricing | Winter Morning | NS Test Broad | 2026 | 561.0917 | 201.0821 | 2.7904
Preferred Plan | Small General | Dynamic Pricing | Winter Evening | TRC | 2026 | 651.9244 | 202.3787 | 3.2213
Preferred Plan | Small General | Dynamic Pricing | Winter Evening | PAC | 2026 | 651.9244 | 202.3787 | 3.2213
Preferred Plan | Small General | Dynamic Pricing | Winter Evening | RIM | 2026 | 651.9244 | 202.3787 | 3.2213
Preferred Plan | Small General | Dynamic Pricing | Winter Evening | SCT | 2026 | 651.9244 | 202.3787 | 3.2213
Preferred Plan | Small General | Dynamic Pricing | Winter Evening | NS Test Broad | 2026 | 651.9244 | 202.3787 | 3.2213
Preferred Plan | Residential Charitable | Dynamic Pricing | Winter Morning | TRC | 2026 | 1962323.7913 | 265915.9887 | 7.3795
Preferred Plan | Residential Charitable | Dynamic Pricing | Winter Morning | PAC | 2026 | 1962323.7913 | 265915.9887 | 7.3795
Preferred Plan | Residential Charitable | Dynamic Pricing | Winter Morning | RIM | 2026 | 1962323.7913 | 265915.9887 | 7.3795
Preferred Plan | Residential Charitable | Dynamic Pricing | Winter Morning | SCT | 2026 | 1962323.7913 | 265915.9887 | 7.3795
Preferred Plan | Residential Charitable | Dynamic Pricing | Winter Morning | NS Test Broad | 2026 | 1962323.7913 | 265915.9887 | 7.3795
Preferred Plan | Residential Charitable | Dynamic Pricing | Winter Evening | TRC | 2026 | 2236108.6005 | 265914.6921 | 8.4091
Preferred Plan | Residential Charitable | Dynamic Pricing | Winter Evening | PAC | 2026 | 2236108.6005 | 265914.6921 | 8.4091
Preferred Plan | Residential Charitable | Dynamic Pricing | Winter Evening | RIM | 2026 | 2236108.6005 | 265914.6921 | 8.4091
Preferred Plan | Residential Charitable | Dynamic Pricing | Winter Evening | SCT | 2026 | 2236108.6005 | 265914.6921 | 8.4091
Preferred Plan | Residential Charitable | Dynamic Pricing | Winter Evening | NS Test Broad | 2026 | 2236108.6005 | 265914.6921 | 8.4091
Preferred Plan | Residential Charitable | BTM Battery Control | Winter Morning | TRC | 2026 | 20144.4163 | 68297.1618 | 0.29495
Preferred Plan | Residential Charitable | BTM Battery Control | Winter Morning | PAC | 2026 | 20144.4163 | 101321.694 | 0.19882
Preferred Plan | Residential Charitable | BTM Battery Control | Winter Morning | PCT | 2026 | 33024.5322 | 0 | 0
Preferred Plan | Residential Charitable | BTM Battery Control | Winter Morning | RIM | 2026 | 20144.4163 | 101321.694 | 0.19882
Preferred Plan | Residential Charitable | BTM Battery Control | Winter Morning | SCT | 2026 | 20144.4163 | 68297.1618 | 0.29495
Preferred Plan | Residential Charitable | BTM Battery Control | Winter Morning | NS Test Broad | 2026 | 20144.4163 | 68297.1618 | 0.29495
Preferred Plan | Residential Charitable | BTM Battery Control | Winter Evening | TRC | 2026 | 26199.4551 | 78323.1525 | 0.3345
Preferred Plan | Residential Charitable | BTM Battery Control | Winter Evening | PAC | 2026 | 26199.4551 | 119555.6847 | 0.21914
Preferred Plan | Residential Charitable | BTM Battery Control | Winter Evening | PCT | 2026 | 41232.5322 | 0 | 0
Preferred Plan | Residential Charitable | BTM Battery Control | Winter Evening | RIM | 2026 | 26199.4551 | 119555.6847 | 0.21914
Preferred Plan | Residential Charitable | BTM Battery Control | Winter Evening | SCT | 2026 | 26199.4551 | 78323.1525 | 0.3345
Preferred Plan | Residential Charitable | BTM Battery Control | Winter Evening | NS Test Broad | 2026 | 26199.4551 | 78323.1525 | 0.3345
Preferred Plan | EV Res LDV | EV Charging Control | Winter Morning | TRC | 2026 | 552.3583 | 34628.714 | 0.015951
Preferred Plan | EV Res LDV | EV Charging Control | Winter Morning | PAC | 2026 | 552.3583 | 49339.3896 | 0.011195
Preferred Plan | EV Res LDV | EV Charging Control | Winter Morning | PCT | 2026 | 14710.6756 | 0 | 0
Preferred Plan | EV Res LDV | EV Charging Control | Winter Morning | RIM | 2026 | 552.3583 | 49339.3896 | 0.011195
Preferred Plan | EV Res LDV | EV Charging Control | Winter Morning | SCT | 2026 | 552.3583 | 34628.714 | 0.015951
Preferred Plan | EV Res LDV | EV Charging Control | Winter Morning | NS Test Broad | 2026 | 552.3583 | 34628.714 | 0.015951
Preferred Plan | EV Res LDV | EV Charging Control | Winter Evening | TRC | 2026 | 6711.434 | 46005.7661 | 0.14588
Preferred Plan | EV Res LDV | EV Charging Control | Winter Evening | PAC | 2026 | 6711.434 | 60716.4418 | 0.11054
Preferred Plan | EV Res LDV | EV Charging Control | Winter Evening | PCT | 2026 | 14710.6756 | 0 | 0
Preferred Plan | EV Res LDV | EV Charging Control | Winter Evening | RIM | 2026 | 6711.434 | 60716.4418 | 0.11054
Preferred Plan | EV Res LDV | EV Charging Control | Winter Evening | SCT | 2026 | 6711.434 | 46005.7661 | 0.14588
Preferred Plan | EV Res LDV | EV Charging Control | Winter Evening | NS Test Broad | 2026 | 6711.434 | 46005.7661 | 0.14588
Preferred Plan | EV Com LDV | EV Charging Control | Winter Morning | TRC | 2026 | 193.3818 | 12048.5869 | 0.01605
Preferred Plan | EV Com LDV | EV Charging Control | Winter Morning | PAC | 2026 | 193.3818 | 17198.8253 | 0.011244
Preferred Plan | EV Com LDV | EV Charging Control | Winter Morning | PCT | 2026 | 5150.2384 | 0 | 0
Preferred Plan | EV Com LDV | EV Charging Control | Winter Morning | RIM | 2026 | 193.3818 | 17198.8253 | 0.011244
Preferred Plan | EV Com LDV | EV Charging Control | Winter Morning | SCT | 2026 | 193.3818 | 12048.5869 | 0.01605
Preferred Plan | EV Com LDV | EV Charging Control | Winter Morning | NS Test Broad | 2026 | 193.3818 | 12048.5869 | 0.01605
Preferred Plan | EV Com LDV | EV Charging Control | Winter Evening | TRC | 2026 | 2349.6871 | 16031.7167 | 0.14656
Preferred Plan | EV Com LDV | EV Charging Control | Winter Evening | PAC | 2026 | 2349.6871 | 21181.9551 | 0.11093
Preferred Plan | EV Com LDV | EV Charging Control | Winter Evening | PCT | 2026 | 5150.2384 | 0 | 0
Preferred Plan | EV Com LDV | EV Charging Control | Winter Evening | RIM | 2026 | 2349.6871 | 21181.9551 | 0.11093
Preferred Plan | EV Com LDV | EV Charging Control | Winter Evening | SCT | 2026 | 2349.6871 | 16031.7167 | 0.14656
Preferred Plan | EV Com LDV | EV Charging Control | Winter Evening | NS Test Broad | 2026 | 2349.6871 | 16031.7167 | 0.14656
Preferred Plan | Residential Charitable | Behavioral DR | Winter Morning | TRC | 2026 | 55738.0506 | 386027.6285 | 0.14439
Preferred Plan | Residential Charitable | Behavioral DR | Winter Morning | PAC | 2026 | 55738.0506 | 386027.6285 | 0.14439
Preferred Plan | Residential Charitable | Behavioral DR | Winter Morning | RIM | 2026 | 55738.0506 | 386027.6285 | 0.14439
Preferred Plan | Residential Charitable | Behavioral DR | Winter Morning | SCT | 2026 | 55738.0506 | 386027.6285 | 0.14439
Preferred Plan | Residential Charitable | Behavioral DR | Winter Morning | NS Test Broad | 2026 | 55738.0506 | 386027.6285 | 0.14439
Preferred Plan | Residential Charitable | Behavioral DR | Winter Evening | TRC | 2026 | 63514.663 | 386027.6285 | 0.16453
Preferred Plan | Residential Charitable | Behavioral DR | Winter Evening | PAC | 2026 | 63514.663 | 386027.6285 | 0.16453
Preferred Plan | Residential Charitable | Behavioral DR | Winter Evening | RIM | 2026 | 63514.663 | 386027.6285 | 0.16453
Preferred Plan | Residential Charitable | Behavioral DR | Winter Evening | SCT | 2026 | 63514.663 | 386027.6285 | 0.16453
Preferred Plan | Residential Charitable | Behavioral DR | Winter Evening | NS Test Broad | 2026 | 63514.663 | 386027.6285 | 0.16453
Preferred Plan | Residential Charitable | Time-of-Use Rates (TOU) | Winter Morning | TRC | 2026 | 472007.3909 | 0 | 0
Preferred Plan | Residential Charitable | Time-of-Use Rates (TOU) | Winter Morning | PAC | 2026 | 472007.3909 | 0 | 0
Preferred Plan | Residential Charitable | Time-of-Use Rates (TOU) | Winter Morning | RIM | 2026 | 472007.3909 | 0 | 0
Preferred Plan | Residential Charitable | Time-of-Use Rates (TOU) | Winter Morning | SCT | 2026 | 472007.3909 | 0 | 0
Preferred Plan | Residential Charitable | Time-of-Use Rates (TOU) | Winter Morning | NS Test Broad | 2026 | 472007.3909 | 0 | 0
Preferred Plan | Residential Charitable | Time-of-Use Rates (TOU) | Winter Evening | TRC | 2026 | 537862.1973 | 0 | 0
Preferred Plan | Residential Charitable | Time-of-Use Rates (TOU) | Winter Evening | PAC | 2026 | 537862.1973 | 0 | 0
Preferred Plan | Residential Charitable | Time-of-Use Rates (TOU) | Winter Evening | RIM | 2026 | 537862.1973 | 0 | 0
Preferred Plan | Residential Charitable | Time-of-Use Rates (TOU) | Winter Evening | SCT | 2026 | 537862.1973 | 0 | 0
Preferred Plan | Residential Charitable | Time-of-Use Rates (TOU) | Winter Evening | NS Test Broad | 2026 | 537862.1973 | 0 | 0
Preferred Plan | Residential Charitable | DLC-Thermostat | Winter Morning | TRC | 2027 | 1546677.8235 | 1583449.2406 | 0.97678
Preferred Plan | Residential Charitable | DLC-Thermostat | Winter Morning | PAC | 2027 | 1546677.8235 | 1817080.5485 | 0.85119
Preferred Plan | Residential Charitable | DLC-Thermostat | Winter Morning | PCT | 2027 | 233631.3079 | 0 | 0
Preferred Plan | Residential Charitable | DLC-Thermostat | Winter Morning | RIM | 2027 | 1546677.8235 | 1817080.5485 | 0.85119
Preferred Plan | Residential Charitable | DLC-Thermostat | Winter Morning | SCT | 2027 | 1546677.8235 | 1583449.2406 | 0.97678
Preferred Plan | Residential Charitable | DLC-Thermostat | Winter Morning | NS Test Broad | 2027 | 1546677.8235 | 1583449.2406 | 0.97678
Preferred Plan | Residential Charitable | DLC-Thermostat | Winter Evening | TRC | 2027 | 1545806.346 | 1583449.2406 | 0.97623
Preferred Plan | Residential Charitable | DLC-Thermostat | Winter Evening | PAC | 2027 | 1545806.346 | 1817080.5485 | 0.85071
Preferred Plan | Residential Charitable | DLC-Thermostat | Winter Evening | PCT | 2027 | 233631.3079 | 0 | 0
Preferred Plan | Residential Charitable | DLC-Thermostat | Winter Evening | RIM | 2027 | 1545806.346 | 1817080.5485 | 0.85071
Preferred Plan | Residential Charitable | DLC-Thermostat | Winter Evening | SCT | 2027 | 1545806.346 | 1583449.2406 | 0.97623
Preferred Plan | Residential Charitable | DLC-Thermostat | Winter Evening | NS Test Broad | 2027 | 1545806.346 | 1583449.2406 | 0.97623
Preferred Plan | Residential Charitable | DLC-Water Heating | Winter Morning | TRC | 2027 | 598852.2305 | 471605.6124 | 1.2698
Preferred Plan | Residential Charitable | DLC-Water Heating | Winter Morning | PAC | 2027 | 598852.2305 | 525081.5378 | 1.1405
Preferred Plan | Residential Charitable | DLC-Water Heating | Winter Morning | PCT | 2027 | 53475.9254 | 0 | 0
Preferred Plan | Residential Charitable | DLC-Water Heating | Winter Morning | RIM | 2027 | 598852.2305 | 525081.5378 | 1.1405
Preferred Plan | Residential Charitable | DLC-Water Heating | Winter Morning | SCT | 2027 | 598852.2305 | 471605.6124 | 1.2698
Preferred Plan | Residential Charitable | DLC-Water Heating | Winter Morning | NS Test Broad | 2027 | 598852.2305 | 471605.6124 | 1.2698
Preferred Plan | Residential Charitable | DLC-Water Heating | Winter Evening | TRC | 2027 | 506108.8007 | 471605.6124 | 1.0732
Preferred Plan | Residential Charitable | DLC-Water Heating | Winter Evening | PAC | 2027 | 506108.8007 | 525081.5378 | 0.96387
Preferred Plan | Residential Charitable | DLC-Water Heating | Winter Evening | PCT | 2027 | 53475.9254 | 0 | 0
Preferred Plan | Residential Charitable | DLC-Water Heating | Winter Evening | RIM | 2027 | 506108.8007 | 525081.5378 | 0.96387
Preferred Plan | Residential Charitable | DLC-Water Heating | Winter Evening | SCT | 2027 | 506108.8007 | 471605.6124 | 1.0732
Preferred Plan | Residential Charitable | DLC-Water Heating | Winter Evening | NS Test Broad | 2027 | 506108.8007 | 471605.6124 | 1.0732
Preferred Plan | General | C&I Curtailment | Winter Morning | TRC | 2027 | 1480322.3172 | 228917.2598 | 6.4666
Preferred Plan | General | C&I Curtailment | Winter Morning | PAC | 2027 | 1480322.3172 | 522259.1432 | 2.8345
Preferred Plan | General | C&I Curtailment | Winter Morning | PCT | 2027 | 293341.8835 | 0 | 0
Preferred Plan | General | C&I Curtailment | Winter Morning | RIM | 2027 | 1480322.3172 | 522259.1432 | 2.8345
Preferred Plan | General | C&I Curtailment | Winter Morning | SCT | 2027 | 1480322.3172 | 228917.2598 | 6.4666
Preferred Plan | General | C&I Curtailment | Winter Morning | NS Test Broad | 2027 | 1480322.3172 | 228917.2598 | 6.4666
Preferred Plan | General | C&I Curtailment | Winter Evening | TRC | 2027 | 1722265.8721 | 264966.3786 | 6.4999
Preferred Plan | General | C&I Curtailment | Winter Evening | PAC | 2027 | 1722265.8721 | 606251.9952 | 2.8408
Preferred Plan | General | C&I Curtailment | Winter Evening | PCT | 2027 | 341285.6165 | 0 | 0
Preferred Plan | General | C&I Curtailment | Winter Evening | RIM | 2027 | 1722265.8721 | 606251.9952 | 2.8408
Preferred Plan | General | C&I Curtailment | Winter Evening | SCT | 2027 | 1722265.8721 | 264966.3786 | 6.4999
Preferred Plan | General | C&I Curtailment | Winter Evening | NS Test Broad | 2027 | 1722265.8721 | 264966.3786 | 6.4999
Preferred Plan | Large General | C&I Curtailment | Winter Morning | TRC | 2027 | 909119.8585 | 140587.3944 | 6.4666
Preferred Plan | Large General | C&I Curtailment | Winter Morning | PAC | 2027 | 909119.8585 | 320739.3306 | 2.8345
Preferred Plan | Large General | C&I Curtailment | Winter Morning | PCT | 2027 | 180151.9361 | 0 | 0
Preferred Plan | Large General | C&I Curtailment | Winter Morning | RIM | 2027 | 909119.8585 | 320739.3306 | 2.8345
Preferred Plan | Large General | C&I Curtailment | Winter Morning | SCT | 2027 | 909119.8585 | 140587.3944 | 6.4666
Preferred Plan | Large General | C&I Curtailment | Winter Morning | NS Test Broad | 2027 | 909119.8585 | 140587.3944 | 6.4666
Preferred Plan | Large General | C&I Curtailment | Winter Evening | TRC | 2027 | 777048.4815 | 119547.8223 | 6.4999
Preferred Plan | Large General | C&I Curtailment | Winter Evening | PAC | 2027 | 777048.4815 | 273528.3862 | 2.8408
Preferred Plan | Large General | C&I Curtailment | Winter Evening | PCT | 2027 | 153980.5639 | 0 | 0
Preferred Plan | Large General | C&I Curtailment | Winter Evening | RIM | 2027 | 777048.4815 | 273528.3862 | 2.8408
Preferred Plan | Large General | C&I Curtailment | Winter Evening | SCT | 2027 | 777048.4815 | 119547.8223 | 6.4999
Preferred Plan | Large General | C&I Curtailment | Winter Evening | NS Test Broad | 2027 | 777048.4815 | 119547.8223 | 6.4999
Preferred Plan | Small Industrial | C&I Curtailment | Winter Morning | TRC | 2027 | 137927.7266 | 21466.9423 | 6.4251
Preferred Plan | Small Industrial | C&I Curtailment | Winter Morning | PAC | 2027 | 137927.7266 | 48975.4638 | 2.8163
Preferred Plan | Small Industrial | C&I Curtailment | Winter Morning | PCT | 2027 | 27508.5215 | 0 | 0
Preferred Plan | Small Industrial | C&I Curtailment | Winter Morning | RIM | 2027 | 137927.7266 | 48975.4638 | 2.8163
Preferred Plan | Small Industrial | C&I Curtailment | Winter Morning | SCT | 2027 | 137927.7266 | 21466.9423 | 6.4251
Preferred Plan | Small Industrial | C&I Curtailment | Winter Morning | NS Test Broad | 2027 | 137927.7266 | 21466.9423 | 6.4251
Preferred Plan | Small Industrial | C&I Curtailment | Winter Evening | TRC | 2027 | 188145.2284 | 29132.6604 | 6.4582
Preferred Plan | Small Industrial | C&I Curtailment | Winter Evening | PAC | 2027 | 188145.2284 | 66656.6389 | 2.8226
Preferred Plan | Small Industrial | C&I Curtailment | Winter Evening | PCT | 2027 | 37523.9785 | 0 | 0
Preferred Plan | Small Industrial | C&I Curtailment | Winter Evening | RIM | 2027 | 188145.2284 | 66656.6389 | 2.8226
Preferred Plan | Small Industrial | C&I Curtailment | Winter Evening | SCT | 2027 | 188145.2284 | 29132.6604 | 6.4582
Preferred Plan | Small Industrial | C&I Curtailment | Winter Evening | NS Test Broad | 2027 | 188145.2284 | 29132.6604 | 6.4582
Preferred Plan | Medium Industrial | C&I Curtailment | Winter Morning | TRC | 2027 | 3052398.0201 | 472025.2862 | 6.4666
Preferred Plan | Medium Industrial | C&I Curtailment | Winter Morning | PAC | 2027 | 3052398.0201 | 1076890.9792 | 2.8345
Preferred Plan | Medium Industrial | C&I Curtailment | Winter Morning | PCT | 2027 | 604865.693 | 0 | 0
Preferred Plan | Medium Industrial | C&I Curtailment | Winter Morning | RIM | 2027 | 3052398.0201 | 1076890.9792 | 2.8345
Preferred Plan | Medium Industrial | C&I Curtailment | Winter Morning | SCT | 2027 | 3052398.0201 | 472025.2862 | 6.4666
Preferred Plan | Medium Industrial | C&I Curtailment | Winter Morning | NS Test Broad | 2027 | 3052398.0201 | 472025.2862 | 6.4666
Preferred Plan | Medium Industrial | C&I Curtailment | Winter Evening | TRC | 2027 | 2934065.4151 | 451400.6827 | 6.4999
Preferred Plan | Medium Industrial | C&I Curtailment | Winter Evening | PAC | 2027 | 2934065.4151 | 1032817.4897 | 2.8408
Preferred Plan | Medium Industrial | C&I Curtailment | Winter Evening | PCT | 2027 | 581416.807 | 0 | 0
Preferred Plan | Medium Industrial | C&I Curtailment | Winter Evening | RIM | 2027 | 2934065.4151 | 1032817.4897 | 2.8408
Preferred Plan | Medium Industrial | C&I Curtailment | Winter Evening | SCT | 2027 | 2934065.4151 | 451400.6827 | 6.4999
Preferred Plan | Medium Industrial | C&I Curtailment | Winter Evening | NS Test Broad | 2027 | 2934065.4151 | 451400.6827 | 6.4999
Preferred Plan | Large Industrial | C&I Curtailment | Winter Morning | TRC | 2027 | 56931.3074 | 8803.8978 | 6.4666
Preferred Plan | Large Industrial | C&I Curtailment | Winter Morning | PAC | 2027 | 56931.3074 | 20085.4524 | 2.8345
Preferred Plan | Large Industrial | C&I Curtailment | Winter Morning | PCT | 2027 | 11281.5545 | 0 | 0
Preferred Plan | Large Industrial | C&I Curtailment | Winter Morning | RIM | 2027 | 56931.3074 | 20085.4524 | 2.8345
Preferred Plan | Large Industrial | C&I Curtailment | Winter Morning | SCT | 2027 | 56931.3074 | 8803.8978 | 6.4666
Preferred Plan | Large Industrial | C&I Curtailment | Winter Morning | NS Test Broad | 2027 | 56931.3074 | 8803.8978 | 6.4666
Preferred Plan | Large Industrial | C&I Curtailment | Winter Evening | TRC | 2027 | 56234.353 | 8651.5487 | 6.4999
Preferred Plan | Large Industrial | C&I Curtailment | Winter Evening | PAC | 2027 | 56234.353 | 19794.9942 | 2.8408
Preferred Plan | Large Industrial | C&I Curtailment | Winter Evening | PCT | 2027 | 11143.4455 | 0 | 0
Preferred Plan | Large Industrial | C&I Curtailment | Winter Evening | RIM | 2027 | 56234.353 | 19794.9942 | 2.8408
Preferred Plan | Large Industrial | C&I Curtailment | Winter Evening | SCT | 2027 | 56234.353 | 8651.5487 | 6.4999
Preferred Plan | Large Industrial | C&I Curtailment | Winter Evening | NS Test Broad | 2027 | 56234.353 | 8651.5487 | 6.4999
Preferred Plan | Large General | C&I Loadshift to BUGs | Winter Morning | TRC | 2027 | 1623329.7366 | 245042.9278 | 6.6247
Preferred Plan | Large General | C&I Loadshift to BUGs | Winter Morning | PAC | 2027 | 1623329.7366 | 566723.2786 | 2.8644
Preferred Plan | Large General | C&I Loadshift to BUGs | Winter Morning | PCT | 2027 | 321680.3509 | 0 | 0
Preferred Plan | Large General | C&I Loadshift to BUGs | Winter Morning | RIM | 2027 | 1623329.7366 | 566723.2786 | 2.8644
Preferred Plan | Large General | C&I Loadshift to BUGs | Winter Morning | SCT | 2027 | 1623329.7366 | 245042.9278 | 6.6247
Preferred Plan | Large General | C&I Loadshift to BUGs | Winter Morning | NS Test Broad | 2027 | 1623329.7366 | 245042.9278 | 6.6247
Preferred Plan | Large General | C&I Loadshift to BUGs | Winter Evening | TRC | 2027 | 1387502.3134 | 215224.0567 | 6.4468
Preferred Plan | Large General | C&I Loadshift to BUGs | Winter Evening | PAC | 2027 | 1387502.3134 | 490172.6521 | 2.8306
Preferred Plan | Large General | C&I Loadshift to BUGs | Winter Evening | PCT | 2027 | 274948.5954 | 0 | 0
Preferred Plan | Large General | C&I Loadshift to BUGs | Winter Evening | RIM | 2027 | 1387502.3134 | 490172.6521 | 2.8306
Preferred Plan | Large General | C&I Loadshift to BUGs | Winter Evening | SCT | 2027 | 1387502.3134 | 215224.0567 | 6.4468
Preferred Plan | Large General | C&I Loadshift to BUGs | Winter Evening | NS Test Broad | 2027 | 1387502.3134 | 215224.0567 | 6.4468
Preferred Plan | Small Industrial | C&I Loadshift to BUGs | Winter Morning | TRC | 2027 | 432285.9162 | 65671.8831 | 6.5825
Preferred Plan | Small Industrial | C&I Loadshift to BUGs | Winter Morning | PAC | 2027 | 432285.9162 | 151887.6622 | 2.8461
Preferred Plan | Small Industrial | C&I Loadshift to BUGs | Winter Morning | PCT | 2027 | 86215.7791 | 0 | 0
Preferred Plan | Small Industrial | C&I Loadshift to BUGs | Winter Morning | RIM | 2027 | 432285.9162 | 151887.6622 | 2.8461
Preferred Plan | Small Industrial | C&I Loadshift to BUGs | Winter Morning | SCT | 2027 | 432285.9162 | 65671.8831 | 6.5825
Preferred Plan | Small Industrial | C&I Loadshift to BUGs | Winter Morning | NS Test Broad | 2027 | 432285.9162 | 65671.8831 | 6.5825
Preferred Plan | Small Industrial | C&I Loadshift to BUGs | Winter Evening | TRC | 2027 | 589675.0018 | 92053.9587 | 6.4058
Preferred Plan | Small Industrial | C&I Loadshift to BUGs | Winter Evening | PAC | 2027 | 589675.0018 | 209659.6631 | 2.8125
Preferred Plan | Small Industrial | C&I Loadshift to BUGs | Winter Evening | PCT | 2027 | 117605.7044 | 0 | 0
Preferred Plan | Small Industrial | C&I Loadshift to BUGs | Winter Evening | RIM | 2027 | 589675.0018 | 209659.6631 | 2.8125
Preferred Plan | Small Industrial | C&I Loadshift to BUGs | Winter Evening | SCT | 2027 | 589675.0018 | 92053.9587 | 6.4058
Preferred Plan | Small Industrial | C&I Loadshift to BUGs | Winter Evening | NS Test Broad | 2027 | 589675.0018 | 92053.9587 | 6.4058
Preferred Plan | Medium Industrial | C&I Loadshift to BUGs | Winter Morning | TRC | 2027 | 1640839.9749 | 247683.5928 | 6.6247
Preferred Plan | Medium Industrial | C&I Loadshift to BUGs | Winter Morning | PAC | 2027 | 1640839.9749 | 572833.7869 | 2.8644
Preferred Plan | Medium Industrial | C&I Loadshift to BUGs | Winter Morning | PCT | 2027 | 325150.194 | 0 | 0
Preferred Plan | Medium Industrial | C&I Loadshift to BUGs | Winter Morning | RIM | 2027 | 1640839.9749 | 572833.7869 | 2.8644
Preferred Plan | Medium Industrial | C&I Loadshift to BUGs | Winter Morning | SCT | 2027 | 1640839.9749 | 247683.5928 | 6.6247
Preferred Plan | Medium Industrial | C&I Loadshift to BUGs | Winter Morning | NS Test Broad | 2027 | 1640839.9749 | 247683.5928 | 6.6247
Preferred Plan | Medium Industrial | C&I Loadshift to BUGs | Winter Evening | TRC | 2027 | 1577229.3752 | 244651.275 | 6.4468
Preferred Plan | Medium Industrial | C&I Loadshift to BUGs | Winter Evening | PAC | 2027 | 1577229.3752 | 557196.3404 | 2.8307
Preferred Plan | Medium Industrial | C&I Loadshift to BUGs | Winter Evening | PCT | 2027 | 312545.0655 | 0 | 0
Preferred Plan | Medium Industrial | C&I Loadshift to BUGs | Winter Evening | RIM | 2027 | 1577229.3752 | 557196.3404 | 2.8307
Preferred Plan | Medium Industrial | C&I Loadshift to BUGs | Winter Evening | SCT | 2027 | 1577229.3752 | 244651.275 | 6.4468
Preferred Plan | Medium Industrial | C&I Loadshift to BUGs | Winter Evening | NS Test Broad | 2027 | 1577229.3752 | 244651.275 | 6.4468
Preferred Plan | Small General | Dynamic Pricing | Winter Morning | TRC | 2027 | 2587.5121 | 316.4027 | 8.1779
Preferred Plan | Small General | Dynamic Pricing | Winter Morning | PAC | 2027 | 2587.5121 | 316.4027 | 8.1779
Preferred Plan | Small General | Dynamic Pricing | Winter Morning | RIM | 2027 | 2587.5121 | 316.4027 | 8.1779
Preferred Plan | Small General | Dynamic Pricing | Winter Morning | SCT | 2027 | 2587.5121 | 316.4027 | 8.1779
Preferred Plan | Small General | Dynamic Pricing | Winter Morning | NS Test Broad | 2027 | 2587.5121 | 316.4027 | 8.1779
Preferred Plan | Small General | Dynamic Pricing | Winter Evening | TRC | 2027 | 2984.4372 | 318.1649 | 9.3802
Preferred Plan | Small General | Dynamic Pricing | Winter Evening | PAC | 2027 | 2984.4372 | 318.1649 | 9.3802
Preferred Plan | Small General | Dynamic Pricing | Winter Evening | RIM | 2027 | 2984.4372 | 318.1649 | 9.3802
Preferred Plan | Small General | Dynamic Pricing | Winter Evening | SCT | 2027 | 2984.4372 | 318.1649 | 9.3802
Preferred Plan | Small General | Dynamic Pricing | Winter Evening | NS Test Broad | 2027 | 2984.4372 | 318.1649 | 9.3802
Preferred Plan | Residential Charitable | Dynamic Pricing | Winter Morning | TRC | 2027 | 6790217.6862 | 341241.2999 | 19.8986
Preferred Plan | Residential Charitable | Dynamic Pricing | Winter Morning | PAC | 2027 | 6790217.6862 | 341241.2999 | 19.8986
Preferred Plan | Residential Charitable | Dynamic Pricing | Winter Morning | RIM | 2027 | 6790217.6862 | 341241.2999 | 19.8986
Preferred Plan | Residential Charitable | Dynamic Pricing | Winter Morning | SCT | 2027 | 6790217.6862 | 341241.2999 | 19.8986
Preferred Plan | Residential Charitable | Dynamic Pricing | Winter Morning | NS Test Broad | 2027 | 6790217.6862 | 341241.2999 | 19.8986
Preferred Plan | Residential Charitable | Dynamic Pricing | Winter Evening | TRC | 2027 | 7681084.2195 | 341239.5377 | 22.5094
Preferred Plan | Residential Charitable | Dynamic Pricing | Winter Evening | PAC | 2027 | 7681084.2195 | 341239.5377 | 22.5094
Preferred Plan | Residential Charitable | Dynamic Pricing | Winter Evening | RIM | 2027 | 7681084.2195 | 341239.5377 | 22.5094
Preferred Plan | Residential Charitable | Dynamic Pricing | Winter Evening | SCT | 2027 | 7681084.2195 | 341239.5377 | 22.5094
Preferred Plan | Residential Charitable | Dynamic Pricing | Winter Evening | NS Test Broad | 2027 | 7681084.2195 | 341239.5377 | 22.5094
Preferred Plan | Residential Charitable | Behavioral DR | Winter Morning | TRC | 2027 | 337517.3392 | 291949.7369 | 1.1561
Preferred Plan | Residential Charitable | Behavioral DR | Winter Morning | PAC | 2027 | 337517.3392 | 291949.7369 | 1.1561
Preferred Plan | Residential Charitable | Behavioral DR | Winter Morning | RIM | 2027 | 337517.3392 | 291949.7369 | 1.1561
Preferred Plan | Residential Charitable | Behavioral DR | Winter Morning | SCT | 2027 | 337517.3392 | 291949.7369 | 1.1561
Preferred Plan | Residential Charitable | Behavioral DR | Winter Morning | NS Test Broad | 2027 | 337517.3392 | 291949.7369 | 1.1561
Preferred Plan | Residential Charitable | Behavioral DR | Winter Evening | TRC | 2027 | 381799.1157 | 291949.7369 | 1.3078
Preferred Plan | Residential Charitable | Behavioral DR | Winter Evening | PAC | 2027 | 381799.1157 | 291949.7369 | 1.3078
Preferred Plan | Residential Charitable | Behavioral DR | Winter Evening | RIM | 2027 | 381799.1157 | 291949.7369 | 1.3078
Preferred Plan | Residential Charitable | Behavioral DR | Winter Evening | SCT | 2027 | 381799.1157 | 291949.7369 | 1.3078
Preferred Plan | Residential Charitable | Behavioral DR | Winter Evening | NS Test Broad | 2027 | 381799.1157 | 291949.7369 | 1.3078
Preferred Plan | Residential Charitable | Time-of-Use Rates (TOU) | Winter Morning | TRC | 2027 | 1417999.676 | 0 | 0
Preferred Plan | Residential Charitable | Time-of-Use Rates (TOU) | Winter Morning | PAC | 2027 | 1417999.676 | 0 | 0
Preferred Plan | Residential Charitable | Time-of-Use Rates (TOU) | Winter Morning | RIM | 2027 | 1417999.676 | 0 | 0
Preferred Plan | Residential Charitable | Time-of-Use Rates (TOU) | Winter Morning | SCT | 2027 | 1417999.676 | 0 | 0
Preferred Plan | Residential Charitable | Time-of-Use Rates (TOU) | Winter Morning | NS Test Broad | 2027 | 1417999.676 | 0 | 0
Preferred Plan | Residential Charitable | Time-of-Use Rates (TOU) | Winter Evening | TRC | 2027 | 1604039.1395 | 0 | 0
Preferred Plan | Residential Charitable | Time-of-Use Rates (TOU) | Winter Evening | PAC | 2027 | 1604039.1395 | 0 | 0
Preferred Plan | Residential Charitable | Time-of-Use Rates (TOU) | Winter Evening | RIM | 2027 | 1604039.1395 | 0 | 0
Preferred Plan | Residential Charitable | Time-of-Use Rates (TOU) | Winter Evening | SCT | 2027 | 1604039.1395 | 0 | 0
Preferred Plan | Residential Charitable | Time-of-Use Rates (TOU) | Winter Evening | NS Test Broad | 2027 | 1604039.1395 | 0 | 0
Preferred Plan | Residential Charitable | DLC-Thermostat | Winter Morning | TRC | 2028 | 826629.9972 | 1582204.6959 | 0.52245
Preferred Plan | Residential Charitable | DLC-Thermostat | Winter Morning | PAC | 2028 | 826629.9972 | 1811472.8935 | 0.45633
Preferred Plan | Residential Charitable | DLC-Thermostat | Winter Morning | PCT | 2028 | 229268.1976 | 0 | 0
Preferred Plan | Residential Charitable | DLC-Thermostat | Winter Morning | RIM | 2028 | 826629.9972 | 1811472.8935 | 0.45633
Preferred Plan | Residential Charitable | DLC-Thermostat | Winter Morning | SCT | 2028 | 826629.9972 | 1582204.6959 | 0.52245
Preferred Plan | Residential Charitable | DLC-Thermostat | Winter Morning | NS Test Broad | 2028 | 826629.9972 | 1582204.6959 | 0.52245
Preferred Plan | Residential Charitable | DLC-Thermostat | Winter Evening | TRC | 2028 | 827052.5086 | 1582204.6959 | 0.52272
Preferred Plan | Residential Charitable | DLC-Thermostat | Winter Evening | PAC | 2028 | 827052.5086 | 1811472.8935 | 0.45656
Preferred Plan | Residential Charitable | DLC-Thermostat | Winter Evening | PCT | 2028 | 229268.1976 | 0 | 0
Preferred Plan | Residential Charitable | DLC-Thermostat | Winter Evening | RIM | 2028 | 827052.5086 | 1811472.8935 | 0.45656
Preferred Plan | Residential Charitable | DLC-Thermostat | Winter Evening | SCT | 2028 | 827052.5086 | 1582204.6959 | 0.52272
Preferred Plan | Residential Charitable | DLC-Thermostat | Winter Evening | NS Test Broad | 2028 | 827052.5086 | 1582204.6959 | 0.52272
Preferred Plan | Residential Charitable | DLC-Water Heating | Winter Morning | TRC | 2028 | 320072.6766 | 479370.2077 | 0.66769
Preferred Plan | Residential Charitable | DLC-Water Heating | Winter Morning | PAC | 2028 | 320072.6766 | 531772.5648 | 0.6019
Preferred Plan | Residential Charitable | DLC-Water Heating | Winter Morning | PCT | 2028 | 52402.3572 | 0 | 0
Preferred Plan | Residential Charitable | DLC-Water Heating | Winter Morning | RIM | 2028 | 320072.6766 | 531772.5648 | 0.6019
Preferred Plan | Residential Charitable | DLC-Water Heating | Winter Morning | SCT | 2028 | 320072.6766 | 479370.2077 | 0.66769
Preferred Plan | Residential Charitable | DLC-Water Heating | Winter Morning | NS Test Broad | 2028 | 320072.6766 | 479370.2077 | 0.66769
Preferred Plan | Residential Charitable | DLC-Water Heating | Winter Evening | TRC | 2028 | 270866.3004 | 479370.2077 | 0.56505
Preferred Plan | Residential Charitable | DLC-Water Heating | Winter Evening | PAC | 2028 | 270866.3004 | 531772.5648 | 0.50936
Preferred Plan | Residential Charitable | DLC-Water Heating | Winter Evening | PCT | 2028 | 52402.3572 | 0 | 0
Preferred Plan | Residential Charitable | DLC-Water Heating | Winter Evening | RIM | 2028 | 270866.3004 | 531772.5648 | 0.50936
Preferred Plan | Residential Charitable | DLC-Water Heating | Winter Evening | SCT | 2028 | 270866.3004 | 479370.2077 | 0.56505
Preferred Plan | Residential Charitable | DLC-Water Heating | Winter Evening | NS Test Broad | 2028 | 270866.3004 | 479370.2077 | 0.56505
Preferred Plan | General | C&I Curtailment | Winter Morning | TRC | 2028 | 971574.1102 | 260356.3356 | 3.7317
Preferred Plan | General | C&I Curtailment | Winter Morning | PAC | 2028 | 971574.1102 | 613929.9715 | 1.5825
Preferred Plan | General | C&I Curtailment | Winter Morning | PCT | 2028 | 353573.6359 | 0 | 0
Preferred Plan | General | C&I Curtailment | Winter Morning | RIM | 2028 | 971574.1102 | 613929.9715 | 1.5825
Preferred Plan | General | C&I Curtailment | Winter Morning | SCT | 2028 | 971574.1102 | 260356.3356 | 3.7317
Preferred Plan | General | C&I Curtailment | Winter Morning | NS Test Broad | 2028 | 971574.1102 | 260356.3356 | 3.7317
Preferred Plan | General | C&I Curtailment | Winter Evening | TRC | 2028 | 1126439.7002 | 301062.2096 | 3.7416
Preferred Plan | General | C&I Curtailment | Winter Evening | PAC | 2028 | 1126439.7002 | 710994.2737 | 1.5843
Preferred Plan | General | C&I Curtailment | Winter Evening | PCT | 2028 | 409932.0641 | 0 | 0
Preferred Plan | General | C&I Curtailment | Winter Evening | RIM | 2028 | 1126439.7002 | 710994.2737 | 1.5843
Preferred Plan | General | C&I Curtailment | Winter Evening | SCT | 2028 | 1126439.7002 | 301062.2096 | 3.7416
Preferred Plan | General | C&I Curtailment | Winter Evening | NS Test Broad | 2028 | 1126439.7002 | 301062.2096 | 3.7416
Preferred Plan | Large General | C&I Curtailment | Winter Morning | TRC | 2028 | 596519.2624 | 159853.2502 | 3.7317
Preferred Plan | Large General | C&I Curtailment | Winter Morning | PAC | 2028 | 596519.2624 | 376937.549 | 1.5825
Preferred Plan | Large General | C&I Curtailment | Winter Morning | PCT | 2028 | 217084.2989 | 0 | 0
Preferred Plan | Large General | C&I Curtailment | Winter Morning | RIM | 2028 | 596519.2624 | 376937.549 | 1.5825
Preferred Plan | Large General | C&I Curtailment | Winter Morning | SCT | 2028 | 596519.2624 | 159853.2502 | 3.7317
Preferred Plan | Large General | C&I Curtailment | Winter Morning | NS Test Broad | 2028 | 596519.2624 | 159853.2502 | 3.7317
Preferred Plan | Large General | C&I Curtailment | Winter Evening | TRC | 2028 | 508088.7155 | 135797.7649 | 3.7415
Preferred Plan | Large General | C&I Curtailment | Winter Evening | PAC | 2028 | 508088.7155 | 320700.566 | 1.5843
Preferred Plan | Large General | C&I Curtailment | Winter Evening | PCT | 2028 | 184902.8011 | 0 | 0
Preferred Plan | Large General | C&I Curtailment | Winter Evening | RIM | 2028 | 508088.7155 | 320700.566 | 1.5843
Preferred Plan | Large General | C&I Curtailment | Winter Evening | SCT | 2028 | 508088.7155 | 135797.7649 | 3.7415
Preferred Plan | Large General | C&I Curtailment | Winter Evening | NS Test Broad | 2028 | 508088.7155 | 135797.7649 | 3.7415
Preferred Plan | Small Industrial | C&I Curtailment | Winter Morning | TRC | 2028 | 90847.7162 | 24418.4566 | 3.7205
Preferred Plan | Small Industrial | C&I Curtailment | Winter Morning | PAC | 2028 | 90847.7162 | 57579.8194 | 1.5778
Preferred Plan | Small Industrial | C&I Curtailment | Winter Morning | PCT | 2028 | 33161.3629 | 0 | 0
Preferred Plan | Small Industrial | C&I Curtailment | Winter Morning | RIM | 2028 | 90847.7162 | 57579.8194 | 1.5778
Preferred Plan | Small Industrial | C&I Curtailment | Winter Morning | SCT | 2028 | 90847.7162 | 24418.4566 | 3.7205
Preferred Plan | Small Industrial | C&I Curtailment | Winter Morning | NS Test Broad | 2028 | 90847.7162 | 24418.4566 | 3.7205
Preferred Plan | Small Industrial | C&I Curtailment | Winter Evening | TRC | 2028 | 123493.4008 | 33105.7955 | 3.7303
Preferred Plan | Small Industrial | C&I Curtailment | Winter Evening | PAC | 2028 | 123493.4008 | 78183.5327 | 1.5795
Preferred Plan | Small Industrial | C&I Curtailment | Winter Evening | PCT | 2028 | 45077.7371 | 0 | 0
Preferred Plan | Small Industrial | C&I Curtailment | Winter Evening | RIM | 2028 | 123493.4008 | 78183.5327 | 1.5795
Preferred Plan | Small Industrial | C&I Curtailment | Winter Evening | SCT | 2028 | 123493.4008 | 33105.7955 | 3.7303
Preferred Plan | Small Industrial | C&I Curtailment | Winter Evening | NS Test Broad | 2028 | 123493.4008 | 33105.7955 | 3.7303
Preferred Plan | Medium Industrial | C&I Curtailment | Winter Morning | TRC | 2028 | 2003036.0014 | 536764.6834 | 3.7317
Preferred Plan | Medium Industrial | C&I Curtailment | Winter Morning | PAC | 2028 | 2003036.0014 | 1265706.2169 | 1.5825
Preferred Plan | Medium Industrial | C&I Curtailment | Winter Morning | PCT | 2028 | 728941.5336 | 0 | 0
Preferred Plan | Medium Industrial | C&I Curtailment | Winter Morning | RIM | 2028 | 2003036.0014 | 1265706.2169 | 1.5825
Preferred Plan | Medium Industrial | C&I Curtailment | Winter Morning | SCT | 2028 | 2003036.0014 | 536764.6834 | 3.7317
Preferred Plan | Medium Industrial | C&I Curtailment | Winter Morning | NS Test Broad | 2028 | 2003036.0014 | 536764.6834 | 3.7317
Preferred Plan | Medium Industrial | C&I Curtailment | Winter Evening | TRC | 2028 | 1918692.9939 | 512810.3054 | 3.7415
Preferred Plan | Medium Industrial | C&I Curtailment | Winter Evening | PAC | 2028 | 1918692.9939 | 1211057.8718 | 1.5843
Preferred Plan | Medium Industrial | C&I Curtailment | Winter Evening | PCT | 2028 | 698247.5664 | 0 | 0
Preferred Plan | Medium Industrial | C&I Curtailment | Winter Evening | RIM | 2028 | 1918692.9939 | 1211057.8718 | 1.5843
Preferred Plan | Medium Industrial | C&I Curtailment | Winter Evening | SCT | 2028 | 1918692.9939 | 512810.3054 | 3.7415
Preferred Plan | Medium Industrial | C&I Curtailment | Winter Evening | NS Test Broad | 2028 | 1918692.9939 | 512810.3054 | 3.7415
Preferred Plan | Large Industrial | C&I Curtailment | Winter Morning | TRC | 2028 | 37360.1865 | 10011.607 | 3.7317
Preferred Plan | Large Industrial | C&I Curtailment | Winter Morning | PAC | 2028 | 37360.1865 | 23607.664 | 1.5825
Preferred Plan | Large Industrial | C&I Curtailment | Winter Morning | PCT | 2028 | 13596.057 | 0 | 0
Preferred Plan | Large Industrial | C&I Curtailment | Winter Morning | RIM | 2028 | 37360.1865 | 23607.664 | 1.5825
Preferred Plan | Large Industrial | C&I Curtailment | Winter Morning | SCT | 2028 | 37360.1865 | 10011.607 | 3.7317
Preferred Plan | Large Industrial | C&I Curtailment | Winter Morning | NS Test Broad | 2028 | 37360.1865 | 10011.607 | 3.7317
Preferred Plan | Large Industrial | C&I Curtailment | Winter Evening | TRC | 2028 | 36774.5771 | 9828.7552 | 3.7415
Preferred Plan | Large Industrial | C&I Curtailment | Winter Evening | PAC | 2028 | 36774.5771 | 23211.6982 | 1.5843
Preferred Plan | Large Industrial | C&I Curtailment | Winter Evening | PCT | 2028 | 13382.943 | 0 | 0
Preferred Plan | Large Industrial | C&I Curtailment | Winter Evening | RIM | 2028 | 36774.5771 | 23211.6982 | 1.5843
Preferred Plan | Large Industrial | C&I Curtailment | Winter Evening | SCT | 2028 | 36774.5771 | 9828.7552 | 3.7415
Preferred Plan | Large Industrial | C&I Curtailment | Winter Evening | NS Test Broad | 2028 | 36774.5771 | 9828.7552 | 3.7415
Preferred Plan | Large General | C&I Loadshift to BUGs | Winter Morning | TRC | 2028 | 883931.6458 | 232320.076 | 3.8048
Preferred Plan | Large General | C&I Loadshift to BUGs | Winter Morning | PAC | 2028 | 883931.6458 | 553999.0119 | 1.5955
Preferred Plan | Large General | C&I Loadshift to BUGs | Winter Morning | PCT | 2028 | 321678.9359 | 0 | 0
Preferred Plan | Large General | C&I Loadshift to BUGs | Winter Morning | RIM | 2028 | 883931.6458 | 553999.0119 | 1.5955
Preferred Plan | Large General | C&I Loadshift to BUGs | Winter Morning | SCT | 2028 | 883931.6458 | 232320.076 | 3.8048
Preferred Plan | Large General | C&I Loadshift to BUGs | Winter Morning | NS Test Broad | 2028 | 883931.6458 | 232320.076 | 3.8048
Preferred Plan | Large General | C&I Loadshift to BUGs | Winter Evening | TRC | 2028 | 752893.8674 | 203633.1143 | 3.6973
Preferred Plan | Large General | C&I Loadshift to BUGs | Winter Evening | PAC | 2028 | 752893.8674 | 477624.9995 | 1.5763
Preferred Plan | Large General | C&I Loadshift to BUGs | Winter Evening | PCT | 2028 | 273991.8853 | 0 | 0
Preferred Plan | Large General | C&I Loadshift to BUGs | Winter Evening | RIM | 2028 | 752893.8674 | 477624.9995 | 1.5763
Preferred Plan | Large General | C&I Loadshift to BUGs | Winter Evening | SCT | 2028 | 752893.8674 | 203633.1143 | 3.6973
Preferred Plan | Large General | C&I Loadshift to BUGs | Winter Evening | NS Test Broad | 2028 | 752893.8674 | 203633.1143 | 3.6973
Preferred Plan | Small Industrial | C&I Loadshift to BUGs | Winter Morning | TRC | 2028 | 238453.4475 | 62849.5697 | 3.794
Preferred Plan | Small Industrial | C&I Loadshift to BUGs | Winter Morning | PAC | 2028 | 238453.4475 | 149890.1869 | 1.5909
Preferred Plan | Small Industrial | C&I Loadshift to BUGs | Winter Morning | PCT | 2028 | 87040.6173 | 0 | 0
Preferred Plan | Small Industrial | C&I Loadshift to BUGs | Winter Morning | RIM | 2028 | 238453.4475 | 149890.1869 | 1.5909
Preferred Plan | Small Industrial | C&I Loadshift to BUGs | Winter Morning | SCT | 2028 | 238453.4475 | 62849.5697 | 3.794
Preferred Plan | Small Industrial | C&I Loadshift to BUGs | Winter Morning | NS Test Broad | 2028 | 238453.4475 | 62849.5697 | 3.794
Preferred Plan | Small Industrial | C&I Loadshift to BUGs | Winter Evening | TRC | 2028 | 324140.533 | 87917.9301 | 3.6869
Preferred Plan | Small Industrial | C&I Loadshift to BUGs | Winter Evening | PAC | 2028 | 324140.533 | 206236.1694 | 1.5717
Preferred Plan | Small Industrial | C&I Loadshift to BUGs | Winter Evening | PCT | 2028 | 118318.2393 | 0 | 0
Preferred Plan | Small Industrial | C&I Loadshift to BUGs | Winter Evening | RIM | 2028 | 324140.533 | 206236.1694 | 1.5717
Preferred Plan | Small Industrial | C&I Loadshift to BUGs | Winter Evening | SCT | 2028 | 324140.533 | 87917.9301 | 3.6869
Preferred Plan | Small Industrial | C&I Loadshift to BUGs | Winter Evening | NS Test Broad | 2028 | 324140.533 | 87917.9301 | 3.6869
Preferred Plan | Medium Industrial | C&I Loadshift to BUGs | Winter Morning | TRC | 2028 | 898145.867 | 236036.1791 | 3.8051
Preferred Plan | Medium Industrial | C&I Loadshift to BUGs | Winter Morning | PAC | 2028 | 898145.867 | 562887.9308 | 1.5956
Preferred Plan | Medium Industrial | C&I Loadshift to BUGs | Winter Morning | PCT | 2028 | 326851.7517 | 0 | 0
Preferred Plan | Medium Industrial | C&I Loadshift to BUGs | Winter Morning | RIM | 2028 | 898145.867 | 562887.9308 | 1.5956
Preferred Plan | Medium Industrial | C&I Loadshift to BUGs | Winter Morning | SCT | 2028 | 898145.867 | 236036.1791 | 3.8051
Preferred Plan | Medium Industrial | C&I Loadshift to BUGs | Winter Morning | NS Test Broad | 2028 | 898145.867 | 236036.1791 | 3.8051
Preferred Plan | Medium Industrial | C&I Loadshift to BUGs | Winter Evening | TRC | 2028 | 860327.1141 | 232670.5336 | 3.6976
Preferred Plan | Medium Industrial | C&I Loadshift to BUGs | Winter Evening | PAC | 2028 | 860327.1141 | 545759.3475 | 1.5764
Preferred Plan | Medium Industrial | C&I Loadshift to BUGs | Winter Evening | PCT | 2028 | 313088.8139 | 0 | 0
Preferred Plan | Medium Industrial | C&I Loadshift to BUGs | Winter Evening | RIM | 2028 | 860327.1141 | 545759.3475 | 1.5764
Preferred Plan | Medium Industrial | C&I Loadshift to BUGs | Winter Evening | SCT | 2028 | 860327.1141 | 232670.5336 | 3.6976
Preferred Plan | Medium Industrial | C&I Loadshift to BUGs | Winter Evening | NS Test Broad | 2028 | 860327.1141 | 232670.5336 | 3.6976
Preferred Plan | Small General | Dynamic Pricing | Winter Morning | TRC | 2028 | 1782.6015 | 375.9697 | 4.7413
Preferred Plan | Small General | Dynamic Pricing | Winter Morning | PAC | 2028 | 1782.6015 | 375.9697 | 4.7413
Preferred Plan | Small General | Dynamic Pricing | Winter Morning | RIM | 2028 | 1782.6015 | 375.9697 | 4.7413
Preferred Plan | Small General | Dynamic Pricing | Winter Morning | SCT | 2028 | 1782.6015 | 375.9697 | 4.7413
Preferred Plan | Small General | Dynamic Pricing | Winter Morning | NS Test Broad | 2028 | 1782.6015 | 375.9697 | 4.7413
Preferred Plan | Small General | Dynamic Pricing | Winter Evening | TRC | 2028 | 2048.9078 | 377.7781 | 5.4236
Preferred Plan | Small General | Dynamic Pricing | Winter Evening | PAC | 2028 | 2048.9078 | 377.7781 | 5.4236
Preferred Plan | Small General | Dynamic Pricing | Winter Evening | RIM | 2028 | 2048.9078 | 377.7781 | 5.4236
Preferred Plan | Small General | Dynamic Pricing | Winter Evening | SCT | 2028 | 2048.9078 | 377.7781 | 5.4236
Preferred Plan | Small General | Dynamic Pricing | Winter Evening | NS Test Broad | 2028 | 2048.9078 | 377.7781 | 5.4236
Preferred Plan | Residential Charitable | Dynamic Pricing | Winter Morning | TRC | 2028 | 4649423.2926 | 479830.358 | 9.6897
Preferred Plan | Residential Charitable | Dynamic Pricing | Winter Morning | PAC | 2028 | 4649423.2926 | 479830.358 | 9.6897
Preferred Plan | Residential Charitable | Dynamic Pricing | Winter Morning | RIM | 2028 | 4649423.2926 | 479830.358 | 9.6897
Preferred Plan | Residential Charitable | Dynamic Pricing | Winter Morning | SCT | 2028 | 4649423.2926 | 479830.358 | 9.6897
Preferred Plan | Residential Charitable | Dynamic Pricing | Winter Morning | NS Test Broad | 2028 | 4649423.2926 | 479830.358 | 9.6897
Preferred Plan | Residential Charitable | Dynamic Pricing | Winter Evening | TRC | 2028 | 5241143.1554 | 479828.5495 | 10.9229
Preferred Plan | Residential Charitable | Dynamic Pricing | Winter Evening | PAC | 2028 | 5241143.1554 | 479828.5495 | 10.9229
Preferred Plan | Residential Charitable | Dynamic Pricing | Winter Evening | RIM | 2028 | 5241143.1554 | 479828.5495 | 10.9229
Preferred Plan | Residential Charitable | Dynamic Pricing | Winter Evening | SCT | 2028 | 5241143.1554 | 479828.5495 | 10.9229
Preferred Plan | Residential Charitable | Dynamic Pricing | Winter Evening | NS Test Broad | 2028 | 5241143.1554 | 479828.5495 | 10.9229
Preferred Plan | Residential Charitable | Behavioral DR | Winter Morning | TRC | 2028 | 403552.0222 | 256544.227 | 1.573
Preferred Plan | Residential Charitable | Behavioral DR | Winter Morning | PAC | 2028 | 403552.0222 | 256544.227 | 1.573
Preferred Plan | Residential Charitable | Behavioral DR | Winter Morning | RIM | 2028 | 403552.0222 | 256544.227 | 1.573
Preferred Plan | Residential Charitable | Behavioral DR | Winter Morning | SCT | 2028 | 403552.0222 | 256544.227 | 1.573
Preferred Plan | Residential Charitable | Behavioral DR | Winter Morning | NS Test Broad | 2028 | 403552.0222 | 256544.227 | 1.573
Preferred Plan | Residential Charitable | Behavioral DR | Winter Evening | TRC | 2028 | 454911.0257 | 256544.227 | 1.7732
Preferred Plan | Residential Charitable | Behavioral DR | Winter Evening | PAC | 2028 | 454911.0257 | 256544.227 | 1.7732
Preferred Plan | Residential Charitable | Behavioral DR | Winter Evening | RIM | 2028 | 454911.0257 | 256544.227 | 1.7732
Preferred Plan | Residential Charitable | Behavioral DR | Winter Evening | SCT | 2028 | 454911.0257 | 256544.227 | 1.7732
Preferred Plan | Residential Charitable | Behavioral DR | Winter Evening | NS Test Broad | 2028 | 454911.0257 | 256544.227 | 1.7732
Preferred Plan | Residential Charitable | Time-of-Use Rates (TOU) | Winter Morning | TRC | 2028 | 778890.5683 | 0 | 0
Preferred Plan | Residential Charitable | Time-of-Use Rates (TOU) | Winter Morning | PAC | 2028 | 778890.5683 | 0 | 0
Preferred Plan | Residential Charitable | Time-of-Use Rates (TOU) | Winter Morning | RIM | 2028 | 778890.5683 | 0 | 0
Preferred Plan | Residential Charitable | Time-of-Use Rates (TOU) | Winter Morning | SCT | 2028 | 778890.5683 | 0 | 0
Preferred Plan | Residential Charitable | Time-of-Use Rates (TOU) | Winter Morning | NS Test Broad | 2028 | 778890.5683 | 0 | 0
Preferred Plan | Residential Charitable | Time-of-Use Rates (TOU) | Winter Evening | TRC | 2028 | 878017.9205 | 0 | 0
Preferred Plan | Residential Charitable | Time-of-Use Rates (TOU) | Winter Evening | PAC | 2028 | 878017.9205 | 0 | 0
Preferred Plan | Residential Charitable | Time-of-Use Rates (TOU) | Winter Evening | RIM | 2028 | 878017.9205 | 0 | 0
Preferred Plan | Residential Charitable | Time-of-Use Rates (TOU) | Winter Evening | SCT | 2028 | 878017.9205 | 0 | 0
Preferred Plan | Residential Charitable | Time-of-Use Rates (TOU) | Winter Evening | NS Test Broad | 2028 | 878017.9205 | 0 | 0
Preferred Plan | Residential Charitable | DLC-Thermostat | Winter Morning | TRC | 2029 | 1336448.8616 | 1579640.9901 | 0.84605
Preferred Plan | Residential Charitable | DLC-Thermostat | Winter Morning | PAC | 2029 | 1336448.8616 | 1804575.2456 | 0.74059
Preferred Plan | Residential Charitable | DLC-Thermostat | Winter Morning | PCT | 2029 | 224934.2555 | 0 | 0
Preferred Plan | Residential Charitable | DLC-Thermostat | Winter Morning | RIM | 2029 | 1336448.8616 | 1804575.2456 | 0.74059
Preferred Plan | Residential Charitable | DLC-Thermostat | Winter Morning | SCT | 2029 | 1336448.8616 | 1579640.9901 | 0.84605
Preferred Plan | Residential Charitable | DLC-Thermostat | Winter Morning | NS Test Broad | 2029 | 1336448.8616 | 1579640.9901 | 0.84605
Preferred Plan | Residential Charitable | DLC-Thermostat | Winter Evening | TRC | 2029 | 1335836.0716 | 1579640.9901 | 0.84566
Preferred Plan | Residential Charitable | DLC-Thermostat | Winter Evening | PAC | 2029 | 1335836.0716 | 1804575.2456 | 0.74025
Preferred Plan | Residential Charitable | DLC-Thermostat | Winter Evening | PCT | 2029 | 224934.2555 | 0 | 0
Preferred Plan | Residential Charitable | DLC-Thermostat | Winter Evening | RIM | 2029 | 1335836.0716 | 1804575.2456 | 0.74025
Preferred Plan | Residential Charitable | DLC-Thermostat | Winter Evening | SCT | 2029 | 1335836.0716 | 1579640.9901 | 0.84566
Preferred Plan | Residential Charitable | DLC-Thermostat | Winter Evening | NS Test Broad | 2029 | 1335836.0716 | 1579640.9901 | 0.84566
Preferred Plan | Residential Charitable | DLC-Water Heating | Winter Morning | TRC | 2029 | 517572.329 | 485902.8566 | 1.0652
Preferred Plan | Residential Charitable | DLC-Water Heating | Winter Morning | PAC | 2029 | 517572.329 | 537260.0033 | 0.96336
Preferred Plan | Residential Charitable | DLC-Water Heating | Winter Morning | PCT | 2029 | 51357.1466 | 0 | 0
Preferred Plan | Residential Charitable | DLC-Water Heating | Winter Morning | RIM | 2029 | 517572.329 | 537260.0033 | 0.96336
Preferred Plan | Residential Charitable | DLC-Water Heating | Winter Morning | SCT | 2029 | 517572.329 | 485902.8566 | 1.0652
Preferred Plan | Residential Charitable | DLC-Water Heating | Winter Morning | NS Test Broad | 2029 | 517572.329 | 485902.8566 | 1.0652
Preferred Plan | Residential Charitable | DLC-Water Heating | Winter Evening | TRC | 2029 | 437346.081 | 485902.8566 | 0.90007
Preferred Plan | Residential Charitable | DLC-Water Heating | Winter Evening | PAC | 2029 | 437346.081 | 537260.0033 | 0.81403
Preferred Plan | Residential Charitable | DLC-Water Heating | Winter Evening | PCT | 2029 | 51357.1466 | 0 | 0
Preferred Plan | Residential Charitable | DLC-Water Heating | Winter Evening | RIM | 2029 | 437346.081 | 537260.0033 | 0.81403
Preferred Plan | Residential Charitable | DLC-Water Heating | Winter Evening | SCT | 2029 | 437346.081 | 485902.8566 | 0.90007
Preferred Plan | Residential Charitable | DLC-Water Heating | Winter Evening | NS Test Broad | 2029 | 437346.081 | 485902.8566 | 0.90007
Preferred Plan | General | C&I Curtailment | Winter Morning | TRC | 2029 | 1864096.3739 | 289873.3373 | 6.4307
Preferred Plan | General | C&I Curtailment | Winter Morning | PAC | 2029 | 1864096.3739 | 700851.0098 | 2.6598
Preferred Plan | General | C&I Curtailment | Winter Morning | PCT | 2029 | 410977.6725 | 0 | 0
Preferred Plan | General | C&I Curtailment | Winter Morning | RIM | 2029 | 1864096.3739 | 700851.0098 | 2.6598
Preferred Plan | General | C&I Curtailment | Winter Morning | SCT | 2029 | 1864096.3739 | 289873.3373 | 6.4307
Preferred Plan | General | C&I Curtailment | Winter Morning | NS Test Broad | 2029 | 1864096.3739 | 289873.3373 | 6.4307
Preferred Plan | General | C&I Curtailment | Winter Evening | TRC | 2029 | 2186495.7718 | 336510.1499 | 6.4976
Preferred Plan | General | C&I Curtailment | Winter Evening | PAC | 2029 | 2186495.7718 | 818567.2774 | 2.6711
Preferred Plan | General | C&I Curtailment | Winter Evening | PCT | 2029 | 482057.1275 | 0 | 0
Preferred Plan | General | C&I Curtailment | Winter Evening | RIM | 2029 | 2186495.7718 | 818567.2774 | 2.6711
Preferred Plan | General | C&I Curtailment | Winter Evening | SCT | 2029 | 2186495.7718 | 336510.1499 | 6.4976
Preferred Plan | General | C&I Curtailment | Winter Evening | NS Test Broad | 2029 | 2186495.7718 | 336510.1499 | 6.4976
Preferred Plan | Large General | C&I Curtailment | Winter Morning | TRC | 2029 | 1145526.9073 | 178132.0389 | 6.4308
Preferred Plan | Large General | C&I Curtailment | Winter Morning | PAC | 2029 | 1145526.9073 | 430686.5682 | 2.6598
Preferred Plan | Large General | C&I Curtailment | Winter Morning | PCT | 2029 | 252554.5293 | 0 | 0
Preferred Plan | Large General | C&I Curtailment | Winter Morning | RIM | 2029 | 1145526.9073 | 430686.5682 | 2.6598
Preferred Plan | Large General | C&I Curtailment | Winter Morning | SCT | 2029 | 1145526.9073 | 178132.0389 | 6.4308
Preferred Plan | Large General | C&I Curtailment | Winter Morning | NS Test Broad | 2029 | 1145526.9073 | 178132.0389 | 6.4308
Preferred Plan | Large General | C&I Curtailment | Winter Evening | TRC | 2029 | 987117.0139 | 151920.0221 | 6.4976
Preferred Plan | Large General | C&I Curtailment | Winter Evening | PAC | 2029 | 987117.0139 | 369549.8929 | 2.6711
Preferred Plan | Large General | C&I Curtailment | Winter Evening | PCT | 2029 | 217629.8707 | 0 | 0
Preferred Plan | Large General | C&I Curtailment | Winter Evening | RIM | 2029 | 987117.0139 | 369549.8929 | 2.6711
Preferred Plan | Large General | C&I Curtailment | Winter Evening | SCT | 2029 | 987117.0139 | 151920.0221 | 6.4976
Preferred Plan | Large General | C&I Curtailment | Winter Evening | NS Test Broad | 2029 | 987117.0139 | 151920.0221 | 6.4976
Preferred Plan | Small Industrial | C&I Curtailment | Winter Morning | TRC | 2029 | 174074.7086 | 27174.6769 | 6.4058
Preferred Plan | Small Industrial | C&I Curtailment | Winter Morning | PAC | 2029 | 174074.7086 | 65702.3458 | 2.6494
Preferred Plan | Small Industrial | C&I Curtailment | Winter Morning | PCT | 2029 | 38527.6689 | 0 | 0
Preferred Plan | Small Industrial | C&I Curtailment | Winter Morning | RIM | 2029 | 174074.7086 | 65702.3458 | 2.6494
Preferred Plan | Small Industrial | C&I Curtailment | Winter Morning | SCT | 2029 | 174074.7086 | 27174.6769 | 6.4058
Preferred Plan | Small Industrial | C&I Curtailment | Winter Morning | NS Test Broad | 2029 | 174074.7086 | 27174.6769 | 6.4058
Preferred Plan | Small Industrial | C&I Curtailment | Winter Evening | TRC | 2029 | 239394.2298 | 36987.2463 | 6.4723
Preferred Plan | Small Industrial | C&I Curtailment | Winter Evening | PAC | 2029 | 239394.2298 | 89971.9774 | 2.6608
Preferred Plan | Small Industrial | C&I Curtailment | Winter Evening | PCT | 2029 | 52984.7311 | 0 | 0
Preferred Plan | Small Industrial | C&I Curtailment | Winter Evening | RIM | 2029 | 239394.2298 | 89971.9774 | 2.6608
Preferred Plan | Small Industrial | C&I Curtailment | Winter Evening | SCT | 2029 | 239394.2298 | 36987.2463 | 6.4723
Preferred Plan | Small Industrial | C&I Curtailment | Winter Evening | NS Test Broad | 2029 | 239394.2298 | 36987.2463 | 6.4723
Preferred Plan | Medium Industrial | C&I Curtailment | Winter Morning | TRC | 2029 | 3845224.9284 | 597942.8784 | 6.4308
Preferred Plan | Medium Industrial | C&I Curtailment | Winter Morning | PAC | 2029 | 3845224.9284 | 1445700.33 | 2.6598
Preferred Plan | Medium Industrial | C&I Curtailment | Winter Morning | PCT | 2029 | 847757.4516 | 0 | 0
Preferred Plan | Medium Industrial | C&I Curtailment | Winter Morning | RIM | 2029 | 3845224.9284 | 1445700.33 | 2.6598
Preferred Plan | Medium Industrial | C&I Curtailment | Winter Morning | SCT | 2029 | 3845224.9284 | 597942.8784 | 6.4308
Preferred Plan | Medium Industrial | C&I Curtailment | Winter Morning | NS Test Broad | 2029 | 3845224.9284 | 597942.8784 | 6.4308
Preferred Plan | Medium Industrial | C&I Curtailment | Winter Evening | TRC | 2029 | 3726376.6443 | 573501.1922 | 6.4976
Preferred Plan | Medium Industrial | C&I Curtailment | Winter Evening | PAC | 2029 | 3726376.6443 | 1395056.1406 | 2.6711
Preferred Plan | Medium Industrial | C&I Curtailment | Winter Evening | PCT | 2029 | 821554.9484 | 0 | 0
Preferred Plan | Medium Industrial | C&I Curtailment | Winter Evening | RIM | 2029 | 3726376.6443 | 1395056.1406 | 2.6711
Preferred Plan | Medium Industrial | C&I Curtailment | Winter Evening | SCT | 2029 | 3726376.6443 | 573501.1922 | 6.4976
Preferred Plan | Medium Industrial | C&I Curtailment | Winter Evening | NS Test Broad | 2029 | 3726376.6443 | 573501.1922 | 6.4976
Preferred Plan | Large Industrial | C&I Curtailment | Winter Morning | TRC | 2029 | 71714.6165 | 11151.8241 | 6.4308
Preferred Plan | Large Industrial | C&I Curtailment | Winter Morning | PAC | 2029 | 71714.6165 | 26962.7588 | 2.6598
Preferred Plan | Large Industrial | C&I Curtailment | Winter Morning | PCT | 2029 | 15810.9348 | 0 | 0
Preferred Plan | Large Industrial | C&I Curtailment | Winter Morning | RIM | 2029 | 71714.6165 | 26962.7588 | 2.6598
Preferred Plan | Large Industrial | C&I Curtailment | Winter Morning | SCT | 2029 | 71714.6165 | 11151.8241 | 6.4308
Preferred Plan | Large Industrial | C&I Curtailment | Winter Morning | NS Test Broad | 2029 | 71714.6165 | 11151.8241 | 6.4308
Preferred Plan | Large Industrial | C&I Curtailment | Winter Evening | TRC | 2029 | 71415.848 | 10991.1327 | 6.4976
Preferred Plan | Large Industrial | C&I Curtailment | Winter Evening | PAC | 2029 | 71415.848 | 26736.1979 | 2.6711
Preferred Plan | Large Industrial | C&I Curtailment | Winter Evening | PCT | 2029 | 15745.0652 | 0 | 0
Preferred Plan | Large Industrial | C&I Curtailment | Winter Evening | RIM | 2029 | 71415.848 | 26736.1979 | 2.6711
Preferred Plan | Large Industrial | C&I Curtailment | Winter Evening | SCT | 2029 | 71415.848 | 10991.1327 | 6.4976
Preferred Plan | Large Industrial | C&I Curtailment | Winter Evening | NS Test Broad | 2029 | 71415.848 | 10991.1327 | 6.4976
Preferred Plan | Large General | C&I Loadshift to BUGs | Winter Morning | TRC | 2029 | 1448558.4008 | 221541.007 | 6.5386
Preferred Plan | Large General | C&I Loadshift to BUGs | Winter Morning | PAC | 2029 | 1448558.4008 | 540904.9457 | 2.678
Preferred Plan | Large General | C&I Loadshift to BUGs | Winter Morning | PCT | 2029 | 319363.9387 | 0 | 0
Preferred Plan | Large General | C&I Loadshift to BUGs | Winter Morning | RIM | 2029 | 1448558.4008 | 540904.9457 | 2.678
Preferred Plan | Large General | C&I Loadshift to BUGs | Winter Morning | SCT | 2029 | 1448558.4008 | 221541.007 | 6.5386
Preferred Plan | Large General | C&I Loadshift to BUGs | Winter Morning | NS Test Broad | 2029 | 1448558.4008 | 221541.007 | 6.5386
Preferred Plan | Large General | C&I Loadshift to BUGs | Winter Evening | TRC | 2029 | 1248243.6108 | 194752.1772 | 6.4094
Preferred Plan | Large General | C&I Loadshift to BUGs | Winter Evening | PAC | 2029 | 1248243.6108 | 469952.6771 | 2.6561
Preferred Plan | Large General | C&I Loadshift to BUGs | Winter Evening | PCT | 2029 | 275200.4999 | 0 | 0
Preferred Plan | Large General | C&I Loadshift to BUGs | Winter Evening | RIM | 2029 | 1248243.6108 | 469952.6771 | 2.6561
Preferred Plan | Large General | C&I Loadshift to BUGs | Winter Evening | SCT | 2029 | 1248243.6108 | 194752.1772 | 6.4094
Preferred Plan | Large General | C&I Loadshift to BUGs | Winter Evening | NS Test Broad | 2029 | 1248243.6108 | 194752.1772 | 6.4094
Preferred Plan | Small Industrial | C&I Loadshift to BUGs | Winter Morning | TRC | 2029 | 394365.4665 | 60525.8152 | 6.5157
Preferred Plan | Small Industrial | C&I Loadshift to BUGs | Winter Morning | PAC | 2029 | 394365.4665 | 147810.0752 | 2.6681
Preferred Plan | Small Industrial | C&I Loadshift to BUGs | Winter Morning | PCT | 2029 | 87284.26 | 0 | 0
Preferred Plan | Small Industrial | C&I Loadshift to BUGs | Winter Morning | RIM | 2029 | 394365.4665 | 147810.0752 | 2.6681
Preferred Plan | Small Industrial | C&I Loadshift to BUGs | Winter Morning | SCT | 2029 | 394365.4665 | 60525.8152 | 6.5157
Preferred Plan | Small Industrial | C&I Loadshift to BUGs | Winter Morning | NS Test Broad | 2029 | 394365.4665 | 60525.8152 | 6.5157
Preferred Plan | Small Industrial | C&I Loadshift to BUGs | Winter Evening | TRC | 2029 | 542346.5471 | 84914.4698 | 6.387
Preferred Plan | Small Industrial | C&I Loadshift to BUGs | Winter Evening | PAC | 2029 | 542346.5471 | 204951.139 | 2.6462
Preferred Plan | Small Industrial | C&I Loadshift to BUGs | Winter Evening | PCT | 2029 | 120036.6691 | 0 | 0
Preferred Plan | Small Industrial | C&I Loadshift to BUGs | Winter Evening | RIM | 2029 | 542346.5471 | 204951.139 | 2.6462
Preferred Plan | Small Industrial | C&I Loadshift to BUGs | Winter Evening | SCT | 2029 | 542346.5471 | 84914.4698 | 6.387
Preferred Plan | Small Industrial | C&I Loadshift to BUGs | Winter Evening | NS Test Broad | 2029 | 542346.5471 | 84914.4698 | 6.387
Preferred Plan | Medium Industrial | C&I Loadshift to BUGs | Winter Morning | TRC | 2029 | 1480776.3818 | 226424.4974 | 6.5398
Preferred Plan | Medium Industrial | C&I Loadshift to BUGs | Winter Morning | PAC | 2029 | 1480776.3818 | 552891.5403 | 2.6782
Preferred Plan | Medium Industrial | C&I Loadshift to BUGs | Winter Morning | PCT | 2029 | 326467.0429 | 0 | 0
Preferred Plan | Medium Industrial | C&I Loadshift to BUGs | Winter Morning | RIM | 2029 | 1480776.3818 | 552891.5403 | 2.6782
Preferred Plan | Medium Industrial | C&I Loadshift to BUGs | Winter Morning | SCT | 2029 | 1480776.3818 | 226424.4974 | 6.5398
Preferred Plan | Medium Industrial | C&I Loadshift to BUGs | Winter Morning | NS Test Broad | 2029 | 1480776.3818 | 226424.4974 | 6.5398
Preferred Plan | Medium Industrial | C&I Loadshift to BUGs | Winter Evening | TRC | 2029 | 1435008.5176 | 223847.5476 | 6.4107
Preferred Plan | Medium Industrial | C&I Loadshift to BUGs | Winter Evening | PAC | 2029 | 1435008.5176 | 540224.141 | 2.6563
Preferred Plan | Medium Industrial | C&I Loadshift to BUGs | Winter Evening | PCT | 2029 | 316376.5934 | 0 | 0
Preferred Plan | Medium Industrial | C&I Loadshift to BUGs | Winter Evening | RIM | 2029 | 1435008.5176 | 540224.141 | 2.6563
Preferred Plan | Medium Industrial | C&I Loadshift to BUGs | Winter Evening | SCT | 2029 | 1435008.5176 | 223847.5476 | 6.4107
Preferred Plan | Medium Industrial | C&I Loadshift to BUGs | Winter Evening | NS Test Broad | 2029 | 1435008.5176 | 223847.5476 | 6.4107
Preferred Plan | Small General | Dynamic Pricing | Winter Morning | TRC | 2029 | 3524.6618 | 431.2572 | 8.173
Preferred Plan | Small General | Dynamic Pricing | Winter Morning | PAC | 2029 | 3524.6618 | 431.2572 | 8.173
Preferred Plan | Small General | Dynamic Pricing | Winter Morning | RIM | 2029 | 3524.6618 | 431.2572 | 8.173
Preferred Plan | Small General | Dynamic Pricing | Winter Morning | SCT | 2029 | 3524.6618 | 431.2572 | 8.173
Preferred Plan | Small General | Dynamic Pricing | Winter Morning | NS Test Broad | 2029 | 3524.6618 | 431.2572 | 8.173
Preferred Plan | Small General | Dynamic Pricing | Winter Evening | TRC | 2029 | 4098.5843 | 433.0411 | 9.4647
Preferred Plan | Small General | Dynamic Pricing | Winter Evening | PAC | 2029 | 4098.5843 | 433.0411 | 9.4647
Preferred Plan | Small General | Dynamic Pricing | Winter Evening | RIM | 2029 | 4098.5843 | 433.0411 | 9.4647
Preferred Plan | Small General | Dynamic Pricing | Winter Evening | SCT | 2029 | 4098.5843 | 433.0411 | 9.4647
Preferred Plan | Small General | Dynamic Pricing | Winter Evening | NS Test Broad | 2029 | 4098.5843 | 433.0411 | 9.4647
Preferred Plan | Residential Charitable | Dynamic Pricing | Winter Morning | TRC | 2029 | 9506307.7427 | 765239.7177 | 12.4227
Preferred Plan | Residential Charitable | Dynamic Pricing | Winter Morning | PAC | 2029 | 9506307.7427 | 765239.7177 | 12.4227
Preferred Plan | Residential Charitable | Dynamic Pricing | Winter Morning | RIM | 2029 | 9506307.7427 | 765239.7177 | 12.4227
Preferred Plan | Residential Charitable | Dynamic Pricing | Winter Morning | SCT | 2029 | 9506307.7427 | 765239.7177 | 12.4227
Preferred Plan | Residential Charitable | Dynamic Pricing | Winter Morning | NS Test Broad | 2029 | 9506307.7427 | 765239.7177 | 12.4227
Preferred Plan | Residential Charitable | Dynamic Pricing | Winter Evening | TRC | 2029 | 10841442.4772 | 765237.9338 | 14.1674
Preferred Plan | Residential Charitable | Dynamic Pricing | Winter Evening | PAC | 2029 | 10841442.4772 | 765237.9338 | 14.1674
Preferred Plan | Residential Charitable | Dynamic Pricing | Winter Evening | RIM | 2029 | 10841442.4772 | 765237.9338 | 14.1674
Preferred Plan | Residential Charitable | Dynamic Pricing | Winter Evening | SCT | 2029 | 10841442.4772 | 765237.9338 | 14.1674
Preferred Plan | Residential Charitable | Dynamic Pricing | Winter Evening | NS Test Broad | 2029 | 10841442.4772 | 765237.9338 | 14.1674
Preferred Plan | Residential Charitable | Behavioral DR | Winter Morning | TRC | 2029 | 1026597.4119 | 333196.8051 | 3.0811
Preferred Plan | Residential Charitable | Behavioral DR | Winter Morning | PAC | 2029 | 1026597.4119 | 333196.8051 | 3.0811
Preferred Plan | Residential Charitable | Behavioral DR | Winter Morning | RIM | 2029 | 1026597.4119 | 333196.8051 | 3.0811
Preferred Plan | Residential Charitable | Behavioral DR | Winter Morning | SCT | 2029 | 1026597.4119 | 333196.8051 | 3.0811
Preferred Plan | Residential Charitable | Behavioral DR | Winter Morning | NS Test Broad | 2029 | 1026597.4119 | 333196.8051 | 3.0811
Preferred Plan | Residential Charitable | Behavioral DR | Winter Evening | TRC | 2029 | 1170780.1903 | 333196.8051 | 3.5138
Preferred Plan | Residential Charitable | Behavioral DR | Winter Evening | PAC | 2029 | 1170780.1903 | 333196.8051 | 3.5138
Preferred Plan | Residential Charitable | Behavioral DR | Winter Evening | RIM | 2029 | 1170780.1903 | 333196.8051 | 3.5138
Preferred Plan | Residential Charitable | Behavioral DR | Winter Evening | SCT | 2029 | 1170780.1903 | 333196.8051 | 3.5138
Preferred Plan | Residential Charitable | Behavioral DR | Winter Evening | NS Test Broad | 2029 | 1170780.1903 | 333196.8051 | 3.5138
Preferred Plan | Residential Charitable | Time-of-Use Rates (TOU) | Winter Morning | TRC | 2029 | 1185957.2974 | 0 | 0
Preferred Plan | Residential Charitable | Time-of-Use Rates (TOU) | Winter Morning | PAC | 2029 | 1185957.2974 | 0 | 0
Preferred Plan | Residential Charitable | Time-of-Use Rates (TOU) | Winter Morning | RIM | 2029 | 1185957.2974 | 0 | 0
Preferred Plan | Residential Charitable | Time-of-Use Rates (TOU) | Winter Morning | SCT | 2029 | 1185957.2974 | 0 | 0
Preferred Plan | Residential Charitable | Time-of-Use Rates (TOU) | Winter Morning | NS Test Broad | 2029 | 1185957.2974 | 0 | 0
Preferred Plan | Residential Charitable | Time-of-Use Rates (TOU) | Winter Evening | TRC | 2029 | 1352521.7327 | 0 | 0
Preferred Plan | Residential Charitable | Time-of-Use Rates (TOU) | Winter Evening | PAC | 2029 | 1352521.7327 | 0 | 0
Preferred Plan | Residential Charitable | Time-of-Use Rates (TOU) | Winter Evening | RIM | 2029 | 1352521.7327 | 0 | 0
Preferred Plan | Residential Charitable | Time-of-Use Rates (TOU) | Winter Evening | SCT | 2029 | 1352521.7327 | 0 | 0
Preferred Plan | Residential Charitable | Time-of-Use Rates (TOU) | Winter Evening | NS Test Broad | 2029 | 1352521.7327 | 0 | 0
Preferred Plan | Residential Charitable | DLC-Thermostat | Winter Morning | TRC | 2030 | 1129546.2488 | 1577079.2784 | 0.71623
Preferred Plan | Residential Charitable | DLC-Thermostat | Winter Morning | PAC | 2030 | 1129546.2488 | 1797789.461 | 0.6283
Preferred Plan | Residential Charitable | DLC-Thermostat | Winter Morning | PCT | 2030 | 220710.1825 | 0 | 0
Preferred Plan | Residential Charitable | DLC-Thermostat | Winter Morning | RIM | 2030 | 1129546.2488 | 1797789.461 | 0.6283
Preferred Plan | Residential Charitable | DLC-Thermostat | Winter Morning | SCT | 2030 | 1129546.2488 | 1577079.2784 | 0.71623
Preferred Plan | Residential Charitable | DLC-Thermostat | Winter Morning | NS Test Broad | 2030 | 1129546.2488 | 1577079.2784 | 0.71623
Preferred Plan | Residential Charitable | DLC-Thermostat | Winter Evening | TRC | 2030 | 1128252.8879 | 1577079.2784 | 0.71541
Preferred Plan | Residential Charitable | DLC-Thermostat | Winter Evening | PAC | 2030 | 1128252.8879 | 1797789.461 | 0.62758
Preferred Plan | Residential Charitable | DLC-Thermostat | Winter Evening | PCT | 2030 | 220710.1825 | 0 | 0
Preferred Plan | Residential Charitable | DLC-Thermostat | Winter Evening | RIM | 2030 | 1128252.8879 | 1797789.461 | 0.62758
Preferred Plan | Residential Charitable | DLC-Thermostat | Winter Evening | SCT | 2030 | 1128252.8879 | 1577079.2784 | 0.71541
Preferred Plan | Residential Charitable | DLC-Thermostat | Winter Evening | NS Test Broad | 2030 | 1128252.8879 | 1577079.2784 | 0.71541
Preferred Plan | Residential Charitable | DLC-Water Heating | Winter Morning | TRC | 2030 | 437241.8249 | 492148.5335 | 0.88843
Preferred Plan | Residential Charitable | DLC-Water Heating | Winter Morning | PAC | 2030 | 437241.8249 | 542477.6955 | 0.80601
Preferred Plan | Residential Charitable | DLC-Water Heating | Winter Morning | PCT | 2030 | 50329.162 | 0 | 0
Preferred Plan | Residential Charitable | DLC-Water Heating | Winter Morning | RIM | 2030 | 437241.8249 | 542477.6955 | 0.80601
Preferred Plan | Residential Charitable | DLC-Water Heating | Winter Morning | SCT | 2030 | 437241.8249 | 492148.5335 | 0.88843
Preferred Plan | Residential Charitable | DLC-Water Heating | Winter Morning | NS Test Broad | 2030 | 437241.8249 | 492148.5335 | 0.88843
Preferred Plan | Residential Charitable | DLC-Water Heating | Winter Evening | TRC | 2030 | 369129.4128 | 492148.5335 | 0.75004
Preferred Plan | Residential Charitable | DLC-Water Heating | Winter Evening | PAC | 2030 | 369129.4128 | 542477.6955 | 0.68045
Preferred Plan | Residential Charitable | DLC-Water Heating | Winter Evening | PCT | 2030 | 50329.162 | 0 | 0
Preferred Plan | Residential Charitable | DLC-Water Heating | Winter Evening | RIM | 2030 | 369129.4128 | 542477.6955 | 0.68045
Preferred Plan | Residential Charitable | DLC-Water Heating | Winter Evening | SCT | 2030 | 369129.4128 | 492148.5335 | 0.75004
Preferred Plan | Residential Charitable | DLC-Water Heating | Winter Evening | NS Test Broad | 2030 | 369129.4128 | 492148.5335 | 0.75004
Preferred Plan | General | C&I Curtailment | Winter Morning | TRC | 2030 | 1840490.2475 | 318469.5993 | 5.7792
Preferred Plan | General | C&I Curtailment | Winter Morning | PAC | 2030 | 1840490.2475 | 788776.4725 | 2.3333
Preferred Plan | General | C&I Curtailment | Winter Morning | PCT | 2030 | 470306.8732 | 0 | 0
Preferred Plan | General | C&I Curtailment | Winter Morning | RIM | 2030 | 1840490.2475 | 788776.4725 | 2.3333
Preferred Plan | General | C&I Curtailment | Winter Morning | SCT | 2030 | 1840490.2475 | 318469.5993 | 5.7792
Preferred Plan | General | C&I Curtailment | Winter Morning | NS Test Broad | 2030 | 1840490.2475 | 318469.5993 | 5.7792
Preferred Plan | General | C&I Curtailment | Winter Evening | TRC | 2030 | 2153550.8078 | 369472.4267 | 5.8287
Preferred Plan | General | C&I Curtailment | Winter Evening | PAC | 2030 | 2153550.8078 | 919776.7535 | 2.3414
Preferred Plan | General | C&I Curtailment | Winter Evening | PCT | 2030 | 550304.3268 | 0 | 0
Preferred Plan | General | C&I Curtailment | Winter Evening | RIM | 2030 | 2153550.8078 | 919776.7535 | 2.3414
Preferred Plan | General | C&I Curtailment | Winter Evening | SCT | 2030 | 2153550.8078 | 369472.4267 | 5.8287
Preferred Plan | General | C&I Curtailment | Winter Evening | NS Test Broad | 2030 | 2153550.8078 | 369472.4267 | 5.8287
Preferred Plan | Large General | C&I Curtailment | Winter Morning | TRC | 2030 | 1130808.3406 | 195669.0816 | 5.7792
Preferred Plan | Large General | C&I Curtailment | Winter Morning | PAC | 2030 | 1130808.3406 | 484628.4692 | 2.3334
Preferred Plan | Large General | C&I Curtailment | Winter Morning | PCT | 2030 | 288959.3876 | 0 | 0
Preferred Plan | Large General | C&I Curtailment | Winter Morning | RIM | 2030 | 1130808.3406 | 484628.4692 | 2.3334
Preferred Plan | Large General | C&I Curtailment | Winter Morning | SCT | 2030 | 1130808.3406 | 195669.0816 | 5.7792
Preferred Plan | Large General | C&I Curtailment | Winter Morning | NS Test Broad | 2030 | 1130808.3406 | 195669.0816 | 5.7792
Preferred Plan | Large General | C&I Curtailment | Winter Evening | TRC | 2030 | 972061.3316 | 166770.5366 | 5.8287
Preferred Plan | Large General | C&I Curtailment | Winter Evening | PAC | 2030 | 972061.3316 | 415164.749 | 2.3414
Preferred Plan | Large General | C&I Curtailment | Winter Evening | PCT | 2030 | 248394.2124 | 0 | 0
Preferred Plan | Large General | C&I Curtailment | Winter Evening | RIM | 2030 | 972061.3316 | 415164.749 | 2.3414
Preferred Plan | Large General | C&I Curtailment | Winter Evening | SCT | 2030 | 972061.3316 | 166770.5366 | 5.8287
Preferred Plan | Large General | C&I Curtailment | Winter Evening | NS Test Broad | 2030 | 972061.3316 | 166770.5366 | 5.8287
Preferred Plan | Small Industrial | C&I Curtailment | Winter Morning | TRC | 2030 | 171586.1514 | 29858.269 | 5.7467
Preferred Plan | Small Industrial | C&I Curtailment | Winter Morning | PAC | 2030 | 171586.1514 | 73952.0488 | 2.3202
Preferred Plan | Small Industrial | C&I Curtailment | Winter Morning | PCT | 2030 | 44093.7798 | 0 | 0
Preferred Plan | Small Industrial | C&I Curtailment | Winter Morning | RIM | 2030 | 171586.1514 | 73952.0488 | 2.3202
Preferred Plan | Small Industrial | C&I Curtailment | Winter Morning | SCT | 2030 | 171586.1514 | 29858.269 | 5.7467
Preferred Plan | Small Industrial | C&I Curtailment | Winter Morning | NS Test Broad | 2030 | 171586.1514 | 29858.269 | 5.7467
Preferred Plan | Small Industrial | C&I Curtailment | Winter Evening | TRC | 2030 | 235397.343 | 40614.0591 | 5.796
Preferred Plan | Small Industrial | C&I Curtailment | Winter Evening | PAC | 2030 | 235397.343 | 101105.8793 | 2.3282
Preferred Plan | Small Industrial | C&I Curtailment | Winter Evening | PCT | 2030 | 60491.8202 | 0 | 0
Preferred Plan | Small Industrial | C&I Curtailment | Winter Evening | RIM | 2030 | 235397.343 | 101105.8793 | 2.3282
Preferred Plan | Small Industrial | C&I Curtailment | Winter Evening | SCT | 2030 | 235397.343 | 40614.0591 | 5.796
Preferred Plan | Small Industrial | C&I Curtailment | Winter Evening | NS Test Broad | 2030 | 235397.343 | 40614.0591 | 5.796
Preferred Plan | Medium Industrial | C&I Curtailment | Winter Morning | TRC | 2030 | 3796089.6951 | 656855.9639 | 5.7792
Preferred Plan | Medium Industrial | C&I Curtailment | Winter Morning | PAC | 2030 | 3796089.6951 | 1626883.9645 | 2.3333
Preferred Plan | Medium Industrial | C&I Curtailment | Winter Morning | PCT | 2030 | 970028.0006 | 0 | 0
Preferred Plan | Medium Industrial | C&I Curtailment | Winter Morning | RIM | 2030 | 3796089.6951 | 1626883.9645 | 2.3333
Preferred Plan | Medium Industrial | C&I Curtailment | Winter Morning | SCT | 2030 | 3796089.6951 | 656855.9639 | 5.7792
Preferred Plan | Medium Industrial | C&I Curtailment | Winter Morning | NS Test Broad | 2030 | 3796089.6951 | 656855.9639 | 5.7792
Preferred Plan | Medium Industrial | C&I Curtailment | Winter Evening | TRC | 2030 | 3669803.3023 | 629606.093 | 5.8287
Preferred Plan | Medium Industrial | C&I Curtailment | Winter Evening | PAC | 2030 | 3669803.3023 | 1567363.6925 | 2.3414
Preferred Plan | Medium Industrial | C&I Curtailment | Winter Evening | PCT | 2030 | 937757.5994 | 0 | 0
Preferred Plan | Medium Industrial | C&I Curtailment | Winter Evening | RIM | 2030 | 3669803.3023 | 1567363.6925 | 2.3414
Preferred Plan | Medium Industrial | C&I Curtailment | Winter Evening | SCT | 2030 | 3669803.3023 | 629606.093 | 5.8287
Preferred Plan | Medium Industrial | C&I Curtailment | Winter Evening | NS Test Broad | 2030 | 3669803.3023 | 629606.093 | 5.8287
Preferred Plan | Large Industrial | C&I Curtailment | Winter Morning | TRC | 2030 | 70799.4038 | 12250.7702 | 5.7792
Preferred Plan | Large Industrial | C&I Curtailment | Winter Morning | PAC | 2030 | 70799.4038 | 30342.3881 | 2.3333
Preferred Plan | Large Industrial | C&I Curtailment | Winter Morning | PCT | 2030 | 18091.6179 | 0 | 0
Preferred Plan | Large Industrial | C&I Curtailment | Winter Morning | RIM | 2030 | 70799.4038 | 30342.3881 | 2.3333
Preferred Plan | Large Industrial | C&I Curtailment | Winter Morning | SCT | 2030 | 70799.4038 | 12250.7702 | 5.7792
Preferred Plan | Large Industrial | C&I Curtailment | Winter Morning | NS Test Broad | 2030 | 70799.4038 | 12250.7702 | 5.7792
Preferred Plan | Large Industrial | C&I Curtailment | Winter Evening | TRC | 2030 | 70332.789 | 12066.5769 | 5.8287
Preferred Plan | Large Industrial | C&I Curtailment | Winter Evening | PAC | 2030 | 70332.789 | 30038.959 | 2.3414
Preferred Plan | Large Industrial | C&I Curtailment | Winter Evening | PCT | 2030 | 17972.3821 | 0 | 0
Preferred Plan | Large Industrial | C&I Curtailment | Winter Evening | RIM | 2030 | 70332.789 | 30038.959 | 2.3414
Preferred Plan | Large Industrial | C&I Curtailment | Winter Evening | SCT | 2030 | 70332.789 | 12066.5769 | 5.8287
Preferred Plan | Large Industrial | C&I Curtailment | Winter Evening | NS Test Broad | 2030 | 70332.789 | 12066.5769 | 5.8287
Preferred Plan | Large General | C&I Loadshift to BUGs | Winter Morning | TRC | 2030 | 1253830.5718 | 214002.5415 | 5.859
Preferred Plan | Large General | C&I Loadshift to BUGs | Winter Morning | PAC | 2030 | 1253830.5718 | 534398.2277 | 2.3462
Preferred Plan | Large General | C&I Loadshift to BUGs | Winter Morning | PCT | 2030 | 320395.6862 | 0 | 0
Preferred Plan | Large General | C&I Loadshift to BUGs | Winter Morning | RIM | 2030 | 1253830.5718 | 534398.2277 | 2.3462
Preferred Plan | Large General | C&I Loadshift to BUGs | Winter Morning | SCT | 2030 | 1253830.5718 | 214002.5415 | 5.859
Preferred Plan | Large General | C&I Loadshift to BUGs | Winter Morning | NS Test Broad | 2030 | 1253830.5718 | 214002.5415 | 5.859
Preferred Plan | Large General | C&I Loadshift to BUGs | Winter Evening | TRC | 2030 | 1077813.2522 | 187835.6048 | 5.7381
Preferred Plan | Large General | C&I Loadshift to BUGs | Winter Evening | PAC | 2030 | 1077813.2522 | 463252.9732 | 2.3266
Preferred Plan | Large General | C&I Loadshift to BUGs | Winter Evening | PCT | 2030 | 275417.3684 | 0 | 0
Preferred Plan | Large General | C&I Loadshift to BUGs | Winter Evening | RIM | 2030 | 1077813.2522 | 463252.9732 | 2.3266
Preferred Plan | Large General | C&I Loadshift to BUGs | Winter Evening | SCT | 2030 | 1077813.2522 | 187835.6048 | 5.7381
Preferred Plan | Large General | C&I Loadshift to BUGs | Winter Evening | NS Test Broad | 2030 | 1077813.2522 | 187835.6048 | 5.7381
Preferred Plan | Small Industrial | C&I Loadshift to BUGs | Winter Morning | TRC | 2030 | 344380.1323 | 59074.7012 | 5.8296
Preferred Plan | Small Industrial | C&I Loadshift to BUGs | Winter Morning | PAC | 2030 | 344380.1323 | 147572.6459 | 2.3336
Preferred Plan | Small Industrial | C&I Loadshift to BUGs | Winter Morning | PCT | 2030 | 88497.9447 | 0 | 0
Preferred Plan | Small Industrial | C&I Loadshift to BUGs | Winter Morning | RIM | 2030 | 344380.1323 | 147572.6459 | 2.3336
Preferred Plan | Small Industrial | C&I Loadshift to BUGs | Winter Morning | SCT | 2030 | 344380.1323 | 59074.7012 | 5.8296
Preferred Plan | Small Industrial | C&I Loadshift to BUGs | Winter Morning | NS Test Broad | 2030 | 344380.1323 | 59074.7012 | 5.8296
Preferred Plan | Small Industrial | C&I Loadshift to BUGs | Winter Evening | TRC | 2030 | 472451.6953 | 82750.7394 | 5.7093
Preferred Plan | Small Industrial | C&I Loadshift to BUGs | Winter Evening | PAC | 2030 | 472451.6953 | 204160.1938 | 2.3141
Preferred Plan | Small Industrial | C&I Loadshift to BUGs | Winter Evening | PCT | 2030 | 121409.4544 | 0 | 0
Preferred Plan | Small Industrial | C&I Loadshift to BUGs | Winter Evening | RIM | 2030 | 472451.6953 | 204160.1938 | 2.3141
Preferred Plan | Small Industrial | C&I Loadshift to BUGs | Winter Evening | SCT | 2030 | 472451.6953 | 82750.7394 | 5.7093
Preferred Plan | Small Industrial | C&I Loadshift to BUGs | Winter Evening | NS Test Broad | 2030 | 472451.6953 | 82750.7394 | 5.7093
Preferred Plan | Medium Industrial | C&I Loadshift to BUGs | Winter Morning | TRC | 2030 | 1291169.5215 | 220297.6231 | 5.861
Preferred Plan | Medium Industrial | C&I Loadshift to BUGs | Winter Morning | PAC | 2030 | 1291169.5215 | 550234.6609 | 2.3466
Preferred Plan | Medium Industrial | C&I Loadshift to BUGs | Winter Morning | PCT | 2030 | 329937.0378 | 0 | 0
Preferred Plan | Medium Industrial | C&I Loadshift to BUGs | Winter Morning | RIM | 2030 | 1291169.5215 | 550234.6609 | 2.3466
Preferred Plan | Medium Industrial | C&I Loadshift to BUGs | Winter Morning | SCT | 2030 | 1291169.5215 | 220297.6231 | 5.861
Preferred Plan | Medium Industrial | C&I Loadshift to BUGs | Winter Morning | NS Test Broad | 2030 | 1291169.5215 | 220297.6231 | 5.861
Preferred Plan | Medium Industrial | C&I Loadshift to BUGs | Winter Evening | TRC | 2030 | 1248215.5466 | 217454.5712 | 5.7401
Preferred Plan | Medium Industrial | C&I Loadshift to BUGs | Winter Evening | PAC | 2030 | 1248215.5466 | 536415.4305 | 2.327
Preferred Plan | Medium Industrial | C&I Loadshift to BUGs | Winter Evening | PCT | 2030 | 318960.8592 | 0 | 0
Preferred Plan | Medium Industrial | C&I Loadshift to BUGs | Winter Evening | RIM | 2030 | 1248215.5466 | 536415.4305 | 2.327
Preferred Plan | Medium Industrial | C&I Loadshift to BUGs | Winter Evening | SCT | 2030 | 1248215.5466 | 217454.5712 | 5.7401
Preferred Plan | Medium Industrial | C&I Loadshift to BUGs | Winter Evening | NS Test Broad | 2030 | 1248215.5466 | 217454.5712 | 5.7401
Preferred Plan | Small General | Dynamic Pricing | Winter Morning | TRC | 2030 | 3332.4553 | 441.1893 | 7.5533
Preferred Plan | Small General | Dynamic Pricing | Winter Morning | PAC | 2030 | 3332.4553 | 441.1893 | 7.5533
Preferred Plan | Small General | Dynamic Pricing | Winter Morning | RIM | 2030 | 3332.4553 | 441.1893 | 7.5533
Preferred Plan | Small General | Dynamic Pricing | Winter Morning | SCT | 2030 | 3332.4553 | 441.1893 | 7.5533
Preferred Plan | Small General | Dynamic Pricing | Winter Morning | NS Test Broad | 2030 | 3332.4553 | 441.1893 | 7.5533
Preferred Plan | Small General | Dynamic Pricing | Winter Evening | TRC | 2030 | 3865.6459 | 442.6664 | 8.7326
Preferred Plan | Small General | Dynamic Pricing | Winter Evening | PAC | 2030 | 3865.6459 | 442.6664 | 8.7326
Preferred Plan | Small General | Dynamic Pricing | Winter Evening | RIM | 2030 | 3865.6459 | 442.6664 | 8.7326
Preferred Plan | Small General | Dynamic Pricing | Winter Evening | SCT | 2030 | 3865.6459 | 442.6664 | 8.7326
Preferred Plan | Small General | Dynamic Pricing | Winter Evening | NS Test Broad | 2030 | 3865.6459 | 442.6664 | 8.7326
Preferred Plan | Residential Charitable | Dynamic Pricing | Winter Morning | TRC | 2030 | 11073698.1092 | 1265181.0825 | 8.7527
Preferred Plan | Residential Charitable | Dynamic Pricing | Winter Morning | PAC | 2030 | 11073698.1092 | 1265181.0825 | 8.7527
Preferred Plan | Residential Charitable | Dynamic Pricing | Winter Morning | RIM | 2030 | 11073698.1092 | 1265181.0825 | 8.7527
Preferred Plan | Residential Charitable | Dynamic Pricing | Winter Morning | SCT | 2030 | 11073698.1092 | 1265181.0825 | 8.7527
Preferred Plan | Residential Charitable | Dynamic Pricing | Winter Morning | NS Test Broad | 2030 | 11073698.1092 | 1265181.0825 | 8.7527
Preferred Plan | Residential Charitable | Dynamic Pricing | Winter Evening | TRC | 2030 | 12598220.3955 | 1265179.6054 | 9.9577
Preferred Plan | Residential Charitable | Dynamic Pricing | Winter Evening | PAC | 2030 | 12598220.3955 | 1265179.6054 | 9.9577
Preferred Plan | Residential Charitable | Dynamic Pricing | Winter Evening | RIM | 2030 | 12598220.3955 | 1265179.6054 | 9.9577
Preferred Plan | Residential Charitable | Dynamic Pricing | Winter Evening | SCT | 2030 | 12598220.3955 | 1265179.6054 | 9.9577
Preferred Plan | Residential Charitable | Dynamic Pricing | Winter Evening | NS Test Broad | 2030 | 12598220.3955 | 1265179.6054 | 9.9577
Preferred Plan | Residential Charitable | Behavioral DR | Winter Morning | TRC | 2030 | 1038481.6019 | 371942.6424 | 2.792
Preferred Plan | Residential Charitable | Behavioral DR | Winter Morning | PAC | 2030 | 1038481.6019 | 371942.6424 | 2.792
Preferred Plan | Residential Charitable | Behavioral DR | Winter Morning | RIM | 2030 | 1038481.6019 | 371942.6424 | 2.792
Preferred Plan | Residential Charitable | Behavioral DR | Winter Morning | SCT | 2030 | 1038481.6019 | 371942.6424 | 2.792
Preferred Plan | Residential Charitable | Behavioral DR | Winter Morning | NS Test Broad | 2030 | 1038481.6019 | 371942.6424 | 2.792
Preferred Plan | Residential Charitable | Behavioral DR | Winter Evening | TRC | 2030 | 1181449.9518 | 371942.6424 | 3.1764
Preferred Plan | Residential Charitable | Behavioral DR | Winter Evening | PAC | 2030 | 1181449.9518 | 371942.6424 | 3.1764
Preferred Plan | Residential Charitable | Behavioral DR | Winter Evening | RIM | 2030 | 1181449.9518 | 371942.6424 | 3.1764
Preferred Plan | Residential Charitable | Behavioral DR | Winter Evening | SCT | 2030 | 1181449.9518 | 371942.6424 | 3.1764
Preferred Plan | Residential Charitable | Behavioral DR | Winter Evening | NS Test Broad | 2030 | 1181449.9518 | 371942.6424 | 3.1764
Preferred Plan | Residential Charitable | Time-of-Use Rates (TOU) | Winter Morning | TRC | 2030 | 995176.8389 | 0 | 0
Preferred Plan | Residential Charitable | Time-of-Use Rates (TOU) | Winter Morning | PAC | 2030 | 995176.8389 | 0 | 0
Preferred Plan | Residential Charitable | Time-of-Use Rates (TOU) | Winter Morning | RIM | 2030 | 995176.8389 | 0 | 0
Preferred Plan | Residential Charitable | Time-of-Use Rates (TOU) | Winter Morning | SCT | 2030 | 995176.8389 | 0 | 0
Preferred Plan | Residential Charitable | Time-of-Use Rates (TOU) | Winter Morning | NS Test Broad | 2030 | 995176.8389 | 0 | 0
Preferred Plan | Residential Charitable | Time-of-Use Rates (TOU) | Winter Evening | TRC | 2030 | 1132183.3976 | 0 | 0
Preferred Plan | Residential Charitable | Time-of-Use Rates (TOU) | Winter Evening | PAC | 2030 | 1132183.3976 | 0 | 0
Preferred Plan | Residential Charitable | Time-of-Use Rates (TOU) | Winter Evening | RIM | 2030 | 1132183.3976 | 0 | 0
Preferred Plan | Residential Charitable | Time-of-Use Rates (TOU) | Winter Evening | SCT | 2030 | 1132183.3976 | 0 | 0
Preferred Plan | Residential Charitable | Time-of-Use Rates (TOU) | Winter Evening | NS Test Broad | 2030 | 1132183.3976 | 0 | 0
Preferred Plan | Residential Charitable | DLC-Thermostat | Winter Morning | TRC | 2031 | 1107736.4159 | 1575388.9276 | 0.70315
Preferred Plan | Residential Charitable | DLC-Thermostat | Winter Morning | PAC | 2031 | 1107736.4159 | 1791924.1037 | 0.61818
Preferred Plan | Residential Charitable | DLC-Thermostat | Winter Morning | PCT | 2031 | 216535.1761 | 0 | 0
Preferred Plan | Residential Charitable | DLC-Thermostat | Winter Morning | RIM | 2031 | 1107736.4159 | 1791924.1037 | 0.61818
Preferred Plan | Residential Charitable | DLC-Thermostat | Winter Morning | SCT | 2031 | 1107736.4159 | 1575388.9276 | 0.70315
Preferred Plan | Residential Charitable | DLC-Thermostat | Winter Morning | NS Test Broad | 2031 | 1107736.4159 | 1575388.9276 | 0.70315
Preferred Plan | Residential Charitable | DLC-Thermostat | Winter Evening | TRC | 2031 | 1105669.0811 | 1575388.9276 | 0.70184
Preferred Plan | Residential Charitable | DLC-Thermostat | Winter Evening | PAC | 2031 | 1105669.0811 | 1791924.1037 | 0.61703
Preferred Plan | Residential Charitable | DLC-Thermostat | Winter Evening | PCT | 2031 | 216535.1761 | 0 | 0
Preferred Plan | Residential Charitable | DLC-Thermostat | Winter Evening | RIM | 2031 | 1105669.0811 | 1791924.1037 | 0.61703
Preferred Plan | Residential Charitable | DLC-Thermostat | Winter Evening | SCT | 2031 | 1105669.0811 | 1575388.9276 | 0.70184
Preferred Plan | Residential Charitable | DLC-Thermostat | Winter Evening | NS Test Broad | 2031 | 1105669.0811 | 1575388.9276 | 0.70184
Preferred Plan | Residential Charitable | DLC-Water Heating | Winter Morning | TRC | 2031 | 428672.1787 | 499299.5384 | 0.85855
Preferred Plan | Residential Charitable | DLC-Water Heating | Winter Morning | PAC | 2031 | 428672.1787 | 548623.8239 | 0.78136
Preferred Plan | Residential Charitable | DLC-Water Heating | Winter Morning | PCT | 2031 | 49324.2855 | 0 | 0
Preferred Plan | Residential Charitable | DLC-Water Heating | Winter Morning | RIM | 2031 | 428672.1787 | 548623.8239 | 0.78136
Preferred Plan | Residential Charitable | DLC-Water Heating | Winter Morning | SCT | 2031 | 428672.1787 | 499299.5384 | 0.85855
Preferred Plan | Residential Charitable | DLC-Water Heating | Winter Morning | NS Test Broad | 2031 | 428672.1787 | 499299.5384 | 0.85855
Preferred Plan | Residential Charitable | DLC-Water Heating | Winter Evening | TRC | 2031 | 361574.4984 | 499299.5384 | 0.72416
Preferred Plan | Residential Charitable | DLC-Water Heating | Winter Evening | PAC | 2031 | 361574.4984 | 548623.8239 | 0.65906
Preferred Plan | Residential Charitable | DLC-Water Heating | Winter Evening | PCT | 2031 | 49324.2855 | 0 | 0
Preferred Plan | Residential Charitable | DLC-Water Heating | Winter Evening | RIM | 2031 | 361574.4984 | 548623.8239 | 0.65906
Preferred Plan | Residential Charitable | DLC-Water Heating | Winter Evening | SCT | 2031 | 361574.4984 | 499299.5384 | 0.72416
Preferred Plan | Residential Charitable | DLC-Water Heating | Winter Evening | NS Test Broad | 2031 | 361574.4984 | 499299.5384 | 0.72416
Preferred Plan | General | C&I Curtailment | Winter Morning | TRC | 2031 | 2074268.5703 | 346425.6668 | 5.9876
Preferred Plan | General | C&I Curtailment | Winter Morning | PAC | 2031 | 2074268.5703 | 875647.1891 | 2.3688
Preferred Plan | General | C&I Curtailment | Winter Morning | PCT | 2031 | 529221.5223 | 0 | 0
Preferred Plan | General | C&I Curtailment | Winter Morning | RIM | 2031 | 2074268.5703 | 875647.1891 | 2.3688
Preferred Plan | General | C&I Curtailment | Winter Morning | SCT | 2031 | 2074268.5703 | 346425.6668 | 5.9876
Preferred Plan | General | C&I Curtailment | Winter Morning | NS Test Broad | 2031 | 2074268.5703 | 346425.6668 | 5.9876
Preferred Plan | General | C&I Curtailment | Winter Evening | TRC | 2031 | 2426019.7799 | 401903.5113 | 6.0363
Preferred Plan | General | C&I Curtailment | Winter Evening | PAC | 2031 | 2426019.7799 | 1020869.589 | 2.3764
Preferred Plan | General | C&I Curtailment | Winter Evening | PCT | 2031 | 618966.0777 | 0 | 0
Preferred Plan | General | C&I Curtailment | Winter Evening | RIM | 2031 | 2426019.7799 | 1020869.589 | 2.3764
Preferred Plan | General | C&I Curtailment | Winter Evening | SCT | 2031 | 2426019.7799 | 401903.5113 | 6.0363
Preferred Plan | General | C&I Curtailment | Winter Evening | NS Test Broad | 2031 | 2426019.7799 | 401903.5113 | 6.0363
Preferred Plan | Large General | C&I Curtailment | Winter Morning | TRC | 2031 | 1274399.7522 | 212838.3593 | 5.9876
Preferred Plan | Large General | C&I Curtailment | Winter Morning | PAC | 2031 | 1274399.7522 | 537984.1898 | 2.3688
Preferred Plan | Large General | C&I Curtailment | Winter Morning | PCT | 2031 | 325145.8305 | 0 | 0
Preferred Plan | Large General | C&I Curtailment | Winter Morning | RIM | 2031 | 1274399.7522 | 537984.1898 | 2.3688
Preferred Plan | Large General | C&I Curtailment | Winter Morning | SCT | 2031 | 1274399.7522 | 212838.3593 | 5.9876
Preferred Plan | Large General | C&I Curtailment | Winter Morning | NS Test Broad | 2031 | 1274399.7522 | 212838.3593 | 5.9876
Preferred Plan | Large General | C&I Curtailment | Winter Evening | TRC | 2031 | 1095010.0152 | 181403.1014 | 6.0363
Preferred Plan | Large General | C&I Curtailment | Winter Evening | PAC | 2031 | 1095010.0152 | 460780.0709 | 2.3764
Preferred Plan | Large General | C&I Curtailment | Winter Evening | PCT | 2031 | 279376.9695 | 0 | 0
Preferred Plan | Large General | C&I Curtailment | Winter Evening | RIM | 2031 | 1095010.0152 | 460780.0709 | 2.3764
Preferred Plan | Large General | C&I Curtailment | Winter Evening | SCT | 2031 | 1095010.0152 | 181403.1014 | 6.0363
Preferred Plan | Large General | C&I Curtailment | Winter Evening | NS Test Broad | 2031 | 1095010.0152 | 181403.1014 | 6.0363
Preferred Plan | Small Industrial | C&I Curtailment | Winter Morning | TRC | 2031 | 192915.5764 | 32479.8516 | 5.9395
Preferred Plan | Small Industrial | C&I Curtailment | Winter Morning | PAC | 2031 | 192915.5764 | 82098.0554 | 2.3498
Preferred Plan | Small Industrial | C&I Curtailment | Winter Morning | PCT | 2031 | 49618.2038 | 0 | 0
Preferred Plan | Small Industrial | C&I Curtailment | Winter Morning | RIM | 2031 | 192915.5764 | 82098.0554 | 2.3498
Preferred Plan | Small Industrial | C&I Curtailment | Winter Morning | SCT | 2031 | 192915.5764 | 32479.8516 | 5.9395
Preferred Plan | Small Industrial | C&I Curtailment | Winter Morning | NS Test Broad | 2031 | 192915.5764 | 32479.8516 | 5.9395
Preferred Plan | Small Industrial | C&I Curtailment | Winter Evening | TRC | 2031 | 264541.838 | 44179.7745 | 5.9878
Preferred Plan | Small Industrial | C&I Curtailment | Winter Evening | PAC | 2031 | 264541.838 | 112220.3707 | 2.3573
Preferred Plan | Small Industrial | C&I Curtailment | Winter Evening | PCT | 2031 | 68040.5962 | 0 | 0
Preferred Plan | Small Industrial | C&I Curtailment | Winter Evening | RIM | 2031 | 264541.838 | 112220.3707 | 2.3573
Preferred Plan | Small Industrial | C&I Curtailment | Winter Evening | SCT | 2031 | 264541.838 | 44179.7745 | 5.9878
Preferred Plan | Small Industrial | C&I Curtailment | Winter Evening | NS Test Broad | 2031 | 264541.838 | 44179.7745 | 5.9878
Preferred Plan | Medium Industrial | C&I Curtailment | Winter Morning | TRC | 2031 | 4278177.2241 | 714501.7866 | 5.9876
Preferred Plan | Medium Industrial | C&I Curtailment | Winter Morning | PAC | 2031 | 4278177.2241 | 1806020.7421 | 2.3688
Preferred Plan | Medium Industrial | C&I Curtailment | Winter Morning | PCT | 2031 | 1091518.9555 | 0 | 0
Preferred Plan | Medium Industrial | C&I Curtailment | Winter Morning | RIM | 2031 | 4278177.2241 | 1806020.7421 | 2.3688
Preferred Plan | Medium Industrial | C&I Curtailment | Winter Morning | SCT | 2031 | 4278177.2241 | 714501.7866 | 5.9876
Preferred Plan | Medium Industrial | C&I Curtailment | Winter Morning | NS Test Broad | 2031 | 4278177.2241 | 714501.7866 | 5.9876
Preferred Plan | Medium Industrial | C&I Curtailment | Winter Evening | TRC | 2031 | 4134022.5542 | 684856.8126 | 6.0363
Preferred Plan | Medium Industrial | C&I Curtailment | Winter Evening | PAC | 2031 | 4134022.5542 | 1739596.6571 | 2.3764
Preferred Plan | Medium Industrial | C&I Curtailment | Winter Evening | PCT | 2031 | 1054739.8445 | 0 | 0
Preferred Plan | Medium Industrial | C&I Curtailment | Winter Evening | RIM | 2031 | 4134022.5542 | 1739596.6571 | 2.3764
Preferred Plan | Medium Industrial | C&I Curtailment | Winter Evening | SCT | 2031 | 4134022.5542 | 684856.8126 | 6.0363
Preferred Plan | Medium Industrial | C&I Curtailment | Winter Evening | NS Test Broad | 2031 | 4134022.5542 | 684856.8126 | 6.0363
Preferred Plan | Large Industrial | C&I Curtailment | Winter Morning | TRC | 2031 | 79790.8726 | 13325.9395 | 5.9876
Preferred Plan | Large Industrial | C&I Curtailment | Winter Morning | PAC | 2031 | 79790.8726 | 33683.4996 | 2.3688
Preferred Plan | Large Industrial | C&I Curtailment | Winter Morning | PCT | 2031 | 20357.5601 | 0 | 0
Preferred Plan | Large Industrial | C&I Curtailment | Winter Morning | RIM | 2031 | 79790.8726 | 33683.4996 | 2.3688
Preferred Plan | Large Industrial | C&I Curtailment | Winter Morning | SCT | 2031 | 79790.8726 | 13325.9395 | 5.9876
Preferred Plan | Large Industrial | C&I Curtailment | Winter Morning | NS Test Broad | 2031 | 79790.8726 | 13325.9395 | 5.9876
Preferred Plan | Large Industrial | C&I Curtailment | Winter Evening | TRC | 2031 | 79229.9172 | 13125.5108 | 6.0363
Preferred Plan | Large Industrial | C&I Curtailment | Winter Evening | PAC | 2031 | 79229.9172 | 33339.9508 | 2.3764
Preferred Plan | Large Industrial | C&I Curtailment | Winter Evening | PCT | 2031 | 20214.4399 | 0 | 0
Preferred Plan | Large Industrial | C&I Curtailment | Winter Evening | RIM | 2031 | 79229.9172 | 33339.9508 | 2.3764
Preferred Plan | Large Industrial | C&I Curtailment | Winter Evening | SCT | 2031 | 79229.9172 | 13125.5108 | 6.0363
Preferred Plan | Large Industrial | C&I Curtailment | Winter Evening | NS Test Broad | 2031 | 79229.9172 | 13125.5108 | 6.0363
Preferred Plan | Large General | C&I Loadshift to BUGs | Winter Morning | TRC | 2031 | 1257072.1382 | 207836.0393 | 6.0484
Preferred Plan | Large General | C&I Loadshift to BUGs | Winter Morning | PAC | 2031 | 1257072.1382 | 528560.9638 | 2.3783
Preferred Plan | Large General | C&I Loadshift to BUGs | Winter Morning | PCT | 2031 | 320724.9245 | 0 | 0
Preferred Plan | Large General | C&I Loadshift to BUGs | Winter Morning | RIM | 2031 | 1257072.1382 | 528560.9638 | 2.3783
Preferred Plan | Large General | C&I Loadshift to BUGs | Winter Morning | SCT | 2031 | 1257072.1382 | 207836.0393 | 6.0484
Preferred Plan | Large General | C&I Loadshift to BUGs | Winter Morning | NS Test Broad | 2031 | 1257072.1382 | 207836.0393 | 6.0484
Preferred Plan | Large General | C&I Loadshift to BUGs | Winter Evening | TRC | 2031 | 1080121.5073 | 182276.2765 | 5.9257
Preferred Plan | Large General | C&I Loadshift to BUGs | Winter Evening | PAC | 2031 | 1080121.5073 | 457854.6449 | 2.3591
Preferred Plan | Large General | C&I Loadshift to BUGs | Winter Evening | PCT | 2031 | 275578.3685 | 0 | 0
Preferred Plan | Large General | C&I Loadshift to BUGs | Winter Evening | RIM | 2031 | 1080121.5073 | 457854.6449 | 2.3591
Preferred Plan | Large General | C&I Loadshift to BUGs | Winter Evening | SCT | 2031 | 1080121.5073 | 182276.2765 | 5.9257
Preferred Plan | Large General | C&I Loadshift to BUGs | Winter Evening | NS Test Broad | 2031 | 1080121.5073 | 182276.2765 | 5.9257
Preferred Plan | Small Industrial | C&I Loadshift to BUGs | Winter Morning | TRC | 2031 | 347979.8395 | 57948.1223 | 6.005
Preferred Plan | Small Industrial | C&I Loadshift to BUGs | Winter Morning | PAC | 2031 | 347979.8395 | 147449.1099 | 2.36
Preferred Plan | Small Industrial | C&I Loadshift to BUGs | Winter Morning | PCT | 2031 | 89500.9875 | 0 | 0
Preferred Plan | Small Industrial | C&I Loadshift to BUGs | Winter Morning | RIM | 2031 | 347979.8395 | 147449.1099 | 2.36
Preferred Plan | Small Industrial | C&I Loadshift to BUGs | Winter Morning | SCT | 2031 | 347979.8395 | 57948.1223 | 6.005
Preferred Plan | Small Industrial | C&I Loadshift to BUGs | Winter Morning | NS Test Broad | 2031 | 347979.8395 | 57948.1223 | 6.005
Preferred Plan | Small Industrial | C&I Loadshift to BUGs | Winter Evening | TRC | 2031 | 477178.8162 | 81106.9999 | 5.8833
Preferred Plan | Small Industrial | C&I Loadshift to BUGs | Winter Evening | PAC | 2031 | 477178.8162 | 203838.1769 | 2.341
Preferred Plan | Small Industrial | C&I Loadshift to BUGs | Winter Evening | PCT | 2031 | 122731.177 | 0 | 0
Preferred Plan | Small Industrial | C&I Loadshift to BUGs | Winter Evening | RIM | 2031 | 477178.8162 | 203838.1769 | 2.341
Preferred Plan | Small Industrial | C&I Loadshift to BUGs | Winter Evening | SCT | 2031 | 477178.8162 | 81106.9999 | 5.8833
Preferred Plan | Small Industrial | C&I Loadshift to BUGs | Winter Evening | NS Test Broad | 2031 | 477178.8162 | 81106.9999 | 5.8833
Preferred Plan | Medium Industrial | C&I Loadshift to BUGs | Winter Morning | TRC | 2031 | 1303338.4098 | 215372.0318 | 6.0516
Preferred Plan | Medium Industrial | C&I Loadshift to BUGs | Winter Morning | PAC | 2031 | 1303338.4098 | 547901.1686 | 2.3788
Preferred Plan | Medium Industrial | C&I Loadshift to BUGs | Winter Morning | PCT | 2031 | 332529.1369 | 0 | 0
Preferred Plan | Medium Industrial | C&I Loadshift to BUGs | Winter Morning | RIM | 2031 | 1303338.4098 | 547901.1686 | 2.3788
Preferred Plan | Medium Industrial | C&I Loadshift to BUGs | Winter Morning | SCT | 2031 | 1303338.4098 | 215372.0318 | 6.0516
Preferred Plan | Medium Industrial | C&I Loadshift to BUGs | Winter Morning | NS Test Broad | 2031 | 1303338.4098 | 215372.0318 | 6.0516
Preferred Plan | Medium Industrial | C&I Loadshift to BUGs | Winter Evening | TRC | 2031 | 1259421.9687 | 212420.8962 | 5.9289
Preferred Plan | Medium Industrial | C&I Loadshift to BUGs | Winter Evening | PAC | 2031 | 1259421.9687 | 533745.3482 | 2.3596
Preferred Plan | Medium Industrial | C&I Loadshift to BUGs | Winter Evening | PCT | 2031 | 321324.4519 | 0 | 0
Preferred Plan | Medium Industrial | C&I Loadshift to BUGs | Winter Evening | RIM | 2031 | 1259421.9687 | 533745.3482 | 2.3596
Preferred Plan | Medium Industrial | C&I Loadshift to BUGs | Winter Evening | SCT | 2031 | 1259421.9687 | 212420.8962 | 5.9289
Preferred Plan | Medium Industrial | C&I Loadshift to BUGs | Winter Evening | NS Test Broad | 2031 | 1259421.9687 | 212420.8962 | 5.9289
Preferred Plan | Small General | Dynamic Pricing | Winter Morning | TRC | 2031 | 3422.9919 | 426.6828 | 8.0223
Preferred Plan | Small General | Dynamic Pricing | Winter Morning | PAC | 2031 | 3422.9919 | 426.6828 | 8.0223
Preferred Plan | Small General | Dynamic Pricing | Winter Morning | RIM | 2031 | 3422.9919 | 426.6828 | 8.0223
Preferred Plan | Small General | Dynamic Pricing | Winter Morning | SCT | 2031 | 3422.9919 | 426.6828 | 8.0223
Preferred Plan | Small General | Dynamic Pricing | Winter Morning | NS Test Broad | 2031 | 3422.9919 | 426.6828 | 8.0223
Preferred Plan | Small General | Dynamic Pricing | Winter Evening | TRC | 2031 | 3968.911 | 427.7978 | 9.2775
Preferred Plan | Small General | Dynamic Pricing | Winter Evening | PAC | 2031 | 3968.911 | 427.7978 | 9.2775
Preferred Plan | Small General | Dynamic Pricing | Winter Evening | RIM | 2031 | 3968.911 | 427.7978 | 9.2775
Preferred Plan | Small General | Dynamic Pricing | Winter Evening | SCT | 2031 | 3968.911 | 427.7978 | 9.2775
Preferred Plan | Small General | Dynamic Pricing | Winter Evening | NS Test Broad | 2031 | 3968.911 | 427.7978 | 9.2775
Preferred Plan | Residential Charitable | Dynamic Pricing | Winter Morning | TRC | 2031 | 15070163.132 | 1990522.7123 | 7.571
Preferred Plan | Residential Charitable | Dynamic Pricing | Winter Morning | PAC | 2031 | 15070163.132 | 1990522.7123 | 7.571
Preferred Plan | Residential Charitable | Dynamic Pricing | Winter Morning | RIM | 2031 | 15070163.132 | 1990522.7123 | 7.571
Preferred Plan | Residential Charitable | Dynamic Pricing | Winter Morning | SCT | 2031 | 15070163.132 | 1990522.7123 | 7.571
Preferred Plan | Residential Charitable | Dynamic Pricing | Winter Morning | NS Test Broad | 2031 | 15070163.132 | 1990522.7123 | 7.571
Preferred Plan | Residential Charitable | Dynamic Pricing | Winter Evening | TRC | 2031 | 17137293.092 | 1990521.5973 | 8.6094
Preferred Plan | Residential Charitable | Dynamic Pricing | Winter Evening | PAC | 2031 | 17137293.092 | 1990521.5973 | 8.6094
Preferred Plan | Residential Charitable | Dynamic Pricing | Winter Evening | RIM | 2031 | 17137293.092 | 1990521.5973 | 8.6094
Preferred Plan | Residential Charitable | Dynamic Pricing | Winter Evening | SCT | 2031 | 17137293.092 | 1990521.5973 | 8.6094
Preferred Plan | Residential Charitable | Dynamic Pricing | Winter Evening | NS Test Broad | 2031 | 17137293.092 | 1990521.5973 | 8.6094
Preferred Plan | Residential Charitable | Behavioral DR | Winter Morning | TRC | 2031 | 1157021.0243 | 400227.4437 | 2.8909
Preferred Plan | Residential Charitable | Behavioral DR | Winter Morning | PAC | 2031 | 1157021.0243 | 400227.4437 | 2.8909
Preferred Plan | Residential Charitable | Behavioral DR | Winter Morning | RIM | 2031 | 1157021.0243 | 400227.4437 | 2.8909
Preferred Plan | Residential Charitable | Behavioral DR | Winter Morning | SCT | 2031 | 1157021.0243 | 400227.4437 | 2.8909
Preferred Plan | Residential Charitable | Behavioral DR | Winter Morning | NS Test Broad | 2031 | 1157021.0243 | 400227.4437 | 2.8909
Preferred Plan | Residential Charitable | Behavioral DR | Winter Evening | TRC | 2031 | 1315726.1957 | 400227.4437 | 3.2874
Preferred Plan | Residential Charitable | Behavioral DR | Winter Evening | PAC | 2031 | 1315726.1957 | 400227.4437 | 3.2874
Preferred Plan | Residential Charitable | Behavioral DR | Winter Evening | RIM | 2031 | 1315726.1957 | 400227.4437 | 3.2874
Preferred Plan | Residential Charitable | Behavioral DR | Winter Evening | SCT | 2031 | 1315726.1957 | 400227.4437 | 3.2874
Preferred Plan | Residential Charitable | Behavioral DR | Winter Evening | NS Test Broad | 2031 | 1315726.1957 | 400227.4437 | 3.2874
Preferred Plan | Residential Charitable | Time-of-Use Rates (TOU) | Winter Morning | TRC | 2031 | 966604.4916 | 0 | 0
Preferred Plan | Residential Charitable | Time-of-Use Rates (TOU) | Winter Morning | PAC | 2031 | 966604.4916 | 0 | 0
Preferred Plan | Residential Charitable | Time-of-Use Rates (TOU) | Winter Morning | RIM | 2031 | 966604.4916 | 0 | 0
Preferred Plan | Residential Charitable | Time-of-Use Rates (TOU) | Winter Morning | SCT | 2031 | 966604.4916 | 0 | 0
Preferred Plan | Residential Charitable | Time-of-Use Rates (TOU) | Winter Morning | NS Test Broad | 2031 | 966604.4916 | 0 | 0
Preferred Plan | Residential Charitable | Time-of-Use Rates (TOU) | Winter Evening | TRC | 2031 | 1099190.7872 | 0 | 0
Preferred Plan | Residential Charitable | Time-of-Use Rates (TOU) | Winter Evening | PAC | 2031 | 1099190.7872 | 0 | 0
Preferred Plan | Residential Charitable | Time-of-Use Rates (TOU) | Winter Evening | RIM | 2031 | 1099190.7872 | 0 | 0
Preferred Plan | Residential Charitable | Time-of-Use Rates (TOU) | Winter Evening | SCT | 2031 | 1099190.7872 | 0 | 0
Preferred Plan | Residential Charitable | Time-of-Use Rates (TOU) | Winter Evening | NS Test Broad | 2031 | 1099190.7872 | 0 | 0
Preferred Plan | Residential Charitable | DLC-Thermostat | Winter Morning | TRC | 2032 | 1085532.96 | 1584200.8986 | 0.68522
Preferred Plan | Residential Charitable | DLC-Thermostat | Winter Morning | PAC | 2032 | 1085532.96 | 1801015.8228 | 0.60273
Preferred Plan | Residential Charitable | DLC-Thermostat | Winter Morning | PCT | 2032 | 216814.9243 | 0 | 0
Preferred Plan | Residential Charitable | DLC-Thermostat | Winter Morning | RIM | 2032 | 1085532.96 | 1801015.8228 | 0.60273
Preferred Plan | Residential Charitable | DLC-Thermostat | Winter Morning | SCT | 2032 | 1085532.96 | 1584200.8986 | 0.68522
Preferred Plan | Residential Charitable | DLC-Thermostat | Winter Morning | NS Test Broad | 2032 | 1085532.96 | 1584200.8986 | 0.68522
Preferred Plan | Residential Charitable | DLC-Thermostat | Winter Evening | TRC | 2032 | 1083229.8188 | 1584200.8986 | 0.68377
Preferred Plan | Residential Charitable | DLC-Thermostat | Winter Evening | PAC | 2032 | 1083229.8188 | 1801015.8228 | 0.60145
Preferred Plan | Residential Charitable | DLC-Thermostat | Winter Evening | PCT | 2032 | 216814.9243 | 0 | 0
Preferred Plan | Residential Charitable | DLC-Thermostat | Winter Evening | RIM | 2032 | 1083229.8188 | 1801015.8228 | 0.60145
Preferred Plan | Residential Charitable | DLC-Thermostat | Winter Evening | SCT | 2032 | 1083229.8188 | 1584200.8986 | 0.68377
Preferred Plan | Residential Charitable | DLC-Thermostat | Winter Evening | NS Test Broad | 2032 | 1083229.8188 | 1584200.8986 | 0.68377
Preferred Plan | Residential Charitable | DLC-Water Heating | Winter Morning | TRC | 2032 | 419997.6826 | 507156.4699 | 0.82814
Preferred Plan | Residential Charitable | DLC-Water Heating | Winter Morning | PAC | 2032 | 419997.6826 | 556482.13 | 0.75474
Preferred Plan | Residential Charitable | DLC-Water Heating | Winter Morning | PCT | 2032 | 49325.6601 | 0 | 0
Preferred Plan | Residential Charitable | DLC-Water Heating | Winter Morning | RIM | 2032 | 419997.6826 | 556482.13 | 0.75474
Preferred Plan | Residential Charitable | DLC-Water Heating | Winter Morning | SCT | 2032 | 419997.6826 | 507156.4699 | 0.82814
Preferred Plan | Residential Charitable | DLC-Water Heating | Winter Morning | NS Test Broad | 2032 | 419997.6826 | 507156.4699 | 0.82814
Preferred Plan | Residential Charitable | DLC-Water Heating | Winter Evening | TRC | 2032 | 354129.3637 | 507156.4699 | 0.69826
Preferred Plan | Residential Charitable | DLC-Water Heating | Winter Evening | PAC | 2032 | 354129.3637 | 556482.13 | 0.63637
Preferred Plan | Residential Charitable | DLC-Water Heating | Winter Evening | PCT | 2032 | 49325.6601 | 0 | 0
Preferred Plan | Residential Charitable | DLC-Water Heating | Winter Evening | RIM | 2032 | 354129.3637 | 556482.13 | 0.63637
Preferred Plan | Residential Charitable | DLC-Water Heating | Winter Evening | SCT | 2032 | 354129.3637 | 507156.4699 | 0.69826
Preferred Plan | Residential Charitable | DLC-Water Heating | Winter Evening | NS Test Broad | 2032 | 354129.3637 | 507156.4699 | 0.69826
Preferred Plan | General | C&I Curtailment | Winter Morning | TRC | 2032 | 2070573.6993 | 357510.8978 | 5.7916
Preferred Plan | General | C&I Curtailment | Winter Morning | PAC | 2032 | 2070573.6993 | 896587.5412 | 2.3094
Preferred Plan | General | C&I Curtailment | Winter Morning | PCT | 2032 | 539076.6434 | 0 | 0
Preferred Plan | General | C&I Curtailment | Winter Morning | RIM | 2032 | 2070573.6993 | 896587.5412 | 2.3094
Preferred Plan | General | C&I Curtailment | Winter Morning | SCT | 2032 | 2070573.6993 | 357510.8978 | 5.7916
Preferred Plan | General | C&I Curtailment | Winter Morning | NS Test Broad | 2032 | 2070573.6993 | 357510.8978 | 5.7916
Preferred Plan | General | C&I Curtailment | Winter Evening | TRC | 2032 | 2424303.3568 | 414810.0786 | 5.8444
Preferred Plan | General | C&I Curtailment | Winter Evening | PAC | 2032 | 2424303.3568 | 1045980.7133 | 2.3177
Preferred Plan | General | C&I Curtailment | Winter Evening | PCT | 2032 | 631170.6348 | 0 | 0
Preferred Plan | General | C&I Curtailment | Winter Evening | RIM | 2032 | 2424303.3568 | 1045980.7133 | 2.3177
Preferred Plan | General | C&I Curtailment | Winter Evening | SCT | 2032 | 2424303.3568 | 414810.0786 | 5.8444
Preferred Plan | General | C&I Curtailment | Winter Evening | NS Test Broad | 2032 | 2424303.3568 | 414810.0786 | 5.8444
Preferred Plan | Large General | C&I Curtailment | Winter Morning | TRC | 2032 | 1258610.5376 | 217366.909 | 5.7903
Preferred Plan | Large General | C&I Curtailment | Winter Morning | PAC | 2032 | 1258610.5376 | 545047.8527 | 2.3092
Preferred Plan | Large General | C&I Curtailment | Winter Morning | PCT | 2032 | 327680.9438 | 0 | 0
Preferred Plan | Large General | C&I Curtailment | Winter Morning | RIM | 2032 | 1258610.5376 | 545047.8527 | 2.3092
Preferred Plan | Large General | C&I Curtailment | Winter Morning | SCT | 2032 | 1258610.5376 | 217366.909 | 5.7903
Preferred Plan | Large General | C&I Curtailment | Winter Morning | NS Test Broad | 2032 | 1258610.5376 | 217366.909 | 5.7903
Preferred Plan | Large General | C&I Curtailment | Winter Evening | TRC | 2032 | 1082606.6627 | 185283.1967 | 5.843
Preferred Plan | Large General | C&I Curtailment | Winter Evening | PAC | 2032 | 1082606.6627 | 467141.2953 | 2.3175
Preferred Plan | Large General | C&I Curtailment | Winter Evening | PCT | 2032 | 281858.0986 | 0 | 0
Preferred Plan | Large General | C&I Curtailment | Winter Evening | RIM | 2032 | 1082606.6627 | 467141.2953 | 2.3175
Preferred Plan | Large General | C&I Curtailment | Winter Evening | SCT | 2032 | 1082606.6627 | 185283.1967 | 5.843
Preferred Plan | Large General | C&I Curtailment | Winter Evening | NS Test Broad | 2032 | 1082606.6627 | 185283.1967 | 5.843
Preferred Plan | Small Industrial | C&I Curtailment | Winter Morning | TRC | 2032 | 192463.9259 | 33516.7996 | 5.7423
Preferred Plan | Small Industrial | C&I Curtailment | Winter Morning | PAC | 2032 | 192463.9259 | 84055.3347 | 2.2897
Preferred Plan | Small Industrial | C&I Curtailment | Winter Morning | PCT | 2032 | 50538.5352 | 0 | 0
Preferred Plan | Small Industrial | C&I Curtailment | Winter Morning | RIM | 2032 | 192463.9259 | 84055.3347 | 2.2897
Preferred Plan | Small Industrial | C&I Curtailment | Winter Morning | SCT | 2032 | 192463.9259 | 33516.7996 | 5.7423
Preferred Plan | Small Industrial | C&I Curtailment | Winter Morning | NS Test Broad | 2032 | 192463.9259 | 33516.7996 | 5.7423
Preferred Plan | Small Industrial | C&I Curtailment | Winter Evening | TRC | 2032 | 264206.3986 | 45595.3206 | 5.7946
Preferred Plan | Small Industrial | C&I Curtailment | Winter Evening | PAC | 2032 | 264206.3986 | 114972.5002 | 2.298
Preferred Plan | Small Industrial | C&I Curtailment | Winter Evening | PCT | 2032 | 69377.1797 | 0 | 0
Preferred Plan | Small Industrial | C&I Curtailment | Winter Evening | RIM | 2032 | 264206.3986 | 114972.5002 | 2.298
Preferred Plan | Small Industrial | C&I Curtailment | Winter Evening | SCT | 2032 | 264206.3986 | 45595.3206 | 5.7946
Preferred Plan | Small Industrial | C&I Curtailment | Winter Evening | NS Test Broad | 2032 | 264206.3986 | 45595.3206 | 5.7946
Preferred Plan | Medium Industrial | C&I Curtailment | Winter Morning | TRC | 2032 | 4258026.3391 | 735249.947 | 5.7913
Preferred Plan | Medium Industrial | C&I Curtailment | Winter Morning | PAC | 2032 | 4258026.3391 | 1843832.8229 | 2.3093
Preferred Plan | Medium Industrial | C&I Curtailment | Winter Morning | PCT | 2032 | 1108582.8759 | 0 | 0
Preferred Plan | Medium Industrial | C&I Curtailment | Winter Morning | RIM | 2032 | 4258026.3391 | 1843832.8229 | 2.3093
Preferred Plan | Medium Industrial | C&I Curtailment | Winter Morning | SCT | 2032 | 4258026.3391 | 735249.947 | 5.7913
Preferred Plan | Medium Industrial | C&I Curtailment | Winter Morning | NS Test Broad | 2032 | 4258026.3391 | 735249.947 | 5.7913
Preferred Plan | Medium Industrial | C&I Curtailment | Winter Evening | TRC | 2032 | 4118976.6778 | 704822.2552 | 5.844
Preferred Plan | Medium Industrial | C&I Curtailment | Winter Evening | PAC | 2032 | 4118976.6778 | 1777203.3651 | 2.3177
Preferred Plan | Medium Industrial | C&I Curtailment | Winter Evening | PCT | 2032 | 1072381.1099 | 0 | 0
Preferred Plan | Medium Industrial | C&I Curtailment | Winter Evening | RIM | 2032 | 4118976.6778 | 1777203.3651 | 2.3177
Preferred Plan | Medium Industrial | C&I Curtailment | Winter Evening | SCT | 2032 | 4118976.6778 | 704822.2552 | 5.844
Preferred Plan | Medium Industrial | C&I Curtailment | Winter Evening | NS Test Broad | 2032 | 4118976.6778 | 704822.2552 | 5.844
Preferred Plan | Large Industrial | C&I Curtailment | Winter Morning | TRC | 2032 | 78716.3227 | 13594.9612 | 5.7901
Preferred Plan | Large Industrial | C&I Curtailment | Winter Morning | PAC | 2032 | 78716.3227 | 34088.8616 | 2.3092
Preferred Plan | Large Industrial | C&I Curtailment | Winter Morning | PCT | 2032 | 20493.9003 | 0 | 0
Preferred Plan | Large Industrial | C&I Curtailment | Winter Morning | RIM | 2032 | 78716.3227 | 34088.8616 | 2.3092
Preferred Plan | Large Industrial | C&I Curtailment | Winter Morning | SCT | 2032 | 78716.3227 | 13594.9612 | 5.7901
Preferred Plan | Large Industrial | C&I Curtailment | Winter Morning | NS Test Broad | 2032 | 78716.3227 | 13594.9612 | 5.7901
Preferred Plan | Large Industrial | C&I Curtailment | Winter Evening | TRC | 2032 | 78247.0015 | 13391.9587 | 5.8428
Preferred Plan | Large Industrial | C&I Curtailment | Winter Evening | PAC | 2032 | 78247.0015 | 33763.6707 | 2.3175
Preferred Plan | Large Industrial | C&I Curtailment | Winter Evening | PCT | 2032 | 20371.7119 | 0 | 0
Preferred Plan | Large Industrial | C&I Curtailment | Winter Evening | RIM | 2032 | 78247.0015 | 33763.6707 | 2.3175
Preferred Plan | Large Industrial | C&I Curtailment | Winter Evening | SCT | 2032 | 78247.0015 | 13391.9587 | 5.8428
Preferred Plan | Large Industrial | C&I Curtailment | Winter Evening | NS Test Broad | 2032 | 78247.0015 | 13391.9587 | 5.8428
Preferred Plan | Large General | C&I Loadshift to BUGs | Winter Morning | TRC | 2032 | 1226616.8287 | 211713.9487 | 5.7937
Preferred Plan | Large General | C&I Loadshift to BUGs | Winter Morning | PAC | 2032 | 1226616.8287 | 531065.2874 | 2.3097
Preferred Plan | Large General | C&I Loadshift to BUGs | Winter Morning | PCT | 2032 | 319351.3387 | 0 | 0
Preferred Plan | Large General | C&I Loadshift to BUGs | Winter Morning | RIM | 2032 | 1226616.8287 | 531065.2874 | 2.3097
Preferred Plan | Large General | C&I Loadshift to BUGs | Winter Morning | SCT | 2032 | 1226616.8287 | 211713.9487 | 5.7937
Preferred Plan | Large General | C&I Loadshift to BUGs | Winter Morning | NS Test Broad | 2032 | 1226616.8287 | 211713.9487 | 5.7937
Preferred Plan | Large General | C&I Loadshift to BUGs | Winter Evening | TRC | 2032 | 1055086.9483 | 185734.8379 | 5.6806
Preferred Plan | Large General | C&I Loadshift to BUGs | Winter Evening | PAC | 2032 | 1055086.9483 | 460428.1419 | 2.2915
Preferred Plan | Large General | C&I Loadshift to BUGs | Winter Evening | PCT | 2032 | 274693.304 | 0 | 0
Preferred Plan | Large General | C&I Loadshift to BUGs | Winter Evening | RIM | 2032 | 1055086.9483 | 460428.1419 | 2.2915
Preferred Plan | Large General | C&I Loadshift to BUGs | Winter Evening | SCT | 2032 | 1055086.9483 | 185734.8379 | 5.6806
Preferred Plan | Large General | C&I Loadshift to BUGs | Winter Evening | NS Test Broad | 2032 | 1055086.9483 | 185734.8379 | 5.6806
Preferred Plan | Small Industrial | C&I Loadshift to BUGs | Winter Morning | TRC | 2032 | 342787.3804 | 59607.3412 | 5.7508
Preferred Plan | Small Industrial | C&I Loadshift to BUGs | Winter Morning | PAC | 2032 | 342787.3804 | 149618.8693 | 2.2911
Preferred Plan | Small Industrial | C&I Loadshift to BUGs | Winter Morning | PCT | 2032 | 90011.5281 | 0 | 0
Preferred Plan | Small Industrial | C&I Loadshift to BUGs | Winter Morning | RIM | 2032 | 342787.3804 | 149618.8693 | 2.2911
Preferred Plan | Small Industrial | C&I Loadshift to BUGs | Winter Morning | SCT | 2032 | 342787.3804 | 59607.3412 | 5.7508
Preferred Plan | Small Industrial | C&I Loadshift to BUGs | Winter Morning | NS Test Broad | 2032 | 342787.3804 | 59607.3412 | 5.7508
Preferred Plan | Small Industrial | C&I Loadshift to BUGs | Winter Evening | TRC | 2032 | 470564.1269 | 83454.9619 | 5.6385
Preferred Plan | Small Industrial | C&I Loadshift to BUGs | Winter Evening | PAC | 2032 | 470564.1269 | 207019.0094 | 2.273
Preferred Plan | Small Industrial | C&I Loadshift to BUGs | Winter Evening | PCT | 2032 | 123564.0475 | 0 | 0
Preferred Plan | Small Industrial | C&I Loadshift to BUGs | Winter Evening | RIM | 2032 | 470564.1269 | 207019.0094 | 2.273
Preferred Plan | Small Industrial | C&I Loadshift to BUGs | Winter Evening | SCT | 2032 | 470564.1269 | 83454.9619 | 5.6385
Preferred Plan | Small Industrial | C&I Loadshift to BUGs | Winter Evening | NS Test Broad | 2032 | 470564.1269 | 83454.9619 | 5.6385
Preferred Plan | Medium Industrial | C&I Loadshift to BUGs | Winter Morning | TRC | 2032 | 1280549.401 | 220869.6067 | 5.7978
Preferred Plan | Medium Industrial | C&I Loadshift to BUGs | Winter Morning | PAC | 2032 | 1280549.401 | 554262.3631 | 2.3104
Preferred Plan | Medium Industrial | C&I Loadshift to BUGs | Winter Morning | PCT | 2032 | 333392.7563 | 0 | 0
Preferred Plan | Medium Industrial | C&I Loadshift to BUGs | Winter Morning | RIM | 2032 | 1280549.401 | 554262.3631 | 2.3104
Preferred Plan | Medium Industrial | C&I Loadshift to BUGs | Winter Morning | SCT | 2032 | 1280549.401 | 220869.6067 | 5.7978
Preferred Plan | Medium Industrial | C&I Loadshift to BUGs | Winter Morning | NS Test Broad | 2032 | 1280549.401 | 220869.6067 | 5.7978
Preferred Plan | Medium Industrial | C&I Loadshift to BUGs | Winter Evening | TRC | 2032 | 1238731.9142 | 217910.2523 | 5.6846
Preferred Plan | Medium Industrial | C&I Loadshift to BUGs | Winter Evening | PAC | 2032 | 1238731.9142 | 540415.7698 | 2.2922
Preferred Plan | Medium Industrial | C&I Loadshift to BUGs | Winter Evening | PCT | 2032 | 322505.5175 | 0 | 0
Preferred Plan | Medium Industrial | C&I Loadshift to BUGs | Winter Evening | RIM | 2032 | 1238731.9142 | 540415.7698 | 2.2922
Preferred Plan | Medium Industrial | C&I Loadshift to BUGs | Winter Evening | SCT | 2032 | 1238731.9142 | 217910.2523 | 5.6846
Preferred Plan | Medium Industrial | C&I Loadshift to BUGs | Winter Evening | NS Test Broad | 2032 | 1238731.9142 | 217910.2523 | 5.6846
Preferred Plan | Small General | Dynamic Pricing | Winter Morning | TRC | 2032 | 3443.4439 | 432.1468 | 7.9682
Preferred Plan | Small General | Dynamic Pricing | Winter Morning | PAC | 2032 | 3443.4439 | 432.1468 | 7.9682
Preferred Plan | Small General | Dynamic Pricing | Winter Morning | RIM | 2032 | 3443.4439 | 432.1468 | 7.9682
Preferred Plan | Small General | Dynamic Pricing | Winter Morning | SCT | 2032 | 3443.4439 | 432.1468 | 7.9682
Preferred Plan | Small General | Dynamic Pricing | Winter Morning | NS Test Broad | 2032 | 3443.4439 | 432.1468 | 7.9682
Preferred Plan | Small General | Dynamic Pricing | Winter Evening | TRC | 2032 | 3996.9197 | 433.2892 | 9.2246
Preferred Plan | Small General | Dynamic Pricing | Winter Evening | PAC | 2032 | 3996.9197 | 433.2892 | 9.2246
Preferred Plan | Small General | Dynamic Pricing | Winter Evening | RIM | 2032 | 3996.9197 | 433.2892 | 9.2246
Preferred Plan | Small General | Dynamic Pricing | Winter Evening | SCT | 2032 | 3996.9197 | 433.2892 | 9.2246
Preferred Plan | Small General | Dynamic Pricing | Winter Evening | NS Test Broad | 2032 | 3996.9197 | 433.2892 | 9.2246
Preferred Plan | Residential Charitable | Dynamic Pricing | Winter Morning | TRC | 2032 | 14796988.3851 | 2022534.0883 | 7.3161
Preferred Plan | Residential Charitable | Dynamic Pricing | Winter Morning | PAC | 2032 | 14796988.3851 | 2022534.0883 | 7.3161
Preferred Plan | Residential Charitable | Dynamic Pricing | Winter Morning | RIM | 2032 | 14796988.3851 | 2022534.0883 | 7.3161
Preferred Plan | Residential Charitable | Dynamic Pricing | Winter Morning | SCT | 2032 | 14796988.3851 | 2022534.0883 | 7.3161
Preferred Plan | Residential Charitable | Dynamic Pricing | Winter Morning | NS Test Broad | 2032 | 14796988.3851 | 2022534.0883 | 7.3161
Preferred Plan | Residential Charitable | Dynamic Pricing | Winter Evening | TRC | 2032 | 16844748.1748 | 2022532.9459 | 8.3285
Preferred Plan | Residential Charitable | Dynamic Pricing | Winter Evening | PAC | 2032 | 16844748.1748 | 2022532.9459 | 8.3285
Preferred Plan | Residential Charitable | Dynamic Pricing | Winter Evening | RIM | 2032 | 16844748.1748 | 2022532.9459 | 8.3285
Preferred Plan | Residential Charitable | Dynamic Pricing | Winter Evening | SCT | 2032 | 16844748.1748 | 2022532.9459 | 8.3285
Preferred Plan | Residential Charitable | Dynamic Pricing | Winter Evening | NS Test Broad | 2032 | 16844748.1748 | 2022532.9459 | 8.3285
Preferred Plan | Residential Charitable | Behavioral DR | Winter Morning | TRC | 2032 | 1135992.1452 | 401794.1412 | 2.8273
Preferred Plan | Residential Charitable | Behavioral DR | Winter Morning | PAC | 2032 | 1135992.1452 | 401794.1412 | 2.8273
Preferred Plan | Residential Charitable | Behavioral DR | Winter Morning | RIM | 2032 | 1135992.1452 | 401794.1412 | 2.8273
Preferred Plan | Residential Charitable | Behavioral DR | Winter Morning | SCT | 2032 | 1135992.1452 | 401794.1412 | 2.8273
Preferred Plan | Residential Charitable | Behavioral DR | Winter Morning | NS Test Broad | 2032 | 1135992.1452 | 401794.1412 | 2.8273
Preferred Plan | Residential Charitable | Behavioral DR | Winter Evening | TRC | 2032 | 1293202.4488 | 401794.1412 | 3.2186
Preferred Plan | Residential Charitable | Behavioral DR | Winter Evening | PAC | 2032 | 1293202.4488 | 401794.1412 | 3.2186
Preferred Plan | Residential Charitable | Behavioral DR | Winter Evening | RIM | 2032 | 1293202.4488 | 401794.1412 | 3.2186
Preferred Plan | Residential Charitable | Behavioral DR | Winter Evening | SCT | 2032 | 1293202.4488 | 401794.1412 | 3.2186
Preferred Plan | Residential Charitable | Behavioral DR | Winter Evening | NS Test Broad | 2032 | 1293202.4488 | 401794.1412 | 3.2186
Preferred Plan | Residential Charitable | Time-of-Use Rates (TOU) | Winter Morning | TRC | 2032 | 948572.7237 | 0 | 0
Preferred Plan | Residential Charitable | Time-of-Use Rates (TOU) | Winter Morning | PAC | 2032 | 948572.7237 | 0 | 0
Preferred Plan | Residential Charitable | Time-of-Use Rates (TOU) | Winter Morning | RIM | 2032 | 948572.7237 | 0 | 0
Preferred Plan | Residential Charitable | Time-of-Use Rates (TOU) | Winter Morning | SCT | 2032 | 948572.7237 | 0 | 0
Preferred Plan | Residential Charitable | Time-of-Use Rates (TOU) | Winter Morning | NS Test Broad | 2032 | 948572.7237 | 0 | 0
Preferred Plan | Residential Charitable | Time-of-Use Rates (TOU) | Winter Evening | TRC | 2032 | 1079845.9957 | 0 | 0
Preferred Plan | Residential Charitable | Time-of-Use Rates (TOU) | Winter Evening | PAC | 2032 | 1079845.9957 | 0 | 0
Preferred Plan | Residential Charitable | Time-of-Use Rates (TOU) | Winter Evening | RIM | 2032 | 1079845.9957 | 0 | 0
Preferred Plan | Residential Charitable | Time-of-Use Rates (TOU) | Winter Evening | SCT | 2032 | 1079845.9957 | 0 | 0
Preferred Plan | Residential Charitable | Time-of-Use Rates (TOU) | Winter Evening | NS Test Broad | 2032 | 1079845.9957 | 0 | 0
Preferred Plan | Residential Charitable | DLC-Thermostat | Winter Morning | TRC | 2033 | 1165539.6832 | 1588122.9651 | 0.73391
Preferred Plan | Residential Charitable | DLC-Thermostat | Winter Morning | PAC | 2033 | 1165539.6832 | 1805207.3886 | 0.64565
Preferred Plan | Residential Charitable | DLC-Thermostat | Winter Morning | PCT | 2033 | 217084.4234 | 0 | 0
Preferred Plan | Residential Charitable | DLC-Thermostat | Winter Morning | RIM | 2033 | 1165539.6832 | 1805207.3886 | 0.64565
Preferred Plan | Residential Charitable | DLC-Thermostat | Winter Morning | SCT | 2033 | 1165539.6832 | 1588122.9651 | 0.73391
Preferred Plan | Residential Charitable | DLC-Thermostat | Winter Morning | NS Test Broad | 2033 | 1165539.6832 | 1588122.9651 | 0.73391
Preferred Plan | Residential Charitable | DLC-Thermostat | Winter Evening | TRC | 2033 | 1162728.9679 | 1588122.9651 | 0.73214
Preferred Plan | Residential Charitable | DLC-Thermostat | Winter Evening | PAC | 2033 | 1162728.9679 | 1805207.3886 | 0.6441
Preferred Plan | Residential Charitable | DLC-Thermostat | Winter Evening | PCT | 2033 | 217084.4234 | 0 | 0
Preferred Plan | Residential Charitable | DLC-Thermostat | Winter Evening | RIM | 2033 | 1162728.9679 | 1805207.3886 | 0.6441
Preferred Plan | Residential Charitable | DLC-Thermostat | Winter Evening | SCT | 2033 | 1162728.9679 | 1588122.9651 | 0.73214
Preferred Plan | Residential Charitable | DLC-Thermostat | Winter Evening | NS Test Broad | 2033 | 1162728.9679 | 1588122.9651 | 0.73214
Preferred Plan | Residential Charitable | DLC-Water Heating | Winter Morning | TRC | 2033 | 450817.315 | 507888.5806 | 0.88763
Preferred Plan | Residential Charitable | DLC-Water Heating | Winter Morning | PAC | 2033 | 450817.315 | 557211.1548 | 0.80906
Preferred Plan | Residential Charitable | DLC-Water Heating | Winter Morning | PCT | 2033 | 49322.5743 | 0 | 0
Preferred Plan | Residential Charitable | DLC-Water Heating | Winter Morning | RIM | 2033 | 450817.315 | 557211.1548 | 0.80906
Preferred Plan | Residential Charitable | DLC-Water Heating | Winter Morning | SCT | 2033 | 450817.315 | 507888.5806 | 0.88763
Preferred Plan | Residential Charitable | DLC-Water Heating | Winter Morning | NS Test Broad | 2033 | 450817.315 | 507888.5806 | 0.88763
Preferred Plan | Residential Charitable | DLC-Water Heating | Winter Evening | TRC | 2033 | 379971.9845 | 507888.5806 | 0.74814
Preferred Plan | Residential Charitable | DLC-Water Heating | Winter Evening | PAC | 2033 | 379971.9845 | 557211.1548 | 0.68192
Preferred Plan | Residential Charitable | DLC-Water Heating | Winter Evening | PCT | 2033 | 49322.5743 | 0 | 0
Preferred Plan | Residential Charitable | DLC-Water Heating | Winter Evening | RIM | 2033 | 379971.9845 | 557211.1548 | 0.68192
Preferred Plan | Residential Charitable | DLC-Water Heating | Winter Evening | SCT | 2033 | 379971.9845 | 507888.5806 | 0.74814
Preferred Plan | Residential Charitable | DLC-Water Heating | Winter Evening | NS Test Broad | 2033 | 379971.9845 | 507888.5806 | 0.74814
Preferred Plan | General | C&I Curtailment | Winter Morning | TRC | 2033 | 2256650.6966 | 360064.1426 | 6.2674
Preferred Plan | General | C&I Curtailment | Winter Morning | PAC | 2033 | 2256650.6966 | 907170.4217 | 2.4876
Preferred Plan | General | C&I Curtailment | Winter Morning | PCT | 2033 | 547106.2791 | 0 | 0
Preferred Plan | General | C&I Curtailment | Winter Morning | RIM | 2033 | 2256650.6966 | 907170.4217 | 2.4876
Preferred Plan | General | C&I Curtailment | Winter Morning | SCT | 2033 | 2256650.6966 | 360064.1426 | 6.2674
Preferred Plan | General | C&I Curtailment | Winter Morning | NS Test Broad | 2033 | 2256650.6966 | 360064.1426 | 6.2674
Preferred Plan | General | C&I Curtailment | Winter Evening | TRC | 2033 | 2642169.1054 | 417794.1415 | 6.3241
Preferred Plan | General | C&I Curtailment | Winter Evening | PAC | 2033 | 2642169.1054 | 1058366.1672 | 2.4965
Preferred Plan | General | C&I Curtailment | Winter Evening | PCT | 2033 | 640572.0257 | 0 | 0
Preferred Plan | General | C&I Curtailment | Winter Evening | RIM | 2033 | 2642169.1054 | 1058366.1672 | 2.4965
Preferred Plan | General | C&I Curtailment | Winter Evening | SCT | 2033 | 2642169.1054 | 417794.1415 | 6.3241
Preferred Plan | General | C&I Curtailment | Winter Evening | NS Test Broad | 2033 | 2642169.1054 | 417794.1415 | 6.3241
Preferred Plan | Large General | C&I Curtailment | Winter Morning | TRC | 2033 | 1371836.8402 | 218937.3254 | 6.2659
Preferred Plan | Large General | C&I Curtailment | Winter Morning | PAC | 2033 | 1371836.8402 | 551527.8102 | 2.4873
Preferred Plan | Large General | C&I Curtailment | Winter Morning | PCT | 2033 | 332590.4848 | 0 | 0
Preferred Plan | Large General | C&I Curtailment | Winter Morning | RIM | 2033 | 1371836.8402 | 551527.8102 | 2.4873
Preferred Plan | Large General | C&I Curtailment | Winter Morning | SCT | 2033 | 1371836.8402 | 218937.3254 | 6.2659
Preferred Plan | Large General | C&I Curtailment | Winter Morning | NS Test Broad | 2033 | 1371836.8402 | 218937.3254 | 6.2659
Preferred Plan | Large General | C&I Curtailment | Winter Evening | TRC | 2033 | 1179999.4192 | 186631.4684 | 6.3226
Preferred Plan | Large General | C&I Curtailment | Winter Evening | PAC | 2033 | 1179999.4192 | 472712.5586 | 2.4962
Preferred Plan | Large General | C&I Curtailment | Winter Evening | PCT | 2033 | 286081.0902 | 0 | 0
Preferred Plan | Large General | C&I Curtailment | Winter Evening | RIM | 2033 | 1179999.4192 | 472712.5586 | 2.4962
Preferred Plan | Large General | C&I Curtailment | Winter Evening | SCT | 2033 | 1179999.4192 | 186631.4684 | 6.3226
Preferred Plan | Large General | C&I Curtailment | Winter Evening | NS Test Broad | 2033 | 1179999.4192 | 186631.4684 | 6.3226
Preferred Plan | Small Industrial | C&I Curtailment | Winter Morning | TRC | 2033 | 209768.8267 | 33784.3097 | 6.2091
Preferred Plan | Small Industrial | C&I Curtailment | Winter Morning | PAC | 2033 | 209768.8267 | 85119.4626 | 2.4644
Preferred Plan | Small Industrial | C&I Curtailment | Winter Morning | PCT | 2033 | 51335.1529 | 0 | 0
Preferred Plan | Small Industrial | C&I Curtailment | Winter Morning | RIM | 2033 | 209768.8267 | 85119.4626 | 2.4644
Preferred Plan | Small Industrial | C&I Curtailment | Winter Morning | SCT | 2033 | 209768.8267 | 33784.3097 | 6.2091
Preferred Plan | Small Industrial | C&I Curtailment | Winter Morning | NS Test Broad | 2033 | 209768.8267 | 33784.3097 | 6.2091
Preferred Plan | Small Industrial | C&I Curtailment | Winter Evening | TRC | 2033 | 287961.84 | 45961.6149 | 6.2653
Preferred Plan | Small Industrial | C&I Curtailment | Winter Evening | PAC | 2033 | 287961.84 | 116432.358 | 2.4732
Preferred Plan | Small Industrial | C&I Curtailment | Winter Evening | PCT | 2033 | 70470.7431 | 0 | 0
Preferred Plan | Small Industrial | C&I Curtailment | Winter Evening | RIM | 2033 | 287961.84 | 116432.358 | 2.4732
Preferred Plan | Small Industrial | C&I Curtailment | Winter Evening | SCT | 2033 | 287961.84 | 45961.6149 | 6.2653
Preferred Plan | Small Industrial | C&I Curtailment | Winter Evening | NS Test Broad | 2033 | 287961.84 | 45961.6149 | 6.2653
Preferred Plan | Medium Industrial | C&I Curtailment | Winter Morning | TRC | 2033 | 4645938.2403 | 741318.3524 | 6.2671
Preferred Plan | Medium Industrial | C&I Curtailment | Winter Morning | PAC | 2033 | 4645938.2403 | 1867687.6161 | 2.4875
Preferred Plan | Medium Industrial | C&I Curtailment | Winter Morning | PCT | 2033 | 1126369.2637 | 0 | 0
Preferred Plan | Medium Industrial | C&I Curtailment | Winter Morning | RIM | 2033 | 4645938.2403 | 1867687.6161 | 2.4875
Preferred Plan | Medium Industrial | C&I Curtailment | Winter Morning | SCT | 2033 | 4645938.2403 | 741318.3524 | 6.2671
Preferred Plan | Medium Industrial | C&I Curtailment | Winter Morning | NS Test Broad | 2033 | 4645938.2403 | 741318.3524 | 6.2671
Preferred Plan | Medium Industrial | C&I Curtailment | Winter Evening | TRC | 2033 | 4494220.9686 | 710676.3632 | 6.3239
Preferred Plan | Medium Industrial | C&I Curtailment | Winter Evening | PAC | 2033 | 4494220.9686 | 1800263.0304 | 2.4964
Preferred Plan | Medium Industrial | C&I Curtailment | Winter Evening | PCT | 2033 | 1089586.6672 | 0 | 0
Preferred Plan | Medium Industrial | C&I Curtailment | Winter Evening | RIM | 2033 | 4494220.9686 | 1800263.0304 | 2.4964
Preferred Plan | Medium Industrial | C&I Curtailment | Winter Evening | SCT | 2033 | 4494220.9686 | 710676.3632 | 6.3239
Preferred Plan | Medium Industrial | C&I Curtailment | Winter Evening | NS Test Broad | 2033 | 4494220.9686 | 710676.3632 | 6.3239
Preferred Plan | Large Industrial | C&I Curtailment | Winter Morning | TRC | 2033 | 85755.8542 | 13686.6579 | 6.2657
Preferred Plan | Large Industrial | C&I Curtailment | Winter Morning | PAC | 2033 | 85755.8542 | 34477.4548 | 2.4873
Preferred Plan | Large Industrial | C&I Curtailment | Winter Morning | PCT | 2033 | 20790.7969 | 0 | 0
Preferred Plan | Large Industrial | C&I Curtailment | Winter Morning | RIM | 2033 | 85755.8542 | 34477.4548 | 2.4873
Preferred Plan | Large Industrial | C&I Curtailment | Winter Morning | SCT | 2033 | 85755.8542 | 13686.6579 | 6.2657
Preferred Plan | Large Industrial | C&I Curtailment | Winter Morning | NS Test Broad | 2033 | 85755.8542 | 13686.6579 | 6.2657
Preferred Plan | Large Industrial | C&I Curtailment | Winter Evening | TRC | 2033 | 85244.562 | 13482.9827 | 6.3224
Preferred Plan | Large Industrial | C&I Curtailment | Winter Evening | PAC | 2033 | 85244.562 | 34149.821 | 2.4962
Preferred Plan | Large Industrial | C&I Curtailment | Winter Evening | PCT | 2033 | 20666.8383 | 0 | 0
Preferred Plan | Large Industrial | C&I Curtailment | Winter Evening | RIM | 2033 | 85244.562 | 34149.821 | 2.4962
Preferred Plan | Large Industrial | C&I Curtailment | Winter Evening | SCT | 2033 | 85244.562 | 13482.9827 | 6.3224
Preferred Plan | Large Industrial | C&I Curtailment | Winter Evening | NS Test Broad | 2033 | 85244.562 | 13482.9827 | 6.3224
Preferred Plan | Large General | C&I Loadshift to BUGs | Winter Morning | TRC | 2033 | 1317229.2998 | 212207.8117 | 6.2073
Preferred Plan | Large General | C&I Loadshift to BUGs | Winter Morning | PAC | 2033 | 1317229.2998 | 531559.1504 | 2.478
Preferred Plan | Large General | C&I Loadshift to BUGs | Winter Morning | PCT | 2033 | 319351.3387 | 0 | 0
Preferred Plan | Large General | C&I Loadshift to BUGs | Winter Morning | RIM | 2033 | 1317229.2998 | 531559.1504 | 2.478
Preferred Plan | Large General | C&I Loadshift to BUGs | Winter Morning | SCT | 2033 | 1317229.2998 | 212207.8117 | 6.2073
Preferred Plan | Large General | C&I Loadshift to BUGs | Winter Morning | NS Test Broad | 2033 | 1317229.2998 | 212207.8117 | 6.2073
Preferred Plan | Large General | C&I Loadshift to BUGs | Winter Evening | TRC | 2033 | 1133028.1875 | 186172.6012 | 6.0859
Preferred Plan | Large General | C&I Loadshift to BUGs | Winter Evening | PAC | 2033 | 1133028.1875 | 460865.9052 | 2.4585
Preferred Plan | Large General | C&I Loadshift to BUGs | Winter Evening | PCT | 2033 | 274693.304 | 0 | 0
Preferred Plan | Large General | C&I Loadshift to BUGs | Winter Evening | RIM | 2033 | 1133028.1875 | 460865.9052 | 2.4585
Preferred Plan | Large General | C&I Loadshift to BUGs | Winter Evening | SCT | 2033 | 1133028.1875 | 186172.6012 | 6.0859
Preferred Plan | Large General | C&I Loadshift to BUGs | Winter Evening | NS Test Broad | 2033 | 1133028.1875 | 186172.6012 | 6.0859
Preferred Plan | Small Industrial | C&I Loadshift to BUGs | Winter Morning | TRC | 2033 | 367810.5852 | 59746.5401 | 6.1562
Preferred Plan | Small Industrial | C&I Loadshift to BUGs | Winter Morning | PAC | 2033 | 367810.5852 | 149758.0682 | 2.456
Preferred Plan | Small Industrial | C&I Loadshift to BUGs | Winter Morning | PCT | 2033 | 90011.5281 | 0 | 0
Preferred Plan | Small Industrial | C&I Loadshift to BUGs | Winter Morning | RIM | 2033 | 367810.5852 | 149758.0682 | 2.456
Preferred Plan | Small Industrial | C&I Loadshift to BUGs | Winter Morning | SCT | 2033 | 367810.5852 | 59746.5401 | 6.1562
Preferred Plan | Small Industrial | C&I Loadshift to BUGs | Winter Morning | NS Test Broad | 2033 | 367810.5852 | 59746.5401 | 6.1562
Preferred Plan | Small Industrial | C&I Loadshift to BUGs | Winter Evening | TRC | 2033 | 504914.9321 | 83651.879 | 6.0359
Preferred Plan | Small Industrial | C&I Loadshift to BUGs | Winter Evening | PAC | 2033 | 504914.9321 | 207215.9265 | 2.4367
Preferred Plan | Small Industrial | C&I Loadshift to BUGs | Winter Evening | PCT | 2033 | 123564.0475 | 0 | 0
Preferred Plan | Small Industrial | C&I Loadshift to BUGs | Winter Evening | RIM | 2033 | 504914.9321 | 207215.9265 | 2.4367
Preferred Plan | Small Industrial | C&I Loadshift to BUGs | Winter Evening | SCT | 2033 | 504914.9321 | 83651.879 | 6.0359
Preferred Plan | Small Industrial | C&I Loadshift to BUGs | Winter Evening | NS Test Broad | 2033 | 504914.9321 | 83651.879 | 6.0359
Preferred Plan | Medium Industrial | C&I Loadshift to BUGs | Winter Morning | TRC | 2033 | 1375145.9718 | 221385.1841 | 6.2116
Preferred Plan | Medium Industrial | C&I Loadshift to BUGs | Winter Morning | PAC | 2033 | 1375145.9718 | 554777.9405 | 2.4787
Preferred Plan | Medium Industrial | C&I Loadshift to BUGs | Winter Morning | PCT | 2033 | 333392.7563 | 0 | 0
Preferred Plan | Medium Industrial | C&I Loadshift to BUGs | Winter Morning | RIM | 2033 | 1375145.9718 | 554777.9405 | 2.4787
Preferred Plan | Medium Industrial | C&I Loadshift to BUGs | Winter Morning | SCT | 2033 | 1375145.9718 | 221385.1841 | 6.2116
Preferred Plan | Medium Industrial | C&I Loadshift to BUGs | Winter Morning | NS Test Broad | 2033 | 1375145.9718 | 221385.1841 | 6.2116
Preferred Plan | Medium Industrial | C&I Loadshift to BUGs | Winter Evening | TRC | 2033 | 1330239.3492 | 218424.2112 | 6.0902
Preferred Plan | Medium Industrial | C&I Loadshift to BUGs | Winter Evening | PAC | 2033 | 1330239.3492 | 540929.7287 | 2.4592
Preferred Plan | Medium Industrial | C&I Loadshift to BUGs | Winter Evening | PCT | 2033 | 322505.5175 | 0 | 0
Preferred Plan | Medium Industrial | C&I Loadshift to BUGs | Winter Evening | RIM | 2033 | 1330239.3492 | 540929.7287 | 2.4592
Preferred Plan | Medium Industrial | C&I Loadshift to BUGs | Winter Evening | SCT | 2033 | 1330239.3492 | 218424.2112 | 6.0902
Preferred Plan | Medium Industrial | C&I Loadshift to BUGs | Winter Evening | NS Test Broad | 2033 | 1330239.3492 | 218424.2112 | 6.0902
Preferred Plan | Small General | Dynamic Pricing | Winter Morning | TRC | 2033 | 3697.8176 | 436.3346 | 8.4747
Preferred Plan | Small General | Dynamic Pricing | Winter Morning | PAC | 2033 | 3697.8176 | 436.3346 | 8.4747
Preferred Plan | Small General | Dynamic Pricing | Winter Morning | RIM | 2033 | 3697.8176 | 436.3346 | 8.4747
Preferred Plan | Small General | Dynamic Pricing | Winter Morning | SCT | 2033 | 3697.8176 | 436.3346 | 8.4747
Preferred Plan | Small General | Dynamic Pricing | Winter Morning | NS Test Broad | 2033 | 3697.8176 | 436.3346 | 8.4747
Preferred Plan | Small General | Dynamic Pricing | Winter Evening | TRC | 2033 | 4292.1796 | 437.4769 | 9.8112
Preferred Plan | Small General | Dynamic Pricing | Winter Evening | PAC | 2033 | 4292.1796 | 437.4769 | 9.8112
Preferred Plan | Small General | Dynamic Pricing | Winter Evening | RIM | 2033 | 4292.1796 | 437.4769 | 9.8112
Preferred Plan | Small General | Dynamic Pricing | Winter Evening | SCT | 2033 | 4292.1796 | 437.4769 | 9.8112
Preferred Plan | Small General | Dynamic Pricing | Winter Evening | NS Test Broad | 2033 | 4292.1796 | 437.4769 | 9.8112
Preferred Plan | Residential Charitable | Dynamic Pricing | Winter Morning | TRC | 2033 | 15891318.629 | 2070129.8718 | 7.6765
Preferred Plan | Residential Charitable | Dynamic Pricing | Winter Morning | PAC | 2033 | 15891318.629 | 2070129.8718 | 7.6765
Preferred Plan | Residential Charitable | Dynamic Pricing | Winter Morning | RIM | 2033 | 15891318.629 | 2070129.8718 | 7.6765
Preferred Plan | Residential Charitable | Dynamic Pricing | Winter Morning | SCT | 2033 | 15891318.629 | 2070129.8718 | 7.6765
Preferred Plan | Residential Charitable | Dynamic Pricing | Winter Morning | NS Test Broad | 2033 | 15891318.629 | 2070129.8718 | 7.6765
Preferred Plan | Residential Charitable | Dynamic Pricing | Winter Evening | TRC | 2033 | 18090523.1188 | 2070128.7296 | 8.7388
Preferred Plan | Residential Charitable | Dynamic Pricing | Winter Evening | PAC | 2033 | 18090523.1188 | 2070128.7296 | 8.7388
Preferred Plan | Residential Charitable | Dynamic Pricing | Winter Evening | RIM | 2033 | 18090523.1188 | 2070128.7296 | 8.7388
Preferred Plan | Residential Charitable | Dynamic Pricing | Winter Evening | SCT | 2033 | 18090523.1188 | 2070128.7296 | 8.7388
Preferred Plan | Residential Charitable | Dynamic Pricing | Winter Evening | NS Test Broad | 2033 | 18090523.1188 | 2070128.7296 | 8.7388
Preferred Plan | Residential Charitable | Behavioral DR | Winter Morning | TRC | 2033 | 1219945.3664 | 403369.9803 | 3.0244
Preferred Plan | Residential Charitable | Behavioral DR | Winter Morning | PAC | 2033 | 1219945.3664 | 403369.9803 | 3.0244
Preferred Plan | Residential Charitable | Behavioral DR | Winter Morning | RIM | 2033 | 1219945.3664 | 403369.9803 | 3.0244
Preferred Plan | Residential Charitable | Behavioral DR | Winter Morning | SCT | 2033 | 1219945.3664 | 403369.9803 | 3.0244
Preferred Plan | Residential Charitable | Behavioral DR | Winter Morning | NS Test Broad | 2033 | 1219945.3664 | 403369.9803 | 3.0244
Preferred Plan | Residential Charitable | Behavioral DR | Winter Evening | TRC | 2033 | 1388773.9822 | 403369.9803 | 3.4429
Preferred Plan | Residential Charitable | Behavioral DR | Winter Evening | PAC | 2033 | 1388773.9822 | 403369.9803 | 3.4429
Preferred Plan | Residential Charitable | Behavioral DR | Winter Evening | RIM | 2033 | 1388773.9822 | 403369.9803 | 3.4429
Preferred Plan | Residential Charitable | Behavioral DR | Winter Evening | SCT | 2033 | 1388773.9822 | 403369.9803 | 3.4429
Preferred Plan | Residential Charitable | Behavioral DR | Winter Evening | NS Test Broad | 2033 | 1388773.9822 | 403369.9803 | 3.4429
Preferred Plan | Residential Charitable | Time-of-Use Rates (TOU) | Winter Morning | TRC | 2033 | 1017847.2802 | 0 | 0
Preferred Plan | Residential Charitable | Time-of-Use Rates (TOU) | Winter Morning | PAC | 2033 | 1017847.2802 | 0 | 0
Preferred Plan | Residential Charitable | Time-of-Use Rates (TOU) | Winter Morning | RIM | 2033 | 1017847.2802 | 0 | 0
Preferred Plan | Residential Charitable | Time-of-Use Rates (TOU) | Winter Morning | SCT | 2033 | 1017847.2802 | 0 | 0
Preferred Plan | Residential Charitable | Time-of-Use Rates (TOU) | Winter Morning | NS Test Broad | 2033 | 1017847.2802 | 0 | 0
Preferred Plan | Residential Charitable | Time-of-Use Rates (TOU) | Winter Evening | TRC | 2033 | 1158707.4795 | 0 | 0
Preferred Plan | Residential Charitable | Time-of-Use Rates (TOU) | Winter Evening | PAC | 2033 | 1158707.4795 | 0 | 0
Preferred Plan | Residential Charitable | Time-of-Use Rates (TOU) | Winter Evening | RIM | 2033 | 1158707.4795 | 0 | 0
Preferred Plan | Residential Charitable | Time-of-Use Rates (TOU) | Winter Evening | SCT | 2033 | 1158707.4795 | 0 | 0
Preferred Plan | Residential Charitable | Time-of-Use Rates (TOU) | Winter Evening | NS Test Broad | 2033 | 1158707.4795 | 0 | 0

## BCA by Year Average (hidden)
Cases | Customer Class | DR Option | Cost Tests | All Forecast Years | Benefit | Cost | BC Ratio
Alternate Scenario | Residential Charitable | DLC-Thermostat | TRC | 2025 | 0 | 1063150.3631 | 0
Alternate Scenario | Residential Charitable | DLC-Thermostat | PAC | 2025 | 0 | 1513281.059 | 0
Alternate Scenario | Residential Charitable | DLC-Thermostat | PCT | 2025 | 450130.6959 | 0 | 0
Alternate Scenario | Residential Charitable | DLC-Thermostat | RIM | 2025 | 0 | 1513281.059 | 0
Alternate Scenario | Residential Charitable | DLC-Thermostat | SCT | 2025 | 0 | 1063150.3631 | 0
Alternate Scenario | Residential Charitable | DLC-Thermostat | NS Test Broad | 2025 | 0 | 1063150.3631 | 0
Alternate Scenario | Residential Charitable | DLC-Water Heating | TRC | 2025 | 0 | 524458.3317 | 0
Alternate Scenario | Residential Charitable | DLC-Water Heating | PAC | 2025 | 0 | 537269.743 | 0
Alternate Scenario | Residential Charitable | DLC-Water Heating | PCT | 2025 | 12811.4113 | 0 | 0
Alternate Scenario | Residential Charitable | DLC-Water Heating | RIM | 2025 | 0 | 537269.743 | 0
Alternate Scenario | Residential Charitable | DLC-Water Heating | SCT | 2025 | 0 | 524458.3317 | 0
Alternate Scenario | Residential Charitable | DLC-Water Heating | NS Test Broad | 2025 | 0 | 524458.3317 | 0
Alternate Scenario | General | C&I Curtailment | TRC | 2025 | 0 | 249312.3666 | 0
Alternate Scenario | General | C&I Curtailment | PAC | 2025 | 0 | 464109.3666 | 0
Alternate Scenario | General | C&I Curtailment | PCT | 2025 | 214797 | 0 | 0
Alternate Scenario | General | C&I Curtailment | RIM | 2025 | 0 | 464109.3666 | 0
Alternate Scenario | General | C&I Curtailment | SCT | 2025 | 0 | 249312.3666 | 0
Alternate Scenario | General | C&I Curtailment | NS Test Broad | 2025 | 0 | 249312.3666 | 0
Alternate Scenario | Large General | C&I Curtailment | TRC | 2025 | 0 | 131353.2215 | 0
Alternate Scenario | Large General | C&I Curtailment | PAC | 2025 | 0 | 244444.2215 | 0
Alternate Scenario | Large General | C&I Curtailment | PCT | 2025 | 113091 | 0 | 0
Alternate Scenario | Large General | C&I Curtailment | RIM | 2025 | 0 | 244444.2215 | 0
Alternate Scenario | Large General | C&I Curtailment | SCT | 2025 | 0 | 131353.2215 | 0
Alternate Scenario | Large General | C&I Curtailment | NS Test Broad | 2025 | 0 | 131353.2215 | 0
Alternate Scenario | Small Industrial | C&I Curtailment | TRC | 2025 | 0 | 25539.0002 | 0
Alternate Scenario | Small Industrial | C&I Curtailment | PAC | 2025 | 0 | 47550.0002 | 0
Alternate Scenario | Small Industrial | C&I Curtailment | PCT | 2025 | 22011 | 0 | 0
Alternate Scenario | Small Industrial | C&I Curtailment | RIM | 2025 | 0 | 47550.0002 | 0
Alternate Scenario | Small Industrial | C&I Curtailment | SCT | 2025 | 0 | 25539.0002 | 0
Alternate Scenario | Small Industrial | C&I Curtailment | NS Test Broad | 2025 | 0 | 25539.0002 | 0
Alternate Scenario | Medium Industrial | C&I Curtailment | TRC | 2025 | 0 | 466226.6316 | 0
Alternate Scenario | Medium Industrial | C&I Curtailment | PAC | 2025 | 0 | 867737.6316 | 0
Alternate Scenario | Medium Industrial | C&I Curtailment | PCT | 2025 | 401511 | 0 | 0
Alternate Scenario | Medium Industrial | C&I Curtailment | RIM | 2025 | 0 | 867737.6316 | 0
Alternate Scenario | Medium Industrial | C&I Curtailment | SCT | 2025 | 0 | 466226.6316 | 0
Alternate Scenario | Medium Industrial | C&I Curtailment | NS Test Broad | 2025 | 0 | 466226.6316 | 0
Alternate Scenario | Large Industrial | C&I Curtailment | TRC | 2025 | 0 | 8812.8247 | 0
Alternate Scenario | Large Industrial | C&I Curtailment | PAC | 2025 | 0 | 16402.8247 | 0
Alternate Scenario | Large Industrial | C&I Curtailment | PCT | 2025 | 7590 | 0 | 0
Alternate Scenario | Large Industrial | C&I Curtailment | RIM | 2025 | 0 | 16402.8247 | 0
Alternate Scenario | Large Industrial | C&I Curtailment | SCT | 2025 | 0 | 8812.8247 | 0
Alternate Scenario | Large Industrial | C&I Curtailment | NS Test Broad | 2025 | 0 | 8812.8247 | 0
Alternate Scenario | Small General | Dynamic Pricing | TRC | 2025 | 0 | 93.2956 | 0
Alternate Scenario | Small General | Dynamic Pricing | PAC | 2025 | 0 | 93.2956 | 0
Alternate Scenario | Small General | Dynamic Pricing | RIM | 2025 | 0 | 93.2956 | 0
Alternate Scenario | Small General | Dynamic Pricing | SCT | 2025 | 0 | 93.2956 | 0
Alternate Scenario | Small General | Dynamic Pricing | NS Test Broad | 2025 | 0 | 93.2956 | 0
Alternate Scenario | Residential Charitable | Dynamic Pricing | TRC | 2025 | 0 | 233637.5463 | 0
Alternate Scenario | Residential Charitable | Dynamic Pricing | PAC | 2025 | 0 | 233637.5463 | 0
Alternate Scenario | Residential Charitable | Dynamic Pricing | RIM | 2025 | 0 | 233637.5463 | 0
Alternate Scenario | Residential Charitable | Dynamic Pricing | SCT | 2025 | 0 | 233637.5463 | 0
Alternate Scenario | Residential Charitable | Dynamic Pricing | NS Test Broad | 2025 | 0 | 233637.5463 | 0
Alternate Scenario | Residential Charitable | BTM Battery Control | TRC | 2025 | 0 | 22446.3034 | 0
Alternate Scenario | Residential Charitable | BTM Battery Control | PAC | 2025 | 0 | 29150.0661 | 0
Alternate Scenario | Residential Charitable | BTM Battery Control | PCT | 2025 | 6703.7628 | 0 | 0
Alternate Scenario | Residential Charitable | BTM Battery Control | RIM | 2025 | 0 | 29150.0661 | 0
Alternate Scenario | Residential Charitable | BTM Battery Control | SCT | 2025 | 0 | 22446.3034 | 0
Alternate Scenario | Residential Charitable | BTM Battery Control | NS Test Broad | 2025 | 0 | 22446.3034 | 0
Alternate Scenario | EV Res LDV | EV Charging Control | TRC | 2025 | 0 | 24095.9923 | 0
Alternate Scenario | EV Res LDV | EV Charging Control | PAC | 2025 | 0 | 32410.9146 | 0
Alternate Scenario | EV Res LDV | EV Charging Control | PCT | 2025 | 8314.9223 | 0 | 0
Alternate Scenario | EV Res LDV | EV Charging Control | RIM | 2025 | 0 | 32410.9146 | 0
Alternate Scenario | EV Res LDV | EV Charging Control | SCT | 2025 | 0 | 24095.9923 | 0
Alternate Scenario | EV Res LDV | EV Charging Control | NS Test Broad | 2025 | 0 | 24095.9923 | 0
Alternate Scenario | EV Com LDV | EV Charging Control | TRC | 2025 | 0 | 8146.7127 | 0
Alternate Scenario | EV Com LDV | EV Charging Control | PAC | 2025 | 0 | 10957.9388 | 0
Alternate Scenario | EV Com LDV | EV Charging Control | PCT | 2025 | 2811.2261 | 0 | 0
Alternate Scenario | EV Com LDV | EV Charging Control | RIM | 2025 | 0 | 10957.9388 | 0
Alternate Scenario | EV Com LDV | EV Charging Control | SCT | 2025 | 0 | 8146.7127 | 0
Alternate Scenario | EV Com LDV | EV Charging Control | NS Test Broad | 2025 | 0 | 8146.7127 | 0
Alternate Scenario | Residential Charitable | DLC-Thermostat | TRC | 2026 | 596493.8531 | 1725243.6009 | 0.34574
Alternate Scenario | Residential Charitable | DLC-Thermostat | PAC | 2026 | 596493.8531 | 2343064.9673 | 0.25458
Alternate Scenario | Residential Charitable | DLC-Thermostat | PCT | 2026 | 617821.3664 | 0 | 0
Alternate Scenario | Residential Charitable | DLC-Thermostat | RIM | 2026 | 596493.8531 | 2343064.9673 | 0.25458
Alternate Scenario | Residential Charitable | DLC-Thermostat | SCT | 2026 | 596493.8531 | 1725243.6009 | 0.34574
Alternate Scenario | Residential Charitable | DLC-Thermostat | NS Test Broad | 2026 | 596493.8531 | 1725243.6009 | 0.34574
Alternate Scenario | Residential Charitable | DLC-Water Heating | TRC | 2026 | 172152.1063 | 617773.7722 | 0.27867
Alternate Scenario | Residential Charitable | DLC-Water Heating | PAC | 2026 | 172152.1063 | 662125.9268 | 0.26
Alternate Scenario | Residential Charitable | DLC-Water Heating | PCT | 2026 | 44352.1546 | 0 | 0
Alternate Scenario | Residential Charitable | DLC-Water Heating | RIM | 2026 | 172152.1063 | 662125.9268 | 0.26
Alternate Scenario | Residential Charitable | DLC-Water Heating | SCT | 2026 | 172152.1063 | 617773.7722 | 0.27867
Alternate Scenario | Residential Charitable | DLC-Water Heating | NS Test Broad | 2026 | 172152.1063 | 617773.7722 | 0.27867
Alternate Scenario | General | C&I Curtailment | TRC | 2026 | 340927.1568 | 173811.2329 | 1.9615
Alternate Scenario | General | C&I Curtailment | PAC | 2026 | 340927.1568 | 348903.3329 | 0.97714
Alternate Scenario | General | C&I Curtailment | PCT | 2026 | 175092.1 | 0 | 0
Alternate Scenario | General | C&I Curtailment | RIM | 2026 | 340927.1568 | 348903.3329 | 0.97714
Alternate Scenario | General | C&I Curtailment | SCT | 2026 | 340927.1568 | 173811.2329 | 1.9615
Alternate Scenario | General | C&I Curtailment | NS Test Broad | 2026 | 340927.1568 | 173811.2329 | 1.9615
Alternate Scenario | Large General | C&I Curtailment | TRC | 2026 | 179498.7504 | 91590.463 | 1.9598
Alternate Scenario | Large General | C&I Curtailment | PAC | 2026 | 179498.7504 | 183776.763 | 0.97672
Alternate Scenario | Large General | C&I Curtailment | PCT | 2026 | 92186.3 | 0 | 0
Alternate Scenario | Large General | C&I Curtailment | RIM | 2026 | 179498.7504 | 183776.763 | 0.97672
Alternate Scenario | Large General | C&I Curtailment | SCT | 2026 | 179498.7504 | 91590.463 | 1.9598
Alternate Scenario | Large General | C&I Curtailment | NS Test Broad | 2026 | 179498.7504 | 91590.463 | 1.9598
Alternate Scenario | Small Industrial | C&I Curtailment | TRC | 2026 | 33138.648 | 17803.2569 | 1.8614
Alternate Scenario | Small Industrial | C&I Curtailment | PAC | 2026 | 33138.648 | 35745.5569 | 0.92707
Alternate Scenario | Small Industrial | C&I Curtailment | PCT | 2026 | 17942.3 | 0 | 0
Alternate Scenario | Small Industrial | C&I Curtailment | RIM | 2026 | 33138.648 | 35745.5569 | 0.92707
Alternate Scenario | Small Industrial | C&I Curtailment | SCT | 2026 | 33138.648 | 17803.2569 | 1.8614
Alternate Scenario | Small Industrial | C&I Curtailment | NS Test Broad | 2026 | 33138.648 | 17803.2569 | 1.8614
Alternate Scenario | Medium Industrial | C&I Curtailment | TRC | 2026 | 637280.7984 | 325070.7194 | 1.9604
Alternate Scenario | Medium Industrial | C&I Curtailment | PAC | 2026 | 637280.7984 | 652363.0194 | 0.97688
Alternate Scenario | Medium Industrial | C&I Curtailment | PCT | 2026 | 327292.3 | 0 | 0
Alternate Scenario | Medium Industrial | C&I Curtailment | RIM | 2026 | 637280.7984 | 652363.0194 | 0.97688
Alternate Scenario | Medium Industrial | C&I Curtailment | SCT | 2026 | 637280.7984 | 325070.7194 | 1.9604
Alternate Scenario | Medium Industrial | C&I Curtailment | NS Test Broad | 2026 | 637280.7984 | 325070.7194 | 1.9604
Alternate Scenario | Large Industrial | C&I Curtailment | TRC | 2026 | 12046.896 | 6144.5379 | 1.9606
Alternate Scenario | Large Industrial | C&I Curtailment | PAC | 2026 | 12046.896 | 12331.5379 | 0.97692
Alternate Scenario | Large Industrial | C&I Curtailment | PCT | 2026 | 6187 | 0 | 0
Alternate Scenario | Large Industrial | C&I Curtailment | RIM | 2026 | 12046.896 | 12331.5379 | 0.97692
Alternate Scenario | Large Industrial | C&I Curtailment | SCT | 2026 | 12046.896 | 6144.5379 | 1.9606
Alternate Scenario | Large Industrial | C&I Curtailment | NS Test Broad | 2026 | 12046.896 | 6144.5379 | 1.9606
Alternate Scenario | Large General | C&I Loadshift to BUGs | TRC | 2026 | 559800 | 280374.4199 | 1.9966
Alternate Scenario | Large General | C&I Loadshift to BUGs | PAC | 2026 | 559800 | 567874.4199 | 0.98578
Alternate Scenario | Large General | C&I Loadshift to BUGs | PCT | 2026 | 287500 | 0 | 0
Alternate Scenario | Large General | C&I Loadshift to BUGs | RIM | 2026 | 559800 | 567874.4199 | 0.98578
Alternate Scenario | Large General | C&I Loadshift to BUGs | SCT | 2026 | 559800 | 280374.4199 | 1.9966
Alternate Scenario | Large General | C&I Loadshift to BUGs | NS Test Broad | 2026 | 559800 | 280374.4199 | 1.9966
Alternate Scenario | Small Industrial | C&I Loadshift to BUGs | TRC | 2026 | 180540 | 95596.2129 | 1.8886
Alternate Scenario | Small Industrial | C&I Loadshift to BUGs | PAC | 2026 | 180540 | 193346.2129 | 0.93377
Alternate Scenario | Small Industrial | C&I Loadshift to BUGs | PCT | 2026 | 97750 | 0 | 0
Alternate Scenario | Small Industrial | C&I Loadshift to BUGs | RIM | 2026 | 180540 | 193346.2129 | 0.93377
Alternate Scenario | Small Industrial | C&I Loadshift to BUGs | SCT | 2026 | 180540 | 95596.2129 | 1.8886
Alternate Scenario | Small Industrial | C&I Loadshift to BUGs | NS Test Broad | 2026 | 180540 | 95596.2129 | 1.8886
Alternate Scenario | Medium Industrial | C&I Loadshift to BUGs | TRC | 2026 | 597866.4 | 299652.9214 | 1.9952
Alternate Scenario | Medium Industrial | C&I Loadshift to BUGs | PAC | 2026 | 597866.4 | 606702.9214 | 0.98544
Alternate Scenario | Medium Industrial | C&I Loadshift to BUGs | PCT | 2026 | 307050 | 0 | 0
Alternate Scenario | Medium Industrial | C&I Loadshift to BUGs | RIM | 2026 | 597866.4 | 606702.9214 | 0.98544
Alternate Scenario | Medium Industrial | C&I Loadshift to BUGs | SCT | 2026 | 597866.4 | 299652.9214 | 1.9952
Alternate Scenario | Medium Industrial | C&I Loadshift to BUGs | NS Test Broad | 2026 | 597866.4 | 299652.9214 | 1.9952
Alternate Scenario | Small General | Dynamic Pricing | TRC | 2026 | 541.323 | 187.1564 | 2.8924
Alternate Scenario | Small General | Dynamic Pricing | PAC | 2026 | 541.323 | 187.1564 | 2.8924
Alternate Scenario | Small General | Dynamic Pricing | RIM | 2026 | 541.323 | 187.1564 | 2.8924
Alternate Scenario | Small General | Dynamic Pricing | SCT | 2026 | 541.323 | 187.1564 | 2.8924
Alternate Scenario | Small General | Dynamic Pricing | NS Test Broad | 2026 | 541.323 | 187.1564 | 2.8924
Alternate Scenario | Residential Charitable | Dynamic Pricing | TRC | 2026 | 1792076.5944 | 261372.5322 | 6.8564
Alternate Scenario | Residential Charitable | Dynamic Pricing | PAC | 2026 | 1792076.5944 | 261372.5322 | 6.8564
Alternate Scenario | Residential Charitable | Dynamic Pricing | RIM | 2026 | 1792076.5944 | 261372.5322 | 6.8564
Alternate Scenario | Residential Charitable | Dynamic Pricing | SCT | 2026 | 1792076.5944 | 261372.5322 | 6.8564
Alternate Scenario | Residential Charitable | Dynamic Pricing | NS Test Broad | 2026 | 1792076.5944 | 261372.5322 | 6.8564
Alternate Scenario | Residential Charitable | BTM Battery Control | TRC | 2026 | 23404.6714 | 73308.3483 | 0.31926
Alternate Scenario | Residential Charitable | BTM Battery Control | PAC | 2026 | 23404.6714 | 110436.8805 | 0.21193
Alternate Scenario | Residential Charitable | BTM Battery Control | PCT | 2026 | 37128.5322 | 0 | 0
Alternate Scenario | Residential Charitable | BTM Battery Control | RIM | 2026 | 23404.6714 | 110436.8805 | 0.21193
Alternate Scenario | Residential Charitable | BTM Battery Control | SCT | 2026 | 23404.6714 | 73308.3483 | 0.31926
Alternate Scenario | Residential Charitable | BTM Battery Control | NS Test Broad | 2026 | 23404.6714 | 73308.3483 | 0.31926
Alternate Scenario | EV Res LDV | EV Charging Control | TRC | 2026 | 3673.4634 | 40316.9617 | 0.091115
Alternate Scenario | EV Res LDV | EV Charging Control | PAC | 2026 | 3673.4634 | 55027.6373 | 0.066757
Alternate Scenario | EV Res LDV | EV Charging Control | PCT | 2026 | 14710.6756 | 0 | 0
Alternate Scenario | EV Res LDV | EV Charging Control | RIM | 2026 | 3673.4634 | 55027.6373 | 0.066757
Alternate Scenario | EV Res LDV | EV Charging Control | SCT | 2026 | 3673.4634 | 40316.9617 | 0.091115
Alternate Scenario | EV Res LDV | EV Charging Control | NS Test Broad | 2026 | 3673.4634 | 40316.9617 | 0.091115
Alternate Scenario | EV Com LDV | EV Charging Control | TRC | 2026 | 1286.0873 | 14040.0544 | 0.091601
Alternate Scenario | EV Com LDV | EV Charging Control | PAC | 2026 | 1286.0873 | 19190.2928 | 0.067018
Alternate Scenario | EV Com LDV | EV Charging Control | PCT | 2026 | 5150.2384 | 0 | 0
Alternate Scenario | EV Com LDV | EV Charging Control | RIM | 2026 | 1286.0873 | 19190.2928 | 0.067018
Alternate Scenario | EV Com LDV | EV Charging Control | SCT | 2026 | 1286.0873 | 14040.0544 | 0.091601
Alternate Scenario | EV Com LDV | EV Charging Control | NS Test Broad | 2026 | 1286.0873 | 14040.0544 | 0.091601
Alternate Scenario | Residential Charitable | Behavioral DR | TRC | 2026 | 54608.5454 | 383167.7724 | 0.14252
Alternate Scenario | Residential Charitable | Behavioral DR | PAC | 2026 | 54608.5454 | 383167.7724 | 0.14252
Alternate Scenario | Residential Charitable | Behavioral DR | RIM | 2026 | 54608.5454 | 383167.7724 | 0.14252
Alternate Scenario | Residential Charitable | Behavioral DR | SCT | 2026 | 54608.5454 | 383167.7724 | 0.14252
Alternate Scenario | Residential Charitable | Behavioral DR | NS Test Broad | 2026 | 54608.5454 | 383167.7724 | 0.14252
Alternate Scenario | Residential Charitable | Time-of-Use Rates (TOU) | TRC | 2026 | 451930.2204 | 0 | 0
Alternate Scenario | Residential Charitable | Time-of-Use Rates (TOU) | PAC | 2026 | 451930.2204 | 0 | 0
Alternate Scenario | Residential Charitable | Time-of-Use Rates (TOU) | RIM | 2026 | 451930.2204 | 0 | 0
Alternate Scenario | Residential Charitable | Time-of-Use Rates (TOU) | SCT | 2026 | 451930.2204 | 0 | 0
Alternate Scenario | Residential Charitable | Time-of-Use Rates (TOU) | NS Test Broad | 2026 | 451930.2204 | 0 | 0
Alternate Scenario | General | C&I Curtailment | TRC | 2027 | 1611577.0468 | 246941.8192 | 6.5261
Alternate Scenario | General | C&I Curtailment | PAC | 2027 | 1611577.0468 | 564255.5692 | 2.8561
Alternate Scenario | General | C&I Curtailment | PCT | 2027 | 317313.75 | 0 | 0
Alternate Scenario | General | C&I Curtailment | RIM | 2027 | 1611577.0468 | 564255.5692 | 2.8561
Alternate Scenario | General | C&I Curtailment | SCT | 2027 | 1611577.0468 | 246941.8192 | 6.5261
Alternate Scenario | General | C&I Curtailment | NS Test Broad | 2027 | 1611577.0468 | 246941.8192 | 6.5261
Alternate Scenario | Large General | C&I Curtailment | TRC | 2027 | 848498.1625 | 130067.6084 | 6.5235
Alternate Scenario | Large General | C&I Curtailment | PAC | 2027 | 848498.1625 | 297133.8584 | 2.8556
Alternate Scenario | Large General | C&I Curtailment | PCT | 2027 | 167066.25 | 0 | 0
Alternate Scenario | Large General | C&I Curtailment | RIM | 2027 | 848498.1625 | 297133.8584 | 2.8556
Alternate Scenario | Large General | C&I Curtailment | SCT | 2027 | 848498.1625 | 130067.6084 | 6.5235
Alternate Scenario | Large General | C&I Curtailment | NS Test Broad | 2027 | 848498.1625 | 130067.6084 | 6.5235
Alternate Scenario | Small Industrial | C&I Curtailment | TRC | 2027 | 163036.4775 | 25299.8013 | 6.4442
Alternate Scenario | Small Industrial | C&I Curtailment | PAC | 2027 | 163036.4775 | 57816.0513 | 2.8199
Alternate Scenario | Small Industrial | C&I Curtailment | PCT | 2027 | 32516.25 | 0 | 0
Alternate Scenario | Small Industrial | C&I Curtailment | RIM | 2027 | 163036.4775 | 57816.0513 | 2.8199
Alternate Scenario | Small Industrial | C&I Curtailment | SCT | 2027 | 163036.4775 | 25299.8013 | 6.4442
Alternate Scenario | Small Industrial | C&I Curtailment | NS Test Broad | 2027 | 163036.4775 | 25299.8013 | 6.4442
Alternate Scenario | Medium Industrial | C&I Curtailment | TRC | 2027 | 3012453.2077 | 461712.9845 | 6.5245
Alternate Scenario | Medium Industrial | C&I Curtailment | PAC | 2027 | 3012453.2077 | 1054854.2345 | 2.8558
Alternate Scenario | Medium Industrial | C&I Curtailment | PCT | 2027 | 593141.25 | 0 | 0
Alternate Scenario | Medium Industrial | C&I Curtailment | RIM | 2027 | 3012453.2077 | 1054854.2345 | 2.8558
Alternate Scenario | Medium Industrial | C&I Curtailment | SCT | 2027 | 3012453.2077 | 461712.9845 | 6.5245
Alternate Scenario | Medium Industrial | C&I Curtailment | NS Test Broad | 2027 | 3012453.2077 | 461712.9845 | 6.5245
Alternate Scenario | Large Industrial | C&I Curtailment | TRC | 2027 | 56946.1854 | 8727.7233 | 6.5247
Alternate Scenario | Large Industrial | C&I Curtailment | PAC | 2027 | 56946.1854 | 19940.2233 | 2.8558
Alternate Scenario | Large Industrial | C&I Curtailment | PCT | 2027 | 11212.5 | 0 | 0
Alternate Scenario | Large Industrial | C&I Curtailment | RIM | 2027 | 56946.1854 | 19940.2233 | 2.8558
Alternate Scenario | Large Industrial | C&I Curtailment | SCT | 2027 | 56946.1854 | 8727.7233 | 6.5247
Alternate Scenario | Large Industrial | C&I Curtailment | NS Test Broad | 2027 | 56946.1854 | 8727.7233 | 6.5247
Alternate Scenario | Large General | C&I Loadshift to BUGs | TRC | 2027 | 1515083.2816 | 230133.4922 | 6.5835
Alternate Scenario | Large General | C&I Loadshift to BUGs | PAC | 2027 | 1515083.2816 | 528447.9654 | 2.867
Alternate Scenario | Large General | C&I Loadshift to BUGs | PCT | 2027 | 298314.4731 | 0 | 0
Alternate Scenario | Large General | C&I Loadshift to BUGs | RIM | 2027 | 1515083.2816 | 528447.9654 | 2.867
Alternate Scenario | Large General | C&I Loadshift to BUGs | SCT | 2027 | 1515083.2816 | 230133.4922 | 6.5835
Alternate Scenario | Large General | C&I Loadshift to BUGs | NS Test Broad | 2027 | 1515083.2816 | 230133.4922 | 6.5835
Alternate Scenario | Small Industrial | C&I Loadshift to BUGs | TRC | 2027 | 510980.459 | 78862.9209 | 6.4793
Alternate Scenario | Small Industrial | C&I Loadshift to BUGs | PAC | 2027 | 510980.459 | 180773.6627 | 2.8266
Alternate Scenario | Small Industrial | C&I Loadshift to BUGs | PCT | 2027 | 101910.7417 | 0 | 0
Alternate Scenario | Small Industrial | C&I Loadshift to BUGs | RIM | 2027 | 510980.459 | 180773.6627 | 2.8266
Alternate Scenario | Small Industrial | C&I Loadshift to BUGs | SCT | 2027 | 510980.459 | 78862.9209 | 6.4793
Alternate Scenario | Small Industrial | C&I Loadshift to BUGs | NS Test Broad | 2027 | 510980.459 | 78862.9209 | 6.4793
Alternate Scenario | Medium Industrial | C&I Loadshift to BUGs | TRC | 2027 | 1619367.3345 | 246167.4339 | 6.5783
Alternate Scenario | Medium Industrial | C&I Loadshift to BUGs | PAC | 2027 | 1619367.3345 | 565015.0636 | 2.8661
Alternate Scenario | Medium Industrial | C&I Loadshift to BUGs | PCT | 2027 | 318847.6298 | 0 | 0
Alternate Scenario | Medium Industrial | C&I Loadshift to BUGs | RIM | 2027 | 1619367.3345 | 565015.0636 | 2.8661
Alternate Scenario | Medium Industrial | C&I Loadshift to BUGs | SCT | 2027 | 1619367.3345 | 246167.4339 | 6.5783
Alternate Scenario | Medium Industrial | C&I Loadshift to BUGs | NS Test Broad | 2027 | 1619367.3345 | 246167.4339 | 6.5783
Alternate Scenario | Small General | Dynamic Pricing | TRC | 2027 | 2438.1437 | 293.7164 | 8.301
Alternate Scenario | Small General | Dynamic Pricing | PAC | 2027 | 2438.1437 | 293.7164 | 8.301
Alternate Scenario | Small General | Dynamic Pricing | RIM | 2027 | 2438.1437 | 293.7164 | 8.301
Alternate Scenario | Small General | Dynamic Pricing | SCT | 2027 | 2438.1437 | 293.7164 | 8.301
Alternate Scenario | Small General | Dynamic Pricing | NS Test Broad | 2027 | 2438.1437 | 293.7164 | 8.301
Alternate Scenario | Residential Charitable | Dynamic Pricing | TRC | 2027 | 5940048.6809 | 328917.1297 | 18.0594
Alternate Scenario | Residential Charitable | Dynamic Pricing | PAC | 2027 | 5940048.6809 | 328917.1297 | 18.0594
Alternate Scenario | Residential Charitable | Dynamic Pricing | RIM | 2027 | 5940048.6809 | 328917.1297 | 18.0594
Alternate Scenario | Residential Charitable | Dynamic Pricing | SCT | 2027 | 5940048.6809 | 328917.1297 | 18.0594
Alternate Scenario | Residential Charitable | Dynamic Pricing | NS Test Broad | 2027 | 5940048.6809 | 328917.1297 | 18.0594
Alternate Scenario | Residential Charitable | Behavioral DR | TRC | 2027 | 328576.5291 | 286511.9325 | 1.1468
Alternate Scenario | Residential Charitable | Behavioral DR | PAC | 2027 | 328576.5291 | 286511.9325 | 1.1468
Alternate Scenario | Residential Charitable | Behavioral DR | RIM | 2027 | 328576.5291 | 286511.9325 | 1.1468
Alternate Scenario | Residential Charitable | Behavioral DR | SCT | 2027 | 328576.5291 | 286511.9325 | 1.1468
Alternate Scenario | Residential Charitable | Behavioral DR | NS Test Broad | 2027 | 328576.5291 | 286511.9325 | 1.1468
Alternate Scenario | Residential Charitable | Time-of-Use Rates (TOU) | TRC | 2027 | 1381392.6143 | 0 | 0
Alternate Scenario | Residential Charitable | Time-of-Use Rates (TOU) | PAC | 2027 | 1381392.6143 | 0 | 0
Alternate Scenario | Residential Charitable | Time-of-Use Rates (TOU) | RIM | 2027 | 1381392.6143 | 0 | 0
Alternate Scenario | Residential Charitable | Time-of-Use Rates (TOU) | SCT | 2027 | 1381392.6143 | 0 | 0
Alternate Scenario | Residential Charitable | Time-of-Use Rates (TOU) | NS Test Broad | 2027 | 1381392.6143 | 0 | 0
Alternate Scenario | General | C&I Curtailment | TRC | 2028 | 1052176.9808 | 280709.2726 | 3.7483
Alternate Scenario | General | C&I Curtailment | PAC | 2028 | 1052176.9808 | 662462.1226 | 1.5883
Alternate Scenario | General | C&I Curtailment | PCT | 2028 | 381752.85 | 0 | 0
Alternate Scenario | General | C&I Curtailment | RIM | 2028 | 1052176.9808 | 662462.1226 | 1.5883
Alternate Scenario | General | C&I Curtailment | SCT | 2028 | 1052176.9808 | 280709.2726 | 3.7483
Alternate Scenario | General | C&I Curtailment | NS Test Broad | 2028 | 1052176.9808 | 280709.2726 | 3.7483
Alternate Scenario | Large General | C&I Curtailment | TRC | 2028 | 553973.0394 | 147825.5075 | 3.7475
Alternate Scenario | Large General | C&I Curtailment | PAC | 2028 | 553973.0394 | 348819.0575 | 1.5881
Alternate Scenario | Large General | C&I Curtailment | PCT | 2028 | 200993.55 | 0 | 0
Alternate Scenario | Large General | C&I Curtailment | RIM | 2028 | 553973.0394 | 348819.0575 | 1.5881
Alternate Scenario | Large General | C&I Curtailment | SCT | 2028 | 553973.0394 | 147825.5075 | 3.7475
Alternate Scenario | Large General | C&I Curtailment | NS Test Broad | 2028 | 553973.0394 | 147825.5075 | 3.7475
Alternate Scenario | Small Industrial | C&I Curtailment | TRC | 2028 | 107170.5585 | 28762.126 | 3.7261
Alternate Scenario | Small Industrial | C&I Curtailment | PAC | 2028 | 107170.5585 | 67881.676 | 1.5788
Alternate Scenario | Small Industrial | C&I Curtailment | PCT | 2028 | 39119.55 | 0 | 0
Alternate Scenario | Small Industrial | C&I Curtailment | RIM | 2028 | 107170.5585 | 67881.676 | 1.5788
Alternate Scenario | Small Industrial | C&I Curtailment | SCT | 2028 | 107170.5585 | 28762.126 | 3.7261
Alternate Scenario | Small Industrial | C&I Curtailment | NS Test Broad | 2028 | 107170.5585 | 28762.126 | 3.7261
Alternate Scenario | Medium Industrial | C&I Curtailment | TRC | 2028 | 1966790.1868 | 524787.4944 | 3.7478
Alternate Scenario | Medium Industrial | C&I Curtailment | PAC | 2028 | 1966790.1868 | 1238382.0444 | 1.5882
Alternate Scenario | Medium Industrial | C&I Curtailment | PCT | 2028 | 713594.55 | 0 | 0
Alternate Scenario | Medium Industrial | C&I Curtailment | RIM | 2028 | 1966790.1868 | 1238382.0444 | 1.5882
Alternate Scenario | Medium Industrial | C&I Curtailment | SCT | 2028 | 1966790.1868 | 524787.4944 | 3.7478
Alternate Scenario | Medium Industrial | C&I Curtailment | NS Test Broad | 2028 | 1966790.1868 | 524787.4944 | 3.7478
Alternate Scenario | Large Industrial | C&I Curtailment | TRC | 2028 | 37179.3986 | 9920.1811 | 3.7479
Alternate Scenario | Large Industrial | C&I Curtailment | PAC | 2028 | 37179.3986 | 23409.6811 | 1.5882
Alternate Scenario | Large Industrial | C&I Curtailment | PCT | 2028 | 13489.5 | 0 | 0
Alternate Scenario | Large Industrial | C&I Curtailment | RIM | 2028 | 37179.3986 | 23409.6811 | 1.5882
Alternate Scenario | Large Industrial | C&I Curtailment | SCT | 2028 | 37179.3986 | 9920.1811 | 3.7479
Alternate Scenario | Large Industrial | C&I Curtailment | NS Test Broad | 2028 | 37179.3986 | 9920.1811 | 3.7479
Alternate Scenario | Large General | C&I Loadshift to BUGs | TRC | 2028 | 820885.9818 | 217976.5951 | 3.7659
Alternate Scenario | Large General | C&I Loadshift to BUGs | PAC | 2028 | 820885.9818 | 515812.0057 | 1.5914
Alternate Scenario | Large General | C&I Loadshift to BUGs | PCT | 2028 | 297835.4106 | 0 | 0
Alternate Scenario | Large General | C&I Loadshift to BUGs | RIM | 2028 | 820885.9818 | 515812.0057 | 1.5914
Alternate Scenario | Large General | C&I Loadshift to BUGs | SCT | 2028 | 820885.9818 | 217976.5951 | 3.7659
Alternate Scenario | Large General | C&I Loadshift to BUGs | NS Test Broad | 2028 | 820885.9818 | 217976.5951 | 3.7659
Alternate Scenario | Small Industrial | C&I Loadshift to BUGs | TRC | 2028 | 281296.9903 | 75383.7499 | 3.7315
Alternate Scenario | Small Industrial | C&I Loadshift to BUGs | PAC | 2028 | 281296.9903 | 178063.1782 | 1.5798
Alternate Scenario | Small Industrial | C&I Loadshift to BUGs | PCT | 2028 | 102679.4283 | 0 | 0
Alternate Scenario | Small Industrial | C&I Loadshift to BUGs | RIM | 2028 | 281296.9903 | 178063.1782 | 1.5798
Alternate Scenario | Small Industrial | C&I Loadshift to BUGs | SCT | 2028 | 281296.9903 | 75383.7499 | 3.7315
Alternate Scenario | Small Industrial | C&I Loadshift to BUGs | NS Test Broad | 2028 | 281296.9903 | 75383.7499 | 3.7315
Alternate Scenario | Medium Industrial | C&I Loadshift to BUGs | TRC | 2028 | 881893.5238 | 234353.3564 | 3.7631
Alternate Scenario | Medium Industrial | C&I Loadshift to BUGs | PAC | 2028 | 881893.5238 | 554323.6392 | 1.5909
Alternate Scenario | Medium Industrial | C&I Loadshift to BUGs | PCT | 2028 | 319970.2828 | 0 | 0
Alternate Scenario | Medium Industrial | C&I Loadshift to BUGs | RIM | 2028 | 881893.5238 | 554323.6392 | 1.5909
Alternate Scenario | Medium Industrial | C&I Loadshift to BUGs | SCT | 2028 | 881893.5238 | 234353.3564 | 3.7631
Alternate Scenario | Medium Industrial | C&I Loadshift to BUGs | NS Test Broad | 2028 | 881893.5238 | 234353.3564 | 3.7631
Alternate Scenario | Small General | Dynamic Pricing | TRC | 2028 | 1670.9079 | 352.0647 | 4.746
Alternate Scenario | Small General | Dynamic Pricing | PAC | 2028 | 1670.9079 | 352.0647 | 4.746
Alternate Scenario | Small General | Dynamic Pricing | RIM | 2028 | 1670.9079 | 352.0647 | 4.746
Alternate Scenario | Small General | Dynamic Pricing | SCT | 2028 | 1670.9079 | 352.0647 | 4.746
Alternate Scenario | Small General | Dynamic Pricing | NS Test Broad | 2028 | 1670.9079 | 352.0647 | 4.746
Alternate Scenario | Residential Charitable | Dynamic Pricing | TRC | 2028 | 3812989.0446 | 451749.8722 | 8.4405
Alternate Scenario | Residential Charitable | Dynamic Pricing | PAC | 2028 | 3812989.0446 | 451749.8722 | 8.4405
Alternate Scenario | Residential Charitable | Dynamic Pricing | RIM | 2028 | 3812989.0446 | 451749.8722 | 8.4405
Alternate Scenario | Residential Charitable | Dynamic Pricing | SCT | 2028 | 3812989.0446 | 451749.8722 | 8.4405
Alternate Scenario | Residential Charitable | Dynamic Pricing | NS Test Broad | 2028 | 3812989.0446 | 451749.8722 | 8.4405
Alternate Scenario | Residential Charitable | Behavioral DR | TRC | 2028 | 397927.206 | 246726.9577 | 1.6128
Alternate Scenario | Residential Charitable | Behavioral DR | PAC | 2028 | 397927.206 | 246726.9577 | 1.6128
Alternate Scenario | Residential Charitable | Behavioral DR | RIM | 2028 | 397927.206 | 246726.9577 | 1.6128
Alternate Scenario | Residential Charitable | Behavioral DR | SCT | 2028 | 397927.206 | 246726.9577 | 1.6128
Alternate Scenario | Residential Charitable | Behavioral DR | NS Test Broad | 2028 | 397927.206 | 246726.9577 | 1.6128
Alternate Scenario | Residential Charitable | Time-of-Use Rates (TOU) | TRC | 2028 | 778698.5017 | 0 | 0
Alternate Scenario | Residential Charitable | Time-of-Use Rates (TOU) | PAC | 2028 | 778698.5017 | 0 | 0
Alternate Scenario | Residential Charitable | Time-of-Use Rates (TOU) | RIM | 2028 | 778698.5017 | 0 | 0
Alternate Scenario | Residential Charitable | Time-of-Use Rates (TOU) | SCT | 2028 | 778698.5017 | 0 | 0
Alternate Scenario | Residential Charitable | Time-of-Use Rates (TOU) | NS Test Broad | 2028 | 778698.5017 | 0 | 0
Alternate Scenario | General | C&I Curtailment | TRC | 2029 | 2033148.8773 | 313191.7436 | 6.4917
Alternate Scenario | General | C&I Curtailment | PAC | 2029 | 2033148.8773 | 759709.1436 | 2.6762
Alternate Scenario | General | C&I Curtailment | PCT | 2029 | 446517.4 | 0 | 0
Alternate Scenario | General | C&I Curtailment | RIM | 2029 | 2033148.8773 | 759709.1436 | 2.6762
Alternate Scenario | General | C&I Curtailment | SCT | 2029 | 2033148.8773 | 313191.7436 | 6.4917
Alternate Scenario | General | C&I Curtailment | NS Test Broad | 2029 | 2033148.8773 | 313191.7436 | 6.4917
Alternate Scenario | Large General | C&I Curtailment | TRC | 2029 | 1070456.476 | 165026.0305 | 6.4866
Alternate Scenario | Large General | C&I Curtailment | PAC | 2029 | 1070456.476 | 400118.2305 | 2.6754
Alternate Scenario | Large General | C&I Curtailment | PCT | 2029 | 235092.2 | 0 | 0
Alternate Scenario | Large General | C&I Curtailment | RIM | 2029 | 1070456.476 | 400118.2305 | 2.6754
Alternate Scenario | Large General | C&I Curtailment | SCT | 2029 | 1070456.476 | 165026.0305 | 6.4866
Alternate Scenario | Large General | C&I Curtailment | NS Test Broad | 2029 | 1070456.476 | 165026.0305 | 6.4866
Alternate Scenario | Small Industrial | C&I Curtailment | TRC | 2029 | 206734.4692 | 32080.9616 | 6.4441
Alternate Scenario | Small Industrial | C&I Curtailment | PAC | 2029 | 206734.4692 | 77837.1616 | 2.656
Alternate Scenario | Small Industrial | C&I Curtailment | PCT | 2029 | 45756.2 | 0 | 0
Alternate Scenario | Small Industrial | C&I Curtailment | RIM | 2029 | 206734.4692 | 77837.1616 | 2.656
Alternate Scenario | Small Industrial | C&I Curtailment | SCT | 2029 | 206734.4692 | 32080.9616 | 6.4441
Alternate Scenario | Small Industrial | C&I Curtailment | NS Test Broad | 2029 | 206734.4692 | 32080.9616 | 6.4441
Alternate Scenario | Medium Industrial | C&I Curtailment | TRC | 2029 | 3800479.7035 | 585722.0353 | 6.4885
Alternate Scenario | Medium Industrial | C&I Curtailment | PAC | 2029 | 3800479.7035 | 1420378.2353 | 2.6757
Alternate Scenario | Medium Industrial | C&I Curtailment | PCT | 2029 | 834656.2 | 0 | 0
Alternate Scenario | Medium Industrial | C&I Curtailment | RIM | 2029 | 3800479.7035 | 1420378.2353 | 2.6757
Alternate Scenario | Medium Industrial | C&I Curtailment | SCT | 2029 | 3800479.7035 | 585722.0353 | 6.4885
Alternate Scenario | Medium Industrial | C&I Curtailment | NS Test Broad | 2029 | 3800479.7035 | 585722.0353 | 6.4885
Alternate Scenario | Large Industrial | C&I Curtailment | TRC | 2029 | 71842.7165 | 11071.4784 | 6.489
Alternate Scenario | Large Industrial | C&I Curtailment | PAC | 2029 | 71842.7165 | 26849.4784 | 2.6758
Alternate Scenario | Large Industrial | C&I Curtailment | PCT | 2029 | 15778 | 0 | 0
Alternate Scenario | Large Industrial | C&I Curtailment | RIM | 2029 | 71842.7165 | 26849.4784 | 2.6758
Alternate Scenario | Large Industrial | C&I Curtailment | SCT | 2029 | 71842.7165 | 11071.4784 | 6.489
Alternate Scenario | Large Industrial | C&I Curtailment | NS Test Broad | 2029 | 71842.7165 | 11071.4784 | 6.489
Alternate Scenario | Large General | C&I Loadshift to BUGs | TRC | 2029 | 1353629.2435 | 208146.5921 | 6.5032
Alternate Scenario | Large General | C&I Loadshift to BUGs | PAC | 2029 | 1353629.2435 | 505428.8114 | 2.6782
Alternate Scenario | Large General | C&I Loadshift to BUGs | PCT | 2029 | 297282.2193 | 0 | 0
Alternate Scenario | Large General | C&I Loadshift to BUGs | RIM | 2029 | 1353629.2435 | 505428.8114 | 2.6782
Alternate Scenario | Large General | C&I Loadshift to BUGs | SCT | 2029 | 1353629.2435 | 208146.5921 | 6.5032
Alternate Scenario | Large General | C&I Loadshift to BUGs | NS Test Broad | 2029 | 1353629.2435 | 208146.5921 | 6.5032
Alternate Scenario | Small Industrial | C&I Loadshift to BUGs | TRC | 2029 | 468356.0068 | 72720.1425 | 6.4405
Alternate Scenario | Small Industrial | C&I Loadshift to BUGs | PAC | 2029 | 468356.0068 | 176380.6071 | 2.6554
Alternate Scenario | Small Industrial | C&I Loadshift to BUGs | PCT | 2029 | 103660.4646 | 0 | 0
Alternate Scenario | Small Industrial | C&I Loadshift to BUGs | RIM | 2029 | 468356.0068 | 176380.6071 | 2.6554
Alternate Scenario | Small Industrial | C&I Loadshift to BUGs | SCT | 2029 | 468356.0068 | 72720.1425 | 6.4405
Alternate Scenario | Small Industrial | C&I Loadshift to BUGs | NS Test Broad | 2029 | 468356.0068 | 72720.1425 | 6.4405
Alternate Scenario | Medium Industrial | C&I Loadshift to BUGs | TRC | 2029 | 1463545.2253 | 225136.0225 | 6.5007
Alternate Scenario | Medium Industrial | C&I Loadshift to BUGs | PAC | 2029 | 1463545.2253 | 546557.8407 | 2.6777
Alternate Scenario | Medium Industrial | C&I Loadshift to BUGs | PCT | 2029 | 321421.8182 | 0 | 0
Alternate Scenario | Medium Industrial | C&I Loadshift to BUGs | RIM | 2029 | 1463545.2253 | 546557.8407 | 2.6777
Alternate Scenario | Medium Industrial | C&I Loadshift to BUGs | SCT | 2029 | 1463545.2253 | 225136.0225 | 6.5007
Alternate Scenario | Medium Industrial | C&I Loadshift to BUGs | NS Test Broad | 2029 | 1463545.2253 | 225136.0225 | 6.5007
Alternate Scenario | Small General | Dynamic Pricing | TRC | 2029 | 3327.3061 | 408.625 | 8.1427
Alternate Scenario | Small General | Dynamic Pricing | PAC | 2029 | 3327.3061 | 408.625 | 8.1427
Alternate Scenario | Small General | Dynamic Pricing | RIM | 2029 | 3327.3061 | 408.625 | 8.1427
Alternate Scenario | Small General | Dynamic Pricing | SCT | 2029 | 3327.3061 | 408.625 | 8.1427
Alternate Scenario | Small General | Dynamic Pricing | NS Test Broad | 2029 | 3327.3061 | 408.625 | 8.1427
Alternate Scenario | Residential Charitable | Dynamic Pricing | TRC | 2029 | 7235940.1529 | 704073.2507 | 10.2773
Alternate Scenario | Residential Charitable | Dynamic Pricing | PAC | 2029 | 7235940.1529 | 704073.2507 | 10.2773
Alternate Scenario | Residential Charitable | Dynamic Pricing | RIM | 2029 | 7235940.1529 | 704073.2507 | 10.2773
Alternate Scenario | Residential Charitable | Dynamic Pricing | SCT | 2029 | 7235940.1529 | 704073.2507 | 10.2773
Alternate Scenario | Residential Charitable | Dynamic Pricing | NS Test Broad | 2029 | 7235940.1529 | 704073.2507 | 10.2773
Alternate Scenario | Residential Charitable | Behavioral DR | TRC | 2029 | 1045352.0504 | 322609.7836 | 3.2403
Alternate Scenario | Residential Charitable | Behavioral DR | PAC | 2029 | 1045352.0504 | 322609.7836 | 3.2403
Alternate Scenario | Residential Charitable | Behavioral DR | RIM | 2029 | 1045352.0504 | 322609.7836 | 3.2403
Alternate Scenario | Residential Charitable | Behavioral DR | SCT | 2029 | 1045352.0504 | 322609.7836 | 3.2403
Alternate Scenario | Residential Charitable | Behavioral DR | NS Test Broad | 2029 | 1045352.0504 | 322609.7836 | 3.2403
Alternate Scenario | Residential Charitable | Time-of-Use Rates (TOU) | TRC | 2029 | 1236994.5832 | 0 | 0
Alternate Scenario | Residential Charitable | Time-of-Use Rates (TOU) | PAC | 2029 | 1236994.5832 | 0 | 0
Alternate Scenario | Residential Charitable | Time-of-Use Rates (TOU) | RIM | 2029 | 1236994.5832 | 0 | 0
Alternate Scenario | Residential Charitable | Time-of-Use Rates (TOU) | SCT | 2029 | 1236994.5832 | 0 | 0
Alternate Scenario | Residential Charitable | Time-of-Use Rates (TOU) | NS Test Broad | 2029 | 1236994.5832 | 0 | 0
Alternate Scenario | General | C&I Curtailment | TRC | 2030 | 2008242.2809 | 343971.013 | 5.8384
Alternate Scenario | General | C&I Curtailment | PAC | 2030 | 2008242.2809 | 854276.613 | 2.3508
Alternate Scenario | General | C&I Curtailment | PCT | 2030 | 510305.6 | 0 | 0
Alternate Scenario | General | C&I Curtailment | RIM | 2030 | 2008242.2809 | 854276.613 | 2.3508
Alternate Scenario | General | C&I Curtailment | SCT | 2030 | 2008242.2809 | 343971.013 | 5.8384
Alternate Scenario | General | C&I Curtailment | NS Test Broad | 2030 | 2008242.2809 | 343971.013 | 5.8384
Alternate Scenario | Large General | C&I Curtailment | TRC | 2030 | 1057343.109 | 181219.8091 | 5.8346
Alternate Scenario | Large General | C&I Curtailment | PAC | 2030 | 1057343.109 | 449896.6091 | 2.3502
Alternate Scenario | Large General | C&I Curtailment | PCT | 2030 | 268676.8 | 0 | 0
Alternate Scenario | Large General | C&I Curtailment | RIM | 2030 | 1057343.109 | 449896.6091 | 2.3502
Alternate Scenario | Large General | C&I Curtailment | SCT | 2030 | 1057343.109 | 181219.8091 | 5.8346
Alternate Scenario | Large General | C&I Curtailment | NS Test Broad | 2030 | 1057343.109 | 181219.8091 | 5.8346
Alternate Scenario | Small Industrial | C&I Curtailment | TRC | 2030 | 203491.7472 | 35236.1641 | 5.7751
Alternate Scenario | Small Industrial | C&I Curtailment | PAC | 2030 | 203491.7472 | 87528.9641 | 2.3249
Alternate Scenario | Small Industrial | C&I Curtailment | PCT | 2030 | 52292.8 | 0 | 0
Alternate Scenario | Small Industrial | C&I Curtailment | RIM | 2030 | 203491.7472 | 87528.9641 | 2.3249
Alternate Scenario | Small Industrial | C&I Curtailment | SCT | 2030 | 203491.7472 | 35236.1641 | 5.7751
Alternate Scenario | Small Industrial | C&I Curtailment | NS Test Broad | 2030 | 203491.7472 | 35236.1641 | 5.7751
Alternate Scenario | Medium Industrial | C&I Curtailment | TRC | 2030 | 3753922.8502 | 643231.0285 | 5.836
Alternate Scenario | Medium Industrial | C&I Curtailment | PAC | 2030 | 3753922.8502 | 1597123.8285 | 2.3504
Alternate Scenario | Medium Industrial | C&I Curtailment | PCT | 2030 | 953892.8 | 0 | 0
Alternate Scenario | Medium Industrial | C&I Curtailment | RIM | 2030 | 3753922.8502 | 1597123.8285 | 2.3504
Alternate Scenario | Medium Industrial | C&I Curtailment | SCT | 2030 | 3753922.8502 | 643231.0285 | 5.836
Alternate Scenario | Medium Industrial | C&I Curtailment | NS Test Broad | 2030 | 3753922.8502 | 643231.0285 | 5.836
Alternate Scenario | Large Industrial | C&I Curtailment | TRC | 2030 | 70962.6248 | 12158.6736 | 5.8364
Alternate Scenario | Large Industrial | C&I Curtailment | PAC | 2030 | 70962.6248 | 30190.6736 | 2.3505
Alternate Scenario | Large Industrial | C&I Curtailment | PCT | 2030 | 18032 | 0 | 0
Alternate Scenario | Large Industrial | C&I Curtailment | RIM | 2030 | 70962.6248 | 30190.6736 | 2.3505
Alternate Scenario | Large Industrial | C&I Curtailment | SCT | 2030 | 70962.6248 | 12158.6736 | 5.8364
Alternate Scenario | Large Industrial | C&I Curtailment | NS Test Broad | 2030 | 70962.6248 | 12158.6736 | 5.8364
Alternate Scenario | Large General | C&I Loadshift to BUGs | TRC | 2030 | 1172372.9542 | 200919.0732 | 5.8351
Alternate Scenario | Large General | C&I Loadshift to BUGs | PAC | 2030 | 1172372.9542 | 498825.6005 | 2.3503
Alternate Scenario | Large General | C&I Loadshift to BUGs | PCT | 2030 | 297906.5273 | 0 | 0
Alternate Scenario | Large General | C&I Loadshift to BUGs | RIM | 2030 | 1172372.9542 | 498825.6005 | 2.3503
Alternate Scenario | Large General | C&I Loadshift to BUGs | SCT | 2030 | 1172372.9542 | 200919.0732 | 5.8351
Alternate Scenario | Large General | C&I Loadshift to BUGs | NS Test Broad | 2030 | 1172372.9542 | 200919.0732 | 5.8351
Alternate Scenario | Small Industrial | C&I Loadshift to BUGs | TRC | 2030 | 408415.9138 | 70912.7203 | 5.7594
Alternate Scenario | Small Industrial | C&I Loadshift to BUGs | PAC | 2030 | 408415.9138 | 175866.4198 | 2.3223
Alternate Scenario | Small Industrial | C&I Loadshift to BUGs | PCT | 2030 | 104953.6996 | 0 | 0
Alternate Scenario | Small Industrial | C&I Loadshift to BUGs | RIM | 2030 | 408415.9138 | 175866.4198 | 2.3223
Alternate Scenario | Small Industrial | C&I Loadshift to BUGs | SCT | 2030 | 408415.9138 | 70912.7203 | 5.7594
Alternate Scenario | Small Industrial | C&I Loadshift to BUGs | NS Test Broad | 2030 | 408415.9138 | 70912.7203 | 5.7594
Alternate Scenario | Medium Industrial | C&I Loadshift to BUGs | TRC | 2030 | 1276827.251 | 218876.0972 | 5.8336
Alternate Scenario | Medium Industrial | C&I Loadshift to BUGs | PAC | 2030 | 1276827.251 | 543325.0457 | 2.35
Alternate Scenario | Medium Industrial | C&I Loadshift to BUGs | PCT | 2030 | 324448.9485 | 0 | 0
Alternate Scenario | Medium Industrial | C&I Loadshift to BUGs | RIM | 2030 | 1276827.251 | 543325.0457 | 2.35
Alternate Scenario | Medium Industrial | C&I Loadshift to BUGs | SCT | 2030 | 1276827.251 | 218876.0972 | 5.8336
Alternate Scenario | Medium Industrial | C&I Loadshift to BUGs | NS Test Broad | 2030 | 1276827.251 | 218876.0972 | 5.8336
Alternate Scenario | Small General | Dynamic Pricing | TRC | 2030 | 3147.1953 | 422.2686 | 7.4531
Alternate Scenario | Small General | Dynamic Pricing | PAC | 2030 | 3147.1953 | 422.2686 | 7.4531
Alternate Scenario | Small General | Dynamic Pricing | RIM | 2030 | 3147.1953 | 422.2686 | 7.4531
Alternate Scenario | Small General | Dynamic Pricing | SCT | 2030 | 3147.1953 | 422.2686 | 7.4531
Alternate Scenario | Small General | Dynamic Pricing | NS Test Broad | 2030 | 3147.1953 | 422.2686 | 7.4531
Alternate Scenario | Residential Charitable | Dynamic Pricing | TRC | 2030 | 7558186.5205 | 1145419.3258 | 6.5986
Alternate Scenario | Residential Charitable | Dynamic Pricing | PAC | 2030 | 7558186.5205 | 1145419.3258 | 6.5986
Alternate Scenario | Residential Charitable | Dynamic Pricing | RIM | 2030 | 7558186.5205 | 1145419.3258 | 6.5986
Alternate Scenario | Residential Charitable | Dynamic Pricing | SCT | 2030 | 7558186.5205 | 1145419.3258 | 6.5986
Alternate Scenario | Residential Charitable | Dynamic Pricing | NS Test Broad | 2030 | 7558186.5205 | 1145419.3258 | 6.5986
Alternate Scenario | Residential Charitable | Behavioral DR | TRC | 2030 | 1073027.5784 | 362762.8549 | 2.9579
Alternate Scenario | Residential Charitable | Behavioral DR | PAC | 2030 | 1073027.5784 | 362762.8549 | 2.9579
Alternate Scenario | Residential Charitable | Behavioral DR | RIM | 2030 | 1073027.5784 | 362762.8549 | 2.9579
Alternate Scenario | Residential Charitable | Behavioral DR | SCT | 2030 | 1073027.5784 | 362762.8549 | 2.9579
Alternate Scenario | Residential Charitable | Behavioral DR | NS Test Broad | 2030 | 1073027.5784 | 362762.8549 | 2.9579
Alternate Scenario | Residential Charitable | Time-of-Use Rates (TOU) | TRC | 2030 | 1057351.5958 | 0 | 0
Alternate Scenario | Residential Charitable | Time-of-Use Rates (TOU) | PAC | 2030 | 1057351.5958 | 0 | 0
Alternate Scenario | Residential Charitable | Time-of-Use Rates (TOU) | RIM | 2030 | 1057351.5958 | 0 | 0
Alternate Scenario | Residential Charitable | Time-of-Use Rates (TOU) | SCT | 2030 | 1057351.5958 | 0 | 0
Alternate Scenario | Residential Charitable | Time-of-Use Rates (TOU) | NS Test Broad | 2030 | 1057351.5958 | 0 | 0
Alternate Scenario | General | C&I Curtailment | TRC | 2031 | 2268211.6558 | 374164.589 | 6.0621
Alternate Scenario | General | C&I Curtailment | PAC | 2031 | 2268211.6558 | 948258.389 | 2.392
Alternate Scenario | General | C&I Curtailment | PCT | 2031 | 574093.8 | 0 | 0
Alternate Scenario | General | C&I Curtailment | RIM | 2031 | 2268211.6558 | 948258.389 | 2.392
Alternate Scenario | General | C&I Curtailment | SCT | 2031 | 2268211.6558 | 374164.589 | 6.0621
Alternate Scenario | General | C&I Curtailment | NS Test Broad | 2031 | 2268211.6558 | 374164.589 | 6.0621
Alternate Scenario | Large General | C&I Curtailment | TRC | 2031 | 1194217.4442 | 197120.7304 | 6.0583
Alternate Scenario | Large General | C&I Curtailment | PAC | 2031 | 1194217.4442 | 499382.1304 | 2.3914
Alternate Scenario | Large General | C&I Curtailment | PCT | 2031 | 302261.4 | 0 | 0
Alternate Scenario | Large General | C&I Curtailment | RIM | 2031 | 1194217.4442 | 499382.1304 | 2.3914
Alternate Scenario | Large General | C&I Curtailment | SCT | 2031 | 1194217.4442 | 197120.7304 | 6.0583
Alternate Scenario | Large General | C&I Curtailment | NS Test Broad | 2031 | 1194217.4442 | 197120.7304 | 6.0583
Alternate Scenario | Small Industrial | C&I Curtailment | TRC | 2031 | 228728.7072 | 38329.813 | 5.9674
Alternate Scenario | Small Industrial | C&I Curtailment | PAC | 2031 | 228728.7072 | 97159.213 | 2.3542
Alternate Scenario | Small Industrial | C&I Curtailment | PCT | 2031 | 58829.4 | 0 | 0
Alternate Scenario | Small Industrial | C&I Curtailment | RIM | 2031 | 228728.7072 | 97159.213 | 2.3542
Alternate Scenario | Small Industrial | C&I Curtailment | SCT | 2031 | 228728.7072 | 38329.813 | 5.9674
Alternate Scenario | Small Industrial | C&I Curtailment | NS Test Broad | 2031 | 228728.7072 | 38329.813 | 5.9674
Alternate Scenario | Medium Industrial | C&I Curtailment | TRC | 2031 | 4239872.6711 | 699679.2996 | 6.0597
Alternate Scenario | Medium Industrial | C&I Curtailment | PAC | 2031 | 4239872.6711 | 1772808.6996 | 2.3916
Alternate Scenario | Medium Industrial | C&I Curtailment | PCT | 2031 | 1073129.4 | 0 | 0
Alternate Scenario | Medium Industrial | C&I Curtailment | RIM | 2031 | 4239872.6711 | 1772808.6996 | 2.3916
Alternate Scenario | Medium Industrial | C&I Curtailment | SCT | 2031 | 4239872.6711 | 699679.2996 | 6.0597
Alternate Scenario | Medium Industrial | C&I Curtailment | NS Test Broad | 2031 | 4239872.6711 | 699679.2996 | 6.0597
Alternate Scenario | Large Industrial | C&I Curtailment | TRC | 2031 | 80148.8218 | 13225.7252 | 6.0601
Alternate Scenario | Large Industrial | C&I Curtailment | PAC | 2031 | 80148.8218 | 33511.7252 | 2.3917
Alternate Scenario | Large Industrial | C&I Curtailment | PCT | 2031 | 20286 | 0 | 0
Alternate Scenario | Large Industrial | C&I Curtailment | RIM | 2031 | 80148.8218 | 33511.7252 | 2.3917
Alternate Scenario | Large Industrial | C&I Curtailment | SCT | 2031 | 80148.8218 | 13225.7252 | 6.0601
Alternate Scenario | Large Industrial | C&I Curtailment | NS Test Broad | 2031 | 80148.8218 | 13225.7252 | 6.0601
Alternate Scenario | Large General | C&I Loadshift to BUGs | TRC | 2031 | 1177980.0439 | 195056.1579 | 6.0392
Alternate Scenario | Large General | C&I Loadshift to BUGs | PAC | 2031 | 1177980.0439 | 493207.8044 | 2.3884
Alternate Scenario | Large General | C&I Loadshift to BUGs | PCT | 2031 | 298151.6465 | 0 | 0
Alternate Scenario | Large General | C&I Loadshift to BUGs | RIM | 2031 | 1177980.0439 | 493207.8044 | 2.3884
Alternate Scenario | Large General | C&I Loadshift to BUGs | SCT | 2031 | 1177980.0439 | 195056.1579 | 6.0392
Alternate Scenario | Large General | C&I Loadshift to BUGs | NS Test Broad | 2031 | 1177980.0439 | 195056.1579 | 6.0392
Alternate Scenario | Small Industrial | C&I Loadshift to BUGs | TRC | 2031 | 412579.3279 | 69527.5611 | 5.934
Alternate Scenario | Small Industrial | C&I Loadshift to BUGs | PAC | 2031 | 412579.3279 | 175643.6434 | 2.349
Alternate Scenario | Small Industrial | C&I Loadshift to BUGs | PCT | 2031 | 106116.0823 | 0 | 0
Alternate Scenario | Small Industrial | C&I Loadshift to BUGs | RIM | 2031 | 412579.3279 | 175643.6434 | 2.349
Alternate Scenario | Small Industrial | C&I Loadshift to BUGs | SCT | 2031 | 412579.3279 | 69527.5611 | 5.934
Alternate Scenario | Small Industrial | C&I Loadshift to BUGs | NS Test Broad | 2031 | 412579.3279 | 69527.5611 | 5.934
Alternate Scenario | Medium Industrial | C&I Loadshift to BUGs | TRC | 2031 | 1291669.0019 | 213896.464 | 6.0388
Alternate Scenario | Medium Industrial | C&I Loadshift to BUGs | PAC | 2031 | 1291669.0019 | 540823.2584 | 2.3883
Alternate Scenario | Medium Industrial | C&I Loadshift to BUGs | PCT | 2031 | 326926.7944 | 0 | 0
Alternate Scenario | Medium Industrial | C&I Loadshift to BUGs | RIM | 2031 | 1291669.0019 | 540823.2584 | 2.3883
Alternate Scenario | Medium Industrial | C&I Loadshift to BUGs | SCT | 2031 | 1291669.0019 | 213896.464 | 6.0388
Alternate Scenario | Medium Industrial | C&I Loadshift to BUGs | NS Test Broad | 2031 | 1291669.0019 | 213896.464 | 6.0388
Alternate Scenario | Small General | Dynamic Pricing | TRC | 2031 | 3239.6765 | 407.9839 | 7.9407
Alternate Scenario | Small General | Dynamic Pricing | PAC | 2031 | 3239.6765 | 407.9839 | 7.9407
Alternate Scenario | Small General | Dynamic Pricing | RIM | 2031 | 3239.6765 | 407.9839 | 7.9407
Alternate Scenario | Small General | Dynamic Pricing | SCT | 2031 | 3239.6765 | 407.9839 | 7.9407
Alternate Scenario | Small General | Dynamic Pricing | NS Test Broad | 2031 | 3239.6765 | 407.9839 | 7.9407
Alternate Scenario | Residential Charitable | Dynamic Pricing | TRC | 2031 | 9377209.4996 | 1784627.7681 | 5.2544
Alternate Scenario | Residential Charitable | Dynamic Pricing | PAC | 2031 | 9377209.4996 | 1784627.7681 | 5.2544
Alternate Scenario | Residential Charitable | Dynamic Pricing | RIM | 2031 | 9377209.4996 | 1784627.7681 | 5.2544
Alternate Scenario | Residential Charitable | Dynamic Pricing | SCT | 2031 | 9377209.4996 | 1784627.7681 | 5.2544
Alternate Scenario | Residential Charitable | Dynamic Pricing | NS Test Broad | 2031 | 9377209.4996 | 1784627.7681 | 5.2544
Alternate Scenario | Residential Charitable | Behavioral DR | TRC | 2031 | 1118684.6421 | 373030.2397 | 2.9989
Alternate Scenario | Residential Charitable | Behavioral DR | PAC | 2031 | 1118684.6421 | 373030.2397 | 2.9989
Alternate Scenario | Residential Charitable | Behavioral DR | RIM | 2031 | 1118684.6421 | 373030.2397 | 2.9989
Alternate Scenario | Residential Charitable | Behavioral DR | SCT | 2031 | 1118684.6421 | 373030.2397 | 2.9989
Alternate Scenario | Residential Charitable | Behavioral DR | NS Test Broad | 2031 | 1118684.6421 | 373030.2397 | 2.9989
Alternate Scenario | Residential Charitable | Time-of-Use Rates (TOU) | TRC | 2031 | 963254.9822 | 0 | 0
Alternate Scenario | Residential Charitable | Time-of-Use Rates (TOU) | PAC | 2031 | 963254.9822 | 0 | 0
Alternate Scenario | Residential Charitable | Time-of-Use Rates (TOU) | RIM | 2031 | 963254.9822 | 0 | 0
Alternate Scenario | Residential Charitable | Time-of-Use Rates (TOU) | SCT | 2031 | 963254.9822 | 0 | 0
Alternate Scenario | Residential Charitable | Time-of-Use Rates (TOU) | NS Test Broad | 2031 | 963254.9822 | 0 | 0
Alternate Scenario | General | C&I Curtailment | TRC | 2032 | 2266573.5975 | 386160.4882 | 5.8695
Alternate Scenario | General | C&I Curtailment | PAC | 2032 | 2266573.5975 | 971284.1273 | 2.3336
Alternate Scenario | General | C&I Curtailment | PCT | 2032 | 585123.6391 | 0 | 0
Alternate Scenario | General | C&I Curtailment | RIM | 2032 | 2266573.5975 | 971284.1273 | 2.3336
Alternate Scenario | General | C&I Curtailment | SCT | 2032 | 2266573.5975 | 386160.4882 | 5.8695
Alternate Scenario | General | C&I Curtailment | NS Test Broad | 2032 | 2266573.5975 | 386160.4882 | 5.8695
Alternate Scenario | Large General | C&I Curtailment | TRC | 2032 | 1180575.3585 | 201325.0528 | 5.864
Alternate Scenario | Large General | C&I Curtailment | PAC | 2032 | 1180575.3585 | 506094.574 | 2.3327
Alternate Scenario | Large General | C&I Curtailment | PCT | 2032 | 304769.5212 | 0 | 0
Alternate Scenario | Large General | C&I Curtailment | RIM | 2032 | 1180575.3585 | 506094.574 | 2.3327
Alternate Scenario | Large General | C&I Curtailment | SCT | 2032 | 1180575.3585 | 201325.0528 | 5.864
Alternate Scenario | Large General | C&I Curtailment | NS Test Broad | 2032 | 1180575.3585 | 201325.0528 | 5.864
Alternate Scenario | Small Industrial | C&I Curtailment | TRC | 2032 | 228335.1623 | 39556.0601 | 5.7724
Alternate Scenario | Small Industrial | C&I Curtailment | PAC | 2032 | 228335.1623 | 99513.9175 | 2.2945
Alternate Scenario | Small Industrial | C&I Curtailment | PCT | 2032 | 59957.8574 | 0 | 0
Alternate Scenario | Small Industrial | C&I Curtailment | RIM | 2032 | 228335.1623 | 99513.9175 | 2.2945
Alternate Scenario | Small Industrial | C&I Curtailment | SCT | 2032 | 228335.1623 | 39556.0601 | 5.7724
Alternate Scenario | Small Industrial | C&I Curtailment | NS Test Broad | 2032 | 228335.1623 | 39556.0601 | 5.7724
Alternate Scenario | Medium Industrial | C&I Curtailment | TRC | 2032 | 4224163.1144 | 720036.1011 | 5.8666
Alternate Scenario | Medium Industrial | C&I Curtailment | PAC | 2032 | 4224163.1144 | 1810518.094 | 2.3331
Alternate Scenario | Medium Industrial | C&I Curtailment | PCT | 2032 | 1090481.9929 | 0 | 0
Alternate Scenario | Medium Industrial | C&I Curtailment | RIM | 2032 | 4224163.1144 | 1810518.094 | 2.3331
Alternate Scenario | Medium Industrial | C&I Curtailment | SCT | 2032 | 4224163.1144 | 720036.1011 | 5.8666
Alternate Scenario | Medium Industrial | C&I Curtailment | NS Test Broad | 2032 | 4224163.1144 | 720036.1011 | 5.8666
Alternate Scenario | Large Industrial | C&I Curtailment | TRC | 2032 | 79149.8682 | 13493.46 | 5.8658
Alternate Scenario | Large Industrial | C&I Curtailment | PAC | 2032 | 79149.8682 | 33926.2661 | 2.333
Alternate Scenario | Large Industrial | C&I Curtailment | PCT | 2032 | 20432.8061 | 0 | 0
Alternate Scenario | Large Industrial | C&I Curtailment | RIM | 2032 | 79149.8682 | 33926.2661 | 2.333
Alternate Scenario | Large Industrial | C&I Curtailment | SCT | 2032 | 79149.8682 | 13493.46 | 5.8658
Alternate Scenario | Large Industrial | C&I Curtailment | NS Test Broad | 2032 | 79149.8682 | 13493.46 | 5.8658
Alternate Scenario | Large General | C&I Loadshift to BUGs | TRC | 2032 | 1150565.2933 | 198724.3933 | 5.7898
Alternate Scenario | Large General | C&I Loadshift to BUGs | PAC | 2032 | 1150565.2933 | 495746.7146 | 2.3209
Alternate Scenario | Large General | C&I Loadshift to BUGs | PCT | 2032 | 297022.3213 | 0 | 0
Alternate Scenario | Large General | C&I Loadshift to BUGs | RIM | 2032 | 1150565.2933 | 495746.7146 | 2.3209
Alternate Scenario | Large General | C&I Loadshift to BUGs | SCT | 2032 | 1150565.2933 | 198724.3933 | 5.7898
Alternate Scenario | Large General | C&I Loadshift to BUGs | NS Test Broad | 2032 | 1150565.2933 | 198724.3933 | 5.7898
Alternate Scenario | Small Industrial | C&I Loadshift to BUGs | TRC | 2032 | 406675.7537 | 71531.1516 | 5.6853
Alternate Scenario | Small Industrial | C&I Loadshift to BUGs | PAC | 2032 | 406675.7537 | 178318.9394 | 2.2806
Alternate Scenario | Small Industrial | C&I Loadshift to BUGs | PCT | 2032 | 106787.7878 | 0 | 0
Alternate Scenario | Small Industrial | C&I Loadshift to BUGs | RIM | 2032 | 406675.7537 | 178318.9394 | 2.2806
Alternate Scenario | Small Industrial | C&I Loadshift to BUGs | SCT | 2032 | 406675.7537 | 71531.1516 | 5.6853
Alternate Scenario | Small Industrial | C&I Loadshift to BUGs | NS Test Broad | 2032 | 406675.7537 | 71531.1516 | 5.6853
Alternate Scenario | Medium Industrial | C&I Loadshift to BUGs | TRC | 2032 | 1270365.4499 | 219389.9295 | 5.7904
Alternate Scenario | Medium Industrial | C&I Loadshift to BUGs | PAC | 2032 | 1270365.4499 | 547339.0664 | 2.321
Alternate Scenario | Medium Industrial | C&I Loadshift to BUGs | PCT | 2032 | 327949.1369 | 0 | 0
Alternate Scenario | Medium Industrial | C&I Loadshift to BUGs | RIM | 2032 | 1270365.4499 | 547339.0664 | 2.321
Alternate Scenario | Medium Industrial | C&I Loadshift to BUGs | SCT | 2032 | 1270365.4499 | 219389.9295 | 5.7904
Alternate Scenario | Medium Industrial | C&I Loadshift to BUGs | NS Test Broad | 2032 | 1270365.4499 | 219389.9295 | 5.7904
Alternate Scenario | Small General | Dynamic Pricing | TRC | 2032 | 3262.4835 | 413.6489 | 7.8871
Alternate Scenario | Small General | Dynamic Pricing | PAC | 2032 | 3262.4835 | 413.6489 | 7.8871
Alternate Scenario | Small General | Dynamic Pricing | RIM | 2032 | 3262.4835 | 413.6489 | 7.8871
Alternate Scenario | Small General | Dynamic Pricing | SCT | 2032 | 3262.4835 | 413.6489 | 7.8871
Alternate Scenario | Small General | Dynamic Pricing | NS Test Broad | 2032 | 3262.4835 | 413.6489 | 7.8871
Alternate Scenario | Residential Charitable | Dynamic Pricing | TRC | 2032 | 9216207.0647 | 1812730.2786 | 5.0842
Alternate Scenario | Residential Charitable | Dynamic Pricing | PAC | 2032 | 9216207.0647 | 1812730.2786 | 5.0842
Alternate Scenario | Residential Charitable | Dynamic Pricing | RIM | 2032 | 9216207.0647 | 1812730.2786 | 5.0842
Alternate Scenario | Residential Charitable | Dynamic Pricing | SCT | 2032 | 9216207.0647 | 1812730.2786 | 5.0842
Alternate Scenario | Residential Charitable | Dynamic Pricing | NS Test Broad | 2032 | 9216207.0647 | 1812730.2786 | 5.0842
Alternate Scenario | Residential Charitable | Behavioral DR | TRC | 2032 | 1099477.334 | 374429.4726 | 2.9364
Alternate Scenario | Residential Charitable | Behavioral DR | PAC | 2032 | 1099477.334 | 374429.4726 | 2.9364
Alternate Scenario | Residential Charitable | Behavioral DR | RIM | 2032 | 1099477.334 | 374429.4726 | 2.9364
Alternate Scenario | Residential Charitable | Behavioral DR | SCT | 2032 | 1099477.334 | 374429.4726 | 2.9364
Alternate Scenario | Residential Charitable | Behavioral DR | NS Test Broad | 2032 | 1099477.334 | 374429.4726 | 2.9364
Alternate Scenario | Residential Charitable | Time-of-Use Rates (TOU) | TRC | 2032 | 945798.9828 | 0 | 0
Alternate Scenario | Residential Charitable | Time-of-Use Rates (TOU) | PAC | 2032 | 945798.9828 | 0 | 0
Alternate Scenario | Residential Charitable | Time-of-Use Rates (TOU) | RIM | 2032 | 945798.9828 | 0 | 0
Alternate Scenario | Residential Charitable | Time-of-Use Rates (TOU) | SCT | 2032 | 945798.9828 | 0 | 0
Alternate Scenario | Residential Charitable | Time-of-Use Rates (TOU) | NS Test Broad | 2032 | 945798.9828 | 0 | 0
Alternate Scenario | General | C&I Curtailment | TRC | 2033 | 2472238.1108 | 388929.1421 | 6.3565
Alternate Scenario | General | C&I Curtailment | PAC | 2033 | 2472238.1108 | 982768.2944 | 2.5156
Alternate Scenario | General | C&I Curtailment | PCT | 2033 | 593839.1524 | 0 | 0
Alternate Scenario | General | C&I Curtailment | RIM | 2033 | 2472238.1108 | 982768.2944 | 2.5156
Alternate Scenario | General | C&I Curtailment | SCT | 2033 | 2472238.1108 | 388929.1421 | 6.3565
Alternate Scenario | General | C&I Curtailment | NS Test Broad | 2033 | 2472238.1108 | 388929.1421 | 6.3565
Alternate Scenario | Large General | C&I Curtailment | TRC | 2033 | 1287809.5353 | 202784.3969 | 6.3506
Alternate Scenario | Large General | C&I Curtailment | PAC | 2033 | 1287809.5353 | 512120.1844 | 2.5147
Alternate Scenario | Large General | C&I Curtailment | PCT | 2033 | 309335.7875 | 0 | 0
Alternate Scenario | Large General | C&I Curtailment | RIM | 2033 | 1287809.5353 | 512120.1844 | 2.5147
Alternate Scenario | Large General | C&I Curtailment | SCT | 2033 | 1287809.5353 | 202784.3969 | 6.3506
Alternate Scenario | Large General | C&I Curtailment | NS Test Broad | 2033 | 1287809.5353 | 202784.3969 | 6.3506
Alternate Scenario | Small Industrial | C&I Curtailment | TRC | 2033 | 248865.3333 | 39872.9623 | 6.2415
Alternate Scenario | Small Industrial | C&I Curtailment | PAC | 2033 | 248865.3333 | 100775.9103 | 2.4695
Alternate Scenario | Small Industrial | C&I Curtailment | PCT | 2033 | 60902.948 | 0 | 0
Alternate Scenario | Small Industrial | C&I Curtailment | RIM | 2033 | 248865.3333 | 100775.9103 | 2.4695
Alternate Scenario | Small Industrial | C&I Curtailment | SCT | 2033 | 248865.3333 | 39872.9623 | 6.2415
Alternate Scenario | Small Industrial | C&I Curtailment | NS Test Broad | 2033 | 248865.3333 | 39872.9623 | 6.2415
Alternate Scenario | Medium Industrial | C&I Curtailment | TRC | 2033 | 4612672.2044 | 725997.3578 | 6.3536
Alternate Scenario | Medium Industrial | C&I Curtailment | PAC | 2033 | 4612672.2044 | 1833975.3233 | 2.5151
Alternate Scenario | Medium Industrial | C&I Curtailment | PCT | 2033 | 1107977.9654 | 0 | 0
Alternate Scenario | Medium Industrial | C&I Curtailment | RIM | 2033 | 4612672.2044 | 1833975.3233 | 2.5151
Alternate Scenario | Medium Industrial | C&I Curtailment | SCT | 2033 | 4612672.2044 | 725997.3578 | 6.3536
Alternate Scenario | Medium Industrial | C&I Curtailment | NS Test Broad | 2033 | 4612672.2044 | 725997.3578 | 6.3536
Alternate Scenario | Large Industrial | C&I Curtailment | TRC | 2033 | 86297.0599 | 13584.8203 | 6.3525
Alternate Scenario | Large Industrial | C&I Curtailment | PAC | 2033 | 86297.0599 | 34313.6379 | 2.5149
Alternate Scenario | Large Industrial | C&I Curtailment | PCT | 2033 | 20728.8176 | 0 | 0
Alternate Scenario | Large Industrial | C&I Curtailment | RIM | 2033 | 86297.0599 | 34313.6379 | 2.5149
Alternate Scenario | Large Industrial | C&I Curtailment | SCT | 2033 | 86297.0599 | 13584.8203 | 6.3525
Alternate Scenario | Large Industrial | C&I Curtailment | NS Test Broad | 2033 | 86297.0599 | 13584.8203 | 6.3525
Alternate Scenario | Large General | C&I Loadshift to BUGs | TRC | 2033 | 1236546.7983 | 199190.2064 | 6.2079
Alternate Scenario | Large General | C&I Loadshift to BUGs | PAC | 2033 | 1236546.7983 | 496212.5278 | 2.492
Alternate Scenario | Large General | C&I Loadshift to BUGs | PCT | 2033 | 297022.3213 | 0 | 0
Alternate Scenario | Large General | C&I Loadshift to BUGs | RIM | 2033 | 1236546.7983 | 496212.5278 | 2.492
Alternate Scenario | Large General | C&I Loadshift to BUGs | SCT | 2033 | 1236546.7983 | 199190.2064 | 6.2079
Alternate Scenario | Large General | C&I Loadshift to BUGs | NS Test Broad | 2033 | 1236546.7983 | 199190.2064 | 6.2079
Alternate Scenario | Small Industrial | C&I Loadshift to BUGs | TRC | 2033 | 436362.7587 | 71699.2096 | 6.086
Alternate Scenario | Small Industrial | C&I Loadshift to BUGs | PAC | 2033 | 436362.7587 | 178486.9974 | 2.4448
Alternate Scenario | Small Industrial | C&I Loadshift to BUGs | PCT | 2033 | 106787.7878 | 0 | 0
Alternate Scenario | Small Industrial | C&I Loadshift to BUGs | RIM | 2033 | 436362.7587 | 178486.9974 | 2.4448
Alternate Scenario | Small Industrial | C&I Loadshift to BUGs | SCT | 2033 | 436362.7587 | 71699.2096 | 6.086
Alternate Scenario | Small Industrial | C&I Loadshift to BUGs | NS Test Broad | 2033 | 436362.7587 | 71699.2096 | 6.086
Alternate Scenario | Medium Industrial | C&I Loadshift to BUGs | TRC | 2033 | 1365299.5957 | 219904.6977 | 6.2086
Alternate Scenario | Medium Industrial | C&I Loadshift to BUGs | PAC | 2033 | 1365299.5957 | 547853.8346 | 2.4921
Alternate Scenario | Medium Industrial | C&I Loadshift to BUGs | PCT | 2033 | 327949.1369 | 0 | 0
Alternate Scenario | Medium Industrial | C&I Loadshift to BUGs | RIM | 2033 | 1365299.5957 | 547853.8346 | 2.4921
Alternate Scenario | Medium Industrial | C&I Loadshift to BUGs | SCT | 2033 | 1365299.5957 | 219904.6977 | 6.2086
Alternate Scenario | Medium Industrial | C&I Loadshift to BUGs | NS Test Broad | 2033 | 1365299.5957 | 219904.6977 | 6.2086
Alternate Scenario | Small General | Dynamic Pricing | TRC | 2033 | 3506.2883 | 417.2945 | 8.4024
Alternate Scenario | Small General | Dynamic Pricing | PAC | 2033 | 3506.2883 | 417.2945 | 8.4024
Alternate Scenario | Small General | Dynamic Pricing | RIM | 2033 | 3506.2883 | 417.2945 | 8.4024
Alternate Scenario | Small General | Dynamic Pricing | SCT | 2033 | 3506.2883 | 417.2945 | 8.4024
Alternate Scenario | Small General | Dynamic Pricing | NS Test Broad | 2033 | 3506.2883 | 417.2945 | 8.4024
Alternate Scenario | Residential Charitable | Dynamic Pricing | TRC | 2033 | 9904932.3015 | 1854565.8212 | 5.3408
Alternate Scenario | Residential Charitable | Dynamic Pricing | PAC | 2033 | 9904932.3015 | 1854565.8212 | 5.3408
Alternate Scenario | Residential Charitable | Dynamic Pricing | RIM | 2033 | 9904932.3015 | 1854565.8212 | 5.3408
Alternate Scenario | Residential Charitable | Dynamic Pricing | SCT | 2033 | 9904932.3015 | 1854565.8212 | 5.3408
Alternate Scenario | Residential Charitable | Dynamic Pricing | NS Test Broad | 2033 | 9904932.3015 | 1854565.8212 | 5.3408
Alternate Scenario | Residential Charitable | Behavioral DR | TRC | 2033 | 1181641.0465 | 375836.9176 | 3.144
Alternate Scenario | Residential Charitable | Behavioral DR | PAC | 2033 | 1181641.0465 | 375836.9176 | 3.144
Alternate Scenario | Residential Charitable | Behavioral DR | RIM | 2033 | 1181641.0465 | 375836.9176 | 3.144
Alternate Scenario | Residential Charitable | Behavioral DR | SCT | 2033 | 1181641.0465 | 375836.9176 | 3.144
Alternate Scenario | Residential Charitable | Behavioral DR | NS Test Broad | 2033 | 1181641.0465 | 375836.9176 | 3.144
Alternate Scenario | Residential Charitable | Time-of-Use Rates (TOU) | TRC | 2033 | 1014841.5527 | 0 | 0
Alternate Scenario | Residential Charitable | Time-of-Use Rates (TOU) | PAC | 2033 | 1014841.5527 | 0 | 0
Alternate Scenario | Residential Charitable | Time-of-Use Rates (TOU) | RIM | 2033 | 1014841.5527 | 0 | 0
Alternate Scenario | Residential Charitable | Time-of-Use Rates (TOU) | SCT | 2033 | 1014841.5527 | 0 | 0
Alternate Scenario | Residential Charitable | Time-of-Use Rates (TOU) | NS Test Broad | 2033 | 1014841.5527 | 0 | 0
Preferred Plan | Residential Charitable | DLC-Thermostat | TRC | 2025 | 0 | 1851790.421 | 0
Preferred Plan | Residential Charitable | DLC-Thermostat | PAC | 2025 | 0 | 1957981.9788 | 0
Preferred Plan | Residential Charitable | DLC-Thermostat | PCT | 2025 | 106191.5577 | 0 | 0
Preferred Plan | Residential Charitable | DLC-Thermostat | RIM | 2025 | 0 | 1957981.9788 | 0
Preferred Plan | Residential Charitable | DLC-Thermostat | SCT | 2025 | 0 | 1851790.421 | 0
Preferred Plan | Residential Charitable | DLC-Thermostat | NS Test Broad | 2025 | 0 | 1851790.421 | 0
Preferred Plan | Residential Charitable | DLC-Water Heating | TRC | 2025 | 0 | 524475.6951 | 0
Preferred Plan | Residential Charitable | DLC-Water Heating | PAC | 2025 | 0 | 537292.1352 | 0
Preferred Plan | Residential Charitable | DLC-Water Heating | PCT | 2025 | 12816.4401 | 0 | 0
Preferred Plan | Residential Charitable | DLC-Water Heating | RIM | 2025 | 0 | 537292.1352 | 0
Preferred Plan | Residential Charitable | DLC-Water Heating | SCT | 2025 | 0 | 524475.6951 | 0
Preferred Plan | Residential Charitable | DLC-Water Heating | NS Test Broad | 2025 | 0 | 524475.6951 | 0
Preferred Plan | General | C&I Curtailment | TRC | 2025 | 0 | 249312.3666 | 0
Preferred Plan | General | C&I Curtailment | PAC | 2025 | 0 | 464109.3666 | 0
Preferred Plan | General | C&I Curtailment | PCT | 2025 | 214797 | 0 | 0
Preferred Plan | General | C&I Curtailment | RIM | 2025 | 0 | 464109.3666 | 0
Preferred Plan | General | C&I Curtailment | SCT | 2025 | 0 | 249312.3666 | 0
Preferred Plan | General | C&I Curtailment | NS Test Broad | 2025 | 0 | 249312.3666 | 0
Preferred Plan | Large General | C&I Curtailment | TRC | 2025 | 0 | 131353.2215 | 0
Preferred Plan | Large General | C&I Curtailment | PAC | 2025 | 0 | 244444.2215 | 0
Preferred Plan | Large General | C&I Curtailment | PCT | 2025 | 113091 | 0 | 0
Preferred Plan | Large General | C&I Curtailment | RIM | 2025 | 0 | 244444.2215 | 0
Preferred Plan | Large General | C&I Curtailment | SCT | 2025 | 0 | 131353.2215 | 0
Preferred Plan | Large General | C&I Curtailment | NS Test Broad | 2025 | 0 | 131353.2215 | 0
Preferred Plan | Small Industrial | C&I Curtailment | TRC | 2025 | 0 | 25539.0002 | 0
Preferred Plan | Small Industrial | C&I Curtailment | PAC | 2025 | 0 | 47550.0002 | 0
Preferred Plan | Small Industrial | C&I Curtailment | PCT | 2025 | 22011 | 0 | 0
Preferred Plan | Small Industrial | C&I Curtailment | RIM | 2025 | 0 | 47550.0002 | 0
Preferred Plan | Small Industrial | C&I Curtailment | SCT | 2025 | 0 | 25539.0002 | 0
Preferred Plan | Small Industrial | C&I Curtailment | NS Test Broad | 2025 | 0 | 25539.0002 | 0
Preferred Plan | Medium Industrial | C&I Curtailment | TRC | 2025 | 0 | 466226.6316 | 0
Preferred Plan | Medium Industrial | C&I Curtailment | PAC | 2025 | 0 | 867737.6316 | 0
Preferred Plan | Medium Industrial | C&I Curtailment | PCT | 2025 | 401511 | 0 | 0
Preferred Plan | Medium Industrial | C&I Curtailment | RIM | 2025 | 0 | 867737.6316 | 0
Preferred Plan | Medium Industrial | C&I Curtailment | SCT | 2025 | 0 | 466226.6316 | 0
Preferred Plan | Medium Industrial | C&I Curtailment | NS Test Broad | 2025 | 0 | 466226.6316 | 0
Preferred Plan | Large Industrial | C&I Curtailment | TRC | 2025 | 0 | 8812.8247 | 0
Preferred Plan | Large Industrial | C&I Curtailment | PAC | 2025 | 0 | 16402.8247 | 0
Preferred Plan | Large Industrial | C&I Curtailment | PCT | 2025 | 7590 | 0 | 0
Preferred Plan | Large Industrial | C&I Curtailment | RIM | 2025 | 0 | 16402.8247 | 0
Preferred Plan | Large Industrial | C&I Curtailment | SCT | 2025 | 0 | 8812.8247 | 0
Preferred Plan | Large Industrial | C&I Curtailment | NS Test Broad | 2025 | 0 | 8812.8247 | 0
Preferred Plan | Small General | Dynamic Pricing | TRC | 2025 | 0 | 99.5561 | 0
Preferred Plan | Small General | Dynamic Pricing | PAC | 2025 | 0 | 99.5561 | 0
Preferred Plan | Small General | Dynamic Pricing | RIM | 2025 | 0 | 99.5561 | 0
Preferred Plan | Small General | Dynamic Pricing | SCT | 2025 | 0 | 99.5561 | 0
Preferred Plan | Small General | Dynamic Pricing | NS Test Broad | 2025 | 0 | 99.5561 | 0
Preferred Plan | Residential Charitable | Dynamic Pricing | TRC | 2025 | 0 | 234694.3315 | 0
Preferred Plan | Residential Charitable | Dynamic Pricing | PAC | 2025 | 0 | 234694.3315 | 0
Preferred Plan | Residential Charitable | Dynamic Pricing | RIM | 2025 | 0 | 234694.3315 | 0
Preferred Plan | Residential Charitable | Dynamic Pricing | SCT | 2025 | 0 | 234694.3315 | 0
Preferred Plan | Residential Charitable | Dynamic Pricing | NS Test Broad | 2025 | 0 | 234694.3315 | 0
Preferred Plan | Residential Charitable | BTM Battery Control | TRC | 2025 | 0 | 22450.6225 | 0
Preferred Plan | Residential Charitable | BTM Battery Control | PAC | 2025 | 0 | 29154.3852 | 0
Preferred Plan | Residential Charitable | BTM Battery Control | PCT | 2025 | 6703.7628 | 0 | 0
Preferred Plan | Residential Charitable | BTM Battery Control | RIM | 2025 | 0 | 29154.3852 | 0
Preferred Plan | Residential Charitable | BTM Battery Control | SCT | 2025 | 0 | 22450.6225 | 0
Preferred Plan | Residential Charitable | BTM Battery Control | NS Test Broad | 2025 | 0 | 22450.6225 | 0
Preferred Plan | EV Res LDV | EV Charging Control | TRC | 2025 | 0 | 24098.0774 | 0
Preferred Plan | EV Res LDV | EV Charging Control | PAC | 2025 | 0 | 32412.9997 | 0
Preferred Plan | EV Res LDV | EV Charging Control | PCT | 2025 | 8314.9223 | 0 | 0
Preferred Plan | EV Res LDV | EV Charging Control | RIM | 2025 | 0 | 32412.9997 | 0
Preferred Plan | EV Res LDV | EV Charging Control | SCT | 2025 | 0 | 24098.0774 | 0
Preferred Plan | EV Res LDV | EV Charging Control | NS Test Broad | 2025 | 0 | 24098.0774 | 0
Preferred Plan | EV Com LDV | EV Charging Control | TRC | 2025 | 0 | 8147.4177 | 0
Preferred Plan | EV Com LDV | EV Charging Control | PAC | 2025 | 0 | 10958.6438 | 0
Preferred Plan | EV Com LDV | EV Charging Control | PCT | 2025 | 2811.2261 | 0 | 0
Preferred Plan | EV Com LDV | EV Charging Control | RIM | 2025 | 0 | 10958.6438 | 0
Preferred Plan | EV Com LDV | EV Charging Control | SCT | 2025 | 0 | 8147.4177 | 0
Preferred Plan | EV Com LDV | EV Charging Control | NS Test Broad | 2025 | 0 | 8147.4177 | 0
Preferred Plan | Residential Charitable | DLC-Thermostat | TRC | 2026 | 596467.8175 | 2514023.0985 | 0.23726
Preferred Plan | Residential Charitable | DLC-Thermostat | PAC | 2026 | 596467.8175 | 2752151.946 | 0.21673
Preferred Plan | Residential Charitable | DLC-Thermostat | PCT | 2026 | 238128.8475 | 0 | 0
Preferred Plan | Residential Charitable | DLC-Thermostat | RIM | 2026 | 596467.8175 | 2752151.946 | 0.21673
Preferred Plan | Residential Charitable | DLC-Thermostat | SCT | 2026 | 596467.8175 | 2514023.0985 | 0.23726
Preferred Plan | Residential Charitable | DLC-Thermostat | NS Test Broad | 2026 | 596467.8175 | 2514023.0985 | 0.23726
Preferred Plan | Residential Charitable | DLC-Water Heating | TRC | 2026 | 172200.9219 | 617817.2834 | 0.27872
Preferred Plan | Residential Charitable | DLC-Water Heating | PAC | 2026 | 172200.9219 | 662182.0145 | 0.26005
Preferred Plan | Residential Charitable | DLC-Water Heating | PCT | 2026 | 44364.7311 | 0 | 0
Preferred Plan | Residential Charitable | DLC-Water Heating | RIM | 2026 | 172200.9219 | 662182.0145 | 0.26005
Preferred Plan | Residential Charitable | DLC-Water Heating | SCT | 2026 | 172200.9219 | 617817.2834 | 0.27872
Preferred Plan | Residential Charitable | DLC-Water Heating | NS Test Broad | 2026 | 172200.9219 | 617817.2834 | 0.27872
Preferred Plan | General | C&I Curtailment | TRC | 2026 | 340927.1568 | 173811.2329 | 1.9615
Preferred Plan | General | C&I Curtailment | PAC | 2026 | 340927.1568 | 348903.3329 | 0.97714
Preferred Plan | General | C&I Curtailment | PCT | 2026 | 175092.1 | 0 | 0
Preferred Plan | General | C&I Curtailment | RIM | 2026 | 340927.1568 | 348903.3329 | 0.97714
Preferred Plan | General | C&I Curtailment | SCT | 2026 | 340927.1568 | 173811.2329 | 1.9615
Preferred Plan | General | C&I Curtailment | NS Test Broad | 2026 | 340927.1568 | 173811.2329 | 1.9615
Preferred Plan | Large General | C&I Curtailment | TRC | 2026 | 179498.7504 | 91590.463 | 1.9598
Preferred Plan | Large General | C&I Curtailment | PAC | 2026 | 179498.7504 | 183776.763 | 0.97672
Preferred Plan | Large General | C&I Curtailment | PCT | 2026 | 92186.3 | 0 | 0
Preferred Plan | Large General | C&I Curtailment | RIM | 2026 | 179498.7504 | 183776.763 | 0.97672
Preferred Plan | Large General | C&I Curtailment | SCT | 2026 | 179498.7504 | 91590.463 | 1.9598
Preferred Plan | Large General | C&I Curtailment | NS Test Broad | 2026 | 179498.7504 | 91590.463 | 1.9598
Preferred Plan | Small Industrial | C&I Curtailment | TRC | 2026 | 33138.648 | 17803.2569 | 1.8614
Preferred Plan | Small Industrial | C&I Curtailment | PAC | 2026 | 33138.648 | 35745.5569 | 0.92707
Preferred Plan | Small Industrial | C&I Curtailment | PCT | 2026 | 17942.3 | 0 | 0
Preferred Plan | Small Industrial | C&I Curtailment | RIM | 2026 | 33138.648 | 35745.5569 | 0.92707
Preferred Plan | Small Industrial | C&I Curtailment | SCT | 2026 | 33138.648 | 17803.2569 | 1.8614
Preferred Plan | Small Industrial | C&I Curtailment | NS Test Broad | 2026 | 33138.648 | 17803.2569 | 1.8614
Preferred Plan | Medium Industrial | C&I Curtailment | TRC | 2026 | 637280.7984 | 325070.7194 | 1.9604
Preferred Plan | Medium Industrial | C&I Curtailment | PAC | 2026 | 637280.7984 | 652363.0194 | 0.97688
Preferred Plan | Medium Industrial | C&I Curtailment | PCT | 2026 | 327292.3 | 0 | 0
Preferred Plan | Medium Industrial | C&I Curtailment | RIM | 2026 | 637280.7984 | 652363.0194 | 0.97688
Preferred Plan | Medium Industrial | C&I Curtailment | SCT | 2026 | 637280.7984 | 325070.7194 | 1.9604
Preferred Plan | Medium Industrial | C&I Curtailment | NS Test Broad | 2026 | 637280.7984 | 325070.7194 | 1.9604
Preferred Plan | Large Industrial | C&I Curtailment | TRC | 2026 | 12046.896 | 6144.5379 | 1.9606
Preferred Plan | Large Industrial | C&I Curtailment | PAC | 2026 | 12046.896 | 12331.5379 | 0.97692
Preferred Plan | Large Industrial | C&I Curtailment | PCT | 2026 | 6187 | 0 | 0
Preferred Plan | Large Industrial | C&I Curtailment | RIM | 2026 | 12046.896 | 12331.5379 | 0.97692
Preferred Plan | Large Industrial | C&I Curtailment | SCT | 2026 | 12046.896 | 6144.5379 | 1.9606
Preferred Plan | Large Industrial | C&I Curtailment | NS Test Broad | 2026 | 12046.896 | 6144.5379 | 1.9606
Preferred Plan | Large General | C&I Loadshift to BUGs | TRC | 2026 | 559800 | 280374.4199 | 1.9966
Preferred Plan | Large General | C&I Loadshift to BUGs | PAC | 2026 | 559800 | 567874.4199 | 0.98578
Preferred Plan | Large General | C&I Loadshift to BUGs | PCT | 2026 | 287500 | 0 | 0
Preferred Plan | Large General | C&I Loadshift to BUGs | RIM | 2026 | 559800 | 567874.4199 | 0.98578
Preferred Plan | Large General | C&I Loadshift to BUGs | SCT | 2026 | 559800 | 280374.4199 | 1.9966
Preferred Plan | Large General | C&I Loadshift to BUGs | NS Test Broad | 2026 | 559800 | 280374.4199 | 1.9966
Preferred Plan | Small Industrial | C&I Loadshift to BUGs | TRC | 2026 | 180540 | 95596.2129 | 1.8886
Preferred Plan | Small Industrial | C&I Loadshift to BUGs | PAC | 2026 | 180540 | 193346.2129 | 0.93377
Preferred Plan | Small Industrial | C&I Loadshift to BUGs | PCT | 2026 | 97750 | 0 | 0
Preferred Plan | Small Industrial | C&I Loadshift to BUGs | RIM | 2026 | 180540 | 193346.2129 | 0.93377
Preferred Plan | Small Industrial | C&I Loadshift to BUGs | SCT | 2026 | 180540 | 95596.2129 | 1.8886
Preferred Plan | Small Industrial | C&I Loadshift to BUGs | NS Test Broad | 2026 | 180540 | 95596.2129 | 1.8886
Preferred Plan | Medium Industrial | C&I Loadshift to BUGs | TRC | 2026 | 597866.4 | 299652.9214 | 1.9952
Preferred Plan | Medium Industrial | C&I Loadshift to BUGs | PAC | 2026 | 597866.4 | 606702.9214 | 0.98544
Preferred Plan | Medium Industrial | C&I Loadshift to BUGs | PCT | 2026 | 307050 | 0 | 0
Preferred Plan | Medium Industrial | C&I Loadshift to BUGs | RIM | 2026 | 597866.4 | 606702.9214 | 0.98544
Preferred Plan | Medium Industrial | C&I Loadshift to BUGs | SCT | 2026 | 597866.4 | 299652.9214 | 1.9952
Preferred Plan | Medium Industrial | C&I Loadshift to BUGs | NS Test Broad | 2026 | 597866.4 | 299652.9214 | 1.9952
Preferred Plan | Small General | Dynamic Pricing | TRC | 2026 | 622.5215 | 201.7304 | 3.0859
Preferred Plan | Small General | Dynamic Pricing | PAC | 2026 | 622.5215 | 201.7304 | 3.0859
Preferred Plan | Small General | Dynamic Pricing | RIM | 2026 | 622.5215 | 201.7304 | 3.0859
Preferred Plan | Small General | Dynamic Pricing | SCT | 2026 | 622.5215 | 201.7304 | 3.0859
Preferred Plan | Small General | Dynamic Pricing | NS Test Broad | 2026 | 622.5215 | 201.7304 | 3.0859
Preferred Plan | Residential Charitable | Dynamic Pricing | TRC | 2026 | 2154641.046 | 265915.3404 | 8.1027
Preferred Plan | Residential Charitable | Dynamic Pricing | PAC | 2026 | 2154641.046 | 265915.3404 | 8.1027
Preferred Plan | Residential Charitable | Dynamic Pricing | RIM | 2026 | 2154641.046 | 265915.3404 | 8.1027
Preferred Plan | Residential Charitable | Dynamic Pricing | SCT | 2026 | 2154641.046 | 265915.3404 | 8.1027
Preferred Plan | Residential Charitable | Dynamic Pricing | NS Test Broad | 2026 | 2154641.046 | 265915.3404 | 8.1027
Preferred Plan | Residential Charitable | BTM Battery Control | TRC | 2026 | 23404.6714 | 73310.1571 | 0.31926
Preferred Plan | Residential Charitable | BTM Battery Control | PAC | 2026 | 23404.6714 | 110438.6893 | 0.21192
Preferred Plan | Residential Charitable | BTM Battery Control | PCT | 2026 | 37128.5322 | 0 | 0
Preferred Plan | Residential Charitable | BTM Battery Control | RIM | 2026 | 23404.6714 | 110438.6893 | 0.21192
Preferred Plan | Residential Charitable | BTM Battery Control | SCT | 2026 | 23404.6714 | 73310.1571 | 0.31926
Preferred Plan | Residential Charitable | BTM Battery Control | NS Test Broad | 2026 | 23404.6714 | 73310.1571 | 0.31926
Preferred Plan | EV Res LDV | EV Charging Control | TRC | 2026 | 3673.4634 | 40317.2401 | 0.091114
Preferred Plan | EV Res LDV | EV Charging Control | PAC | 2026 | 3673.4634 | 55027.9157 | 0.066756
Preferred Plan | EV Res LDV | EV Charging Control | PCT | 2026 | 14710.6756 | 0 | 0
Preferred Plan | EV Res LDV | EV Charging Control | RIM | 2026 | 3673.4634 | 55027.9157 | 0.066756
Preferred Plan | EV Res LDV | EV Charging Control | SCT | 2026 | 3673.4634 | 40317.2401 | 0.091114
Preferred Plan | EV Res LDV | EV Charging Control | NS Test Broad | 2026 | 3673.4634 | 40317.2401 | 0.091114
Preferred Plan | EV Com LDV | EV Charging Control | TRC | 2026 | 1286.0873 | 14040.1518 | 0.091601
Preferred Plan | EV Com LDV | EV Charging Control | PAC | 2026 | 1286.0873 | 19190.3902 | 0.067017
Preferred Plan | EV Com LDV | EV Charging Control | PCT | 2026 | 5150.2384 | 0 | 0
Preferred Plan | EV Com LDV | EV Charging Control | RIM | 2026 | 1286.0873 | 19190.3902 | 0.067017
Preferred Plan | EV Com LDV | EV Charging Control | SCT | 2026 | 1286.0873 | 14040.1518 | 0.091601
Preferred Plan | EV Com LDV | EV Charging Control | NS Test Broad | 2026 | 1286.0873 | 14040.1518 | 0.091601
Preferred Plan | Residential Charitable | Behavioral DR | TRC | 2026 | 61200.6501 | 386027.6285 | 0.15854
Preferred Plan | Residential Charitable | Behavioral DR | PAC | 2026 | 61200.6501 | 386027.6285 | 0.15854
Preferred Plan | Residential Charitable | Behavioral DR | RIM | 2026 | 61200.6501 | 386027.6285 | 0.15854
Preferred Plan | Residential Charitable | Behavioral DR | SCT | 2026 | 61200.6501 | 386027.6285 | 0.15854
Preferred Plan | Residential Charitable | Behavioral DR | NS Test Broad | 2026 | 61200.6501 | 386027.6285 | 0.15854
Preferred Plan | Residential Charitable | Time-of-Use Rates (TOU) | TRC | 2026 | 504934.7941 | 0 | 0
Preferred Plan | Residential Charitable | Time-of-Use Rates (TOU) | PAC | 2026 | 504934.7941 | 0 | 0
Preferred Plan | Residential Charitable | Time-of-Use Rates (TOU) | RIM | 2026 | 504934.7941 | 0 | 0
Preferred Plan | Residential Charitable | Time-of-Use Rates (TOU) | SCT | 2026 | 504934.7941 | 0 | 0
Preferred Plan | Residential Charitable | Time-of-Use Rates (TOU) | NS Test Broad | 2026 | 504934.7941 | 0 | 0
Preferred Plan | Residential Charitable | DLC-Thermostat | TRC | 2027 | 1552334.5431 | 1583449.2406 | 0.98035
Preferred Plan | Residential Charitable | DLC-Thermostat | PAC | 2027 | 1552334.5431 | 1817080.5485 | 0.8543
Preferred Plan | Residential Charitable | DLC-Thermostat | PCT | 2027 | 233631.3079 | 0 | 0
Preferred Plan | Residential Charitable | DLC-Thermostat | RIM | 2027 | 1552334.5431 | 1817080.5485 | 0.8543
Preferred Plan | Residential Charitable | DLC-Thermostat | SCT | 2027 | 1552334.5431 | 1583449.2406 | 0.98035
Preferred Plan | Residential Charitable | DLC-Thermostat | NS Test Broad | 2027 | 1552334.5431 | 1583449.2406 | 0.98035
Preferred Plan | Residential Charitable | DLC-Water Heating | TRC | 2027 | 554278.6595 | 471605.6124 | 1.1753
Preferred Plan | Residential Charitable | DLC-Water Heating | PAC | 2027 | 554278.6595 | 525081.5378 | 1.0556
Preferred Plan | Residential Charitable | DLC-Water Heating | PCT | 2027 | 53475.9254 | 0 | 0
Preferred Plan | Residential Charitable | DLC-Water Heating | RIM | 2027 | 554278.6595 | 525081.5378 | 1.0556
Preferred Plan | Residential Charitable | DLC-Water Heating | SCT | 2027 | 554278.6595 | 471605.6124 | 1.1753
Preferred Plan | Residential Charitable | DLC-Water Heating | NS Test Broad | 2027 | 554278.6595 | 471605.6124 | 1.1753
Preferred Plan | General | C&I Curtailment | TRC | 2027 | 1611577.0468 | 246941.8192 | 6.5261
Preferred Plan | General | C&I Curtailment | PAC | 2027 | 1611577.0468 | 564255.5692 | 2.8561
Preferred Plan | General | C&I Curtailment | PCT | 2027 | 317313.75 | 0 | 0
Preferred Plan | General | C&I Curtailment | RIM | 2027 | 1611577.0468 | 564255.5692 | 2.8561
Preferred Plan | General | C&I Curtailment | SCT | 2027 | 1611577.0468 | 246941.8192 | 6.5261
Preferred Plan | General | C&I Curtailment | NS Test Broad | 2027 | 1611577.0468 | 246941.8192 | 6.5261
Preferred Plan | Large General | C&I Curtailment | TRC | 2027 | 848498.1625 | 130067.6084 | 6.5235
Preferred Plan | Large General | C&I Curtailment | PAC | 2027 | 848498.1625 | 297133.8584 | 2.8556
Preferred Plan | Large General | C&I Curtailment | PCT | 2027 | 167066.25 | 0 | 0
Preferred Plan | Large General | C&I Curtailment | RIM | 2027 | 848498.1625 | 297133.8584 | 2.8556
Preferred Plan | Large General | C&I Curtailment | SCT | 2027 | 848498.1625 | 130067.6084 | 6.5235
Preferred Plan | Large General | C&I Curtailment | NS Test Broad | 2027 | 848498.1625 | 130067.6084 | 6.5235
Preferred Plan | Small Industrial | C&I Curtailment | TRC | 2027 | 163036.4775 | 25299.8013 | 6.4442
Preferred Plan | Small Industrial | C&I Curtailment | PAC | 2027 | 163036.4775 | 57816.0513 | 2.8199
Preferred Plan | Small Industrial | C&I Curtailment | PCT | 2027 | 32516.25 | 0 | 0
Preferred Plan | Small Industrial | C&I Curtailment | RIM | 2027 | 163036.4775 | 57816.0513 | 2.8199
Preferred Plan | Small Industrial | C&I Curtailment | SCT | 2027 | 163036.4775 | 25299.8013 | 6.4442
Preferred Plan | Small Industrial | C&I Curtailment | NS Test Broad | 2027 | 163036.4775 | 25299.8013 | 6.4442
Preferred Plan | Medium Industrial | C&I Curtailment | TRC | 2027 | 3012453.2077 | 461712.9845 | 6.5245
Preferred Plan | Medium Industrial | C&I Curtailment | PAC | 2027 | 3012453.2077 | 1054854.2345 | 2.8558
Preferred Plan | Medium Industrial | C&I Curtailment | PCT | 2027 | 593141.25 | 0 | 0
Preferred Plan | Medium Industrial | C&I Curtailment | RIM | 2027 | 3012453.2077 | 1054854.2345 | 2.8558
Preferred Plan | Medium Industrial | C&I Curtailment | SCT | 2027 | 3012453.2077 | 461712.9845 | 6.5245
Preferred Plan | Medium Industrial | C&I Curtailment | NS Test Broad | 2027 | 3012453.2077 | 461712.9845 | 6.5245
Preferred Plan | Large Industrial | C&I Curtailment | TRC | 2027 | 56946.1854 | 8727.7233 | 6.5247
Preferred Plan | Large Industrial | C&I Curtailment | PAC | 2027 | 56946.1854 | 19940.2233 | 2.8558
Preferred Plan | Large Industrial | C&I Curtailment | PCT | 2027 | 11212.5 | 0 | 0
Preferred Plan | Large Industrial | C&I Curtailment | RIM | 2027 | 56946.1854 | 19940.2233 | 2.8558
Preferred Plan | Large Industrial | C&I Curtailment | SCT | 2027 | 56946.1854 | 8727.7233 | 6.5247
Preferred Plan | Large Industrial | C&I Curtailment | NS Test Broad | 2027 | 56946.1854 | 8727.7233 | 6.5247
Preferred Plan | Large General | C&I Loadshift to BUGs | TRC | 2027 | 1515083.2816 | 230133.4922 | 6.5835
Preferred Plan | Large General | C&I Loadshift to BUGs | PAC | 2027 | 1515083.2816 | 528447.9654 | 2.867
Preferred Plan | Large General | C&I Loadshift to BUGs | PCT | 2027 | 298314.4731 | 0 | 0
Preferred Plan | Large General | C&I Loadshift to BUGs | RIM | 2027 | 1515083.2816 | 528447.9654 | 2.867
Preferred Plan | Large General | C&I Loadshift to BUGs | SCT | 2027 | 1515083.2816 | 230133.4922 | 6.5835
Preferred Plan | Large General | C&I Loadshift to BUGs | NS Test Broad | 2027 | 1515083.2816 | 230133.4922 | 6.5835
Preferred Plan | Small Industrial | C&I Loadshift to BUGs | TRC | 2027 | 510980.459 | 78862.9209 | 6.4793
Preferred Plan | Small Industrial | C&I Loadshift to BUGs | PAC | 2027 | 510980.459 | 180773.6627 | 2.8266
Preferred Plan | Small Industrial | C&I Loadshift to BUGs | PCT | 2027 | 101910.7417 | 0 | 0
Preferred Plan | Small Industrial | C&I Loadshift to BUGs | RIM | 2027 | 510980.459 | 180773.6627 | 2.8266
Preferred Plan | Small Industrial | C&I Loadshift to BUGs | SCT | 2027 | 510980.459 | 78862.9209 | 6.4793
Preferred Plan | Small Industrial | C&I Loadshift to BUGs | NS Test Broad | 2027 | 510980.459 | 78862.9209 | 6.4793
Preferred Plan | Medium Industrial | C&I Loadshift to BUGs | TRC | 2027 | 1619367.3345 | 246167.4339 | 6.5783
Preferred Plan | Medium Industrial | C&I Loadshift to BUGs | PAC | 2027 | 1619367.3345 | 565015.0636 | 2.8661
Preferred Plan | Medium Industrial | C&I Loadshift to BUGs | PCT | 2027 | 318847.6298 | 0 | 0
Preferred Plan | Medium Industrial | C&I Loadshift to BUGs | RIM | 2027 | 1619367.3345 | 565015.0636 | 2.8661
Preferred Plan | Medium Industrial | C&I Loadshift to BUGs | SCT | 2027 | 1619367.3345 | 246167.4339 | 6.5783
Preferred Plan | Medium Industrial | C&I Loadshift to BUGs | NS Test Broad | 2027 | 1619367.3345 | 246167.4339 | 6.5783
Preferred Plan | Small General | Dynamic Pricing | TRC | 2027 | 2803.8652 | 317.2838 | 8.8371
Preferred Plan | Small General | Dynamic Pricing | PAC | 2027 | 2803.8652 | 317.2838 | 8.8371
Preferred Plan | Small General | Dynamic Pricing | RIM | 2027 | 2803.8652 | 317.2838 | 8.8371
Preferred Plan | Small General | Dynamic Pricing | SCT | 2027 | 2803.8652 | 317.2838 | 8.8371
Preferred Plan | Small General | Dynamic Pricing | NS Test Broad | 2027 | 2803.8652 | 317.2838 | 8.8371
Preferred Plan | Residential Charitable | Dynamic Pricing | TRC | 2027 | 7282115.7795 | 341240.4188 | 21.3401
Preferred Plan | Residential Charitable | Dynamic Pricing | PAC | 2027 | 7282115.7795 | 341240.4188 | 21.3401
Preferred Plan | Residential Charitable | Dynamic Pricing | RIM | 2027 | 7282115.7795 | 341240.4188 | 21.3401
Preferred Plan | Residential Charitable | Dynamic Pricing | SCT | 2027 | 7282115.7795 | 341240.4188 | 21.3401
Preferred Plan | Residential Charitable | Dynamic Pricing | NS Test Broad | 2027 | 7282115.7795 | 341240.4188 | 21.3401
Preferred Plan | Residential Charitable | Behavioral DR | TRC | 2027 | 361967.8271 | 291949.7369 | 1.2398
Preferred Plan | Residential Charitable | Behavioral DR | PAC | 2027 | 361967.8271 | 291949.7369 | 1.2398
Preferred Plan | Residential Charitable | Behavioral DR | RIM | 2027 | 361967.8271 | 291949.7369 | 1.2398
Preferred Plan | Residential Charitable | Behavioral DR | SCT | 2027 | 361967.8271 | 291949.7369 | 1.2398
Preferred Plan | Residential Charitable | Behavioral DR | NS Test Broad | 2027 | 361967.8271 | 291949.7369 | 1.2398
Preferred Plan | Residential Charitable | Time-of-Use Rates (TOU) | TRC | 2027 | 1511019.4078 | 0 | 0
Preferred Plan | Residential Charitable | Time-of-Use Rates (TOU) | PAC | 2027 | 1511019.4078 | 0 | 0
Preferred Plan | Residential Charitable | Time-of-Use Rates (TOU) | RIM | 2027 | 1511019.4078 | 0 | 0
Preferred Plan | Residential Charitable | Time-of-Use Rates (TOU) | SCT | 2027 | 1511019.4078 | 0 | 0
Preferred Plan | Residential Charitable | Time-of-Use Rates (TOU) | NS Test Broad | 2027 | 1511019.4078 | 0 | 0
Preferred Plan | Residential Charitable | DLC-Thermostat | TRC | 2028 | 828692.4946 | 1582204.6959 | 0.52376
Preferred Plan | Residential Charitable | DLC-Thermostat | PAC | 2028 | 828692.4946 | 1811472.8935 | 0.45747
Preferred Plan | Residential Charitable | DLC-Thermostat | PCT | 2028 | 229268.1976 | 0 | 0
Preferred Plan | Residential Charitable | DLC-Thermostat | RIM | 2028 | 828692.4946 | 1811472.8935 | 0.45747
Preferred Plan | Residential Charitable | DLC-Thermostat | SCT | 2028 | 828692.4946 | 1582204.6959 | 0.52376
Preferred Plan | Residential Charitable | DLC-Thermostat | NS Test Broad | 2028 | 828692.4946 | 1582204.6959 | 0.52376
Preferred Plan | Residential Charitable | DLC-Water Heating | TRC | 2028 | 296095.854 | 479370.2077 | 0.61768
Preferred Plan | Residential Charitable | DLC-Water Heating | PAC | 2028 | 296095.854 | 531772.5648 | 0.55681
Preferred Plan | Residential Charitable | DLC-Water Heating | PCT | 2028 | 52402.3572 | 0 | 0
Preferred Plan | Residential Charitable | DLC-Water Heating | RIM | 2028 | 296095.854 | 531772.5648 | 0.55681
Preferred Plan | Residential Charitable | DLC-Water Heating | SCT | 2028 | 296095.854 | 479370.2077 | 0.61768
Preferred Plan | Residential Charitable | DLC-Water Heating | NS Test Broad | 2028 | 296095.854 | 479370.2077 | 0.61768
Preferred Plan | General | C&I Curtailment | TRC | 2028 | 1052176.9808 | 280709.2726 | 3.7483
Preferred Plan | General | C&I Curtailment | PAC | 2028 | 1052176.9808 | 662462.1226 | 1.5883
Preferred Plan | General | C&I Curtailment | PCT | 2028 | 381752.85 | 0 | 0
Preferred Plan | General | C&I Curtailment | RIM | 2028 | 1052176.9808 | 662462.1226 | 1.5883
Preferred Plan | General | C&I Curtailment | SCT | 2028 | 1052176.9808 | 280709.2726 | 3.7483
Preferred Plan | General | C&I Curtailment | NS Test Broad | 2028 | 1052176.9808 | 280709.2726 | 3.7483
Preferred Plan | Large General | C&I Curtailment | TRC | 2028 | 553973.0394 | 147825.5075 | 3.7475
Preferred Plan | Large General | C&I Curtailment | PAC | 2028 | 553973.0394 | 348819.0575 | 1.5881
Preferred Plan | Large General | C&I Curtailment | PCT | 2028 | 200993.55 | 0 | 0
Preferred Plan | Large General | C&I Curtailment | RIM | 2028 | 553973.0394 | 348819.0575 | 1.5881
Preferred Plan | Large General | C&I Curtailment | SCT | 2028 | 553973.0394 | 147825.5075 | 3.7475
Preferred Plan | Large General | C&I Curtailment | NS Test Broad | 2028 | 553973.0394 | 147825.5075 | 3.7475
Preferred Plan | Small Industrial | C&I Curtailment | TRC | 2028 | 107170.5585 | 28762.126 | 3.7261
Preferred Plan | Small Industrial | C&I Curtailment | PAC | 2028 | 107170.5585 | 67881.676 | 1.5788
Preferred Plan | Small Industrial | C&I Curtailment | PCT | 2028 | 39119.55 | 0 | 0
Preferred Plan | Small Industrial | C&I Curtailment | RIM | 2028 | 107170.5585 | 67881.676 | 1.5788
Preferred Plan | Small Industrial | C&I Curtailment | SCT | 2028 | 107170.5585 | 28762.126 | 3.7261
Preferred Plan | Small Industrial | C&I Curtailment | NS Test Broad | 2028 | 107170.5585 | 28762.126 | 3.7261
Preferred Plan | Medium Industrial | C&I Curtailment | TRC | 2028 | 1966790.1868 | 524787.4944 | 3.7478
Preferred Plan | Medium Industrial | C&I Curtailment | PAC | 2028 | 1966790.1868 | 1238382.0444 | 1.5882
Preferred Plan | Medium Industrial | C&I Curtailment | PCT | 2028 | 713594.55 | 0 | 0
Preferred Plan | Medium Industrial | C&I Curtailment | RIM | 2028 | 1966790.1868 | 1238382.0444 | 1.5882
Preferred Plan | Medium Industrial | C&I Curtailment | SCT | 2028 | 1966790.1868 | 524787.4944 | 3.7478
Preferred Plan | Medium Industrial | C&I Curtailment | NS Test Broad | 2028 | 1966790.1868 | 524787.4944 | 3.7478
Preferred Plan | Large Industrial | C&I Curtailment | TRC | 2028 | 37179.3986 | 9920.1811 | 3.7479
Preferred Plan | Large Industrial | C&I Curtailment | PAC | 2028 | 37179.3986 | 23409.6811 | 1.5882
Preferred Plan | Large Industrial | C&I Curtailment | PCT | 2028 | 13489.5 | 0 | 0
Preferred Plan | Large Industrial | C&I Curtailment | RIM | 2028 | 37179.3986 | 23409.6811 | 1.5882
Preferred Plan | Large Industrial | C&I Curtailment | SCT | 2028 | 37179.3986 | 9920.1811 | 3.7479
Preferred Plan | Large Industrial | C&I Curtailment | NS Test Broad | 2028 | 37179.3986 | 9920.1811 | 3.7479
Preferred Plan | Large General | C&I Loadshift to BUGs | TRC | 2028 | 820885.9818 | 217976.5951 | 3.7659
Preferred Plan | Large General | C&I Loadshift to BUGs | PAC | 2028 | 820885.9818 | 515812.0057 | 1.5914
Preferred Plan | Large General | C&I Loadshift to BUGs | PCT | 2028 | 297835.4106 | 0 | 0
Preferred Plan | Large General | C&I Loadshift to BUGs | RIM | 2028 | 820885.9818 | 515812.0057 | 1.5914
Preferred Plan | Large General | C&I Loadshift to BUGs | SCT | 2028 | 820885.9818 | 217976.5951 | 3.7659
Preferred Plan | Large General | C&I Loadshift to BUGs | NS Test Broad | 2028 | 820885.9818 | 217976.5951 | 3.7659
Preferred Plan | Small Industrial | C&I Loadshift to BUGs | TRC | 2028 | 281296.9903 | 75383.7499 | 3.7315
Preferred Plan | Small Industrial | C&I Loadshift to BUGs | PAC | 2028 | 281296.9903 | 178063.1782 | 1.5798
Preferred Plan | Small Industrial | C&I Loadshift to BUGs | PCT | 2028 | 102679.4283 | 0 | 0
Preferred Plan | Small Industrial | C&I Loadshift to BUGs | RIM | 2028 | 281296.9903 | 178063.1782 | 1.5798
Preferred Plan | Small Industrial | C&I Loadshift to BUGs | SCT | 2028 | 281296.9903 | 75383.7499 | 3.7315
Preferred Plan | Small Industrial | C&I Loadshift to BUGs | NS Test Broad | 2028 | 281296.9903 | 75383.7499 | 3.7315
Preferred Plan | Medium Industrial | C&I Loadshift to BUGs | TRC | 2028 | 881893.5238 | 234353.3564 | 3.7631
Preferred Plan | Medium Industrial | C&I Loadshift to BUGs | PAC | 2028 | 881893.5238 | 554323.6392 | 1.5909
Preferred Plan | Medium Industrial | C&I Loadshift to BUGs | PCT | 2028 | 319970.2828 | 0 | 0
Preferred Plan | Medium Industrial | C&I Loadshift to BUGs | RIM | 2028 | 881893.5238 | 554323.6392 | 1.5909
Preferred Plan | Medium Industrial | C&I Loadshift to BUGs | SCT | 2028 | 881893.5238 | 234353.3564 | 3.7631
Preferred Plan | Medium Industrial | C&I Loadshift to BUGs | NS Test Broad | 2028 | 881893.5238 | 234353.3564 | 3.7631
Preferred Plan | Small General | Dynamic Pricing | TRC | 2028 | 1921.544 | 376.8739 | 5.0986
Preferred Plan | Small General | Dynamic Pricing | PAC | 2028 | 1921.544 | 376.8739 | 5.0986
Preferred Plan | Small General | Dynamic Pricing | RIM | 2028 | 1921.544 | 376.8739 | 5.0986
Preferred Plan | Small General | Dynamic Pricing | SCT | 2028 | 1921.544 | 376.8739 | 5.0986
Preferred Plan | Small General | Dynamic Pricing | NS Test Broad | 2028 | 1921.544 | 376.8739 | 5.0986
Preferred Plan | Residential Charitable | Dynamic Pricing | TRC | 2028 | 4960227.7605 | 479829.4537 | 10.3375
Preferred Plan | Residential Charitable | Dynamic Pricing | PAC | 2028 | 4960227.7605 | 479829.4537 | 10.3375
Preferred Plan | Residential Charitable | Dynamic Pricing | RIM | 2028 | 4960227.7605 | 479829.4537 | 10.3375
Preferred Plan | Residential Charitable | Dynamic Pricing | SCT | 2028 | 4960227.7605 | 479829.4537 | 10.3375
Preferred Plan | Residential Charitable | Dynamic Pricing | NS Test Broad | 2028 | 4960227.7605 | 479829.4537 | 10.3375
Preferred Plan | Residential Charitable | Behavioral DR | TRC | 2028 | 430528.6521 | 256544.227 | 1.6782
Preferred Plan | Residential Charitable | Behavioral DR | PAC | 2028 | 430528.6521 | 256544.227 | 1.6782
Preferred Plan | Residential Charitable | Behavioral DR | RIM | 2028 | 430528.6521 | 256544.227 | 1.6782
Preferred Plan | Residential Charitable | Behavioral DR | SCT | 2028 | 430528.6521 | 256544.227 | 1.6782
Preferred Plan | Residential Charitable | Behavioral DR | NS Test Broad | 2028 | 430528.6521 | 256544.227 | 1.6782
Preferred Plan | Residential Charitable | Time-of-Use Rates (TOU) | TRC | 2028 | 828454.2444 | 0 | 0
Preferred Plan | Residential Charitable | Time-of-Use Rates (TOU) | PAC | 2028 | 828454.2444 | 0 | 0
Preferred Plan | Residential Charitable | Time-of-Use Rates (TOU) | RIM | 2028 | 828454.2444 | 0 | 0
Preferred Plan | Residential Charitable | Time-of-Use Rates (TOU) | SCT | 2028 | 828454.2444 | 0 | 0
Preferred Plan | Residential Charitable | Time-of-Use Rates (TOU) | NS Test Broad | 2028 | 828454.2444 | 0 | 0
Preferred Plan | Residential Charitable | DLC-Thermostat | TRC | 2029 | 1339239.0118 | 1579640.9901 | 0.84781
Preferred Plan | Residential Charitable | DLC-Thermostat | PAC | 2029 | 1339239.0118 | 1804575.2456 | 0.74214
Preferred Plan | Residential Charitable | DLC-Thermostat | PCT | 2029 | 224934.2555 | 0 | 0
Preferred Plan | Residential Charitable | DLC-Thermostat | RIM | 2029 | 1339239.0118 | 1804575.2456 | 0.74214
Preferred Plan | Residential Charitable | DLC-Thermostat | SCT | 2029 | 1339239.0118 | 1579640.9901 | 0.84781
Preferred Plan | Residential Charitable | DLC-Thermostat | NS Test Broad | 2029 | 1339239.0118 | 1579640.9901 | 0.84781
Preferred Plan | Residential Charitable | DLC-Water Heating | TRC | 2029 | 478353.1655 | 485902.8566 | 0.98446
Preferred Plan | Residential Charitable | DLC-Water Heating | PAC | 2029 | 478353.1655 | 537260.0033 | 0.89036
Preferred Plan | Residential Charitable | DLC-Water Heating | PCT | 2029 | 51357.1466 | 0 | 0
Preferred Plan | Residential Charitable | DLC-Water Heating | RIM | 2029 | 478353.1655 | 537260.0033 | 0.89036
Preferred Plan | Residential Charitable | DLC-Water Heating | SCT | 2029 | 478353.1655 | 485902.8566 | 0.98446
Preferred Plan | Residential Charitable | DLC-Water Heating | NS Test Broad | 2029 | 478353.1655 | 485902.8566 | 0.98446
Preferred Plan | General | C&I Curtailment | TRC | 2029 | 2033148.8773 | 313191.7436 | 6.4917
Preferred Plan | General | C&I Curtailment | PAC | 2029 | 2033148.8773 | 759709.1436 | 2.6762
Preferred Plan | General | C&I Curtailment | PCT | 2029 | 446517.4 | 0 | 0
Preferred Plan | General | C&I Curtailment | RIM | 2029 | 2033148.8773 | 759709.1436 | 2.6762
Preferred Plan | General | C&I Curtailment | SCT | 2029 | 2033148.8773 | 313191.7436 | 6.4917
Preferred Plan | General | C&I Curtailment | NS Test Broad | 2029 | 2033148.8773 | 313191.7436 | 6.4917
Preferred Plan | Large General | C&I Curtailment | TRC | 2029 | 1070456.476 | 165026.0305 | 6.4866
Preferred Plan | Large General | C&I Curtailment | PAC | 2029 | 1070456.476 | 400118.2305 | 2.6754
Preferred Plan | Large General | C&I Curtailment | PCT | 2029 | 235092.2 | 0 | 0
Preferred Plan | Large General | C&I Curtailment | RIM | 2029 | 1070456.476 | 400118.2305 | 2.6754
Preferred Plan | Large General | C&I Curtailment | SCT | 2029 | 1070456.476 | 165026.0305 | 6.4866
Preferred Plan | Large General | C&I Curtailment | NS Test Broad | 2029 | 1070456.476 | 165026.0305 | 6.4866
Preferred Plan | Small Industrial | C&I Curtailment | TRC | 2029 | 206734.4692 | 32080.9616 | 6.4441
Preferred Plan | Small Industrial | C&I Curtailment | PAC | 2029 | 206734.4692 | 77837.1616 | 2.656
Preferred Plan | Small Industrial | C&I Curtailment | PCT | 2029 | 45756.2 | 0 | 0
Preferred Plan | Small Industrial | C&I Curtailment | RIM | 2029 | 206734.4692 | 77837.1616 | 2.656
Preferred Plan | Small Industrial | C&I Curtailment | SCT | 2029 | 206734.4692 | 32080.9616 | 6.4441
Preferred Plan | Small Industrial | C&I Curtailment | NS Test Broad | 2029 | 206734.4692 | 32080.9616 | 6.4441
Preferred Plan | Medium Industrial | C&I Curtailment | TRC | 2029 | 3800479.7035 | 585722.0353 | 6.4885
Preferred Plan | Medium Industrial | C&I Curtailment | PAC | 2029 | 3800479.7035 | 1420378.2353 | 2.6757
Preferred Plan | Medium Industrial | C&I Curtailment | PCT | 2029 | 834656.2 | 0 | 0
Preferred Plan | Medium Industrial | C&I Curtailment | RIM | 2029 | 3800479.7035 | 1420378.2353 | 2.6757
Preferred Plan | Medium Industrial | C&I Curtailment | SCT | 2029 | 3800479.7035 | 585722.0353 | 6.4885
Preferred Plan | Medium Industrial | C&I Curtailment | NS Test Broad | 2029 | 3800479.7035 | 585722.0353 | 6.4885
Preferred Plan | Large Industrial | C&I Curtailment | TRC | 2029 | 71842.7165 | 11071.4784 | 6.489
Preferred Plan | Large Industrial | C&I Curtailment | PAC | 2029 | 71842.7165 | 26849.4784 | 2.6758
Preferred Plan | Large Industrial | C&I Curtailment | PCT | 2029 | 15778 | 0 | 0
Preferred Plan | Large Industrial | C&I Curtailment | RIM | 2029 | 71842.7165 | 26849.4784 | 2.6758
Preferred Plan | Large Industrial | C&I Curtailment | SCT | 2029 | 71842.7165 | 11071.4784 | 6.489
Preferred Plan | Large Industrial | C&I Curtailment | NS Test Broad | 2029 | 71842.7165 | 11071.4784 | 6.489
Preferred Plan | Large General | C&I Loadshift to BUGs | TRC | 2029 | 1353629.2435 | 208146.5921 | 6.5032
Preferred Plan | Large General | C&I Loadshift to BUGs | PAC | 2029 | 1353629.2435 | 505428.8114 | 2.6782
Preferred Plan | Large General | C&I Loadshift to BUGs | PCT | 2029 | 297282.2193 | 0 | 0
Preferred Plan | Large General | C&I Loadshift to BUGs | RIM | 2029 | 1353629.2435 | 505428.8114 | 2.6782
Preferred Plan | Large General | C&I Loadshift to BUGs | SCT | 2029 | 1353629.2435 | 208146.5921 | 6.5032
Preferred Plan | Large General | C&I Loadshift to BUGs | NS Test Broad | 2029 | 1353629.2435 | 208146.5921 | 6.5032
Preferred Plan | Small Industrial | C&I Loadshift to BUGs | TRC | 2029 | 468356.0068 | 72720.1425 | 6.4405
Preferred Plan | Small Industrial | C&I Loadshift to BUGs | PAC | 2029 | 468356.0068 | 176380.6071 | 2.6554
Preferred Plan | Small Industrial | C&I Loadshift to BUGs | PCT | 2029 | 103660.4646 | 0 | 0
Preferred Plan | Small Industrial | C&I Loadshift to BUGs | RIM | 2029 | 468356.0068 | 176380.6071 | 2.6554
Preferred Plan | Small Industrial | C&I Loadshift to BUGs | SCT | 2029 | 468356.0068 | 72720.1425 | 6.4405
Preferred Plan | Small Industrial | C&I Loadshift to BUGs | NS Test Broad | 2029 | 468356.0068 | 72720.1425 | 6.4405
Preferred Plan | Medium Industrial | C&I Loadshift to BUGs | TRC | 2029 | 1463545.2253 | 225136.0225 | 6.5007
Preferred Plan | Medium Industrial | C&I Loadshift to BUGs | PAC | 2029 | 1463545.2253 | 546557.8407 | 2.6777
Preferred Plan | Medium Industrial | C&I Loadshift to BUGs | PCT | 2029 | 321421.8182 | 0 | 0
Preferred Plan | Medium Industrial | C&I Loadshift to BUGs | RIM | 2029 | 1463545.2253 | 546557.8407 | 2.6777
Preferred Plan | Medium Industrial | C&I Loadshift to BUGs | SCT | 2029 | 1463545.2253 | 225136.0225 | 6.5007
Preferred Plan | Medium Industrial | C&I Loadshift to BUGs | NS Test Broad | 2029 | 1463545.2253 | 225136.0225 | 6.5007
Preferred Plan | Small General | Dynamic Pricing | TRC | 2029 | 3826.4021 | 432.1492 | 8.8544
Preferred Plan | Small General | Dynamic Pricing | PAC | 2029 | 3826.4021 | 432.1492 | 8.8544
Preferred Plan | Small General | Dynamic Pricing | RIM | 2029 | 3826.4021 | 432.1492 | 8.8544
Preferred Plan | Small General | Dynamic Pricing | SCT | 2029 | 3826.4021 | 432.1492 | 8.8544
Preferred Plan | Small General | Dynamic Pricing | NS Test Broad | 2029 | 3826.4021 | 432.1492 | 8.8544
Preferred Plan | Residential Charitable | Dynamic Pricing | TRC | 2029 | 10213322.8987 | 765238.8258 | 13.3466
Preferred Plan | Residential Charitable | Dynamic Pricing | PAC | 2029 | 10213322.8987 | 765238.8258 | 13.3466
Preferred Plan | Residential Charitable | Dynamic Pricing | RIM | 2029 | 10213322.8987 | 765238.8258 | 13.3466
Preferred Plan | Residential Charitable | Dynamic Pricing | SCT | 2029 | 10213322.8987 | 765238.8258 | 13.3466
Preferred Plan | Residential Charitable | Dynamic Pricing | NS Test Broad | 2029 | 10213322.8987 | 765238.8258 | 13.3466
Preferred Plan | Residential Charitable | Behavioral DR | TRC | 2029 | 1102948.8145 | 333196.8051 | 3.3102
Preferred Plan | Residential Charitable | Behavioral DR | PAC | 2029 | 1102948.8145 | 333196.8051 | 3.3102
Preferred Plan | Residential Charitable | Behavioral DR | RIM | 2029 | 1102948.8145 | 333196.8051 | 3.3102
Preferred Plan | Residential Charitable | Behavioral DR | SCT | 2029 | 1102948.8145 | 333196.8051 | 3.3102
Preferred Plan | Residential Charitable | Behavioral DR | NS Test Broad | 2029 | 1102948.8145 | 333196.8051 | 3.3102
Preferred Plan | Residential Charitable | Time-of-Use Rates (TOU) | TRC | 2029 | 1269239.515 | 0 | 0
Preferred Plan | Residential Charitable | Time-of-Use Rates (TOU) | PAC | 2029 | 1269239.515 | 0 | 0
Preferred Plan | Residential Charitable | Time-of-Use Rates (TOU) | RIM | 2029 | 1269239.515 | 0 | 0
Preferred Plan | Residential Charitable | Time-of-Use Rates (TOU) | SCT | 2029 | 1269239.515 | 0 | 0
Preferred Plan | Residential Charitable | Time-of-Use Rates (TOU) | NS Test Broad | 2029 | 1269239.515 | 0 | 0
Preferred Plan | Residential Charitable | DLC-Thermostat | TRC | 2030 | 1132423.5855 | 1577079.2784 | 0.71805
Preferred Plan | Residential Charitable | DLC-Thermostat | PAC | 2030 | 1132423.5855 | 1797789.461 | 0.6299
Preferred Plan | Residential Charitable | DLC-Thermostat | PCT | 2030 | 220710.1825 | 0 | 0
Preferred Plan | Residential Charitable | DLC-Thermostat | RIM | 2030 | 1132423.5855 | 1797789.461 | 0.6299
Preferred Plan | Residential Charitable | DLC-Thermostat | SCT | 2030 | 1132423.5855 | 1577079.2784 | 0.71805
Preferred Plan | Residential Charitable | DLC-Thermostat | NS Test Broad | 2030 | 1132423.5855 | 1577079.2784 | 0.71805
Preferred Plan | Residential Charitable | DLC-Water Heating | TRC | 2030 | 404133.1978 | 492148.5335 | 0.82116
Preferred Plan | Residential Charitable | DLC-Water Heating | PAC | 2030 | 404133.1978 | 542477.6955 | 0.74498
Preferred Plan | Residential Charitable | DLC-Water Heating | PCT | 2030 | 50329.162 | 0 | 0
Preferred Plan | Residential Charitable | DLC-Water Heating | RIM | 2030 | 404133.1978 | 542477.6955 | 0.74498
Preferred Plan | Residential Charitable | DLC-Water Heating | SCT | 2030 | 404133.1978 | 492148.5335 | 0.82116
Preferred Plan | Residential Charitable | DLC-Water Heating | NS Test Broad | 2030 | 404133.1978 | 492148.5335 | 0.82116
Preferred Plan | General | C&I Curtailment | TRC | 2030 | 2008242.2809 | 343971.013 | 5.8384
Preferred Plan | General | C&I Curtailment | PAC | 2030 | 2008242.2809 | 854276.613 | 2.3508
Preferred Plan | General | C&I Curtailment | PCT | 2030 | 510305.6 | 0 | 0
Preferred Plan | General | C&I Curtailment | RIM | 2030 | 2008242.2809 | 854276.613 | 2.3508
Preferred Plan | General | C&I Curtailment | SCT | 2030 | 2008242.2809 | 343971.013 | 5.8384
Preferred Plan | General | C&I Curtailment | NS Test Broad | 2030 | 2008242.2809 | 343971.013 | 5.8384
Preferred Plan | Large General | C&I Curtailment | TRC | 2030 | 1057343.109 | 181219.8091 | 5.8346
Preferred Plan | Large General | C&I Curtailment | PAC | 2030 | 1057343.109 | 449896.6091 | 2.3502
Preferred Plan | Large General | C&I Curtailment | PCT | 2030 | 268676.8 | 0 | 0
Preferred Plan | Large General | C&I Curtailment | RIM | 2030 | 1057343.109 | 449896.6091 | 2.3502
Preferred Plan | Large General | C&I Curtailment | SCT | 2030 | 1057343.109 | 181219.8091 | 5.8346
Preferred Plan | Large General | C&I Curtailment | NS Test Broad | 2030 | 1057343.109 | 181219.8091 | 5.8346
Preferred Plan | Small Industrial | C&I Curtailment | TRC | 2030 | 203491.7472 | 35236.1641 | 5.7751
Preferred Plan | Small Industrial | C&I Curtailment | PAC | 2030 | 203491.7472 | 87528.9641 | 2.3249
Preferred Plan | Small Industrial | C&I Curtailment | PCT | 2030 | 52292.8 | 0 | 0
Preferred Plan | Small Industrial | C&I Curtailment | RIM | 2030 | 203491.7472 | 87528.9641 | 2.3249
Preferred Plan | Small Industrial | C&I Curtailment | SCT | 2030 | 203491.7472 | 35236.1641 | 5.7751
Preferred Plan | Small Industrial | C&I Curtailment | NS Test Broad | 2030 | 203491.7472 | 35236.1641 | 5.7751
Preferred Plan | Medium Industrial | C&I Curtailment | TRC | 2030 | 3753922.8502 | 643231.0285 | 5.836
Preferred Plan | Medium Industrial | C&I Curtailment | PAC | 2030 | 3753922.8502 | 1597123.8285 | 2.3504
Preferred Plan | Medium Industrial | C&I Curtailment | PCT | 2030 | 953892.8 | 0 | 0
Preferred Plan | Medium Industrial | C&I Curtailment | RIM | 2030 | 3753922.8502 | 1597123.8285 | 2.3504
Preferred Plan | Medium Industrial | C&I Curtailment | SCT | 2030 | 3753922.8502 | 643231.0285 | 5.836
Preferred Plan | Medium Industrial | C&I Curtailment | NS Test Broad | 2030 | 3753922.8502 | 643231.0285 | 5.836
Preferred Plan | Large Industrial | C&I Curtailment | TRC | 2030 | 70962.6248 | 12158.6736 | 5.8364
Preferred Plan | Large Industrial | C&I Curtailment | PAC | 2030 | 70962.6248 | 30190.6736 | 2.3505
Preferred Plan | Large Industrial | C&I Curtailment | PCT | 2030 | 18032 | 0 | 0
Preferred Plan | Large Industrial | C&I Curtailment | RIM | 2030 | 70962.6248 | 30190.6736 | 2.3505
Preferred Plan | Large Industrial | C&I Curtailment | SCT | 2030 | 70962.6248 | 12158.6736 | 5.8364
Preferred Plan | Large Industrial | C&I Curtailment | NS Test Broad | 2030 | 70962.6248 | 12158.6736 | 5.8364
Preferred Plan | Large General | C&I Loadshift to BUGs | TRC | 2030 | 1172372.9542 | 200919.0732 | 5.8351
Preferred Plan | Large General | C&I Loadshift to BUGs | PAC | 2030 | 1172372.9542 | 498825.6005 | 2.3503
Preferred Plan | Large General | C&I Loadshift to BUGs | PCT | 2030 | 297906.5273 | 0 | 0
Preferred Plan | Large General | C&I Loadshift to BUGs | RIM | 2030 | 1172372.9542 | 498825.6005 | 2.3503
Preferred Plan | Large General | C&I Loadshift to BUGs | SCT | 2030 | 1172372.9542 | 200919.0732 | 5.8351
Preferred Plan | Large General | C&I Loadshift to BUGs | NS Test Broad | 2030 | 1172372.9542 | 200919.0732 | 5.8351
Preferred Plan | Small Industrial | C&I Loadshift to BUGs | TRC | 2030 | 408415.9138 | 70912.7203 | 5.7594
Preferred Plan | Small Industrial | C&I Loadshift to BUGs | PAC | 2030 | 408415.9138 | 175866.4198 | 2.3223
Preferred Plan | Small Industrial | C&I Loadshift to BUGs | PCT | 2030 | 104953.6996 | 0 | 0
Preferred Plan | Small Industrial | C&I Loadshift to BUGs | RIM | 2030 | 408415.9138 | 175866.4198 | 2.3223
Preferred Plan | Small Industrial | C&I Loadshift to BUGs | SCT | 2030 | 408415.9138 | 70912.7203 | 5.7594
Preferred Plan | Small Industrial | C&I Loadshift to BUGs | NS Test Broad | 2030 | 408415.9138 | 70912.7203 | 5.7594
Preferred Plan | Medium Industrial | C&I Loadshift to BUGs | TRC | 2030 | 1276827.251 | 218876.0972 | 5.8336
Preferred Plan | Medium Industrial | C&I Loadshift to BUGs | PAC | 2030 | 1276827.251 | 543325.0457 | 2.35
Preferred Plan | Medium Industrial | C&I Loadshift to BUGs | PCT | 2030 | 324448.9485 | 0 | 0
Preferred Plan | Medium Industrial | C&I Loadshift to BUGs | RIM | 2030 | 1276827.251 | 543325.0457 | 2.35
Preferred Plan | Medium Industrial | C&I Loadshift to BUGs | SCT | 2030 | 1276827.251 | 218876.0972 | 5.8336
Preferred Plan | Medium Industrial | C&I Loadshift to BUGs | NS Test Broad | 2030 | 1276827.251 | 218876.0972 | 5.8336
Preferred Plan | Small General | Dynamic Pricing | TRC | 2030 | 3619.2746 | 441.9279 | 8.1897
Preferred Plan | Small General | Dynamic Pricing | PAC | 2030 | 3619.2746 | 441.9279 | 8.1897
Preferred Plan | Small General | Dynamic Pricing | RIM | 2030 | 3619.2746 | 441.9279 | 8.1897
Preferred Plan | Small General | Dynamic Pricing | SCT | 2030 | 3619.2746 | 441.9279 | 8.1897
Preferred Plan | Small General | Dynamic Pricing | NS Test Broad | 2030 | 3619.2746 | 441.9279 | 8.1897
Preferred Plan | Residential Charitable | Dynamic Pricing | TRC | 2030 | 11902468.4407 | 1265180.344 | 9.4077
Preferred Plan | Residential Charitable | Dynamic Pricing | PAC | 2030 | 11902468.4407 | 1265180.344 | 9.4077
Preferred Plan | Residential Charitable | Dynamic Pricing | RIM | 2030 | 11902468.4407 | 1265180.344 | 9.4077
Preferred Plan | Residential Charitable | Dynamic Pricing | SCT | 2030 | 11902468.4407 | 1265180.344 | 9.4077
Preferred Plan | Residential Charitable | Dynamic Pricing | NS Test Broad | 2030 | 11902468.4407 | 1265180.344 | 9.4077
Preferred Plan | Residential Charitable | Behavioral DR | TRC | 2030 | 1116202.9497 | 371942.6424 | 3.001
Preferred Plan | Residential Charitable | Behavioral DR | PAC | 2030 | 1116202.9497 | 371942.6424 | 3.001
Preferred Plan | Residential Charitable | Behavioral DR | RIM | 2030 | 1116202.9497 | 371942.6424 | 3.001
Preferred Plan | Residential Charitable | Behavioral DR | SCT | 2030 | 1116202.9497 | 371942.6424 | 3.001
Preferred Plan | Residential Charitable | Behavioral DR | NS Test Broad | 2030 | 1116202.9497 | 371942.6424 | 3.001
Preferred Plan | Residential Charitable | Time-of-Use Rates (TOU) | TRC | 2030 | 1063680.1183 | 0 | 0
Preferred Plan | Residential Charitable | Time-of-Use Rates (TOU) | PAC | 2030 | 1063680.1183 | 0 | 0
Preferred Plan | Residential Charitable | Time-of-Use Rates (TOU) | RIM | 2030 | 1063680.1183 | 0 | 0
Preferred Plan | Residential Charitable | Time-of-Use Rates (TOU) | SCT | 2030 | 1063680.1183 | 0 | 0
Preferred Plan | Residential Charitable | Time-of-Use Rates (TOU) | NS Test Broad | 2030 | 1063680.1183 | 0 | 0
Preferred Plan | Residential Charitable | DLC-Thermostat | TRC | 2031 | 1111518.4808 | 1575388.9276 | 0.70555
Preferred Plan | Residential Charitable | DLC-Thermostat | PAC | 2031 | 1111518.4808 | 1791924.1037 | 0.62029
Preferred Plan | Residential Charitable | DLC-Thermostat | PCT | 2031 | 216535.1761 | 0 | 0
Preferred Plan | Residential Charitable | DLC-Thermostat | RIM | 2031 | 1111518.4808 | 1791924.1037 | 0.62029
Preferred Plan | Residential Charitable | DLC-Thermostat | SCT | 2031 | 1111518.4808 | 1575388.9276 | 0.70555
Preferred Plan | Residential Charitable | DLC-Thermostat | NS Test Broad | 2031 | 1111518.4808 | 1575388.9276 | 0.70555
Preferred Plan | Residential Charitable | DLC-Water Heating | TRC | 2031 | 396383.3043 | 499299.5384 | 0.79388
Preferred Plan | Residential Charitable | DLC-Water Heating | PAC | 2031 | 396383.3043 | 548623.8239 | 0.7225
Preferred Plan | Residential Charitable | DLC-Water Heating | PCT | 2031 | 49324.2855 | 0 | 0
Preferred Plan | Residential Charitable | DLC-Water Heating | RIM | 2031 | 396383.3043 | 548623.8239 | 0.7225
Preferred Plan | Residential Charitable | DLC-Water Heating | SCT | 2031 | 396383.3043 | 499299.5384 | 0.79388
Preferred Plan | Residential Charitable | DLC-Water Heating | NS Test Broad | 2031 | 396383.3043 | 499299.5384 | 0.79388
Preferred Plan | General | C&I Curtailment | TRC | 2031 | 2268211.6558 | 374164.589 | 6.0621
Preferred Plan | General | C&I Curtailment | PAC | 2031 | 2268211.6558 | 948258.389 | 2.392
Preferred Plan | General | C&I Curtailment | PCT | 2031 | 574093.8 | 0 | 0
Preferred Plan | General | C&I Curtailment | RIM | 2031 | 2268211.6558 | 948258.389 | 2.392
Preferred Plan | General | C&I Curtailment | SCT | 2031 | 2268211.6558 | 374164.589 | 6.0621
Preferred Plan | General | C&I Curtailment | NS Test Broad | 2031 | 2268211.6558 | 374164.589 | 6.0621
Preferred Plan | Large General | C&I Curtailment | TRC | 2031 | 1194217.4442 | 197120.7304 | 6.0583
Preferred Plan | Large General | C&I Curtailment | PAC | 2031 | 1194217.4442 | 499382.1304 | 2.3914
Preferred Plan | Large General | C&I Curtailment | PCT | 2031 | 302261.4 | 0 | 0
Preferred Plan | Large General | C&I Curtailment | RIM | 2031 | 1194217.4442 | 499382.1304 | 2.3914
Preferred Plan | Large General | C&I Curtailment | SCT | 2031 | 1194217.4442 | 197120.7304 | 6.0583
Preferred Plan | Large General | C&I Curtailment | NS Test Broad | 2031 | 1194217.4442 | 197120.7304 | 6.0583
Preferred Plan | Small Industrial | C&I Curtailment | TRC | 2031 | 228728.7072 | 38329.813 | 5.9674
Preferred Plan | Small Industrial | C&I Curtailment | PAC | 2031 | 228728.7072 | 97159.213 | 2.3542
Preferred Plan | Small Industrial | C&I Curtailment | PCT | 2031 | 58829.4 | 0 | 0
Preferred Plan | Small Industrial | C&I Curtailment | RIM | 2031 | 228728.7072 | 97159.213 | 2.3542
Preferred Plan | Small Industrial | C&I Curtailment | SCT | 2031 | 228728.7072 | 38329.813 | 5.9674
Preferred Plan | Small Industrial | C&I Curtailment | NS Test Broad | 2031 | 228728.7072 | 38329.813 | 5.9674
Preferred Plan | Medium Industrial | C&I Curtailment | TRC | 2031 | 4239872.6711 | 699679.2996 | 6.0597
Preferred Plan | Medium Industrial | C&I Curtailment | PAC | 2031 | 4239872.6711 | 1772808.6996 | 2.3916
Preferred Plan | Medium Industrial | C&I Curtailment | PCT | 2031 | 1073129.4 | 0 | 0
Preferred Plan | Medium Industrial | C&I Curtailment | RIM | 2031 | 4239872.6711 | 1772808.6996 | 2.3916
Preferred Plan | Medium Industrial | C&I Curtailment | SCT | 2031 | 4239872.6711 | 699679.2996 | 6.0597
Preferred Plan | Medium Industrial | C&I Curtailment | NS Test Broad | 2031 | 4239872.6711 | 699679.2996 | 6.0597
Preferred Plan | Large Industrial | C&I Curtailment | TRC | 2031 | 80148.8218 | 13225.7252 | 6.0601
Preferred Plan | Large Industrial | C&I Curtailment | PAC | 2031 | 80148.8218 | 33511.7252 | 2.3917
Preferred Plan | Large Industrial | C&I Curtailment | PCT | 2031 | 20286 | 0 | 0
Preferred Plan | Large Industrial | C&I Curtailment | RIM | 2031 | 80148.8218 | 33511.7252 | 2.3917
Preferred Plan | Large Industrial | C&I Curtailment | SCT | 2031 | 80148.8218 | 13225.7252 | 6.0601
Preferred Plan | Large Industrial | C&I Curtailment | NS Test Broad | 2031 | 80148.8218 | 13225.7252 | 6.0601
Preferred Plan | Large General | C&I Loadshift to BUGs | TRC | 2031 | 1177980.0439 | 195056.1579 | 6.0392
Preferred Plan | Large General | C&I Loadshift to BUGs | PAC | 2031 | 1177980.0439 | 493207.8044 | 2.3884
Preferred Plan | Large General | C&I Loadshift to BUGs | PCT | 2031 | 298151.6465 | 0 | 0
Preferred Plan | Large General | C&I Loadshift to BUGs | RIM | 2031 | 1177980.0439 | 493207.8044 | 2.3884
Preferred Plan | Large General | C&I Loadshift to BUGs | SCT | 2031 | 1177980.0439 | 195056.1579 | 6.0392
Preferred Plan | Large General | C&I Loadshift to BUGs | NS Test Broad | 2031 | 1177980.0439 | 195056.1579 | 6.0392
Preferred Plan | Small Industrial | C&I Loadshift to BUGs | TRC | 2031 | 412579.3279 | 69527.5611 | 5.934
Preferred Plan | Small Industrial | C&I Loadshift to BUGs | PAC | 2031 | 412579.3279 | 175643.6434 | 2.349
Preferred Plan | Small Industrial | C&I Loadshift to BUGs | PCT | 2031 | 106116.0823 | 0 | 0
Preferred Plan | Small Industrial | C&I Loadshift to BUGs | RIM | 2031 | 412579.3279 | 175643.6434 | 2.349
Preferred Plan | Small Industrial | C&I Loadshift to BUGs | SCT | 2031 | 412579.3279 | 69527.5611 | 5.934
Preferred Plan | Small Industrial | C&I Loadshift to BUGs | NS Test Broad | 2031 | 412579.3279 | 69527.5611 | 5.934
Preferred Plan | Medium Industrial | C&I Loadshift to BUGs | TRC | 2031 | 1291669.0019 | 213896.464 | 6.0388
Preferred Plan | Medium Industrial | C&I Loadshift to BUGs | PAC | 2031 | 1291669.0019 | 540823.2584 | 2.3883
Preferred Plan | Medium Industrial | C&I Loadshift to BUGs | PCT | 2031 | 326926.7944 | 0 | 0
Preferred Plan | Medium Industrial | C&I Loadshift to BUGs | RIM | 2031 | 1291669.0019 | 540823.2584 | 2.3883
Preferred Plan | Medium Industrial | C&I Loadshift to BUGs | SCT | 2031 | 1291669.0019 | 213896.464 | 6.0388
Preferred Plan | Medium Industrial | C&I Loadshift to BUGs | NS Test Broad | 2031 | 1291669.0019 | 213896.464 | 6.0388
Preferred Plan | Small General | Dynamic Pricing | TRC | 2031 | 3725.628 | 427.2403 | 8.7202
Preferred Plan | Small General | Dynamic Pricing | PAC | 2031 | 3725.628 | 427.2403 | 8.7202
Preferred Plan | Small General | Dynamic Pricing | RIM | 2031 | 3725.628 | 427.2403 | 8.7202
Preferred Plan | Small General | Dynamic Pricing | SCT | 2031 | 3725.628 | 427.2403 | 8.7202
Preferred Plan | Small General | Dynamic Pricing | NS Test Broad | 2031 | 3725.628 | 427.2403 | 8.7202
Preferred Plan | Residential Charitable | Dynamic Pricing | TRC | 2031 | 16233032.6251 | 1990522.1548 | 8.1552
Preferred Plan | Residential Charitable | Dynamic Pricing | PAC | 2031 | 16233032.6251 | 1990522.1548 | 8.1552
Preferred Plan | Residential Charitable | Dynamic Pricing | RIM | 2031 | 16233032.6251 | 1990522.1548 | 8.1552
Preferred Plan | Residential Charitable | Dynamic Pricing | SCT | 2031 | 16233032.6251 | 1990522.1548 | 8.1552
Preferred Plan | Residential Charitable | Dynamic Pricing | NS Test Broad | 2031 | 16233032.6251 | 1990522.1548 | 8.1552
Preferred Plan | Residential Charitable | Behavioral DR | TRC | 2031 | 1246301.0434 | 400227.4437 | 3.114
Preferred Plan | Residential Charitable | Behavioral DR | PAC | 2031 | 1246301.0434 | 400227.4437 | 3.114
Preferred Plan | Residential Charitable | Behavioral DR | RIM | 2031 | 1246301.0434 | 400227.4437 | 3.114
Preferred Plan | Residential Charitable | Behavioral DR | SCT | 2031 | 1246301.0434 | 400227.4437 | 3.114
Preferred Plan | Residential Charitable | Behavioral DR | NS Test Broad | 2031 | 1246301.0434 | 400227.4437 | 3.114
Preferred Plan | Residential Charitable | Time-of-Use Rates (TOU) | TRC | 2031 | 1032897.6394 | 0 | 0
Preferred Plan | Residential Charitable | Time-of-Use Rates (TOU) | PAC | 2031 | 1032897.6394 | 0 | 0
Preferred Plan | Residential Charitable | Time-of-Use Rates (TOU) | RIM | 2031 | 1032897.6394 | 0 | 0
Preferred Plan | Residential Charitable | Time-of-Use Rates (TOU) | SCT | 2031 | 1032897.6394 | 0 | 0
Preferred Plan | Residential Charitable | Time-of-Use Rates (TOU) | NS Test Broad | 2031 | 1032897.6394 | 0 | 0
Preferred Plan | Residential Charitable | DLC-Thermostat | TRC | 2032 | 1089309.0058 | 1584200.8986 | 0.68761
Preferred Plan | Residential Charitable | DLC-Thermostat | PAC | 2032 | 1089309.0058 | 1801015.8228 | 0.60483
Preferred Plan | Residential Charitable | DLC-Thermostat | PCT | 2032 | 216814.9243 | 0 | 0
Preferred Plan | Residential Charitable | DLC-Thermostat | RIM | 2032 | 1089309.0058 | 1801015.8228 | 0.60483
Preferred Plan | Residential Charitable | DLC-Thermostat | SCT | 2032 | 1089309.0058 | 1584200.8986 | 0.68761
Preferred Plan | Residential Charitable | DLC-Thermostat | NS Test Broad | 2032 | 1089309.0058 | 1584200.8986 | 0.68761
Preferred Plan | Residential Charitable | DLC-Water Heating | TRC | 2032 | 388330.6801 | 507156.4699 | 0.7657
Preferred Plan | Residential Charitable | DLC-Water Heating | PAC | 2032 | 388330.6801 | 556482.13 | 0.69783
Preferred Plan | Residential Charitable | DLC-Water Heating | PCT | 2032 | 49325.6601 | 0 | 0
Preferred Plan | Residential Charitable | DLC-Water Heating | RIM | 2032 | 388330.6801 | 556482.13 | 0.69783
Preferred Plan | Residential Charitable | DLC-Water Heating | SCT | 2032 | 388330.6801 | 507156.4699 | 0.7657
Preferred Plan | Residential Charitable | DLC-Water Heating | NS Test Broad | 2032 | 388330.6801 | 507156.4699 | 0.7657
Preferred Plan | General | C&I Curtailment | TRC | 2032 | 2266573.5975 | 386160.4882 | 5.8695
Preferred Plan | General | C&I Curtailment | PAC | 2032 | 2266573.5975 | 971284.1273 | 2.3336
Preferred Plan | General | C&I Curtailment | PCT | 2032 | 585123.6391 | 0 | 0
Preferred Plan | General | C&I Curtailment | RIM | 2032 | 2266573.5975 | 971284.1273 | 2.3336
Preferred Plan | General | C&I Curtailment | SCT | 2032 | 2266573.5975 | 386160.4882 | 5.8695
Preferred Plan | General | C&I Curtailment | NS Test Broad | 2032 | 2266573.5975 | 386160.4882 | 5.8695
Preferred Plan | Large General | C&I Curtailment | TRC | 2032 | 1180575.3585 | 201325.0528 | 5.864
Preferred Plan | Large General | C&I Curtailment | PAC | 2032 | 1180575.3585 | 506094.574 | 2.3327
Preferred Plan | Large General | C&I Curtailment | PCT | 2032 | 304769.5212 | 0 | 0
Preferred Plan | Large General | C&I Curtailment | RIM | 2032 | 1180575.3585 | 506094.574 | 2.3327
Preferred Plan | Large General | C&I Curtailment | SCT | 2032 | 1180575.3585 | 201325.0528 | 5.864
Preferred Plan | Large General | C&I Curtailment | NS Test Broad | 2032 | 1180575.3585 | 201325.0528 | 5.864
Preferred Plan | Small Industrial | C&I Curtailment | TRC | 2032 | 228335.1623 | 39556.0601 | 5.7724
Preferred Plan | Small Industrial | C&I Curtailment | PAC | 2032 | 228335.1623 | 99513.9175 | 2.2945
Preferred Plan | Small Industrial | C&I Curtailment | PCT | 2032 | 59957.8574 | 0 | 0
Preferred Plan | Small Industrial | C&I Curtailment | RIM | 2032 | 228335.1623 | 99513.9175 | 2.2945
Preferred Plan | Small Industrial | C&I Curtailment | SCT | 2032 | 228335.1623 | 39556.0601 | 5.7724
Preferred Plan | Small Industrial | C&I Curtailment | NS Test Broad | 2032 | 228335.1623 | 39556.0601 | 5.7724
Preferred Plan | Medium Industrial | C&I Curtailment | TRC | 2032 | 4224163.1144 | 720036.1011 | 5.8666
Preferred Plan | Medium Industrial | C&I Curtailment | PAC | 2032 | 4224163.1144 | 1810518.094 | 2.3331
Preferred Plan | Medium Industrial | C&I Curtailment | PCT | 2032 | 1090481.9929 | 0 | 0
Preferred Plan | Medium Industrial | C&I Curtailment | RIM | 2032 | 4224163.1144 | 1810518.094 | 2.3331
Preferred Plan | Medium Industrial | C&I Curtailment | SCT | 2032 | 4224163.1144 | 720036.1011 | 5.8666
Preferred Plan | Medium Industrial | C&I Curtailment | NS Test Broad | 2032 | 4224163.1144 | 720036.1011 | 5.8666
Preferred Plan | Large Industrial | C&I Curtailment | TRC | 2032 | 79149.8682 | 13493.46 | 5.8658
Preferred Plan | Large Industrial | C&I Curtailment | PAC | 2032 | 79149.8682 | 33926.2661 | 2.333
Preferred Plan | Large Industrial | C&I Curtailment | PCT | 2032 | 20432.8061 | 0 | 0
Preferred Plan | Large Industrial | C&I Curtailment | RIM | 2032 | 79149.8682 | 33926.2661 | 2.333
Preferred Plan | Large Industrial | C&I Curtailment | SCT | 2032 | 79149.8682 | 13493.46 | 5.8658
Preferred Plan | Large Industrial | C&I Curtailment | NS Test Broad | 2032 | 79149.8682 | 13493.46 | 5.8658
Preferred Plan | Large General | C&I Loadshift to BUGs | TRC | 2032 | 1150565.2933 | 198724.3933 | 5.7898
Preferred Plan | Large General | C&I Loadshift to BUGs | PAC | 2032 | 1150565.2933 | 495746.7146 | 2.3209
Preferred Plan | Large General | C&I Loadshift to BUGs | PCT | 2032 | 297022.3213 | 0 | 0
Preferred Plan | Large General | C&I Loadshift to BUGs | RIM | 2032 | 1150565.2933 | 495746.7146 | 2.3209
Preferred Plan | Large General | C&I Loadshift to BUGs | SCT | 2032 | 1150565.2933 | 198724.3933 | 5.7898
Preferred Plan | Large General | C&I Loadshift to BUGs | NS Test Broad | 2032 | 1150565.2933 | 198724.3933 | 5.7898
Preferred Plan | Small Industrial | C&I Loadshift to BUGs | TRC | 2032 | 406675.7537 | 71531.1516 | 5.6853
Preferred Plan | Small Industrial | C&I Loadshift to BUGs | PAC | 2032 | 406675.7537 | 178318.9394 | 2.2806
Preferred Plan | Small Industrial | C&I Loadshift to BUGs | PCT | 2032 | 106787.7878 | 0 | 0
Preferred Plan | Small Industrial | C&I Loadshift to BUGs | RIM | 2032 | 406675.7537 | 178318.9394 | 2.2806
Preferred Plan | Small Industrial | C&I Loadshift to BUGs | SCT | 2032 | 406675.7537 | 71531.1516 | 5.6853
Preferred Plan | Small Industrial | C&I Loadshift to BUGs | NS Test Broad | 2032 | 406675.7537 | 71531.1516 | 5.6853
Preferred Plan | Medium Industrial | C&I Loadshift to BUGs | TRC | 2032 | 1270365.4499 | 219389.9295 | 5.7904
Preferred Plan | Medium Industrial | C&I Loadshift to BUGs | PAC | 2032 | 1270365.4499 | 547339.0664 | 2.321
Preferred Plan | Medium Industrial | C&I Loadshift to BUGs | PCT | 2032 | 327949.1369 | 0 | 0
Preferred Plan | Medium Industrial | C&I Loadshift to BUGs | RIM | 2032 | 1270365.4499 | 547339.0664 | 2.321
Preferred Plan | Medium Industrial | C&I Loadshift to BUGs | SCT | 2032 | 1270365.4499 | 219389.9295 | 5.7904
Preferred Plan | Medium Industrial | C&I Loadshift to BUGs | NS Test Broad | 2032 | 1270365.4499 | 219389.9295 | 5.7904
Preferred Plan | Small General | Dynamic Pricing | TRC | 2032 | 3751.8561 | 432.718 | 8.6704
Preferred Plan | Small General | Dynamic Pricing | PAC | 2032 | 3751.8561 | 432.718 | 8.6704
Preferred Plan | Small General | Dynamic Pricing | RIM | 2032 | 3751.8561 | 432.718 | 8.6704
Preferred Plan | Small General | Dynamic Pricing | SCT | 2032 | 3751.8561 | 432.718 | 8.6704
Preferred Plan | Small General | Dynamic Pricing | NS Test Broad | 2032 | 3751.8561 | 432.718 | 8.6704
Preferred Plan | Residential Charitable | Dynamic Pricing | TRC | 2032 | 15955569.8119 | 2022533.5171 | 7.8889
Preferred Plan | Residential Charitable | Dynamic Pricing | PAC | 2032 | 15955569.8119 | 2022533.5171 | 7.8889
Preferred Plan | Residential Charitable | Dynamic Pricing | RIM | 2032 | 15955569.8119 | 2022533.5171 | 7.8889
Preferred Plan | Residential Charitable | Dynamic Pricing | SCT | 2032 | 15955569.8119 | 2022533.5171 | 7.8889
Preferred Plan | Residential Charitable | Dynamic Pricing | NS Test Broad | 2032 | 15955569.8119 | 2022533.5171 | 7.8889
Preferred Plan | Residential Charitable | Behavioral DR | TRC | 2032 | 1224938.5826 | 401794.1412 | 3.0487
Preferred Plan | Residential Charitable | Behavioral DR | PAC | 2032 | 1224938.5826 | 401794.1412 | 3.0487
Preferred Plan | Residential Charitable | Behavioral DR | RIM | 2032 | 1224938.5826 | 401794.1412 | 3.0487
Preferred Plan | Residential Charitable | Behavioral DR | SCT | 2032 | 1224938.5826 | 401794.1412 | 3.0487
Preferred Plan | Residential Charitable | Behavioral DR | NS Test Broad | 2032 | 1224938.5826 | 401794.1412 | 3.0487
Preferred Plan | Residential Charitable | Time-of-Use Rates (TOU) | TRC | 2032 | 1014209.3597 | 0 | 0
Preferred Plan | Residential Charitable | Time-of-Use Rates (TOU) | PAC | 2032 | 1014209.3597 | 0 | 0
Preferred Plan | Residential Charitable | Time-of-Use Rates (TOU) | RIM | 2032 | 1014209.3597 | 0 | 0
Preferred Plan | Residential Charitable | Time-of-Use Rates (TOU) | SCT | 2032 | 1014209.3597 | 0 | 0
Preferred Plan | Residential Charitable | Time-of-Use Rates (TOU) | NS Test Broad | 2032 | 1014209.3597 | 0 | 0
Preferred Plan | Residential Charitable | DLC-Thermostat | TRC | 2033 | 1169875.8814 | 1588122.9651 | 0.73664
Preferred Plan | Residential Charitable | DLC-Thermostat | PAC | 2033 | 1169875.8814 | 1805207.3886 | 0.64806
Preferred Plan | Residential Charitable | DLC-Thermostat | PCT | 2033 | 217084.4234 | 0 | 0
Preferred Plan | Residential Charitable | DLC-Thermostat | RIM | 2033 | 1169875.8814 | 1805207.3886 | 0.64806
Preferred Plan | Residential Charitable | DLC-Thermostat | SCT | 2033 | 1169875.8814 | 1588122.9651 | 0.73664
Preferred Plan | Residential Charitable | DLC-Thermostat | NS Test Broad | 2033 | 1169875.8814 | 1588122.9651 | 0.73664
Preferred Plan | Residential Charitable | DLC-Water Heating | TRC | 2033 | 416856.0049 | 507888.5806 | 0.82076
Preferred Plan | Residential Charitable | DLC-Water Heating | PAC | 2033 | 416856.0049 | 557211.1548 | 0.74811
Preferred Plan | Residential Charitable | DLC-Water Heating | PCT | 2033 | 49322.5743 | 0 | 0
Preferred Plan | Residential Charitable | DLC-Water Heating | RIM | 2033 | 416856.0049 | 557211.1548 | 0.74811
Preferred Plan | Residential Charitable | DLC-Water Heating | SCT | 2033 | 416856.0049 | 507888.5806 | 0.82076
Preferred Plan | Residential Charitable | DLC-Water Heating | NS Test Broad | 2033 | 416856.0049 | 507888.5806 | 0.82076
Preferred Plan | General | C&I Curtailment | TRC | 2033 | 2472238.1108 | 388929.1421 | 6.3565
Preferred Plan | General | C&I Curtailment | PAC | 2033 | 2472238.1108 | 982768.2944 | 2.5156
Preferred Plan | General | C&I Curtailment | PCT | 2033 | 593839.1524 | 0 | 0
Preferred Plan | General | C&I Curtailment | RIM | 2033 | 2472238.1108 | 982768.2944 | 2.5156
Preferred Plan | General | C&I Curtailment | SCT | 2033 | 2472238.1108 | 388929.1421 | 6.3565
Preferred Plan | General | C&I Curtailment | NS Test Broad | 2033 | 2472238.1108 | 388929.1421 | 6.3565
Preferred Plan | Large General | C&I Curtailment | TRC | 2033 | 1287809.5353 | 202784.3969 | 6.3506
Preferred Plan | Large General | C&I Curtailment | PAC | 2033 | 1287809.5353 | 512120.1844 | 2.5147
Preferred Plan | Large General | C&I Curtailment | PCT | 2033 | 309335.7875 | 0 | 0
Preferred Plan | Large General | C&I Curtailment | RIM | 2033 | 1287809.5353 | 512120.1844 | 2.5147
Preferred Plan | Large General | C&I Curtailment | SCT | 2033 | 1287809.5353 | 202784.3969 | 6.3506
Preferred Plan | Large General | C&I Curtailment | NS Test Broad | 2033 | 1287809.5353 | 202784.3969 | 6.3506
Preferred Plan | Small Industrial | C&I Curtailment | TRC | 2033 | 248865.3333 | 39872.9623 | 6.2415
Preferred Plan | Small Industrial | C&I Curtailment | PAC | 2033 | 248865.3333 | 100775.9103 | 2.4695
Preferred Plan | Small Industrial | C&I Curtailment | PCT | 2033 | 60902.948 | 0 | 0
Preferred Plan | Small Industrial | C&I Curtailment | RIM | 2033 | 248865.3333 | 100775.9103 | 2.4695
Preferred Plan | Small Industrial | C&I Curtailment | SCT | 2033 | 248865.3333 | 39872.9623 | 6.2415
Preferred Plan | Small Industrial | C&I Curtailment | NS Test Broad | 2033 | 248865.3333 | 39872.9623 | 6.2415
Preferred Plan | Medium Industrial | C&I Curtailment | TRC | 2033 | 4612672.2044 | 725997.3578 | 6.3536
Preferred Plan | Medium Industrial | C&I Curtailment | PAC | 2033 | 4612672.2044 | 1833975.3233 | 2.5151
Preferred Plan | Medium Industrial | C&I Curtailment | PCT | 2033 | 1107977.9654 | 0 | 0
Preferred Plan | Medium Industrial | C&I Curtailment | RIM | 2033 | 4612672.2044 | 1833975.3233 | 2.5151
Preferred Plan | Medium Industrial | C&I Curtailment | SCT | 2033 | 4612672.2044 | 725997.3578 | 6.3536
Preferred Plan | Medium Industrial | C&I Curtailment | NS Test Broad | 2033 | 4612672.2044 | 725997.3578 | 6.3536
Preferred Plan | Large Industrial | C&I Curtailment | TRC | 2033 | 86297.0599 | 13584.8203 | 6.3525
Preferred Plan | Large Industrial | C&I Curtailment | PAC | 2033 | 86297.0599 | 34313.6379 | 2.5149
Preferred Plan | Large Industrial | C&I Curtailment | PCT | 2033 | 20728.8176 | 0 | 0
Preferred Plan | Large Industrial | C&I Curtailment | RIM | 2033 | 86297.0599 | 34313.6379 | 2.5149
Preferred Plan | Large Industrial | C&I Curtailment | SCT | 2033 | 86297.0599 | 13584.8203 | 6.3525
Preferred Plan | Large Industrial | C&I Curtailment | NS Test Broad | 2033 | 86297.0599 | 13584.8203 | 6.3525
Preferred Plan | Large General | C&I Loadshift to BUGs | TRC | 2033 | 1236546.7983 | 199190.2064 | 6.2079
Preferred Plan | Large General | C&I Loadshift to BUGs | PAC | 2033 | 1236546.7983 | 496212.5278 | 2.492
Preferred Plan | Large General | C&I Loadshift to BUGs | PCT | 2033 | 297022.3213 | 0 | 0
Preferred Plan | Large General | C&I Loadshift to BUGs | RIM | 2033 | 1236546.7983 | 496212.5278 | 2.492
Preferred Plan | Large General | C&I Loadshift to BUGs | SCT | 2033 | 1236546.7983 | 199190.2064 | 6.2079
Preferred Plan | Large General | C&I Loadshift to BUGs | NS Test Broad | 2033 | 1236546.7983 | 199190.2064 | 6.2079
Preferred Plan | Small Industrial | C&I Loadshift to BUGs | TRC | 2033 | 436362.7587 | 71699.2096 | 6.086
Preferred Plan | Small Industrial | C&I Loadshift to BUGs | PAC | 2033 | 436362.7587 | 178486.9974 | 2.4448
Preferred Plan | Small Industrial | C&I Loadshift to BUGs | PCT | 2033 | 106787.7878 | 0 | 0
Preferred Plan | Small Industrial | C&I Loadshift to BUGs | RIM | 2033 | 436362.7587 | 178486.9974 | 2.4448
Preferred Plan | Small Industrial | C&I Loadshift to BUGs | SCT | 2033 | 436362.7587 | 71699.2096 | 6.086
Preferred Plan | Small Industrial | C&I Loadshift to BUGs | NS Test Broad | 2033 | 436362.7587 | 71699.2096 | 6.086
Preferred Plan | Medium Industrial | C&I Loadshift to BUGs | TRC | 2033 | 1365299.5957 | 219904.6977 | 6.2086
Preferred Plan | Medium Industrial | C&I Loadshift to BUGs | PAC | 2033 | 1365299.5957 | 547853.8346 | 2.4921
Preferred Plan | Medium Industrial | C&I Loadshift to BUGs | PCT | 2033 | 327949.1369 | 0 | 0
Preferred Plan | Medium Industrial | C&I Loadshift to BUGs | RIM | 2033 | 1365299.5957 | 547853.8346 | 2.4921
Preferred Plan | Medium Industrial | C&I Loadshift to BUGs | SCT | 2033 | 1365299.5957 | 219904.6977 | 6.2086
Preferred Plan | Medium Industrial | C&I Loadshift to BUGs | NS Test Broad | 2033 | 1365299.5957 | 219904.6977 | 6.2086
Preferred Plan | Small General | Dynamic Pricing | TRC | 2033 | 4032.2315 | 436.9058 | 9.2291
Preferred Plan | Small General | Dynamic Pricing | PAC | 2033 | 4032.2315 | 436.9058 | 9.2291
Preferred Plan | Small General | Dynamic Pricing | RIM | 2033 | 4032.2315 | 436.9058 | 9.2291
Preferred Plan | Small General | Dynamic Pricing | SCT | 2033 | 4032.2315 | 436.9058 | 9.2291
Preferred Plan | Small General | Dynamic Pricing | NS Test Broad | 2033 | 4032.2315 | 436.9058 | 9.2291
Preferred Plan | Residential Charitable | Dynamic Pricing | TRC | 2033 | 17149274.2413 | 2070129.3007 | 8.2842
Preferred Plan | Residential Charitable | Dynamic Pricing | PAC | 2033 | 17149274.2413 | 2070129.3007 | 8.2842
Preferred Plan | Residential Charitable | Dynamic Pricing | RIM | 2033 | 17149274.2413 | 2070129.3007 | 8.2842
Preferred Plan | Residential Charitable | Dynamic Pricing | SCT | 2033 | 17149274.2413 | 2070129.3007 | 8.2842
Preferred Plan | Residential Charitable | Dynamic Pricing | NS Test Broad | 2033 | 17149274.2413 | 2070129.3007 | 8.2842
Preferred Plan | Residential Charitable | Behavioral DR | TRC | 2033 | 1316516.1518 | 403369.9803 | 3.2638
Preferred Plan | Residential Charitable | Behavioral DR | PAC | 2033 | 1316516.1518 | 403369.9803 | 3.2638
Preferred Plan | Residential Charitable | Behavioral DR | RIM | 2033 | 1316516.1518 | 403369.9803 | 3.2638
Preferred Plan | Residential Charitable | Behavioral DR | SCT | 2033 | 1316516.1518 | 403369.9803 | 3.2638
Preferred Plan | Residential Charitable | Behavioral DR | NS Test Broad | 2033 | 1316516.1518 | 403369.9803 | 3.2638
Preferred Plan | Residential Charitable | Time-of-Use Rates (TOU) | TRC | 2033 | 1088277.3798 | 0 | 0
Preferred Plan | Residential Charitable | Time-of-Use Rates (TOU) | PAC | 2033 | 1088277.3798 | 0 | 0
Preferred Plan | Residential Charitable | Time-of-Use Rates (TOU) | RIM | 2033 | 1088277.3798 | 0 | 0
Preferred Plan | Residential Charitable | Time-of-Use Rates (TOU) | SCT | 2033 | 1088277.3798 | 0 | 0
Preferred Plan | Residential Charitable | Time-of-Use Rates (TOU) | NS Test Broad | 2033 | 1088277.3798 | 0 | 0

## Levelized Cost by SubOption (hidden)
Utility | Cases | DR Suboption | DR Option | Peak Period | Customer Class | Cost Type | Cost Test | Levelized Cost | Achievable Results (MW) | Cost-Effective (DR Option)
ENS | Alternate Scenario | C&I Curtailment-Turnkey-Manual HVAC Control | C&I Curtailment | Winter Morning | Small General | Incentive | PAC |  |  | 1
ENS | Alternate Scenario | C&I Curtailment-Turnkey-Auto-DR HVAC Control | C&I Curtailment | Winter Morning | Small General | Incentive | PAC |  |  | 1
ENS | Alternate Scenario | C&I Curtailment-Turnkey-Standard Lighting Control | C&I Curtailment | Winter Morning | Small General | Incentive | PAC |  |  | 1
ENS | Alternate Scenario | C&I Curtailment-Turnkey-Water Heating Control | C&I Curtailment | Winter Morning | Small General | Incentive | PAC |  |  | 1
ENS | Alternate Scenario | C&I Curtailment-Turnkey-Other | C&I Curtailment | Winter Morning | Small General | Incentive | PAC |  |  | 1
ENS | Alternate Scenario | C&I Curtailment-Turnkey-Manual HVAC Control | C&I Curtailment | Winter Evening | Small General | Incentive | PAC |  |  | 1
ENS | Alternate Scenario | C&I Curtailment-Turnkey-Auto-DR HVAC Control | C&I Curtailment | Winter Evening | Small General | Incentive | PAC |  |  | 1
ENS | Alternate Scenario | C&I Curtailment-Turnkey-Standard Lighting Control | C&I Curtailment | Winter Evening | Small General | Incentive | PAC |  |  | 1
ENS | Alternate Scenario | C&I Curtailment-Turnkey-Water Heating Control | C&I Curtailment | Winter Evening | Small General | Incentive | PAC |  |  | 1
ENS | Alternate Scenario | C&I Curtailment-Turnkey-Other | C&I Curtailment | Winter Evening | Small General | Incentive | PAC |  |  | 1
ENS | Alternate Scenario | C&I Curtailment-Turnkey-Manual HVAC Control | C&I Curtailment | Winter Morning | General | Incentive | PAC | 115 | 2.2533 | 1
ENS | Alternate Scenario | C&I Curtailment-Turnkey-Auto-DR HVAC Control | C&I Curtailment | Winter Morning | General | Incentive | PAC | 115 | 0.34911 | 1
ENS | Alternate Scenario | C&I Curtailment-Turnkey-Standard Lighting Control | C&I Curtailment | Winter Morning | General | Incentive | PAC | 115 | 0.89572 | 1
ENS | Alternate Scenario | C&I Curtailment-Turnkey-Water Heating Control | C&I Curtailment | Winter Morning | General | Incentive | PAC | 115 | 0.08319 | 1
ENS | Alternate Scenario | C&I Curtailment-Turnkey-Other | C&I Curtailment | Winter Morning | General | Incentive | PAC | 115 | 1.1762 | 1
ENS | Alternate Scenario | C&I Curtailment-Turnkey-Manual HVAC Control | C&I Curtailment | Winter Evening | General | Incentive | PAC | 115 | 2.6382 | 1
ENS | Alternate Scenario | C&I Curtailment-Turnkey-Auto-DR HVAC Control | C&I Curtailment | Winter Evening | General | Incentive | PAC | 115 | 0.40876 | 1
ENS | Alternate Scenario | C&I Curtailment-Turnkey-Standard Lighting Control | C&I Curtailment | Winter Evening | General | Incentive | PAC | 115 | 1.0487 | 1
ENS | Alternate Scenario | C&I Curtailment-Turnkey-Water Heating Control | C&I Curtailment | Winter Evening | General | Incentive | PAC | 115 | 0.097401 | 1
ENS | Alternate Scenario | C&I Curtailment-Turnkey-Other | C&I Curtailment | Winter Evening | General | Incentive | PAC | 115 | 1.3771 | 1
ENS | Alternate Scenario | C&I Curtailment-Turnkey-Manual HVAC Control | C&I Curtailment | Winter Morning | Large General | Incentive | PAC | 115 | 1.3777 | 1
ENS | Alternate Scenario | C&I Curtailment-Turnkey-Auto-DR HVAC Control | C&I Curtailment | Winter Morning | Large General | Incentive | PAC | 115 | 0.21346 | 1
ENS | Alternate Scenario | C&I Curtailment-Turnkey-Standard Lighting Control | C&I Curtailment | Winter Morning | Large General | Incentive | PAC | 115 | 0.59065 | 1
ENS | Alternate Scenario | C&I Curtailment-Turnkey-Water Heating Control | C&I Curtailment | Winter Morning | Large General | Incentive | PAC | 115 | 0.036178 | 1
ENS | Alternate Scenario | C&I Curtailment-Turnkey-Other | C&I Curtailment | Winter Morning | Large General | Incentive | PAC | 115 | 0.67411 | 1
ENS | Alternate Scenario | C&I Curtailment-Turnkey-Manual HVAC Control | C&I Curtailment | Winter Evening | Large General | Incentive | PAC | 115 | 1.185 | 1
ENS | Alternate Scenario | C&I Curtailment-Turnkey-Auto-DR HVAC Control | C&I Curtailment | Winter Evening | Large General | Incentive | PAC | 115 | 0.18361 | 1
ENS | Alternate Scenario | C&I Curtailment-Turnkey-Standard Lighting Control | C&I Curtailment | Winter Evening | Large General | Incentive | PAC | 115 | 0.50805 | 1
ENS | Alternate Scenario | C&I Curtailment-Turnkey-Water Heating Control | C&I Curtailment | Winter Evening | Large General | Incentive | PAC | 115 | 0.031119 | 1
ENS | Alternate Scenario | C&I Curtailment-Turnkey-Other | C&I Curtailment | Winter Evening | Large General | Incentive | PAC | 115 | 0.57984 | 1
ENS | Alternate Scenario | C&I Curtailment-Turnkey-Manual HVAC Control | C&I Curtailment | Winter Morning | Small Industrial | Incentive | PAC | 115 | 0.22354 | 1
ENS | Alternate Scenario | C&I Curtailment-Turnkey-Auto-DR HVAC Control | C&I Curtailment | Winter Morning | Small Industrial | Incentive | PAC | 115 | 0.034636 | 1
ENS | Alternate Scenario | C&I Curtailment-Turnkey-Standard Lighting Control | C&I Curtailment | Winter Morning | Small Industrial | Incentive | PAC | 115 | 0.070123 | 1
ENS | Alternate Scenario | C&I Curtailment-Turnkey-Water Heating Control | C&I Curtailment | Winter Morning | Small Industrial | Incentive | PAC | 115 | 0.0061883 | 1
ENS | Alternate Scenario | C&I Curtailment-Turnkey-Other | C&I Curtailment | Winter Morning | Small Industrial | Incentive | PAC | 115 | 0.091977 | 1
ENS | Alternate Scenario | C&I Curtailment-Turnkey-Industrial | C&I Curtailment | Winter Morning | Small Industrial | Incentive | PAC | 115 | 0.019925 | 1
ENS | Alternate Scenario | C&I Curtailment-Turnkey-Manual HVAC Control | C&I Curtailment | Winter Evening | Small Industrial | Incentive | PAC | 115 | 0.30687 | 1
ENS | Alternate Scenario | C&I Curtailment-Turnkey-Auto-DR HVAC Control | C&I Curtailment | Winter Evening | Small Industrial | Incentive | PAC | 115 | 0.047546 | 1
ENS | Alternate Scenario | C&I Curtailment-Turnkey-Standard Lighting Control | C&I Curtailment | Winter Evening | Small Industrial | Incentive | PAC | 115 | 0.096261 | 1
ENS | Alternate Scenario | C&I Curtailment-Turnkey-Water Heating Control | C&I Curtailment | Winter Evening | Small Industrial | Incentive | PAC | 115 | 0.0084951 | 1
ENS | Alternate Scenario | C&I Curtailment-Turnkey-Other | C&I Curtailment | Winter Evening | Small Industrial | Incentive | PAC | 115 | 0.12626 | 1
ENS | Alternate Scenario | C&I Curtailment-Turnkey-Industrial | C&I Curtailment | Winter Evening | Small Industrial | Incentive | PAC | 115 | 0.027352 | 1
ENS | Alternate Scenario | C&I Curtailment-Turnkey-Manual HVAC Control | C&I Curtailment | Winter Morning | Medium Industrial | Incentive | PAC | 115 | 4.9912 | 1
ENS | Alternate Scenario | C&I Curtailment-Turnkey-Auto-DR HVAC Control | C&I Curtailment | Winter Morning | Medium Industrial | Incentive | PAC | 115 | 0.77332 | 1
ENS | Alternate Scenario | C&I Curtailment-Turnkey-Standard Lighting Control | C&I Curtailment | Winter Morning | Medium Industrial | Incentive | PAC | 115 | 1.6469 | 1
ENS | Alternate Scenario | C&I Curtailment-Turnkey-Water Heating Control | C&I Curtailment | Winter Morning | Medium Industrial | Incentive | PAC | 115 | 0.16046 | 1
ENS | Alternate Scenario | C&I Curtailment-Turnkey-Other | C&I Curtailment | Winter Morning | Medium Industrial | Incentive | PAC | 115 | 2.2227 | 1
ENS | Alternate Scenario | C&I Curtailment-Turnkey-Manual HVAC Control | C&I Curtailment | Winter Evening | Medium Industrial | Incentive | PAC | 115 | 4.8282 | 1
ENS | Alternate Scenario | C&I Curtailment-Turnkey-Auto-DR HVAC Control | C&I Curtailment | Winter Evening | Medium Industrial | Incentive | PAC | 115 | 0.74807 | 1
ENS | Alternate Scenario | C&I Curtailment-Turnkey-Standard Lighting Control | C&I Curtailment | Winter Evening | Medium Industrial | Incentive | PAC | 115 | 1.5931 | 1
ENS | Alternate Scenario | C&I Curtailment-Turnkey-Water Heating Control | C&I Curtailment | Winter Evening | Medium Industrial | Incentive | PAC | 115 | 0.15522 | 1
ENS | Alternate Scenario | C&I Curtailment-Turnkey-Other | C&I Curtailment | Winter Evening | Medium Industrial | Incentive | PAC | 115 | 2.1501 | 1
ENS | Alternate Scenario | C&I Curtailment-Turnkey-Manual HVAC Control | C&I Curtailment | Winter Morning | Large Industrial | Incentive | PAC | 115 | 0.083314 | 1
ENS | Alternate Scenario | C&I Curtailment-Turnkey-Auto-DR HVAC Control | C&I Curtailment | Winter Morning | Large Industrial | Incentive | PAC | 115 | 0.012909 | 1
ENS | Alternate Scenario | C&I Curtailment-Turnkey-Standard Lighting Control | C&I Curtailment | Winter Morning | Large Industrial | Incentive | PAC | 115 | 0.036016 | 1
ENS | Alternate Scenario | C&I Curtailment-Turnkey-Water Heating Control | C&I Curtailment | Winter Morning | Large Industrial | Incentive | PAC | 115 | 0.001829 | 1
ENS | Alternate Scenario | C&I Curtailment-Turnkey-Other | C&I Curtailment | Winter Morning | Large Industrial | Incentive | PAC | 115 | 0.039092 | 1
ENS | Alternate Scenario | C&I Curtailment-Turnkey-Industrial | C&I Curtailment | Winter Morning | Large Industrial | Incentive | PAC | 115 | 0.0076296 | 1
ENS | Alternate Scenario | C&I Curtailment-Turnkey-Manual HVAC Control | C&I Curtailment | Winter Evening | Large Industrial | Incentive | PAC | 115 | 0.082818 | 1
ENS | Alternate Scenario | C&I Curtailment-Turnkey-Auto-DR HVAC Control | C&I Curtailment | Winter Evening | Large Industrial | Incentive | PAC | 115 | 0.012832 | 1
ENS | Alternate Scenario | C&I Curtailment-Turnkey-Standard Lighting Control | C&I Curtailment | Winter Evening | Large Industrial | Incentive | PAC | 115 | 0.035801 | 1
ENS | Alternate Scenario | C&I Curtailment-Turnkey-Water Heating Control | C&I Curtailment | Winter Evening | Large Industrial | Incentive | PAC | 115 | 0.0018181 | 1
ENS | Alternate Scenario | C&I Curtailment-Turnkey-Other | C&I Curtailment | Winter Evening | Large Industrial | Incentive | PAC | 115 | 0.038859 | 1
ENS | Alternate Scenario | C&I Curtailment-Turnkey-Industrial | C&I Curtailment | Winter Evening | Large Industrial | Incentive | PAC | 115 | 0.0075841 | 1
ENS | Alternate Scenario | C&I Loadshift to BUGs | C&I Loadshift to BUGs | Winter Morning | Large General | Incentive | PAC | 115 | 2.777 | 1
ENS | Alternate Scenario | C&I Loadshift to BUGs | C&I Loadshift to BUGs | Winter Evening | Large General | Incentive | PAC | 115 | 2.3886 | 1
ENS | Alternate Scenario | C&I Loadshift to BUGs | C&I Loadshift to BUGs | Winter Morning | Small Industrial | Incentive | PAC | 115 | 0.78271 | 1
ENS | Alternate Scenario | C&I Loadshift to BUGs | C&I Loadshift to BUGs | Winter Evening | Small Industrial | Incentive | PAC | 115 | 1.0745 | 1
ENS | Alternate Scenario | C&I Loadshift to BUGs | C&I Loadshift to BUGs | Winter Morning | Medium Industrial | Incentive | PAC | 115 | 2.8991 | 1
ENS | Alternate Scenario | C&I Loadshift to BUGs | C&I Loadshift to BUGs | Winter Evening | Medium Industrial | Incentive | PAC | 115 | 2.8044 | 1
ENS | Alternate Scenario | Dynamic Pricing with enabling tech. | Dynamic Pricing | Winter Morning | Small General | Incentive | PAC | 0 |  | 1
ENS | Alternate Scenario | Dynamic Pricing w/o enabling tech. | Dynamic Pricing | Winter Morning | Small General | Incentive | PAC |  |  | 1
ENS | Alternate Scenario | Dynamic Pricing with enabling tech. | Dynamic Pricing | Winter Evening | Small General | Incentive | PAC | 0 |  | 1
ENS | Alternate Scenario | Dynamic Pricing w/o enabling tech. | Dynamic Pricing | Winter Evening | Small General | Incentive | PAC |  |  | 1
ENS | Alternate Scenario | Dynamic Pricing with enabling tech. | Dynamic Pricing | Winter Morning | General | Incentive | PAC |  |  | 1
ENS | Alternate Scenario | Dynamic Pricing w/o enabling tech. | Dynamic Pricing | Winter Morning | General | Incentive | PAC |  |  | 1
ENS | Alternate Scenario | Dynamic Pricing with enabling tech. | Dynamic Pricing | Winter Evening | General | Incentive | PAC |  |  | 1
ENS | Alternate Scenario | Dynamic Pricing w/o enabling tech. | Dynamic Pricing | Winter Evening | General | Incentive | PAC |  |  | 1
ENS | Alternate Scenario | Dynamic Pricing with enabling tech. | Dynamic Pricing | Winter Morning | Large General | Incentive | PAC |  |  | 1
ENS | Alternate Scenario | Dynamic Pricing w/o enabling tech. | Dynamic Pricing | Winter Morning | Large General | Incentive | PAC |  |  | 1
ENS | Alternate Scenario | Dynamic Pricing with enabling tech. | Dynamic Pricing | Winter Evening | Large General | Incentive | PAC |  |  | 1
ENS | Alternate Scenario | Dynamic Pricing w/o enabling tech. | Dynamic Pricing | Winter Evening | Large General | Incentive | PAC |  |  | 1
ENS | Alternate Scenario | Dynamic Pricing with enabling tech. | Dynamic Pricing | Winter Morning | Small Industrial | Incentive | PAC |  |  | 1
ENS | Alternate Scenario | Dynamic Pricing w/o enabling tech. | Dynamic Pricing | Winter Morning | Small Industrial | Incentive | PAC |  |  | 1
ENS | Alternate Scenario | Dynamic Pricing with enabling tech. | Dynamic Pricing | Winter Evening | Small Industrial | Incentive | PAC |  |  | 1
ENS | Alternate Scenario | Dynamic Pricing w/o enabling tech. | Dynamic Pricing | Winter Evening | Small Industrial | Incentive | PAC |  |  | 1
ENS | Alternate Scenario | Dynamic Pricing with enabling tech. | Dynamic Pricing | Winter Morning | Medium Industrial | Incentive | PAC |  |  | 1
ENS | Alternate Scenario | Dynamic Pricing w/o enabling tech. | Dynamic Pricing | Winter Morning | Medium Industrial | Incentive | PAC |  |  | 1
ENS | Alternate Scenario | Dynamic Pricing with enabling tech. | Dynamic Pricing | Winter Evening | Medium Industrial | Incentive | PAC |  |  | 1
ENS | Alternate Scenario | Dynamic Pricing w/o enabling tech. | Dynamic Pricing | Winter Evening | Medium Industrial | Incentive | PAC |  |  | 1
ENS | Alternate Scenario | Dynamic Pricing with enabling tech. | Dynamic Pricing | Winter Morning | Large Industrial | Incentive | PAC |  |  | 1
ENS | Alternate Scenario | Dynamic Pricing w/o enabling tech. | Dynamic Pricing | Winter Morning | Large Industrial | Incentive | PAC |  |  | 1
ENS | Alternate Scenario | Dynamic Pricing with enabling tech. | Dynamic Pricing | Winter Evening | Large Industrial | Incentive | PAC |  |  | 1
ENS | Alternate Scenario | Dynamic Pricing w/o enabling tech. | Dynamic Pricing | Winter Evening | Large Industrial | Incentive | PAC |  |  | 1
ENS | Alternate Scenario | Dynamic Pricing with enabling tech. | Dynamic Pricing | Winter Morning | Residential Charitable | Incentive | PAC | 0 |  | 1
ENS | Alternate Scenario | Dynamic Pricing w/o enabling tech. | Dynamic Pricing | Winter Morning | Residential Charitable | Incentive | PAC | 0 |  | 1
ENS | Alternate Scenario | Dynamic Pricing with enabling tech. | Dynamic Pricing | Winter Evening | Residential Charitable | Incentive | PAC | 0 |  | 1
ENS | Alternate Scenario | Dynamic Pricing w/o enabling tech. | Dynamic Pricing | Winter Evening | Residential Charitable | Incentive | PAC | 0 |  | 1
ENS | Alternate Scenario | Behavioral DR | Behavioral DR | Winter Morning | Residential Charitable | Incentive | PAC | 0 |  | 1
ENS | Alternate Scenario | Behavioral DR | Behavioral DR | Winter Evening | Residential Charitable | Incentive | PAC | 0 |  | 1
ENS | Alternate Scenario | C&I Curtailment-Turnkey-Manual HVAC Control | C&I Curtailment | Winter Morning | Small General | Selected Cost Test | PAC |  |  | 1
ENS | Alternate Scenario | C&I Curtailment-Turnkey-Auto-DR HVAC Control | C&I Curtailment | Winter Morning | Small General | Selected Cost Test | PAC |  |  | 1
ENS | Alternate Scenario | C&I Curtailment-Turnkey-Standard Lighting Control | C&I Curtailment | Winter Morning | Small General | Selected Cost Test | PAC |  |  | 1
ENS | Alternate Scenario | C&I Curtailment-Turnkey-Water Heating Control | C&I Curtailment | Winter Morning | Small General | Selected Cost Test | PAC |  |  | 1
ENS | Alternate Scenario | C&I Curtailment-Turnkey-Other | C&I Curtailment | Winter Morning | Small General | Selected Cost Test | PAC |  |  | 1
ENS | Alternate Scenario | C&I Curtailment-Turnkey-Manual HVAC Control | C&I Curtailment | Winter Evening | Small General | Selected Cost Test | PAC |  |  | 1
ENS | Alternate Scenario | C&I Curtailment-Turnkey-Auto-DR HVAC Control | C&I Curtailment | Winter Evening | Small General | Selected Cost Test | PAC |  |  | 1
ENS | Alternate Scenario | C&I Curtailment-Turnkey-Standard Lighting Control | C&I Curtailment | Winter Evening | Small General | Selected Cost Test | PAC |  |  | 1
ENS | Alternate Scenario | C&I Curtailment-Turnkey-Water Heating Control | C&I Curtailment | Winter Evening | Small General | Selected Cost Test | PAC |  |  | 1
ENS | Alternate Scenario | C&I Curtailment-Turnkey-Other | C&I Curtailment | Winter Evening | Small General | Selected Cost Test | PAC |  |  | 1
ENS | Alternate Scenario | C&I Curtailment-Turnkey-Manual HVAC Control | C&I Curtailment | Winter Morning | General | Selected Cost Test | PAC | 188.8965 | 2.2533 | 1
ENS | Alternate Scenario | C&I Curtailment-Turnkey-Auto-DR HVAC Control | C&I Curtailment | Winter Morning | General | Selected Cost Test | PAC | 186.786 | 0.34911 | 1
ENS | Alternate Scenario | C&I Curtailment-Turnkey-Standard Lighting Control | C&I Curtailment | Winter Morning | General | Selected Cost Test | PAC | 188.937 | 0.89572 | 1
ENS | Alternate Scenario | C&I Curtailment-Turnkey-Water Heating Control | C&I Curtailment | Winter Morning | General | Selected Cost Test | PAC | 188.6156 | 0.08319 | 1
ENS | Alternate Scenario | C&I Curtailment-Turnkey-Other | C&I Curtailment | Winter Morning | General | Selected Cost Test | PAC | 188.6889 | 1.1762 | 1
ENS | Alternate Scenario | C&I Curtailment-Turnkey-Manual HVAC Control | C&I Curtailment | Winter Evening | General | Selected Cost Test | PAC | 188.3668 | 2.6382 | 1
ENS | Alternate Scenario | C&I Curtailment-Turnkey-Auto-DR HVAC Control | C&I Curtailment | Winter Evening | General | Selected Cost Test | PAC | 186.2422 | 0.40876 | 1
ENS | Alternate Scenario | C&I Curtailment-Turnkey-Standard Lighting Control | C&I Curtailment | Winter Evening | General | Selected Cost Test | PAC | 188.4072 | 1.0487 | 1
ENS | Alternate Scenario | C&I Curtailment-Turnkey-Water Heating Control | C&I Curtailment | Winter Evening | General | Selected Cost Test | PAC | 188.0838 | 0.097401 | 1
ENS | Alternate Scenario | C&I Curtailment-Turnkey-Other | C&I Curtailment | Winter Evening | General | Selected Cost Test | PAC | 188.1576 | 1.3771 | 1
ENS | Alternate Scenario | C&I Curtailment-Turnkey-Manual HVAC Control | C&I Curtailment | Winter Morning | Large General | Selected Cost Test | PAC | 188.8877 | 1.3777 | 1
ENS | Alternate Scenario | C&I Curtailment-Turnkey-Auto-DR HVAC Control | C&I Curtailment | Winter Morning | Large General | Selected Cost Test | PAC | 186.7801 | 0.21346 | 1
ENS | Alternate Scenario | C&I Curtailment-Turnkey-Standard Lighting Control | C&I Curtailment | Winter Morning | Large General | Selected Cost Test | PAC | 188.9117 | 0.59065 | 1
ENS | Alternate Scenario | C&I Curtailment-Turnkey-Water Heating Control | C&I Curtailment | Winter Morning | Large General | Selected Cost Test | PAC | 188.6625 | 0.036178 | 1
ENS | Alternate Scenario | C&I Curtailment-Turnkey-Other | C&I Curtailment | Winter Morning | Large General | Selected Cost Test | PAC | 188.7057 | 0.67411 | 1
ENS | Alternate Scenario | C&I Curtailment-Turnkey-Manual HVAC Control | C&I Curtailment | Winter Evening | Large General | Selected Cost Test | PAC | 188.3579 | 1.185 | 1
ENS | Alternate Scenario | C&I Curtailment-Turnkey-Auto-DR HVAC Control | C&I Curtailment | Winter Evening | Large General | Selected Cost Test | PAC | 186.2361 | 0.18361 | 1
ENS | Alternate Scenario | C&I Curtailment-Turnkey-Standard Lighting Control | C&I Curtailment | Winter Evening | Large General | Selected Cost Test | PAC | 188.3817 | 0.50805 | 1
ENS | Alternate Scenario | C&I Curtailment-Turnkey-Water Heating Control | C&I Curtailment | Winter Evening | Large General | Selected Cost Test | PAC | 188.1309 | 0.031119 | 1
ENS | Alternate Scenario | C&I Curtailment-Turnkey-Other | C&I Curtailment | Winter Evening | Large General | Selected Cost Test | PAC | 188.1744 | 0.57984 | 1
ENS | Alternate Scenario | C&I Curtailment-Turnkey-Manual HVAC Control | C&I Curtailment | Winter Morning | Small Industrial | Selected Cost Test | PAC | 188.8861 | 0.22354 | 1
ENS | Alternate Scenario | C&I Curtailment-Turnkey-Auto-DR HVAC Control | C&I Curtailment | Winter Morning | Small Industrial | Selected Cost Test | PAC | 186.7794 | 0.034636 | 1
ENS | Alternate Scenario | C&I Curtailment-Turnkey-Standard Lighting Control | C&I Curtailment | Winter Morning | Small Industrial | Selected Cost Test | PAC | 188.9461 | 0.070123 | 1
ENS | Alternate Scenario | C&I Curtailment-Turnkey-Water Heating Control | C&I Curtailment | Winter Morning | Small Industrial | Selected Cost Test | PAC | 188.6802 | 0.0061883 | 1
ENS | Alternate Scenario | C&I Curtailment-Turnkey-Other | C&I Curtailment | Winter Morning | Small Industrial | Selected Cost Test | PAC | 188.7154 | 0.091977 | 1
ENS | Alternate Scenario | C&I Curtailment-Turnkey-Industrial | C&I Curtailment | Winter Morning | Small Industrial | Selected Cost Test | PAC | 188.7683 | 0.019925 | 1
ENS | Alternate Scenario | C&I Curtailment-Turnkey-Manual HVAC Control | C&I Curtailment | Winter Evening | Small Industrial | Selected Cost Test | PAC | 188.3564 | 0.30687 | 1
ENS | Alternate Scenario | C&I Curtailment-Turnkey-Auto-DR HVAC Control | C&I Curtailment | Winter Evening | Small Industrial | Selected Cost Test | PAC | 186.2355 | 0.047546 | 1
ENS | Alternate Scenario | C&I Curtailment-Turnkey-Standard Lighting Control | C&I Curtailment | Winter Evening | Small Industrial | Selected Cost Test | PAC | 188.4164 | 0.096261 | 1
ENS | Alternate Scenario | C&I Curtailment-Turnkey-Water Heating Control | C&I Curtailment | Winter Evening | Small Industrial | Selected Cost Test | PAC | 188.1488 | 0.0084951 | 1
ENS | Alternate Scenario | C&I Curtailment-Turnkey-Other | C&I Curtailment | Winter Evening | Small Industrial | Selected Cost Test | PAC | 188.1843 | 0.12626 | 1
ENS | Alternate Scenario | C&I Curtailment-Turnkey-Industrial | C&I Curtailment | Winter Evening | Small Industrial | Selected Cost Test | PAC | 188.2376 | 0.027352 | 1
ENS | Alternate Scenario | C&I Curtailment-Turnkey-Manual HVAC Control | C&I Curtailment | Winter Morning | Medium Industrial | Selected Cost Test | PAC | 188.8877 | 4.9912 | 1
ENS | Alternate Scenario | C&I Curtailment-Turnkey-Auto-DR HVAC Control | C&I Curtailment | Winter Morning | Medium Industrial | Selected Cost Test | PAC | 186.7804 | 0.77332 | 1
ENS | Alternate Scenario | C&I Curtailment-Turnkey-Standard Lighting Control | C&I Curtailment | Winter Morning | Medium Industrial | Selected Cost Test | PAC | 188.9386 | 1.6469 | 1
ENS | Alternate Scenario | C&I Curtailment-Turnkey-Water Heating Control | C&I Curtailment | Winter Morning | Medium Industrial | Selected Cost Test | PAC | 188.6807 | 0.16046 | 1
ENS | Alternate Scenario | C&I Curtailment-Turnkey-Other | C&I Curtailment | Winter Morning | Medium Industrial | Selected Cost Test | PAC | 188.7107 | 2.2227 | 1
ENS | Alternate Scenario | C&I Curtailment-Turnkey-Manual HVAC Control | C&I Curtailment | Winter Evening | Medium Industrial | Selected Cost Test | PAC | 188.3579 | 4.8282 | 1
ENS | Alternate Scenario | C&I Curtailment-Turnkey-Auto-DR HVAC Control | C&I Curtailment | Winter Evening | Medium Industrial | Selected Cost Test | PAC | 186.2365 | 0.74807 | 1
ENS | Alternate Scenario | C&I Curtailment-Turnkey-Standard Lighting Control | C&I Curtailment | Winter Evening | Medium Industrial | Selected Cost Test | PAC | 188.4087 | 1.5931 | 1
ENS | Alternate Scenario | C&I Curtailment-Turnkey-Water Heating Control | C&I Curtailment | Winter Evening | Medium Industrial | Selected Cost Test | PAC | 188.1492 | 0.15522 | 1
ENS | Alternate Scenario | C&I Curtailment-Turnkey-Other | C&I Curtailment | Winter Evening | Medium Industrial | Selected Cost Test | PAC | 188.1795 | 2.1501 | 1
ENS | Alternate Scenario | C&I Curtailment-Turnkey-Manual HVAC Control | C&I Curtailment | Winter Morning | Large Industrial | Selected Cost Test | PAC | 188.8862 | 0.083314 | 1
ENS | Alternate Scenario | C&I Curtailment-Turnkey-Auto-DR HVAC Control | C&I Curtailment | Winter Morning | Large Industrial | Selected Cost Test | PAC | 186.7789 | 0.012909 | 1
ENS | Alternate Scenario | C&I Curtailment-Turnkey-Standard Lighting Control | C&I Curtailment | Winter Morning | Large Industrial | Selected Cost Test | PAC | 188.9048 | 0.036016 | 1
ENS | Alternate Scenario | C&I Curtailment-Turnkey-Water Heating Control | C&I Curtailment | Winter Morning | Large Industrial | Selected Cost Test | PAC | 188.688 | 0.001829 | 1
ENS | Alternate Scenario | C&I Curtailment-Turnkey-Other | C&I Curtailment | Winter Morning | Large Industrial | Selected Cost Test | PAC | 188.7135 | 0.039092 | 1
ENS | Alternate Scenario | C&I Curtailment-Turnkey-Industrial | C&I Curtailment | Winter Morning | Large Industrial | Selected Cost Test | PAC | 188.7642 | 0.0076296 | 1
ENS | Alternate Scenario | C&I Curtailment-Turnkey-Manual HVAC Control | C&I Curtailment | Winter Evening | Large Industrial | Selected Cost Test | PAC | 188.3564 | 0.082818 | 1
ENS | Alternate Scenario | C&I Curtailment-Turnkey-Auto-DR HVAC Control | C&I Curtailment | Winter Evening | Large Industrial | Selected Cost Test | PAC | 186.235 | 0.012832 | 1
ENS | Alternate Scenario | C&I Curtailment-Turnkey-Standard Lighting Control | C&I Curtailment | Winter Evening | Large Industrial | Selected Cost Test | PAC | 188.3747 | 0.035801 | 1
ENS | Alternate Scenario | C&I Curtailment-Turnkey-Water Heating Control | C&I Curtailment | Winter Evening | Large Industrial | Selected Cost Test | PAC | 188.1566 | 0.0018181 | 1
ENS | Alternate Scenario | C&I Curtailment-Turnkey-Other | C&I Curtailment | Winter Evening | Large Industrial | Selected Cost Test | PAC | 188.1823 | 0.038859 | 1
ENS | Alternate Scenario | C&I Curtailment-Turnkey-Industrial | C&I Curtailment | Winter Evening | Large Industrial | Selected Cost Test | PAC | 188.2333 | 0.0075841 | 1
ENS | Alternate Scenario | C&I Loadshift to BUGs | C&I Loadshift to BUGs | Winter Morning | Large General | Selected Cost Test | PAC | 188.4357 | 2.777 | 1
ENS | Alternate Scenario | C&I Loadshift to BUGs | C&I Loadshift to BUGs | Winter Evening | Large General | Selected Cost Test | PAC | 190.1985 | 2.3886 | 1
ENS | Alternate Scenario | C&I Loadshift to BUGs | C&I Loadshift to BUGs | Winter Morning | Small Industrial | Selected Cost Test | PAC | 188.3479 | 0.78271 | 1
ENS | Alternate Scenario | C&I Loadshift to BUGs | C&I Loadshift to BUGs | Winter Evening | Small Industrial | Selected Cost Test | PAC | 190.105 | 1.0745 | 1
ENS | Alternate Scenario | C&I Loadshift to BUGs | C&I Loadshift to BUGs | Winter Morning | Medium Industrial | Selected Cost Test | PAC | 188.3829 | 2.8991 | 1
ENS | Alternate Scenario | C&I Loadshift to BUGs | C&I Loadshift to BUGs | Winter Evening | Medium Industrial | Selected Cost Test | PAC | 190.1422 | 2.8044 | 1
ENS | Alternate Scenario | Dynamic Pricing with enabling tech. | Dynamic Pricing | Winter Morning | Small General | Selected Cost Test | PAC | 62.0628 | 0.0067789 | 1
ENS | Alternate Scenario | Dynamic Pricing w/o enabling tech. | Dynamic Pricing | Winter Morning | Small General | Selected Cost Test | PAC |  |  | 1
ENS | Alternate Scenario | Dynamic Pricing with enabling tech. | Dynamic Pricing | Winter Evening | Small General | Selected Cost Test | PAC | 53.9059 | 0.0078685 | 1
ENS | Alternate Scenario | Dynamic Pricing w/o enabling tech. | Dynamic Pricing | Winter Evening | Small General | Selected Cost Test | PAC |  |  | 1
ENS | Alternate Scenario | Dynamic Pricing with enabling tech. | Dynamic Pricing | Winter Morning | General | Selected Cost Test | PAC |  |  | 1
ENS | Alternate Scenario | Dynamic Pricing w/o enabling tech. | Dynamic Pricing | Winter Morning | General | Selected Cost Test | PAC |  |  | 1
ENS | Alternate Scenario | Dynamic Pricing with enabling tech. | Dynamic Pricing | Winter Evening | General | Selected Cost Test | PAC |  |  | 1
ENS | Alternate Scenario | Dynamic Pricing w/o enabling tech. | Dynamic Pricing | Winter Evening | General | Selected Cost Test | PAC |  |  | 1
ENS | Alternate Scenario | Dynamic Pricing with enabling tech. | Dynamic Pricing | Winter Morning | Large General | Selected Cost Test | PAC |  |  | 1
ENS | Alternate Scenario | Dynamic Pricing w/o enabling tech. | Dynamic Pricing | Winter Morning | Large General | Selected Cost Test | PAC |  |  | 1
ENS | Alternate Scenario | Dynamic Pricing with enabling tech. | Dynamic Pricing | Winter Evening | Large General | Selected Cost Test | PAC |  |  | 1
ENS | Alternate Scenario | Dynamic Pricing w/o enabling tech. | Dynamic Pricing | Winter Evening | Large General | Selected Cost Test | PAC |  |  | 1
ENS | Alternate Scenario | Dynamic Pricing with enabling tech. | Dynamic Pricing | Winter Morning | Small Industrial | Selected Cost Test | PAC |  |  | 1
ENS | Alternate Scenario | Dynamic Pricing w/o enabling tech. | Dynamic Pricing | Winter Morning | Small Industrial | Selected Cost Test | PAC |  |  | 1
ENS | Alternate Scenario | Dynamic Pricing with enabling tech. | Dynamic Pricing | Winter Evening | Small Industrial | Selected Cost Test | PAC |  |  | 1
ENS | Alternate Scenario | Dynamic Pricing w/o enabling tech. | Dynamic Pricing | Winter Evening | Small Industrial | Selected Cost Test | PAC |  |  | 1
ENS | Alternate Scenario | Dynamic Pricing with enabling tech. | Dynamic Pricing | Winter Morning | Medium Industrial | Selected Cost Test | PAC |  |  | 1
ENS | Alternate Scenario | Dynamic Pricing w/o enabling tech. | Dynamic Pricing | Winter Morning | Medium Industrial | Selected Cost Test | PAC |  |  | 1
ENS | Alternate Scenario | Dynamic Pricing with enabling tech. | Dynamic Pricing | Winter Evening | Medium Industrial | Selected Cost Test | PAC |  |  | 1
ENS | Alternate Scenario | Dynamic Pricing w/o enabling tech. | Dynamic Pricing | Winter Evening | Medium Industrial | Selected Cost Test | PAC |  |  | 1
ENS | Alternate Scenario | Dynamic Pricing with enabling tech. | Dynamic Pricing | Winter Morning | Large Industrial | Selected Cost Test | PAC |  |  | 1
ENS | Alternate Scenario | Dynamic Pricing w/o enabling tech. | Dynamic Pricing | Winter Morning | Large Industrial | Selected Cost Test | PAC |  |  | 1
ENS | Alternate Scenario | Dynamic Pricing with enabling tech. | Dynamic Pricing | Winter Evening | Large Industrial | Selected Cost Test | PAC |  |  | 1
ENS | Alternate Scenario | Dynamic Pricing w/o enabling tech. | Dynamic Pricing | Winter Evening | Large Industrial | Selected Cost Test | PAC |  |  | 1
ENS | Alternate Scenario | Dynamic Pricing with enabling tech. | Dynamic Pricing | Winter Morning | Residential Charitable | Selected Cost Test | PAC | 85.0273 | 19.3497 | 1
ENS | Alternate Scenario | Dynamic Pricing w/o enabling tech. | Dynamic Pricing | Winter Morning | Residential Charitable | Selected Cost Test | PAC | 19.2187 | 0 | 1
ENS | Alternate Scenario | Dynamic Pricing with enabling tech. | Dynamic Pricing | Winter Evening | Residential Charitable | Selected Cost Test | PAC | 74.7948 | 22.0276 | 1
ENS | Alternate Scenario | Dynamic Pricing w/o enabling tech. | Dynamic Pricing | Winter Evening | Residential Charitable | Selected Cost Test | PAC | 16.9622 | 0 | 1
ENS | Alternate Scenario | Behavioral DR | Behavioral DR | Winter Morning | Residential Charitable | Selected Cost Test | PAC | 183.4046 | 2.3084 | 1
ENS | Alternate Scenario | Behavioral DR | Behavioral DR | Winter Evening | Residential Charitable | Selected Cost Test | PAC | 161.443 | 2.6278 | 1
ENS | Preferred Plan | DLC-Thermostat-BYOT-Central Heat Pump | DLC-Thermostat | Winter Morning | Residential Charitable | Incentive | PAC | 47.7636 | 0.17411 | 0
ENS | Preferred Plan | DLC-Thermostat-DI-Baseboard Heating | DLC-Thermostat | Winter Morning | Residential Charitable | Incentive | PAC | 72.7273 | 1.3096 | 0
ENS | Preferred Plan | DLC-Thermostat-BYOT-Baseboard Heating | DLC-Thermostat | Winter Morning | Residential Charitable | Incentive | PAC | 196.0711 | 0.15312 | 0
ENS | Preferred Plan | DLC-Thermostat-DI-MSHP | DLC-Thermostat | Winter Morning | Residential Charitable | Incentive | PAC | 98.0392 | 0.75888 | 0
ENS | Preferred Plan | DLC-Thermostat-BYOT-MSHP | DLC-Thermostat | Winter Morning | Residential Charitable | Incentive | PAC | 116.6909 | 0.069351 | 0
ENS | Preferred Plan | DLC-Thermostat-BYOT-Central Heat Pump | DLC-Thermostat | Winter Evening | Residential Charitable | Incentive | PAC | 47.7636 | 0.17411 | 0
ENS | Preferred Plan | DLC-Thermostat-DI-Baseboard Heating | DLC-Thermostat | Winter Evening | Residential Charitable | Incentive | PAC | 72.7273 | 1.3096 | 0
ENS | Preferred Plan | DLC-Thermostat-BYOT-Baseboard Heating | DLC-Thermostat | Winter Evening | Residential Charitable | Incentive | PAC | 196.0711 | 0.15312 | 0
ENS | Preferred Plan | DLC-Thermostat-DI-MSHP | DLC-Thermostat | Winter Evening | Residential Charitable | Incentive | PAC | 98.0392 | 0.75888 | 0
ENS | Preferred Plan | DLC-Thermostat-BYOT-MSHP | DLC-Thermostat | Winter Evening | Residential Charitable | Incentive | PAC | 116.6909 | 0.069351 | 0
ENS | Preferred Plan | DLC-Switch-Water Heating | DLC-Water Heating | Winter Morning | Residential Charitable | Incentive | PAC | 51.6601 | 0.95475 | 0
ENS | Preferred Plan | DLC-Switch-Water Heating | DLC-Water Heating | Winter Evening | Residential Charitable | Incentive | PAC | 61.121 | 0.80697 | 0
ENS | Preferred Plan | C&I Curtailment-Turnkey-Manual HVAC Control | C&I Curtailment | Winter Morning | Small General | Incentive | PAC |  |  | 1
ENS | Preferred Plan | C&I Curtailment-Turnkey-Auto-DR HVAC Control | C&I Curtailment | Winter Morning | Small General | Incentive | PAC |  |  | 1
ENS | Preferred Plan | C&I Curtailment-Turnkey-Standard Lighting Control | C&I Curtailment | Winter Morning | Small General | Incentive | PAC |  |  | 1
ENS | Preferred Plan | C&I Curtailment-Turnkey-Water Heating Control | C&I Curtailment | Winter Morning | Small General | Incentive | PAC |  |  | 1
ENS | Preferred Plan | C&I Curtailment-Turnkey-Other | C&I Curtailment | Winter Morning | Small General | Incentive | PAC |  |  | 1
ENS | Preferred Plan | C&I Curtailment-Turnkey-Manual HVAC Control | C&I Curtailment | Winter Evening | Small General | Incentive | PAC |  |  | 1
ENS | Preferred Plan | C&I Curtailment-Turnkey-Auto-DR HVAC Control | C&I Curtailment | Winter Evening | Small General | Incentive | PAC |  |  | 1
ENS | Preferred Plan | C&I Curtailment-Turnkey-Standard Lighting Control | C&I Curtailment | Winter Evening | Small General | Incentive | PAC |  |  | 1
ENS | Preferred Plan | C&I Curtailment-Turnkey-Water Heating Control | C&I Curtailment | Winter Evening | Small General | Incentive | PAC |  |  | 1
ENS | Preferred Plan | C&I Curtailment-Turnkey-Other | C&I Curtailment | Winter Evening | Small General | Incentive | PAC |  |  | 1
ENS | Preferred Plan | C&I Curtailment-Turnkey-Manual HVAC Control | C&I Curtailment | Winter Morning | General | Incentive | PAC | 115 | 2.2533 | 1
ENS | Preferred Plan | C&I Curtailment-Turnkey-Auto-DR HVAC Control | C&I Curtailment | Winter Morning | General | Incentive | PAC | 115 | 0.34911 | 1
ENS | Preferred Plan | C&I Curtailment-Turnkey-Standard Lighting Control | C&I Curtailment | Winter Morning | General | Incentive | PAC | 115 | 0.89572 | 1
ENS | Preferred Plan | C&I Curtailment-Turnkey-Water Heating Control | C&I Curtailment | Winter Morning | General | Incentive | PAC | 115 | 0.08319 | 1
ENS | Preferred Plan | C&I Curtailment-Turnkey-Other | C&I Curtailment | Winter Morning | General | Incentive | PAC | 115 | 1.1762 | 1
ENS | Preferred Plan | C&I Curtailment-Turnkey-Manual HVAC Control | C&I Curtailment | Winter Evening | General | Incentive | PAC | 115 | 2.6382 | 1
ENS | Preferred Plan | C&I Curtailment-Turnkey-Auto-DR HVAC Control | C&I Curtailment | Winter Evening | General | Incentive | PAC | 115 | 0.40876 | 1
ENS | Preferred Plan | C&I Curtailment-Turnkey-Standard Lighting Control | C&I Curtailment | Winter Evening | General | Incentive | PAC | 115 | 1.0487 | 1
ENS | Preferred Plan | C&I Curtailment-Turnkey-Water Heating Control | C&I Curtailment | Winter Evening | General | Incentive | PAC | 115 | 0.097401 | 1
ENS | Preferred Plan | C&I Curtailment-Turnkey-Other | C&I Curtailment | Winter Evening | General | Incentive | PAC | 115 | 1.3771 | 1
ENS | Preferred Plan | C&I Curtailment-Turnkey-Manual HVAC Control | C&I Curtailment | Winter Morning | Large General | Incentive | PAC | 115 | 1.3777 | 1
ENS | Preferred Plan | C&I Curtailment-Turnkey-Auto-DR HVAC Control | C&I Curtailment | Winter Morning | Large General | Incentive | PAC | 115 | 0.21346 | 1
ENS | Preferred Plan | C&I Curtailment-Turnkey-Standard Lighting Control | C&I Curtailment | Winter Morning | Large General | Incentive | PAC | 115 | 0.59065 | 1
ENS | Preferred Plan | C&I Curtailment-Turnkey-Water Heating Control | C&I Curtailment | Winter Morning | Large General | Incentive | PAC | 115 | 0.036178 | 1
ENS | Preferred Plan | C&I Curtailment-Turnkey-Other | C&I Curtailment | Winter Morning | Large General | Incentive | PAC | 115 | 0.67411 | 1
ENS | Preferred Plan | C&I Curtailment-Turnkey-Manual HVAC Control | C&I Curtailment | Winter Evening | Large General | Incentive | PAC | 115 | 1.185 | 1
ENS | Preferred Plan | C&I Curtailment-Turnkey-Auto-DR HVAC Control | C&I Curtailment | Winter Evening | Large General | Incentive | PAC | 115 | 0.18361 | 1
ENS | Preferred Plan | C&I Curtailment-Turnkey-Standard Lighting Control | C&I Curtailment | Winter Evening | Large General | Incentive | PAC | 115 | 0.50805 | 1
ENS | Preferred Plan | C&I Curtailment-Turnkey-Water Heating Control | C&I Curtailment | Winter Evening | Large General | Incentive | PAC | 115 | 0.031119 | 1
ENS | Preferred Plan | C&I Curtailment-Turnkey-Other | C&I Curtailment | Winter Evening | Large General | Incentive | PAC | 115 | 0.57984 | 1
ENS | Preferred Plan | C&I Curtailment-Turnkey-Manual HVAC Control | C&I Curtailment | Winter Morning | Small Industrial | Incentive | PAC | 115 | 0.22354 | 1
ENS | Preferred Plan | C&I Curtailment-Turnkey-Auto-DR HVAC Control | C&I Curtailment | Winter Morning | Small Industrial | Incentive | PAC | 115 | 0.034636 | 1
ENS | Preferred Plan | C&I Curtailment-Turnkey-Standard Lighting Control | C&I Curtailment | Winter Morning | Small Industrial | Incentive | PAC | 115 | 0.070123 | 1
ENS | Preferred Plan | C&I Curtailment-Turnkey-Water Heating Control | C&I Curtailment | Winter Morning | Small Industrial | Incentive | PAC | 115 | 0.0061883 | 1
ENS | Preferred Plan | C&I Curtailment-Turnkey-Other | C&I Curtailment | Winter Morning | Small Industrial | Incentive | PAC | 115 | 0.091977 | 1
ENS | Preferred Plan | C&I Curtailment-Turnkey-Industrial | C&I Curtailment | Winter Morning | Small Industrial | Incentive | PAC | 115 | 0.019925 | 1
ENS | Preferred Plan | C&I Curtailment-Turnkey-Manual HVAC Control | C&I Curtailment | Winter Evening | Small Industrial | Incentive | PAC | 115 | 0.30687 | 1
ENS | Preferred Plan | C&I Curtailment-Turnkey-Auto-DR HVAC Control | C&I Curtailment | Winter Evening | Small Industrial | Incentive | PAC | 115 | 0.047546 | 1
ENS | Preferred Plan | C&I Curtailment-Turnkey-Standard Lighting Control | C&I Curtailment | Winter Evening | Small Industrial | Incentive | PAC | 115 | 0.096261 | 1
ENS | Preferred Plan | C&I Curtailment-Turnkey-Water Heating Control | C&I Curtailment | Winter Evening | Small Industrial | Incentive | PAC | 115 | 0.0084951 | 1
ENS | Preferred Plan | C&I Curtailment-Turnkey-Other | C&I Curtailment | Winter Evening | Small Industrial | Incentive | PAC | 115 | 0.12626 | 1
ENS | Preferred Plan | C&I Curtailment-Turnkey-Industrial | C&I Curtailment | Winter Evening | Small Industrial | Incentive | PAC | 115 | 0.027352 | 1
ENS | Preferred Plan | C&I Curtailment-Turnkey-Manual HVAC Control | C&I Curtailment | Winter Morning | Medium Industrial | Incentive | PAC | 115 | 4.9912 | 1
ENS | Preferred Plan | C&I Curtailment-Turnkey-Auto-DR HVAC Control | C&I Curtailment | Winter Morning | Medium Industrial | Incentive | PAC | 115 | 0.77332 | 1
ENS | Preferred Plan | C&I Curtailment-Turnkey-Standard Lighting Control | C&I Curtailment | Winter Morning | Medium Industrial | Incentive | PAC | 115 | 1.6469 | 1
ENS | Preferred Plan | C&I Curtailment-Turnkey-Water Heating Control | C&I Curtailment | Winter Morning | Medium Industrial | Incentive | PAC | 115 | 0.16046 | 1
ENS | Preferred Plan | C&I Curtailment-Turnkey-Other | C&I Curtailment | Winter Morning | Medium Industrial | Incentive | PAC | 115 | 2.2227 | 1
ENS | Preferred Plan | C&I Curtailment-Turnkey-Manual HVAC Control | C&I Curtailment | Winter Evening | Medium Industrial | Incentive | PAC | 115 | 4.8282 | 1
ENS | Preferred Plan | C&I Curtailment-Turnkey-Auto-DR HVAC Control | C&I Curtailment | Winter Evening | Medium Industrial | Incentive | PAC | 115 | 0.74807 | 1
ENS | Preferred Plan | C&I Curtailment-Turnkey-Standard Lighting Control | C&I Curtailment | Winter Evening | Medium Industrial | Incentive | PAC | 115 | 1.5931 | 1
ENS | Preferred Plan | C&I Curtailment-Turnkey-Water Heating Control | C&I Curtailment | Winter Evening | Medium Industrial | Incentive | PAC | 115 | 0.15522 | 1
ENS | Preferred Plan | C&I Curtailment-Turnkey-Other | C&I Curtailment | Winter Evening | Medium Industrial | Incentive | PAC | 115 | 2.1501 | 1
ENS | Preferred Plan | C&I Curtailment-Turnkey-Manual HVAC Control | C&I Curtailment | Winter Morning | Large Industrial | Incentive | PAC | 115 | 0.083314 | 1
ENS | Preferred Plan | C&I Curtailment-Turnkey-Auto-DR HVAC Control | C&I Curtailment | Winter Morning | Large Industrial | Incentive | PAC | 115 | 0.012909 | 1
ENS | Preferred Plan | C&I Curtailment-Turnkey-Standard Lighting Control | C&I Curtailment | Winter Morning | Large Industrial | Incentive | PAC | 115 | 0.036016 | 1
ENS | Preferred Plan | C&I Curtailment-Turnkey-Water Heating Control | C&I Curtailment | Winter Morning | Large Industrial | Incentive | PAC | 115 | 0.001829 | 1
ENS | Preferred Plan | C&I Curtailment-Turnkey-Other | C&I Curtailment | Winter Morning | Large Industrial | Incentive | PAC | 115 | 0.039092 | 1
ENS | Preferred Plan | C&I Curtailment-Turnkey-Industrial | C&I Curtailment | Winter Morning | Large Industrial | Incentive | PAC | 115 | 0.0076296 | 1
ENS | Preferred Plan | C&I Curtailment-Turnkey-Manual HVAC Control | C&I Curtailment | Winter Evening | Large Industrial | Incentive | PAC | 115 | 0.082818 | 1
ENS | Preferred Plan | C&I Curtailment-Turnkey-Auto-DR HVAC Control | C&I Curtailment | Winter Evening | Large Industrial | Incentive | PAC | 115 | 0.012832 | 1
ENS | Preferred Plan | C&I Curtailment-Turnkey-Standard Lighting Control | C&I Curtailment | Winter Evening | Large Industrial | Incentive | PAC | 115 | 0.035801 | 1
ENS | Preferred Plan | C&I Curtailment-Turnkey-Water Heating Control | C&I Curtailment | Winter Evening | Large Industrial | Incentive | PAC | 115 | 0.0018181 | 1
ENS | Preferred Plan | C&I Curtailment-Turnkey-Other | C&I Curtailment | Winter Evening | Large Industrial | Incentive | PAC | 115 | 0.038859 | 1
ENS | Preferred Plan | C&I Curtailment-Turnkey-Industrial | C&I Curtailment | Winter Evening | Large Industrial | Incentive | PAC | 115 | 0.0075841 | 1
ENS | Preferred Plan | C&I Loadshift to BUGs | C&I Loadshift to BUGs | Winter Morning | Large General | Incentive | PAC | 115 | 2.777 | 1
ENS | Preferred Plan | C&I Loadshift to BUGs | C&I Loadshift to BUGs | Winter Evening | Large General | Incentive | PAC | 115 | 2.3886 | 1
ENS | Preferred Plan | C&I Loadshift to BUGs | C&I Loadshift to BUGs | Winter Morning | Small Industrial | Incentive | PAC | 115 | 0.78271 | 1
ENS | Preferred Plan | C&I Loadshift to BUGs | C&I Loadshift to BUGs | Winter Evening | Small Industrial | Incentive | PAC | 115 | 1.0745 | 1
ENS | Preferred Plan | C&I Loadshift to BUGs | C&I Loadshift to BUGs | Winter Morning | Medium Industrial | Incentive | PAC | 115 | 2.8991 | 1
ENS | Preferred Plan | C&I Loadshift to BUGs | C&I Loadshift to BUGs | Winter Evening | Medium Industrial | Incentive | PAC | 115 | 2.8044 | 1
ENS | Preferred Plan | Dynamic Pricing with enabling tech. | Dynamic Pricing | Winter Morning | Small General | Incentive | PAC | 0 |  | 1
ENS | Preferred Plan | Dynamic Pricing w/o enabling tech. | Dynamic Pricing | Winter Morning | Small General | Incentive | PAC |  |  | 1
ENS | Preferred Plan | Dynamic Pricing with enabling tech. | Dynamic Pricing | Winter Evening | Small General | Incentive | PAC | 0 |  | 1
ENS | Preferred Plan | Dynamic Pricing w/o enabling tech. | Dynamic Pricing | Winter Evening | Small General | Incentive | PAC |  |  | 1
ENS | Preferred Plan | Dynamic Pricing with enabling tech. | Dynamic Pricing | Winter Morning | General | Incentive | PAC |  |  | 1
ENS | Preferred Plan | Dynamic Pricing w/o enabling tech. | Dynamic Pricing | Winter Morning | General | Incentive | PAC |  |  | 1
ENS | Preferred Plan | Dynamic Pricing with enabling tech. | Dynamic Pricing | Winter Evening | General | Incentive | PAC |  |  | 1
ENS | Preferred Plan | Dynamic Pricing w/o enabling tech. | Dynamic Pricing | Winter Evening | General | Incentive | PAC |  |  | 1
ENS | Preferred Plan | Dynamic Pricing with enabling tech. | Dynamic Pricing | Winter Morning | Large General | Incentive | PAC |  |  | 1
ENS | Preferred Plan | Dynamic Pricing w/o enabling tech. | Dynamic Pricing | Winter Morning | Large General | Incentive | PAC |  |  | 1
ENS | Preferred Plan | Dynamic Pricing with enabling tech. | Dynamic Pricing | Winter Evening | Large General | Incentive | PAC |  |  | 1
ENS | Preferred Plan | Dynamic Pricing w/o enabling tech. | Dynamic Pricing | Winter Evening | Large General | Incentive | PAC |  |  | 1
ENS | Preferred Plan | Dynamic Pricing with enabling tech. | Dynamic Pricing | Winter Morning | Small Industrial | Incentive | PAC |  |  | 1
ENS | Preferred Plan | Dynamic Pricing w/o enabling tech. | Dynamic Pricing | Winter Morning | Small Industrial | Incentive | PAC |  |  | 1
ENS | Preferred Plan | Dynamic Pricing with enabling tech. | Dynamic Pricing | Winter Evening | Small Industrial | Incentive | PAC |  |  | 1
ENS | Preferred Plan | Dynamic Pricing w/o enabling tech. | Dynamic Pricing | Winter Evening | Small Industrial | Incentive | PAC |  |  | 1
ENS | Preferred Plan | Dynamic Pricing with enabling tech. | Dynamic Pricing | Winter Morning | Medium Industrial | Incentive | PAC |  |  | 1
ENS | Preferred Plan | Dynamic Pricing w/o enabling tech. | Dynamic Pricing | Winter Morning | Medium Industrial | Incentive | PAC |  |  | 1
ENS | Preferred Plan | Dynamic Pricing with enabling tech. | Dynamic Pricing | Winter Evening | Medium Industrial | Incentive | PAC |  |  | 1
ENS | Preferred Plan | Dynamic Pricing w/o enabling tech. | Dynamic Pricing | Winter Evening | Medium Industrial | Incentive | PAC |  |  | 1
ENS | Preferred Plan | Dynamic Pricing with enabling tech. | Dynamic Pricing | Winter Morning | Large Industrial | Incentive | PAC |  |  | 1
ENS | Preferred Plan | Dynamic Pricing w/o enabling tech. | Dynamic Pricing | Winter Morning | Large Industrial | Incentive | PAC |  |  | 1
ENS | Preferred Plan | Dynamic Pricing with enabling tech. | Dynamic Pricing | Winter Evening | Large Industrial | Incentive | PAC |  |  | 1
ENS | Preferred Plan | Dynamic Pricing w/o enabling tech. | Dynamic Pricing | Winter Evening | Large Industrial | Incentive | PAC |  |  | 1
ENS | Preferred Plan | Dynamic Pricing with enabling tech. | Dynamic Pricing | Winter Morning | Residential Charitable | Incentive | PAC | 0 |  | 1
ENS | Preferred Plan | Dynamic Pricing w/o enabling tech. | Dynamic Pricing | Winter Morning | Residential Charitable | Incentive | PAC | 0 |  | 1
ENS | Preferred Plan | Dynamic Pricing with enabling tech. | Dynamic Pricing | Winter Evening | Residential Charitable | Incentive | PAC | 0 |  | 1
ENS | Preferred Plan | Dynamic Pricing w/o enabling tech. | Dynamic Pricing | Winter Evening | Residential Charitable | Incentive | PAC | 0 |  | 1
ENS | Preferred Plan | Behavioral DR | Behavioral DR | Winter Morning | Residential Charitable | Incentive | PAC | 0 |  | 1
ENS | Preferred Plan | Behavioral DR | Behavioral DR | Winter Evening | Residential Charitable | Incentive | PAC | 0 |  | 1
ENS | Preferred Plan | DLC-Thermostat-BYOT-Central Heat Pump | DLC-Thermostat | Winter Morning | Residential Charitable | Selected Cost Test | PAC | 452.5317 | 0.17411 | 0
ENS | Preferred Plan | DLC-Thermostat-DI-Baseboard Heating | DLC-Thermostat | Winter Morning | Residential Charitable | Selected Cost Test | PAC | 607.401 | 1.3096 | 0
ENS | Preferred Plan | DLC-Thermostat-BYOT-Baseboard Heating | DLC-Thermostat | Winter Morning | Residential Charitable | Selected Cost Test | PAC | 1007.8216 | 0.15312 | 0
ENS | Preferred Plan | DLC-Thermostat-DI-MSHP | DLC-Thermostat | Winter Morning | Residential Charitable | Selected Cost Test | PAC | 678.243 | 0.75888 | 0
ENS | Preferred Plan | DLC-Thermostat-BYOT-MSHP | DLC-Thermostat | Winter Morning | Residential Charitable | Selected Cost Test | PAC | 699.0632 | 0.069351 | 0
ENS | Preferred Plan | DLC-Thermostat-BYOT-Central Heat Pump | DLC-Thermostat | Winter Evening | Residential Charitable | Selected Cost Test | PAC | 452.5317 | 0.17411 | 0
ENS | Preferred Plan | DLC-Thermostat-DI-Baseboard Heating | DLC-Thermostat | Winter Evening | Residential Charitable | Selected Cost Test | PAC | 607.401 | 1.3096 | 0
ENS | Preferred Plan | DLC-Thermostat-BYOT-Baseboard Heating | DLC-Thermostat | Winter Evening | Residential Charitable | Selected Cost Test | PAC | 1007.8216 | 0.15312 | 0
ENS | Preferred Plan | DLC-Thermostat-DI-MSHP | DLC-Thermostat | Winter Evening | Residential Charitable | Selected Cost Test | PAC | 678.243 | 0.75888 | 0
ENS | Preferred Plan | DLC-Thermostat-BYOT-MSHP | DLC-Thermostat | Winter Evening | Residential Charitable | Selected Cost Test | PAC | 699.0632 | 0.069351 | 0
ENS | Preferred Plan | DLC-Switch-Water Heating | DLC-Water Heating | Winter Morning | Residential Charitable | Selected Cost Test | PAC | 493.6503 | 0.95475 | 0
ENS | Preferred Plan | DLC-Switch-Water Heating | DLC-Water Heating | Winter Evening | Residential Charitable | Selected Cost Test | PAC | 584.0572 | 0.80697 | 0
ENS | Preferred Plan | C&I Curtailment-Turnkey-Manual HVAC Control | C&I Curtailment | Winter Morning | Small General | Selected Cost Test | PAC |  |  | 1
ENS | Preferred Plan | C&I Curtailment-Turnkey-Auto-DR HVAC Control | C&I Curtailment | Winter Morning | Small General | Selected Cost Test | PAC |  |  | 1
ENS | Preferred Plan | C&I Curtailment-Turnkey-Standard Lighting Control | C&I Curtailment | Winter Morning | Small General | Selected Cost Test | PAC |  |  | 1
ENS | Preferred Plan | C&I Curtailment-Turnkey-Water Heating Control | C&I Curtailment | Winter Morning | Small General | Selected Cost Test | PAC |  |  | 1
ENS | Preferred Plan | C&I Curtailment-Turnkey-Other | C&I Curtailment | Winter Morning | Small General | Selected Cost Test | PAC |  |  | 1
ENS | Preferred Plan | C&I Curtailment-Turnkey-Manual HVAC Control | C&I Curtailment | Winter Evening | Small General | Selected Cost Test | PAC |  |  | 1
ENS | Preferred Plan | C&I Curtailment-Turnkey-Auto-DR HVAC Control | C&I Curtailment | Winter Evening | Small General | Selected Cost Test | PAC |  |  | 1
ENS | Preferred Plan | C&I Curtailment-Turnkey-Standard Lighting Control | C&I Curtailment | Winter Evening | Small General | Selected Cost Test | PAC |  |  | 1
ENS | Preferred Plan | C&I Curtailment-Turnkey-Water Heating Control | C&I Curtailment | Winter Evening | Small General | Selected Cost Test | PAC |  |  | 1
ENS | Preferred Plan | C&I Curtailment-Turnkey-Other | C&I Curtailment | Winter Evening | Small General | Selected Cost Test | PAC |  |  | 1
ENS | Preferred Plan | C&I Curtailment-Turnkey-Manual HVAC Control | C&I Curtailment | Winter Morning | General | Selected Cost Test | PAC | 188.8965 | 2.2533 | 1
ENS | Preferred Plan | C&I Curtailment-Turnkey-Auto-DR HVAC Control | C&I Curtailment | Winter Morning | General | Selected Cost Test | PAC | 186.786 | 0.34911 | 1
ENS | Preferred Plan | C&I Curtailment-Turnkey-Standard Lighting Control | C&I Curtailment | Winter Morning | General | Selected Cost Test | PAC | 188.937 | 0.89572 | 1
ENS | Preferred Plan | C&I Curtailment-Turnkey-Water Heating Control | C&I Curtailment | Winter Morning | General | Selected Cost Test | PAC | 188.6156 | 0.08319 | 1
ENS | Preferred Plan | C&I Curtailment-Turnkey-Other | C&I Curtailment | Winter Morning | General | Selected Cost Test | PAC | 188.6889 | 1.1762 | 1
ENS | Preferred Plan | C&I Curtailment-Turnkey-Manual HVAC Control | C&I Curtailment | Winter Evening | General | Selected Cost Test | PAC | 188.3668 | 2.6382 | 1
ENS | Preferred Plan | C&I Curtailment-Turnkey-Auto-DR HVAC Control | C&I Curtailment | Winter Evening | General | Selected Cost Test | PAC | 186.2422 | 0.40876 | 1
ENS | Preferred Plan | C&I Curtailment-Turnkey-Standard Lighting Control | C&I Curtailment | Winter Evening | General | Selected Cost Test | PAC | 188.4072 | 1.0487 | 1
ENS | Preferred Plan | C&I Curtailment-Turnkey-Water Heating Control | C&I Curtailment | Winter Evening | General | Selected Cost Test | PAC | 188.0838 | 0.097401 | 1
ENS | Preferred Plan | C&I Curtailment-Turnkey-Other | C&I Curtailment | Winter Evening | General | Selected Cost Test | PAC | 188.1576 | 1.3771 | 1
ENS | Preferred Plan | C&I Curtailment-Turnkey-Manual HVAC Control | C&I Curtailment | Winter Morning | Large General | Selected Cost Test | PAC | 188.8877 | 1.3777 | 1
ENS | Preferred Plan | C&I Curtailment-Turnkey-Auto-DR HVAC Control | C&I Curtailment | Winter Morning | Large General | Selected Cost Test | PAC | 186.7801 | 0.21346 | 1
ENS | Preferred Plan | C&I Curtailment-Turnkey-Standard Lighting Control | C&I Curtailment | Winter Morning | Large General | Selected Cost Test | PAC | 188.9117 | 0.59065 | 1
ENS | Preferred Plan | C&I Curtailment-Turnkey-Water Heating Control | C&I Curtailment | Winter Morning | Large General | Selected Cost Test | PAC | 188.6625 | 0.036178 | 1
ENS | Preferred Plan | C&I Curtailment-Turnkey-Other | C&I Curtailment | Winter Morning | Large General | Selected Cost Test | PAC | 188.7057 | 0.67411 | 1
ENS | Preferred Plan | C&I Curtailment-Turnkey-Manual HVAC Control | C&I Curtailment | Winter Evening | Large General | Selected Cost Test | PAC | 188.3579 | 1.185 | 1
ENS | Preferred Plan | C&I Curtailment-Turnkey-Auto-DR HVAC Control | C&I Curtailment | Winter Evening | Large General | Selected Cost Test | PAC | 186.2361 | 0.18361 | 1
ENS | Preferred Plan | C&I Curtailment-Turnkey-Standard Lighting Control | C&I Curtailment | Winter Evening | Large General | Selected Cost Test | PAC | 188.3817 | 0.50805 | 1
ENS | Preferred Plan | C&I Curtailment-Turnkey-Water Heating Control | C&I Curtailment | Winter Evening | Large General | Selected Cost Test | PAC | 188.1309 | 0.031119 | 1
ENS | Preferred Plan | C&I Curtailment-Turnkey-Other | C&I Curtailment | Winter Evening | Large General | Selected Cost Test | PAC | 188.1744 | 0.57984 | 1
ENS | Preferred Plan | C&I Curtailment-Turnkey-Manual HVAC Control | C&I Curtailment | Winter Morning | Small Industrial | Selected Cost Test | PAC | 188.8861 | 0.22354 | 1
ENS | Preferred Plan | C&I Curtailment-Turnkey-Auto-DR HVAC Control | C&I Curtailment | Winter Morning | Small Industrial | Selected Cost Test | PAC | 186.7794 | 0.034636 | 1
ENS | Preferred Plan | C&I Curtailment-Turnkey-Standard Lighting Control | C&I Curtailment | Winter Morning | Small Industrial | Selected Cost Test | PAC | 188.9461 | 0.070123 | 1
ENS | Preferred Plan | C&I Curtailment-Turnkey-Water Heating Control | C&I Curtailment | Winter Morning | Small Industrial | Selected Cost Test | PAC | 188.6802 | 0.0061883 | 1
ENS | Preferred Plan | C&I Curtailment-Turnkey-Other | C&I Curtailment | Winter Morning | Small Industrial | Selected Cost Test | PAC | 188.7154 | 0.091977 | 1
ENS | Preferred Plan | C&I Curtailment-Turnkey-Industrial | C&I Curtailment | Winter Morning | Small Industrial | Selected Cost Test | PAC | 188.7683 | 0.019925 | 1
ENS | Preferred Plan | C&I Curtailment-Turnkey-Manual HVAC Control | C&I Curtailment | Winter Evening | Small Industrial | Selected Cost Test | PAC | 188.3564 | 0.30687 | 1
ENS | Preferred Plan | C&I Curtailment-Turnkey-Auto-DR HVAC Control | C&I Curtailment | Winter Evening | Small Industrial | Selected Cost Test | PAC | 186.2355 | 0.047546 | 1
ENS | Preferred Plan | C&I Curtailment-Turnkey-Standard Lighting Control | C&I Curtailment | Winter Evening | Small Industrial | Selected Cost Test | PAC | 188.4164 | 0.096261 | 1
ENS | Preferred Plan | C&I Curtailment-Turnkey-Water Heating Control | C&I Curtailment | Winter Evening | Small Industrial | Selected Cost Test | PAC | 188.1488 | 0.0084951 | 1
ENS | Preferred Plan | C&I Curtailment-Turnkey-Other | C&I Curtailment | Winter Evening | Small Industrial | Selected Cost Test | PAC | 188.1843 | 0.12626 | 1
ENS | Preferred Plan | C&I Curtailment-Turnkey-Industrial | C&I Curtailment | Winter Evening | Small Industrial | Selected Cost Test | PAC | 188.2376 | 0.027352 | 1
ENS | Preferred Plan | C&I Curtailment-Turnkey-Manual HVAC Control | C&I Curtailment | Winter Morning | Medium Industrial | Selected Cost Test | PAC | 188.8877 | 4.9912 | 1
ENS | Preferred Plan | C&I Curtailment-Turnkey-Auto-DR HVAC Control | C&I Curtailment | Winter Morning | Medium Industrial | Selected Cost Test | PAC | 186.7804 | 0.77332 | 1
ENS | Preferred Plan | C&I Curtailment-Turnkey-Standard Lighting Control | C&I Curtailment | Winter Morning | Medium Industrial | Selected Cost Test | PAC | 188.9386 | 1.6469 | 1
ENS | Preferred Plan | C&I Curtailment-Turnkey-Water Heating Control | C&I Curtailment | Winter Morning | Medium Industrial | Selected Cost Test | PAC | 188.6807 | 0.16046 | 1
ENS | Preferred Plan | C&I Curtailment-Turnkey-Other | C&I Curtailment | Winter Morning | Medium Industrial | Selected Cost Test | PAC | 188.7107 | 2.2227 | 1
ENS | Preferred Plan | C&I Curtailment-Turnkey-Manual HVAC Control | C&I Curtailment | Winter Evening | Medium Industrial | Selected Cost Test | PAC | 188.3579 | 4.8282 | 1
ENS | Preferred Plan | C&I Curtailment-Turnkey-Auto-DR HVAC Control | C&I Curtailment | Winter Evening | Medium Industrial | Selected Cost Test | PAC | 186.2365 | 0.74807 | 1
ENS | Preferred Plan | C&I Curtailment-Turnkey-Standard Lighting Control | C&I Curtailment | Winter Evening | Medium Industrial | Selected Cost Test | PAC | 188.4087 | 1.5931 | 1
ENS | Preferred Plan | C&I Curtailment-Turnkey-Water Heating Control | C&I Curtailment | Winter Evening | Medium Industrial | Selected Cost Test | PAC | 188.1492 | 0.15522 | 1
ENS | Preferred Plan | C&I Curtailment-Turnkey-Other | C&I Curtailment | Winter Evening | Medium Industrial | Selected Cost Test | PAC | 188.1795 | 2.1501 | 1
ENS | Preferred Plan | C&I Curtailment-Turnkey-Manual HVAC Control | C&I Curtailment | Winter Morning | Large Industrial | Selected Cost Test | PAC | 188.8862 | 0.083314 | 1
ENS | Preferred Plan | C&I Curtailment-Turnkey-Auto-DR HVAC Control | C&I Curtailment | Winter Morning | Large Industrial | Selected Cost Test | PAC | 186.7789 | 0.012909 | 1
ENS | Preferred Plan | C&I Curtailment-Turnkey-Standard Lighting Control | C&I Curtailment | Winter Morning | Large Industrial | Selected Cost Test | PAC | 188.9048 | 0.036016 | 1
ENS | Preferred Plan | C&I Curtailment-Turnkey-Water Heating Control | C&I Curtailment | Winter Morning | Large Industrial | Selected Cost Test | PAC | 188.688 | 0.001829 | 1
ENS | Preferred Plan | C&I Curtailment-Turnkey-Other | C&I Curtailment | Winter Morning | Large Industrial | Selected Cost Test | PAC | 188.7135 | 0.039092 | 1
ENS | Preferred Plan | C&I Curtailment-Turnkey-Industrial | C&I Curtailment | Winter Morning | Large Industrial | Selected Cost Test | PAC | 188.7642 | 0.0076296 | 1
ENS | Preferred Plan | C&I Curtailment-Turnkey-Manual HVAC Control | C&I Curtailment | Winter Evening | Large Industrial | Selected Cost Test | PAC | 188.3564 | 0.082818 | 1
ENS | Preferred Plan | C&I Curtailment-Turnkey-Auto-DR HVAC Control | C&I Curtailment | Winter Evening | Large Industrial | Selected Cost Test | PAC | 186.235 | 0.012832 | 1
ENS | Preferred Plan | C&I Curtailment-Turnkey-Standard Lighting Control | C&I Curtailment | Winter Evening | Large Industrial | Selected Cost Test | PAC | 188.3747 | 0.035801 | 1
ENS | Preferred Plan | C&I Curtailment-Turnkey-Water Heating Control | C&I Curtailment | Winter Evening | Large Industrial | Selected Cost Test | PAC | 188.1566 | 0.0018181 | 1
ENS | Preferred Plan | C&I Curtailment-Turnkey-Other | C&I Curtailment | Winter Evening | Large Industrial | Selected Cost Test | PAC | 188.1823 | 0.038859 | 1
ENS | Preferred Plan | C&I Curtailment-Turnkey-Industrial | C&I Curtailment | Winter Evening | Large Industrial | Selected Cost Test | PAC | 188.2333 | 0.0075841 | 1
ENS | Preferred Plan | C&I Loadshift to BUGs | C&I Loadshift to BUGs | Winter Morning | Large General | Selected Cost Test | PAC | 188.4357 | 2.777 | 1
ENS | Preferred Plan | C&I Loadshift to BUGs | C&I Loadshift to BUGs | Winter Evening | Large General | Selected Cost Test | PAC | 190.1985 | 2.3886 | 1
ENS | Preferred Plan | C&I Loadshift to BUGs | C&I Loadshift to BUGs | Winter Morning | Small Industrial | Selected Cost Test | PAC | 188.3479 | 0.78271 | 1
ENS | Preferred Plan | C&I Loadshift to BUGs | C&I Loadshift to BUGs | Winter Evening | Small Industrial | Selected Cost Test | PAC | 190.105 | 1.0745 | 1
ENS | Preferred Plan | C&I Loadshift to BUGs | C&I Loadshift to BUGs | Winter Morning | Medium Industrial | Selected Cost Test | PAC | 188.3829 | 2.8991 | 1
ENS | Preferred Plan | C&I Loadshift to BUGs | C&I Loadshift to BUGs | Winter Evening | Medium Industrial | Selected Cost Test | PAC | 190.1422 | 2.8044 | 1
ENS | Preferred Plan | Dynamic Pricing with enabling tech. | Dynamic Pricing | Winter Morning | Small General | Selected Cost Test | PAC | 57.2339 | 0.0077957 | 1
ENS | Preferred Plan | Dynamic Pricing w/o enabling tech. | Dynamic Pricing | Winter Morning | Small General | Selected Cost Test | PAC |  |  | 1
ENS | Preferred Plan | Dynamic Pricing with enabling tech. | Dynamic Pricing | Winter Evening | Small General | Selected Cost Test | PAC | 49.6519 | 0.0090487 | 1
ENS | Preferred Plan | Dynamic Pricing w/o enabling tech. | Dynamic Pricing | Winter Evening | Small General | Selected Cost Test | PAC |  |  | 1
ENS | Preferred Plan | Dynamic Pricing with enabling tech. | Dynamic Pricing | Winter Morning | General | Selected Cost Test | PAC |  |  | 1
ENS | Preferred Plan | Dynamic Pricing w/o enabling tech. | Dynamic Pricing | Winter Morning | General | Selected Cost Test | PAC |  |  | 1
ENS | Preferred Plan | Dynamic Pricing with enabling tech. | Dynamic Pricing | Winter Evening | General | Selected Cost Test | PAC |  |  | 1
ENS | Preferred Plan | Dynamic Pricing w/o enabling tech. | Dynamic Pricing | Winter Evening | General | Selected Cost Test | PAC |  |  | 1
ENS | Preferred Plan | Dynamic Pricing with enabling tech. | Dynamic Pricing | Winter Morning | Large General | Selected Cost Test | PAC |  |  | 1
ENS | Preferred Plan | Dynamic Pricing w/o enabling tech. | Dynamic Pricing | Winter Morning | Large General | Selected Cost Test | PAC |  |  | 1
ENS | Preferred Plan | Dynamic Pricing with enabling tech. | Dynamic Pricing | Winter Evening | Large General | Selected Cost Test | PAC |  |  | 1
ENS | Preferred Plan | Dynamic Pricing w/o enabling tech. | Dynamic Pricing | Winter Evening | Large General | Selected Cost Test | PAC |  |  | 1
ENS | Preferred Plan | Dynamic Pricing with enabling tech. | Dynamic Pricing | Winter Morning | Small Industrial | Selected Cost Test | PAC |  |  | 1
ENS | Preferred Plan | Dynamic Pricing w/o enabling tech. | Dynamic Pricing | Winter Morning | Small Industrial | Selected Cost Test | PAC |  |  | 1
ENS | Preferred Plan | Dynamic Pricing with enabling tech. | Dynamic Pricing | Winter Evening | Small Industrial | Selected Cost Test | PAC |  |  | 1
ENS | Preferred Plan | Dynamic Pricing w/o enabling tech. | Dynamic Pricing | Winter Evening | Small Industrial | Selected Cost Test | PAC |  |  | 1
ENS | Preferred Plan | Dynamic Pricing with enabling tech. | Dynamic Pricing | Winter Morning | Medium Industrial | Selected Cost Test | PAC |  |  | 1
ENS | Preferred Plan | Dynamic Pricing w/o enabling tech. | Dynamic Pricing | Winter Morning | Medium Industrial | Selected Cost Test | PAC |  |  | 1
ENS | Preferred Plan | Dynamic Pricing with enabling tech. | Dynamic Pricing | Winter Evening | Medium Industrial | Selected Cost Test | PAC |  |  | 1
ENS | Preferred Plan | Dynamic Pricing w/o enabling tech. | Dynamic Pricing | Winter Evening | Medium Industrial | Selected Cost Test | PAC |  |  | 1
ENS | Preferred Plan | Dynamic Pricing with enabling tech. | Dynamic Pricing | Winter Morning | Large Industrial | Selected Cost Test | PAC |  |  | 1
ENS | Preferred Plan | Dynamic Pricing w/o enabling tech. | Dynamic Pricing | Winter Morning | Large Industrial | Selected Cost Test | PAC |  |  | 1
ENS | Preferred Plan | Dynamic Pricing with enabling tech. | Dynamic Pricing | Winter Evening | Large Industrial | Selected Cost Test | PAC |  |  | 1
ENS | Preferred Plan | Dynamic Pricing w/o enabling tech. | Dynamic Pricing | Winter Evening | Large Industrial | Selected Cost Test | PAC |  |  | 1
ENS | Preferred Plan | Dynamic Pricing with enabling tech. | Dynamic Pricing | Winter Morning | Residential Charitable | Selected Cost Test | PAC | 80.0208 | 21.9495 | 1
ENS | Preferred Plan | Dynamic Pricing w/o enabling tech. | Dynamic Pricing | Winter Morning | Residential Charitable | Selected Cost Test | PAC | 12.5096 | 11.5524 | 1
ENS | Preferred Plan | Dynamic Pricing with enabling tech. | Dynamic Pricing | Winter Evening | Residential Charitable | Selected Cost Test | PAC | 70.3908 | 24.9871 | 1
ENS | Preferred Plan | Dynamic Pricing w/o enabling tech. | Dynamic Pricing | Winter Evening | Residential Charitable | Selected Cost Test | PAC | 11.0261 | 13.1511 | 1
ENS | Preferred Plan | Behavioral DR | Behavioral DR | Winter Morning | Residential Charitable | Selected Cost Test | PAC | 177.18 | 2.5719 | 1
ENS | Preferred Plan | Behavioral DR | Behavioral DR | Winter Evening | Residential Charitable | Selected Cost Test | PAC | 155.9695 | 2.9278 | 1

## Levelized Cost by Option (hidden)
Utility | Cases | DR Option | Peak Period | Cost Type | Cost Test | Levelized Cost | Achievable Results (MW) | Cost-Effective (DR Option)
ENS | Alternate Scenario | C&I Curtailment | Winter Morning | Incentive | PAC | 115 | 18.0712 | 1
ENS | Alternate Scenario | C&I Curtailment | Winter Evening | Incentive | PAC | 115 | 18.325 | 1
ENS | Alternate Scenario | C&I Loadshift to BUGs | Winter Morning | Incentive | PAC | 115 | 6.4587 | 1
ENS | Alternate Scenario | C&I Loadshift to BUGs | Winter Evening | Incentive | PAC | 115 | 6.2675 | 1
ENS | Alternate Scenario | Dynamic Pricing | Winter Morning | Incentive | PAC | 0 | 19.3565 | 1
ENS | Alternate Scenario | Dynamic Pricing | Winter Evening | Incentive | PAC | 0 | 22.0354 | 1
ENS | Alternate Scenario | Behavioral DR | Winter Morning | Incentive | PAC | 0 | 2.3084 | 1
ENS | Alternate Scenario | Behavioral DR | Winter Evening | Incentive | PAC | 0 | 2.6278 | 1
ENS | Alternate Scenario | Time-of-Use Rates (TOU) | Winter Morning | Incentive | PAC | 0 | 2.0198 | 0
ENS | Alternate Scenario | Time-of-Use Rates (TOU) | Winter Evening | Incentive | PAC | 0 | 2.2994 | 0
ENS | Alternate Scenario | C&I Curtailment | Winter Morning | Selected Cost Test | PAC | 188.775 | 18.0712 | 1
ENS | Alternate Scenario | C&I Curtailment | Winter Evening | Selected Cost Test | PAC | 188.2443 | 18.325 | 1
ENS | Alternate Scenario | C&I Loadshift to BUGs | Winter Morning | Selected Cost Test | PAC | 188.4017 | 6.4587 | 1
ENS | Alternate Scenario | C&I Loadshift to BUGs | Winter Evening | Selected Cost Test | PAC | 190.1577 | 6.2675 | 1
ENS | Alternate Scenario | Dynamic Pricing | Winter Morning | Selected Cost Test | PAC | 56.6409 | 19.3565 | 1
ENS | Alternate Scenario | Dynamic Pricing | Winter Evening | Selected Cost Test | PAC | 49.8958 | 22.0354 | 1
ENS | Alternate Scenario | Behavioral DR | Winter Morning | Selected Cost Test | PAC | 183.4046 | 2.3084 | 1
ENS | Alternate Scenario | Behavioral DR | Winter Evening | Selected Cost Test | PAC | 161.443 | 2.6278 | 1
ENS | Alternate Scenario | Time-of-Use Rates (TOU) | Winter Morning | Selected Cost Test | PAC | 0 | 2.0198 | 0
ENS | Alternate Scenario | Time-of-Use Rates (TOU) | Winter Evening | Selected Cost Test | PAC | 0 | 2.2994 | 0
ENS | Preferred Plan | DLC-Thermostat | Winter Morning | Incentive | PAC | 87.6485 | 2.4651 | 0
ENS | Preferred Plan | DLC-Thermostat | Winter Evening | Incentive | PAC | 87.6485 | 2.4651 | 0
ENS | Preferred Plan | DLC-Water Heating | Winter Morning | Incentive | PAC | 51.6601 | 0.95475 | 0
ENS | Preferred Plan | DLC-Water Heating | Winter Evening | Incentive | PAC | 61.121 | 0.80697 | 0
ENS | Preferred Plan | C&I Curtailment | Winter Morning | Incentive | PAC | 115 | 18.0712 | 1
ENS | Preferred Plan | C&I Curtailment | Winter Evening | Incentive | PAC | 115 | 18.325 | 1
ENS | Preferred Plan | C&I Loadshift to BUGs | Winter Morning | Incentive | PAC | 115 | 6.4587 | 1
ENS | Preferred Plan | C&I Loadshift to BUGs | Winter Evening | Incentive | PAC | 115 | 6.2675 | 1
ENS | Preferred Plan | Dynamic Pricing | Winter Morning | Incentive | PAC | 0 | 33.5097 | 1
ENS | Preferred Plan | Dynamic Pricing | Winter Evening | Incentive | PAC | 0 | 38.1473 | 1
ENS | Preferred Plan | Behavioral DR | Winter Morning | Incentive | PAC | 0 | 2.5719 | 1
ENS | Preferred Plan | Behavioral DR | Winter Evening | Incentive | PAC | 0 | 2.9278 | 1
ENS | Preferred Plan | Time-of-Use Rates (TOU) | Winter Morning | Incentive | PAC | 0 | 2.166 | 0
ENS | Preferred Plan | Time-of-Use Rates (TOU) | Winter Evening | Incentive | PAC | 0 | 2.4658 | 0
ENS | Preferred Plan | DLC-Thermostat | Winter Morning | Selected Cost Test | PAC | 645.7178 | 2.4651 | 0
ENS | Preferred Plan | DLC-Thermostat | Winter Evening | Selected Cost Test | PAC | 645.7178 | 2.4651 | 0
ENS | Preferred Plan | DLC-Water Heating | Winter Morning | Selected Cost Test | PAC | 493.6503 | 0.95475 | 0
ENS | Preferred Plan | DLC-Water Heating | Winter Evening | Selected Cost Test | PAC | 584.0572 | 0.80697 | 0
ENS | Preferred Plan | C&I Curtailment | Winter Morning | Selected Cost Test | PAC | 188.775 | 18.0712 | 1
ENS | Preferred Plan | C&I Curtailment | Winter Evening | Selected Cost Test | PAC | 188.2443 | 18.325 | 1
ENS | Preferred Plan | C&I Loadshift to BUGs | Winter Morning | Selected Cost Test | PAC | 188.4017 | 6.4587 | 1
ENS | Preferred Plan | C&I Loadshift to BUGs | Winter Evening | Selected Cost Test | PAC | 190.1577 | 6.2675 | 1
ENS | Preferred Plan | Dynamic Pricing | Winter Morning | Selected Cost Test | PAC | 41.9655 | 33.5097 | 1
ENS | Preferred Plan | Dynamic Pricing | Winter Evening | Selected Cost Test | PAC | 36.9566 | 38.1473 | 1
ENS | Preferred Plan | Behavioral DR | Winter Morning | Selected Cost Test | PAC | 177.18 | 2.5719 | 1
ENS | Preferred Plan | Behavioral DR | Winter Evening | Selected Cost Test | PAC | 155.9695 | 2.9278 | 1
ENS | Preferred Plan | Time-of-Use Rates (TOU) | Winter Morning | Selected Cost Test | PAC | 0 | 2.166 | 0
ENS | Preferred Plan | Time-of-Use Rates (TOU) | Winter Evening | Selected Cost Test | PAC | 0 | 2.4658 | 0

## Levelized Cost by Option Avg (hidden)
Utility | Cases | DR Option | Cost Type | Cost Test | Cost-Effective (DR Option) | Levelized Cost | Achievable Results (MW)
ENS | Alternate Scenario | C&I Curtailment | Incentive | PAC | 1 | 115 | 18.1981
ENS | Alternate Scenario | C&I Loadshift to BUGs | Incentive | PAC | 1 | 115 | 6.3631
ENS | Alternate Scenario | Dynamic Pricing | Incentive | PAC | 1 | 0 | 20.696
ENS | Alternate Scenario | Behavioral DR | Incentive | PAC | 1 | 0 | 2.4681
ENS | Alternate Scenario | Time-of-Use Rates (TOU) | Incentive | PAC | 0 | 0 | 2.1596
ENS | Alternate Scenario | C&I Curtailment | Selected Cost Test | PAC | 1 | 188.5097 | 18.1981
ENS | Alternate Scenario | C&I Loadshift to BUGs | Selected Cost Test | PAC | 1 | 189.2797 | 6.3631
ENS | Alternate Scenario | Dynamic Pricing | Selected Cost Test | PAC | 1 | 53.2684 | 20.696
ENS | Alternate Scenario | Behavioral DR | Selected Cost Test | PAC | 1 | 172.4238 | 2.4681
ENS | Alternate Scenario | Time-of-Use Rates (TOU) | Selected Cost Test | PAC | 0 | 0 | 2.1596
ENS | Preferred Plan | DLC-Thermostat | Incentive | PAC | 0 | 87.6485 | 2.4651
ENS | Preferred Plan | DLC-Water Heating | Incentive | PAC | 0 | 56.3906 | 0.88086
ENS | Preferred Plan | C&I Curtailment | Incentive | PAC | 1 | 115 | 18.1981
ENS | Preferred Plan | C&I Loadshift to BUGs | Incentive | PAC | 1 | 115 | 6.3631
ENS | Preferred Plan | Dynamic Pricing | Incentive | PAC | 1 | 0 | 35.8285
ENS | Preferred Plan | Behavioral DR | Incentive | PAC | 1 | 0 | 2.7498
ENS | Preferred Plan | Time-of-Use Rates (TOU) | Incentive | PAC | 0 | 0 | 2.3159
ENS | Preferred Plan | DLC-Thermostat | Selected Cost Test | PAC | 0 | 645.7178 | 2.4651
ENS | Preferred Plan | DLC-Water Heating | Selected Cost Test | PAC | 0 | 538.8538 | 0.88086
ENS | Preferred Plan | C&I Curtailment | Selected Cost Test | PAC | 1 | 188.5097 | 18.1981
ENS | Preferred Plan | C&I Loadshift to BUGs | Selected Cost Test | PAC | 1 | 189.2797 | 6.3631
ENS | Preferred Plan | Dynamic Pricing | Selected Cost Test | PAC | 1 | 39.4611 | 35.8285
ENS | Preferred Plan | Behavioral DR | Selected Cost Test | PAC | 1 | 166.5748 | 2.7498
ENS | Preferred Plan | Time-of-Use Rates (TOU) | Selected Cost Test | PAC | 0 | 0 | 2.3159

## All Costs (hidden)
Utility | Cases | DR Option | DR Suboption | Customer Class | Building Type | Peak Period | Cost Category | Cost-Effective (DR Option) | 2025 | 2026 | 2027 | 2028 | 2029 | 2030 | 2031 | 2032 | 2033
ENS | Alternate Scenario | DLC-Thermostat | DLC-Thermostat-BYOT-Central Heat Pump | Residential Charitable | Residential LI | Winter Morning | Program Administrative Cost | 0 | 6213.3319 | 7982.8022 | 0 | 0 | 0 | 0 | 0 | 0 | 0
ENS | Alternate Scenario | DLC-Thermostat | DLC-Thermostat-BYOT-Central Heat Pump | Residential Charitable | Residential Market Rate | Winter Morning | Program Administrative Cost | 0 | 49253.4179 | 63280.1047 | 0 | 0 | 0 | 0 | 0 | 0 | 0
ENS | Alternate Scenario | DLC-Thermostat | DLC-Thermostat-DI-Baseboard Heating | Residential Charitable | Residential LI | Winter Morning | Program Administrative Cost | 0 | 36795.0563 | 46764.4801 | 0 | 0 | 0 | 0 | 0 | 0 | 0
ENS | Alternate Scenario | DLC-Thermostat | DLC-Thermostat-DI-Baseboard Heating | Residential Charitable | Residential Market Rate | Winter Morning | Program Administrative Cost | 0 | 385832.8625 | 490372.2143 | 0 | 0 | 0 | 0 | 0 | 0 | 0
ENS | Alternate Scenario | DLC-Thermostat | DLC-Thermostat-BYOT-Baseboard Heating | Residential Charitable | Residential LI | Winter Morning | Program Administrative Cost | 0 | 2542.7606 | 5470.2354 | 0 | 0 | 0 | 0 | 0 | 0 | 0
ENS | Alternate Scenario | DLC-Thermostat | DLC-Thermostat-BYOT-Baseboard Heating | Residential Charitable | Residential Market Rate | Winter Morning | Program Administrative Cost | 0 | 26663.3805 | 57360.874 | 0 | 0 | 0 | 0 | 0 | 0 | 0
ENS | Alternate Scenario | DLC-Thermostat | DLC-Thermostat-DI-MSHP | Residential Charitable | Residential LI | Winter Morning | Program Administrative Cost | 0 | 12514.0359 | 23344.744 | 0 | 0 | 0 | 0 | 0 | 0 | 0
ENS | Alternate Scenario | DLC-Thermostat | DLC-Thermostat-DI-MSHP | Residential Charitable | Residential Market Rate | Winter Morning | Program Administrative Cost | 0 | 154310.2385 | 287863.407 | 0 | 0 | 0 | 0 | 0 | 0 | 0
ENS | Alternate Scenario | DLC-Thermostat | DLC-Thermostat-BYOT-MSHP | Residential Charitable | Residential LI | Winter Morning | Program Administrative Cost | 0 | 2209.5955 | 2104.0678 | 0 | 0 | 0 | 0 | 0 | 0 | 0
ENS | Alternate Scenario | DLC-Thermostat | DLC-Thermostat-BYOT-MSHP | Residential Charitable | Residential Market Rate | Winter Morning | Program Administrative Cost | 0 | 27246.4626 | 25945.2034 | 0 | 0 | 0 | 0 | 0 | 0 | 0
ENS | Alternate Scenario | DLC-Thermostat | DLC-Thermostat-BYOT-Central Heat Pump | Residential Charitable | Residential LI | Winter Evening | Program Administrative Cost | 0 | 6088.0294 | 7800.4918 | 0 | 0 | 0 | 0 | 0 | 0 | 0
ENS | Alternate Scenario | DLC-Thermostat | DLC-Thermostat-BYOT-Central Heat Pump | Residential Charitable | Residential Market Rate | Winter Evening | Program Administrative Cost | 0 | 48260.1381 | 61834.9202 | 0 | 0 | 0 | 0 | 0 | 0 | 0
ENS | Alternate Scenario | DLC-Thermostat | DLC-Thermostat-DI-Baseboard Heating | Residential Charitable | Residential LI | Winter Evening | Program Administrative Cost | 0 | 36053.0208 | 45696.4777 | 0 | 0 | 0 | 0 | 0 | 0 | 0
ENS | Alternate Scenario | DLC-Thermostat | DLC-Thermostat-DI-Baseboard Heating | Residential Charitable | Residential Market Rate | Winter Evening | Program Administrative Cost | 0 | 378051.8804 | 479173.1444 | 0 | 0 | 0 | 0 | 0 | 0 | 0
ENS | Alternate Scenario | DLC-Thermostat | DLC-Thermostat-BYOT-Baseboard Heating | Residential Charitable | Residential LI | Winter Evening | Program Administrative Cost | 0 | 2491.4814 | 5345.3067 | 0 | 0 | 0 | 0 | 0 | 0 | 0
ENS | Alternate Scenario | DLC-Thermostat | DLC-Thermostat-BYOT-Baseboard Heating | Residential Charitable | Residential Market Rate | Winter Evening | Program Administrative Cost | 0 | 26125.6677 | 56050.8723 | 0 | 0 | 0 | 0 | 0 | 0 | 0
ENS | Alternate Scenario | DLC-Thermostat | DLC-Thermostat-DI-MSHP | Residential Charitable | Residential LI | Winter Evening | Program Administrative Cost | 0 | 12261.6689 | 22811.5991 | 0 | 0 | 0 | 0 | 0 | 0 | 0
ENS | Alternate Scenario | DLC-Thermostat | DLC-Thermostat-DI-MSHP | Residential Charitable | Residential Market Rate | Winter Evening | Program Administrative Cost | 0 | 151198.3076 | 281289.2122 | 0 | 0 | 0 | 0 | 0 | 0 | 0
ENS | Alternate Scenario | DLC-Thermostat | DLC-Thermostat-BYOT-MSHP | Residential Charitable | Residential LI | Winter Evening | Program Administrative Cost | 0 | 2165.0352 | 2056.0153 | 0 | 0 | 0 | 0 | 0 | 0 | 0
ENS | Alternate Scenario | DLC-Thermostat | DLC-Thermostat-BYOT-MSHP | Residential Charitable | Residential Market Rate | Winter Evening | Program Administrative Cost | 0 | 26696.9909 | 25352.6695 | 0 | 0 | 0 | 0 | 0 | 0 | 0
ENS | Alternate Scenario | DLC-Water Heating | DLC-Switch-Water Heating | Residential Charitable | Residential LI | Winter Morning | Program Administrative Cost | 0 | 31428.9454 | 29658.3622 | 0 | 0 | 0 | 0 | 0 | 0 | 0
ENS | Alternate Scenario | DLC-Water Heating | DLC-Switch-Water Heating | Residential Charitable | Residential Market Rate | Winter Morning | Program Administrative Cost | 0 | 363540.0546 | 343059.6378 | 0 | 0 | 0 | 0 | 0 | 0 | 0
ENS | Alternate Scenario | DLC-Water Heating | DLC-Switch-Water Heating | Residential Charitable | Residential LI | Winter Evening | Program Administrative Cost | 0 | 31428.9454 | 29658.3622 | 0 | 0 | 0 | 0 | 0 | 0 | 0
ENS | Alternate Scenario | DLC-Water Heating | DLC-Switch-Water Heating | Residential Charitable | Residential Market Rate | Winter Evening | Program Administrative Cost | 0 | 363540.0546 | 343059.6378 | 0 | 0 | 0 | 0 | 0 | 0 | 0
ENS | Alternate Scenario | C&I Curtailment | C&I Curtailment-Turnkey-Manual HVAC Control | General | Miscellaneous | Winter Morning | Program Administrative Cost | 1 | 58927.5613 | 38444.779 | 49898.6667 | 54764.0389 | 58972.4236 | 62481.2272 | 65999.3287 | 67618.3246 | 66583.0243
ENS | Alternate Scenario | C&I Curtailment | C&I Curtailment-Turnkey-Manual HVAC Control | General | Offices | Winter Morning | Program Administrative Cost | 1 | 3868.6112 | 2543.0345 | 3328.1915 | 3690.9966 | 4013.0438 | 4293.792 | 4535.5606 | 4646.8201 | 4575.6729
ENS | Alternate Scenario | C&I Curtailment | C&I Curtailment-Turnkey-Manual HVAC Control | General | Retail Trade | Winter Morning | Program Administrative Cost | 1 | 13891.5224 | 9026.1927 | 11665.6066 | 12729.8584 | 13627.9699 | 14350.7041 | 15158.7426 | 15530.594 | 15292.8059
ENS | Alternate Scenario | C&I Curtailment | C&I Curtailment-Turnkey-Manual HVAC Control | General | Services | Winter Morning | Program Administrative Cost | 1 | 8980.1504 | 5835.1371 | 7541.5871 | 8229.8914 | 8810.9125 | 9278.6314 | 9801.079 | 10041.5042 | 9887.7593
ENS | Alternate Scenario | C&I Curtailment | C&I Curtailment-Turnkey-Auto-DR HVAC Control | General | Miscellaneous | Winter Morning | Program Administrative Cost | 1 | 1484.2803 | 1215.0351 | 1980.6793 | 2733.5326 | 3707.2482 | 4956.5206 | 6544.5064 | 8381.3079 | 10316.2278
ENS | Alternate Scenario | C&I Curtailment | C&I Curtailment-Turnkey-Auto-DR HVAC Control | General | Offices | Winter Morning | Program Administrative Cost | 1 | 97.4434 | 80.3718 | 132.1093 | 184.2351 | 252.2764 | 340.6186 | 449.7471 | 575.9745 | 708.9447
ENS | Alternate Scenario | C&I Curtailment | C&I Curtailment-Turnkey-Auto-DR HVAC Control | General | Retail Trade | Winter Morning | Program Administrative Cost | 1 | 349.9027 | 285.27 | 463.055 | 635.4075 | 856.71 | 1138.4149 | 1503.1439 | 1925.0209 | 2369.4338
ENS | Alternate Scenario | C&I Curtailment | C&I Curtailment-Turnkey-Auto-DR HVAC Control | General | Services | Winter Morning | Program Administrative Cost | 1 | 226.194 | 184.4177 | 299.356 | 410.7929 | 553.8901 | 736.0567 | 971.8769 | 1244.6469 | 1531.9877
ENS | Alternate Scenario | C&I Curtailment | C&I Curtailment-Turnkey-Standard Lighting Control | General | Miscellaneous | Winter Morning | Program Administrative Cost | 1 | 24983.9423 | 16148.2359 | 20809.3028 | 22715.0731 | 24481.0408 | 26008.6365 | 27473.0927 | 28147.0211 | 27716.0637
ENS | Alternate Scenario | C&I Curtailment | C&I Curtailment-Turnkey-Standard Lighting Control | General | Offices | Winter Morning | Program Administrative Cost | 1 | 531.7395 | 338.4584 | 429.3673 | 460.0122 | 488.2778 | 510.5709 | 539.3193 | 552.5491 | 544.089
ENS | Alternate Scenario | C&I Curtailment | C&I Curtailment-Turnkey-Standard Lighting Control | General | Retail Trade | Winter Morning | Program Administrative Cost | 1 | 5814.9615 | 3717.8258 | 4742.4643 | 5113.2965 | 5447.714 | 5717.2965 | 6039.2176 | 6187.3626 | 6092.6283
ENS | Alternate Scenario | C&I Curtailment | C&I Curtailment-Turnkey-Standard Lighting Control | General | Services | Winter Morning | Program Administrative Cost | 1 | 3761.4934 | 2405.3528 | 3068.7129 | 3309.2745 | 3526.2883 | 3701.4303 | 3909.845 | 4005.7554 | 3944.4235
ENS | Alternate Scenario | C&I Curtailment | C&I Curtailment-Turnkey-Water Heating Control | General | Miscellaneous | Winter Morning | Program Administrative Cost | 1 | 1441.5117 | 960.0125 | 1275.3312 | 1440.1072 | 1595.8232 | 1743.8512 | 1842.0414 | 1887.2276 | 1858.3323
ENS | Alternate Scenario | C&I Curtailment | C&I Curtailment-Turnkey-Water Heating Control | General | Offices | Winter Morning | Program Administrative Cost | 1 | 38.876 | 25.8157 | 34.1822 | 38.4617 | 42.5017 | 46.3037 | 48.9109 | 50.1107 | 49.3434
ENS | Alternate Scenario | C&I Curtailment | C&I Curtailment-Turnkey-Water Heating Control | General | Retail Trade | Winter Morning | Program Administrative Cost | 1 | 761.8506 | 509.5238 | 679.2815 | 770.5981 | 857.2374 | 940.3597 | 993.3081 | 1017.6744 | 1002.0929
ENS | Alternate Scenario | C&I Curtailment | C&I Curtailment-Turnkey-Water Heating Control | General | Services | Winter Morning | Program Administrative Cost | 1 | 492.2403 | 329.1681 | 438.7861 | 497.6995 | 553.5852 | 607.1868 | 641.3754 | 657.1086 | 647.0477
ENS | Alternate Scenario | C&I Curtailment | C&I Curtailment-Turnkey-Other | General | Miscellaneous | Winter Morning | Program Administrative Cost | 1 | 25997.0654 | 17221.6614 | 22747.3899 | 25514.0219 | 28073.9882 | 30456.7444 | 32171.6582 | 32960.8448 | 32456.1832
ENS | Alternate Scenario | C&I Curtailment | C&I Curtailment-Turnkey-Other | General | Offices | Winter Morning | Program Administrative Cost | 1 | 716.6033 | 473.6055 | 624.021 | 697.8325 | 765.7153 | 828.3412 | 874.9822 | 896.4459 | 882.7205
ENS | Alternate Scenario | C&I Curtailment | C&I Curtailment-Turnkey-Other | General | Retail Trade | Winter Morning | Program Administrative Cost | 1 | 8197.5341 | 5436.4531 | 7187.1138 | 8070.7962 | 8892.5484 | 9660.6254 | 10204.5818 | 10454.9052 | 10294.8307
ENS | Alternate Scenario | C&I Curtailment | C&I Curtailment-Turnkey-Other | General | Services | Winter Morning | Program Administrative Cost | 1 | 5298.8799 | 3514.0153 | 4645.5123 | 5216.5546 | 5747.5427 | 6243.8107 | 6595.3781 | 6757.1659 | 6653.7074
ENS | Alternate Scenario | C&I Curtailment | C&I Curtailment-Turnkey-Manual HVAC Control | General | Miscellaneous | Winter Evening | Program Administrative Cost | 1 | 68059.9409 | 44403.3453 | 57631.0333 | 63249.5993 | 68112.7636 | 72164.809 | 76228.0444 | 78071.7885 | 76878.1883
ENS | Alternate Scenario | C&I Curtailment | C&I Curtailment-Turnkey-Manual HVAC Control | General | Offices | Winter Evening | Program Administrative Cost | 1 | 4468.1545 | 2937.18 | 3843.9326 | 4262.908 | 4635.0394 | 4959.2605 | 5238.4914 | 5365.1959 | 5283.1701
ENS | Alternate Scenario | C&I Curtailment | C&I Curtailment-Turnkey-Manual HVAC Control | General | Retail Trade | Winter Evening | Program Administrative Cost | 1 | 16044.3802 | 10425.1646 | 13473.3252 | 14702.3203 | 15740.2161 | 16574.8316 | 17508.0766 | 17931.5482 | 17657.4018
ENS | Alternate Scenario | C&I Curtailment | C&I Curtailment-Turnkey-Manual HVAC Control | General | Services | Winter Evening | Program Administrative Cost | 1 | 10371.8615 | 6739.5265 | 8710.2419 | 9505.0939 | 10176.5464 | 10716.6695 | 11320.0709 | 11593.8719 | 11416.6191
ENS | Alternate Scenario | C&I Curtailment | C&I Curtailment-Turnkey-Auto-DR HVAC Control | General | Miscellaneous | Winter Evening | Program Administrative Cost | 1 | 1714.3087 | 1403.3537 | 2287.6081 | 3157.0871 | 4281.8475 | 5724.7013 | 7558.7878 | 9677.0174 | 11911.3379
ENS | Alternate Scenario | C&I Curtailment | C&I Curtailment-Turnkey-Auto-DR HVAC Control | General | Offices | Winter Evening | Program Administrative Cost | 1 | 112.5449 | 92.8286 | 152.5812 | 212.7819 | 291.3776 | 393.409 | 519.4498 | 665.0173 | 818.5628
ENS | Alternate Scenario | C&I Curtailment | C&I Curtailment-Turnkey-Auto-DR HVAC Control | General | Retail Trade | Winter Evening | Program Administrative Cost | 1 | 404.1294 | 329.484 | 534.8106 | 733.8625 | 989.4945 | 1314.8508 | 1736.1043 | 2222.6198 | 2735.7991
ENS | Alternate Scenario | C&I Curtailment | C&I Curtailment-Turnkey-Auto-DR HVAC Control | General | Services | Winter Evening | Program Administrative Cost | 1 | 261.2487 | 213.0006 | 345.7446 | 474.4443 | 639.7394 | 850.1336 | 1122.5005 | 1437.0633 | 1768.8659
ENS | Alternate Scenario | C&I Curtailment | C&I Curtailment-Turnkey-Standard Lighting Control | General | Miscellaneous | Winter Evening | Program Administrative Cost | 1 | 28855.863 | 18651.0552 | 24033.9412 | 26234.7208 | 28275.442 | 30039.5553 | 31730.9307 | 32498.4136 | 32001.5618
ENS | Alternate Scenario | C&I Curtailment | C&I Curtailment-Turnkey-Standard Lighting Control | General | Offices | Winter Evening | Program Administrative Cost | 1 | 614.1466 | 390.9162 | 495.9027 | 531.2901 | 563.9577 | 589.7011 | 622.9042 | 637.9705 | 628.2169
ENS | Alternate Scenario | C&I Curtailment | C&I Curtailment-Turnkey-Standard Lighting Control | General | Retail Trade | Winter Evening | Program Administrative Cost | 1 | 6716.1431 | 4294.0526 | 5477.3631 | 5905.5899 | 6292.0741 | 6603.3852 | 6975.1884 | 7143.8988 | 7034.6793
ENS | Alternate Scenario | C&I Curtailment | C&I Curtailment-Turnkey-Standard Lighting Control | General | Services | Winter Evening | Program Administrative Cost | 1 | 4344.4359 | 2778.1591 | 3544.2449 | 3822.0389 | 4072.84 | 4275.0922 | 4515.801 | 4625.0257 | 4554.316
ENS | Alternate Scenario | C&I Curtailment | C&I Curtailment-Turnkey-Water Heating Control | General | Miscellaneous | Winter Evening | Program Administrative Cost | 1 | 1664.912 | 1108.8051 | 1472.9583 | 1663.2485 | 1843.1654 | 2014.1199 | 2127.5249 | 2178.9838 | 2145.6704
ENS | Alternate Scenario | C&I Curtailment | C&I Curtailment-Turnkey-Water Heating Control | General | Offices | Winter Evening | Program Administrative Cost | 1 | 44.9008 | 29.8168 | 39.4791 | 44.4213 | 49.0892 | 53.48 | 56.4912 | 57.8576 | 56.973
ENS | Alternate Scenario | C&I Curtailment | C&I Curtailment-Turnkey-Water Heating Control | General | Retail Trade | Winter Evening | Program Administrative Cost | 1 | 879.9194 | 588.495 | 784.5439 | 890.0004 | 990.1036 | 1086.1003 | 1147.2531 | 1175.002 | 1157.038
ENS | Alternate Scenario | C&I Curtailment | C&I Curtailment-Turnkey-Water Heating Control | General | Services | Winter Evening | Program Administrative Cost | 1 | 568.5259 | 380.1859 | 506.7811 | 574.8169 | 639.3873 | 701.291 | 740.7771 | 758.6944 | 747.0952
ENS | Alternate Scenario | C&I Curtailment | C&I Curtailment-Turnkey-Other | General | Miscellaneous | Winter Evening | Program Administrative Cost | 1 | 30025.9963 | 19890.8512 | 26272.357 | 29467.3602 | 32425.2728 | 35177.0482 | 37157.6899 | 38056.431 | 37474.6054
ENS | Alternate Scenario | C&I Curtailment | C&I Curtailment-Turnkey-Other | General | Offices | Winter Evening | Program Administrative Cost | 1 | 827.6598 | 547.0098 | 720.7201 | 805.9601 | 884.3962 | 956.7207 | 1010.5888 | 1035.0321 | 1019.208
ENS | Alternate Scenario | C&I Curtailment | C&I Curtailment-Turnkey-Other | General | Retail Trade | Winter Evening | Program Administrative Cost | 1 | 9467.9582 | 6279.0504 | 8300.839 | 9321.3473 | 10270.8353 | 11157.8664 | 11786.1095 | 12071.1826 | 11886.6324
ENS | Alternate Scenario | C&I Curtailment | C&I Curtailment-Turnkey-Other | General | Services | Winter Evening | Program Administrative Cost | 1 | 6120.081 | 4058.6535 | 5365.3873 | 6024.8476 | 6638.3742 | 7211.5006 | 7617.5437 | 7801.7909 | 7682.5133
ENS | Alternate Scenario | C&I Curtailment | C&I Curtailment-Turnkey-Manual HVAC Control | Large General | Miscellaneous | Winter Morning | Program Administrative Cost | 1 | 47387.5776 | 30948.4489 | 40173.1005 | 44104.6137 | 47561.4795 | 50410.9188 | 53244.4846 | 53967.0548 | 53140.7683
ENS | Alternate Scenario | C&I Curtailment | C&I Curtailment-Turnkey-Manual HVAC Control | Large General | Retail Trade | Winter Morning | Program Administrative Cost | 1 | 2048.0188 | 1329.3874 | 1715.192 | 1868.6531 | 1999.4155 | 2101.8144 | 2219.9561 | 2250.0827 | 2215.6318
ENS | Alternate Scenario | C&I Curtailment | C&I Curtailment-Turnkey-Manual HVAC Control | Large General | Services | Winter Morning | Program Administrative Cost | 1 | 3279.6721 | 2128.8646 | 2746.6875 | 2992.4381 | 3201.8394 | 3365.8198 | 3555.0104 | 3603.2548 | 3548.0855
ENS | Alternate Scenario | C&I Curtailment | C&I Curtailment-Turnkey-Auto-DR HVAC Control | Large General | Miscellaneous | Winter Morning | Program Administrative Cost | 1 | 1193.6087 | 978.1159 | 1594.6323 | 2201.4702 | 2989.9095 | 3999.0053 | 5279.7335 | 6689.2297 | 8233.5141
ENS | Alternate Scenario | C&I Curtailment | C&I Curtailment-Turnkey-Auto-DR HVAC Control | Large General | Retail Trade | Winter Morning | Program Administrative Cost | 1 | 51.5859 | 42.0149 | 68.0829 | 93.2733 | 125.6914 | 166.7331 | 220.1313 | 278.8983 | 343.2851
ENS | Alternate Scenario | C&I Curtailment | C&I Curtailment-Turnkey-Auto-DR HVAC Control | Large General | Services | Winter Morning | Program Administrative Cost | 1 | 82.6091 | 67.2821 | 109.0271 | 149.3668 | 201.2807 | 267.0043 | 352.5155 | 446.6243 | 549.7326
ENS | Alternate Scenario | C&I Curtailment | C&I Curtailment-Turnkey-Standard Lighting Control | Large General | Miscellaneous | Winter Morning | Program Administrative Cost | 1 | 20874.6532 | 13500.2628 | 17395.8568 | 18995.5543 | 20502.6243 | 21792.0896 | 23017.0091 | 23329.3683 | 22972.1737
ENS | Alternate Scenario | C&I Curtailment | C&I Curtailment-Turnkey-Standard Lighting Control | Large General | Retail Trade | Winter Morning | Program Administrative Cost | 1 | 854.5365 | 545.4026 | 694.1018 | 746.6152 | 794.536 | 831.8928 | 878.6529 | 890.5769 | 876.9414
ENS | Alternate Scenario | C&I Curtailment | C&I Curtailment-Turnkey-Standard Lighting Control | Large General | Services | Winter Morning | Program Administrative Cost | 1 | 1368.4443 | 873.401 | 1111.526 | 1195.6205 | 1272.3603 | 1332.1828 | 1407.064 | 1426.159 | 1404.3231
ENS | Alternate Scenario | C&I Curtailment | C&I Curtailment-Turnkey-Water Heating Control | Large General | Miscellaneous | Winter Morning | Program Administrative Cost | 1 | 941.8127 | 623.3861 | 823.0419 | 923.7894 | 1018.9584 | 1106.6659 | 1168.8709 | 1184.7334 | 1166.594
ENS | Alternate Scenario | C&I Curtailment | C&I Curtailment-Turnkey-Water Heating Control | Large General | Retail Trade | Winter Morning | Program Administrative Cost | 1 | 112.6117 | 75.2962 | 100.279 | 113.6785 | 126.5001 | 138.6462 | 146.4394 | 148.4267 | 146.1542
ENS | Alternate Scenario | C&I Curtailment | C&I Curtailment-Turnkey-Water Heating Control | Large General | Services | Winter Morning | Program Administrative Cost | 1 | 180.3351 | 120.5784 | 160.5855 | 182.0434 | 202.5756 | 222.0263 | 234.5063 | 237.6887 | 234.0495
ENS | Alternate Scenario | C&I Curtailment | C&I Curtailment-Turnkey-Other | Large General | Miscellaneous | Winter Morning | Program Administrative Cost | 1 | 20371.3514 | 13474.0879 | 17758.2076 | 19877.469 | 21850.7387 | 23653.4464 | 24982.9916 | 25322.0308 | 24934.3266
ENS | Alternate Scenario | C&I Curtailment | C&I Curtailment-Turnkey-Other | Large General | Retail Trade | Winter Morning | Program Administrative Cost | 1 | 1209.0153 | 801.225 | 1057.6472 | 1186.1399 | 1306.6668 | 1417.6024 | 1497.2849 | 1517.6042 | 1494.3683
ENS | Alternate Scenario | C&I Curtailment | C&I Curtailment-Turnkey-Other | Large General | Services | Winter Morning | Program Administrative Cost | 1 | 1936.1022 | 1283.0718 | 1693.7033 | 1899.4698 | 2092.4802 | 2270.131 | 2397.7336 | 2430.2728 | 2393.063
ENS | Alternate Scenario | C&I Curtailment | C&I Curtailment-Turnkey-Manual HVAC Control | Large General | Miscellaneous | Winter Evening | Program Administrative Cost | 1 | 40208.7591 | 26260.3355 | 34086.7723 | 37422.2067 | 40356.9134 | 42774.3669 | 45178.6188 | 45776.386 | 45076.5339
ENS | Alternate Scenario | C&I Curtailment | C&I Curtailment-Turnkey-Manual HVAC Control | Large General | Retail Trade | Winter Evening | Program Administrative Cost | 1 | 1737.7612 | 1128.0099 | 1455.336 | 1585.5285 | 1696.546 | 1783.4188 | 1883.6608 | 1908.5839 | 1879.4045
ENS | Alternate Scenario | C&I Curtailment | C&I Curtailment-Turnkey-Manual HVAC Control | Large General | Services | Winter Evening | Program Administrative Cost | 1 | 2782.8295 | 1806.3813 | 2330.5573 | 2539.0459 | 2716.8279 | 2855.945 | 3016.4713 | 3056.3829 | 3009.6554
ENS | Alternate Scenario | C&I Curtailment | C&I Curtailment-Turnkey-Auto-DR HVAC Control | Large General | Miscellaneous | Winter Evening | Program Administrative Cost | 1 | 1012.787 | 829.9496 | 1353.0414 | 1867.9196 | 2537.001 | 3393.2117 | 4479.9207 | 5673.9943 | 6984.0593
ENS | Alternate Scenario | C&I Curtailment | C&I Curtailment-Turnkey-Auto-DR HVAC Control | Large General | Retail Trade | Winter Evening | Program Administrative Cost | 1 | 43.7711 | 35.6504 | 57.7682 | 79.1412 | 106.6518 | 141.4753 | 186.7842 | 236.5694 | 291.1908
ENS | Alternate Scenario | C&I Curtailment | C&I Curtailment-Turnkey-Auto-DR HVAC Control | Large General | Services | Winter Evening | Program Administrative Cost | 1 | 70.0945 | 57.0901 | 92.5092 | 126.7358 | 170.7909 | 226.5569 | 299.1139 | 378.8394 | 466.3094
ENS | Alternate Scenario | C&I Curtailment | C&I Curtailment-Turnkey-Standard Lighting Control | Large General | Miscellaneous | Winter Evening | Program Administrative Cost | 1 | 17712.3192 | 11455.2245 | 14760.3396 | 16117.4875 | 17396.907 | 18490.8916 | 19530.2234 | 19788.6316 | 19486.0932
ENS | Alternate Scenario | C&I Curtailment | C&I Curtailment-Turnkey-Standard Lighting Control | Large General | Retail Trade | Winter Evening | Program Administrative Cost | 1 | 725.0814 | 462.7842 | 588.9436 | 633.4936 | 674.1805 | 705.8726 | 745.5481 | 755.4126 | 743.8635
ENS | Alternate Scenario | C&I Curtailment | C&I Curtailment-Turnkey-Standard Lighting Control | Large General | Services | Winter Evening | Program Administrative Cost | 1 | 1161.1365 | 741.097 | 943.127 | 1014.4689 | 1079.6244 | 1130.3757 | 1193.9116 | 1209.7085 | 1191.2139
ENS | Alternate Scenario | C&I Curtailment | C&I Curtailment-Turnkey-Water Heating Control | Large General | Miscellaneous | Winter Evening | Program Administrative Cost | 1 | 799.136 | 528.9547 | 698.3489 | 783.8236 | 864.6076 | 939.0214 | 991.8017 | 1004.9245 | 989.5607
ENS | Alternate Scenario | C&I Curtailment | C&I Curtailment-Turnkey-Water Heating Control | Large General | Retail Trade | Winter Evening | Program Administrative Cost | 1 | 95.552 | 63.8902 | 85.0865 | 96.4548 | 107.338 | 117.6432 | 124.2557 | 125.8998 | 123.9749
ENS | Alternate Scenario | C&I Curtailment | C&I Curtailment-Turnkey-Water Heating Control | Large General | Services | Winter Evening | Program Administrative Cost | 1 | 153.0158 | 102.313 | 136.2564 | 154.4615 | 171.8897 | 188.3925 | 198.9816 | 201.6143 | 198.532
ENS | Alternate Scenario | C&I Curtailment | C&I Curtailment-Turnkey-Other | Large General | Miscellaneous | Winter Evening | Program Administrative Cost | 1 | 17285.2634 | 11433.0147 | 15067.7933 | 16865.781 | 18540.8103 | 20070.2788 | 21198.3844 | 21478.8644 | 21150.4849
ENS | Alternate Scenario | C&I Curtailment | C&I Curtailment-Turnkey-Other | Large General | Retail Trade | Winter Evening | Program Administrative Cost | 1 | 1025.8597 | 679.8543 | 897.411 | 1006.4247 | 1108.7342 | 1202.8553 | 1270.4652 | 1287.2749 | 1267.5944
ENS | Alternate Scenario | C&I Curtailment | C&I Curtailment-Turnkey-Other | Large General | Services | Winter Evening | Program Administrative Cost | 1 | 1642.7991 | 1088.7103 | 1437.1029 | 1611.6761 | 1775.5134 | 1926.2378 | 2034.5073 | 2061.4263 | 2029.9102
ENS | Alternate Scenario | C&I Curtailment | C&I Curtailment-Turnkey-Manual HVAC Control | Small Industrial | Miscellaneous | Winter Morning | Program Administrative Cost | 1 | 7911.2133 | 5162.0832 | 6705.2616 | 7363.8944 | 7929.8292 | 8406.0076 | 8874.373 | 9085.0234 | 8945.9231
ENS | Alternate Scenario | C&I Curtailment | C&I Curtailment-Turnkey-Manual HVAC Control | Small Industrial | Offices | Winter Morning | Program Administrative Cost | 1 | 98.6547 | 64.6547 | 84.4087 | 93.2763 | 101.0252 | 107.7208 | 113.7228 | 116.4222 | 114.6397
ENS | Alternate Scenario | C&I Curtailment | C&I Curtailment-Turnkey-Manual HVAC Control | Small Industrial | Retail Trade | Winter Morning | Program Administrative Cost | 1 | 343.0747 | 222.8745 | 288.0219 | 314.3986 | 336.7442 | 355.0484 | 374.831 | 383.7283 | 377.8531
ENS | Alternate Scenario | C&I Curtailment | C&I Curtailment-Turnkey-Manual HVAC Control | Small Industrial | Services | Winter Morning | Program Administrative Cost | 1 | 108.3862 | 70.4118 | 90.9936 | 99.3266 | 106.3862 | 112.169 | 118.4188 | 121.2297 | 119.3736
ENS | Alternate Scenario | C&I Curtailment | C&I Curtailment-Turnkey-Auto-DR HVAC Control | Small Industrial | Miscellaneous | Winter Morning | Program Administrative Cost | 1 | 199.2694 | 163.146 | 266.1589 | 367.5669 | 498.5016 | 666.8331 | 879.9846 | 1126.0909 | 1386.0617
ENS | Alternate Scenario | C&I Curtailment | C&I Curtailment-Turnkey-Auto-DR HVAC Control | Small Industrial | Offices | Winter Morning | Program Administrative Cost | 1 | 2.4849 | 2.0434 | 3.3505 | 4.6559 | 6.3509 | 8.5453 | 11.2768 | 14.4306 | 17.762
ENS | Alternate Scenario | C&I Curtailment | C&I Curtailment-Turnkey-Auto-DR HVAC Control | Small Industrial | Retail Trade | Winter Morning | Program Administrative Cost | 1 | 8.6414 | 7.0439 | 11.4328 | 15.6931 | 21.1691 | 28.1653 | 37.1683 | 47.5632 | 58.5437
ENS | Alternate Scenario | C&I Curtailment | C&I Curtailment-Turnkey-Auto-DR HVAC Control | Small Industrial | Services | Winter Morning | Program Administrative Cost | 1 | 2.7301 | 2.2253 | 3.6119 | 4.9579 | 6.6879 | 8.8982 | 11.7424 | 15.0265 | 18.4955
ENS | Alternate Scenario | C&I Curtailment | C&I Curtailment-Turnkey-Standard Lighting Control | Small Industrial | Miscellaneous | Winter Morning | Program Administrative Cost | 1 | 2551.0902 | 1642.9177 | 2108.4659 | 2291.1353 | 2458.1196 | 2600.9409 | 2745.86 | 2811.0383 | 2767.9986
ENS | Alternate Scenario | C&I Curtailment | C&I Curtailment-Turnkey-Standard Lighting Control | Small Industrial | Offices | Winter Morning | Program Administrative Cost | 1 | 14.1238 | 9.0553 | 11.5629 | 12.4945 | 13.3392 | 14.043 | 14.8254 | 15.1773 | 14.945
ENS | Alternate Scenario | C&I Curtailment | C&I Curtailment-Turnkey-Standard Lighting Control | Small Industrial | Retail Trade | Winter Morning | Program Administrative Cost | 1 | 149.5797 | 96.5039 | 124.0608 | 135.0732 | 145.0652 | 153.6559 | 162.2173 | 166.0678 | 163.5252
ENS | Alternate Scenario | C&I Curtailment | C&I Curtailment-Turnkey-Standard Lighting Control | Small Industrial | Services | Winter Morning | Program Administrative Cost | 1 | 47.2561 | 30.4881 | 39.194 | 42.6731 | 45.8299 | 48.5439 | 51.2486 | 52.4651 | 51.6618
ENS | Alternate Scenario | C&I Curtailment | C&I Curtailment-Turnkey-Water Heating Control | Small Industrial | Miscellaneous | Winter Morning | Program Administrative Cost | 1 | 185.8278 | 123.2521 | 163.1529 | 183.291 | 202.0078 | 219.5925 | 231.8277 | 237.3306 | 233.6968
ENS | Alternate Scenario | C&I Curtailment | C&I Curtailment-Turnkey-Water Heating Control | Small Industrial | Offices | Winter Morning | Program Administrative Cost | 1 | 0.9735 | 0.64154 | 0.8434 | 0.94028 | 1.0302 | 1.1131 | 1.1751 | 1.203 | 1.1845
ENS | Alternate Scenario | C&I Curtailment | C&I Curtailment-Turnkey-Water Heating Control | Small Industrial | Retail Trade | Winter Morning | Program Administrative Cost | 1 | 18.1824 | 12.031 | 15.8856 | 17.7954 | 19.5628 | 21.2102 | 22.392 | 22.9235 | 22.5725
ENS | Alternate Scenario | C&I Curtailment | C&I Curtailment-Turnkey-Water Heating Control | Small Industrial | Services | Winter Morning | Program Administrative Cost | 1 | 5.7443 | 3.8009 | 5.0187 | 5.622 | 6.1804 | 6.7008 | 7.0742 | 7.2421 | 7.1312
ENS | Alternate Scenario | C&I Curtailment | C&I Curtailment-Turnkey-Other | Small Industrial | Miscellaneous | Winter Morning | Program Administrative Cost | 1 | 2909.1101 | 1921.8869 | 2534.0511 | 2835.5095 | 3111.3886 | 3367.5675 | 3555.2015 | 3639.5911 | 3583.8655
ENS | Alternate Scenario | C&I Curtailment | C&I Curtailment-Turnkey-Other | Small Industrial | Offices | Winter Morning | Program Administrative Cost | 1 | 18.3525 | 12.0986 | 15.9173 | 17.7681 | 19.4561 | 21.0137 | 22.1845 | 22.7111 | 22.3634
ENS | Alternate Scenario | C&I Curtailment | C&I Curtailment-Turnkey-Other | Small Industrial | Retail Trade | Winter Morning | Program Administrative Cost | 1 | 201.4618 | 133.0661 | 175.4176 | 196.2309 | 215.294 | 232.9832 | 245.9645 | 251.803 | 247.9476
ENS | Alternate Scenario | C&I Curtailment | C&I Curtailment-Turnkey-Other | Small Industrial | Services | Winter Morning | Program Administrative Cost | 1 | 63.647 | 42.039 | 55.419 | 61.9944 | 68.017 | 73.6054 | 77.7066 | 79.5511 | 78.3331
ENS | Alternate Scenario | C&I Curtailment | C&I Curtailment-Turnkey-Industrial | Small Industrial | Manufacturing | Winter Morning | Program Administrative Cost | 1 | 711.8375 | 467.7639 | 613.1374 | 681.462 | 743.6516 | 800.48 | 845.0811 | 865.1407 | 851.8946
ENS | Alternate Scenario | C&I Curtailment | C&I Curtailment-Turnkey-Manual HVAC Control | Small Industrial | Miscellaneous | Winter Evening | Program Administrative Cost | 1 | 10713.0693 | 6990.3841 | 9079.8969 | 9971.6628 | 10738.4371 | 11383.175 | 12017.404 | 12298.5382 | 12110.512
ENS | Alternate Scenario | C&I Curtailment | C&I Curtailment-Turnkey-Manual HVAC Control | Small Industrial | Offices | Winter Evening | Program Administrative Cost | 1 | 133.5945 | 87.554 | 114.3016 | 126.3081 | 136.8066 | 145.8724 | 153.9999 | 157.6026 | 155.1931
ENS | Alternate Scenario | C&I Curtailment | C&I Curtailment-Turnkey-Manual HVAC Control | Small Industrial | Retail Trade | Winter Evening | Program Administrative Cost | 1 | 464.5789 | 301.8119 | 390.0235 | 425.7362 | 456.0131 | 480.7964 | 507.5846 | 519.459 | 511.5173
ENS | Alternate Scenario | C&I Curtailment | C&I Curtailment-Turnkey-Manual HVAC Control | Small Industrial | Services | Winter Evening | Program Administrative Cost | 1 | 146.7725 | 95.3502 | 123.2185 | 134.5011 | 144.0664 | 151.896 | 160.3591 | 164.1106 | 161.6016
ENS | Alternate Scenario | C&I Curtailment | C&I Curtailment-Turnkey-Auto-DR HVAC Control | Small Industrial | Miscellaneous | Winter Evening | Program Administrative Cost | 1 | 269.8431 | 220.9289 | 360.4177 | 497.7329 | 675.0622 | 903.0063 | 1191.6481 | 1524.4068 | 1876.3762
ENS | Alternate Scenario | C&I Curtailment | C&I Curtailment-Turnkey-Auto-DR HVAC Control | Small Industrial | Offices | Winter Evening | Program Administrative Cost | 1 | 3.365 | 2.7671 | 4.5371 | 6.3046 | 8.6002 | 11.5718 | 15.2707 | 19.5349 | 24.0453
ENS | Alternate Scenario | C&I Curtailment | C&I Curtailment-Turnkey-Auto-DR HVAC Control | Small Industrial | Retail Trade | Winter Evening | Program Administrative Cost | 1 | 11.7019 | 9.5387 | 15.4816 | 21.2505 | 28.6669 | 38.1407 | 50.3322 | 64.3871 | 79.2534
ENS | Alternate Scenario | C&I Curtailment | C&I Curtailment-Turnkey-Auto-DR HVAC Control | Small Industrial | Services | Winter Evening | Program Administrative Cost | 1 | 3.6969 | 3.0135 | 4.891 | 6.7136 | 9.0566 | 12.0496 | 15.9012 | 20.3415 | 25.0382
ENS | Alternate Scenario | C&I Curtailment | C&I Curtailment-Turnkey-Standard Lighting Control | Small Industrial | Miscellaneous | Winter Evening | Program Administrative Cost | 1 | 3454.591 | 2224.8045 | 2855.1686 | 3102.4927 | 3328.7429 | 3522.1198 | 3718.3594 | 3805.3464 | 3747.1684
ENS | Alternate Scenario | C&I Curtailment | C&I Curtailment-Turnkey-Standard Lighting Control | Small Industrial | Offices | Winter Evening | Program Administrative Cost | 1 | 19.1259 | 12.2625 | 15.6578 | 16.9192 | 18.0637 | 19.0166 | 20.0761 | 20.5458 | 20.2317
ENS | Alternate Scenario | C&I Curtailment | C&I Curtailment-Turnkey-Standard Lighting Control | Small Industrial | Retail Trade | Winter Evening | Program Administrative Cost | 1 | 202.5552 | 130.6836 | 167.9964 | 182.9065 | 196.4448 | 208.0764 | 219.6697 | 224.8086 | 221.3716
ENS | Alternate Scenario | C&I Curtailment | C&I Curtailment-Turnkey-Standard Lighting Control | Small Industrial | Services | Winter Evening | Program Administrative Cost | 1 | 63.9924 | 41.2863 | 53.0744 | 57.7849 | 62.062 | 65.7367 | 69.3993 | 71.0229 | 69.937
ENS | Alternate Scenario | C&I Curtailment | C&I Curtailment-Turnkey-Water Heating Control | Small Industrial | Miscellaneous | Winter Evening | Program Administrative Cost | 1 | 251.641 | 166.9053 | 220.9327 | 248.1996 | 273.5554 | 297.3659 | 313.934 | 321.2781 | 316.3663
ENS | Alternate Scenario | C&I Curtailment | C&I Curtailment-Turnkey-Water Heating Control | Small Industrial | Offices | Winter Evening | Program Administrative Cost | 1 | 1.3183 | 0.86875 | 1.1421 | 1.2733 | 1.395 | 1.5073 | 1.5912 | 1.6285 | 1.6036
ENS | Alternate Scenario | C&I Curtailment | C&I Curtailment-Turnkey-Water Heating Control | Small Industrial | Retail Trade | Winter Evening | Program Administrative Cost | 1 | 24.6219 | 16.2921 | 21.5114 | 24.0973 | 26.4916 | 28.7222 | 30.3225 | 31.0319 | 30.5575
ENS | Alternate Scenario | C&I Curtailment | C&I Curtailment-Turnkey-Water Heating Control | Small Industrial | Services | Winter Evening | Program Administrative Cost | 1 | 7.7787 | 5.1471 | 6.796 | 7.613 | 8.3694 | 9.0741 | 9.5797 | 9.8038 | 9.6539
ENS | Alternate Scenario | C&I Curtailment | C&I Curtailment-Turnkey-Other | Small Industrial | Miscellaneous | Winter Evening | Program Administrative Cost | 1 | 3939.4081 | 2602.5787 | 3431.4728 | 3839.6455 | 4213.3885 | 4560.2637 | 4814.3449 | 4926.9713 | 4851.6453
ENS | Alternate Scenario | C&I Curtailment | C&I Curtailment-Turnkey-Other | Small Industrial | Offices | Winter Evening | Program Administrative Cost | 1 | 24.8522 | 16.3837 | 21.5543 | 24.0603 | 26.3472 | 28.4561 | 30.0416 | 30.7444 | 30.2743
ENS | Alternate Scenario | C&I Curtailment | C&I Curtailment-Turnkey-Other | Small Industrial | Retail Trade | Winter Evening | Program Administrative Cost | 1 | 272.8121 | 180.1953 | 237.5409 | 265.722 | 291.5474 | 315.4992 | 333.0777 | 340.8696 | 335.6583
ENS | Alternate Scenario | C&I Curtailment | C&I Curtailment-Turnkey-Other | Small Industrial | Services | Winter Evening | Program Administrative Cost | 1 | 86.1884 | 56.9284 | 75.0453 | 83.9485 | 92.1074 | 99.6744 | 105.2279 | 107.6895 | 106.0431
ENS | Alternate Scenario | C&I Curtailment | C&I Curtailment-Turnkey-Industrial | Small Industrial | Manufacturing | Winter Evening | Program Administrative Cost | 1 | 963.9437 | 633.436 | 830.2769 | 922.7875 | 1007.0402 | 1083.9871 | 1144.3829 | 1171.1545 | 1153.2493
ENS | Alternate Scenario | C&I Curtailment | C&I Curtailment-Turnkey-Manual HVAC Control | Medium Industrial | Miscellaneous | Winter Morning | Program Administrative Cost | 1 | 151425.3784 | 98876.7584 | 128414.7581 | 141063.0091 | 152127.9052 | 161301.6597 | 170250.6915 | 173753.4354 | 171093.1065
ENS | Alternate Scenario | C&I Curtailment | C&I Curtailment-Turnkey-Manual HVAC Control | Medium Industrial | Offices | Winter Morning | Program Administrative Cost | 1 | 2377.0008 | 1558.9251 | 2034.8966 | 2249.2236 | 2439.6681 | 2601.9836 | 2746.3419 | 2802.8452 | 2759.931
ENS | Alternate Scenario | C&I Curtailment | C&I Curtailment-Turnkey-Manual HVAC Control | Medium Industrial | Retail Trade | Winter Morning | Program Administrative Cost | 1 | 34354.2366 | 22333.957 | 28857.6438 | 31508.0999 | 33797.2385 | 35642.8735 | 37620.3436 | 38394.3459 | 37806.4923
ENS | Alternate Scenario | C&I Curtailment | C&I Curtailment-Turnkey-Manual HVAC Control | Medium Industrial | Services | Winter Morning | Program Administrative Cost | 1 | 1581.9063 | 1028.4096 | 1328.8052 | 1450.8505 | 1556.2582 | 1641.244 | 1732.3004 | 1767.9408 | 1740.8719
ENS | Alternate Scenario | C&I Curtailment | C&I Curtailment-Turnkey-Auto-DR HVAC Control | Medium Industrial | Miscellaneous | Winter Morning | Program Administrative Cost | 1 | 3814.1356 | 3124.9686 | 5097.2995 | 7041.1231 | 9563.3836 | 12795.7634 | 16882.092 | 21536.781 | 26508.7907
ENS | Alternate Scenario | C&I Curtailment | C&I Curtailment-Turnkey-Auto-DR HVAC Control | Medium Industrial | Offices | Winter Morning | Program Administrative Cost | 1 | 59.8724 | 49.2693 | 80.7733 | 112.2694 | 153.3675 | 206.4106 | 272.3278 | 347.4134 | 427.6177
ENS | Alternate Scenario | C&I Curtailment | C&I Curtailment-Turnkey-Auto-DR HVAC Control | Medium Industrial | Retail Trade | Winter Morning | Program Administrative Cost | 1 | 865.322 | 705.8576 | 1145.4762 | 1572.7185 | 2124.6329 | 2827.4835 | 3730.4407 | 4758.9886 | 5857.655
ENS | Alternate Scenario | C&I Curtailment | C&I Curtailment-Turnkey-Auto-DR HVAC Control | Medium Industrial | Services | Winter Morning | Program Administrative Cost | 1 | 39.8454 | 32.5026 | 52.7456 | 72.4188 | 97.8328 | 130.1969 | 171.7752 | 219.1367 | 269.7269
ENS | Alternate Scenario | C&I Curtailment | C&I Curtailment-Turnkey-Standard Lighting Control | Medium Industrial | Miscellaneous | Winter Morning | Program Administrative Cost | 1 | 48829.4009 | 31469.1516 | 40379.9508 | 43889.0646 | 47157.2053 | 49909.0774 | 52678.0379 | 53761.8377 | 52938.6933
ENS | Alternate Scenario | C&I Curtailment | C&I Curtailment-Turnkey-Standard Lighting Control | Medium Industrial | Offices | Winter Morning | Program Administrative Cost | 1 | 340.3 | 218.3372 | 278.7545 | 301.2872 | 322.1289 | 339.2067 | 358.0259 | 365.392 | 359.7975
ENS | Alternate Scenario | C&I Curtailment | C&I Curtailment-Turnkey-Standard Lighting Control | Medium Industrial | Retail Trade | Winter Morning | Program Administrative Cost | 1 | 14978.3609 | 9670.5298 | 12429.9686 | 13536.6384 | 14559.435 | 15425.3267 | 16281.1254 | 16616.0938 | 16361.6858
ENS | Alternate Scenario | C&I Curtailment | C&I Curtailment-Turnkey-Standard Lighting Control | Medium Industrial | Services | Winter Morning | Program Administrative Cost | 1 | 689.7072 | 445.298 | 572.3616 | 623.3203 | 670.4169 | 710.2885 | 749.6954 | 765.1197 | 753.405
ENS | Alternate Scenario | C&I Curtailment | C&I Curtailment-Turnkey-Water Heating Control | Medium Industrial | Miscellaneous | Winter Morning | Program Administrative Cost | 1 | 3556.8553 | 2360.823 | 3124.5973 | 3511.128 | 3875.3693 | 4213.7283 | 4447.5064 | 4539.0095 | 4469.513
ENS | Alternate Scenario | C&I Curtailment | C&I Curtailment-Turnkey-Water Heating Control | Medium Industrial | Offices | Winter Morning | Program Administrative Cost | 1 | 23.4556 | 15.4684 | 20.3324 | 22.6735 | 24.8778 | 26.8858 | 28.3774 | 28.9612 | 28.5178
ENS | Alternate Scenario | C&I Curtailment | C&I Curtailment-Turnkey-Water Heating Control | Medium Industrial | Retail Trade | Winter Morning | Program Administrative Cost | 1 | 1820.7162 | 1205.6079 | 1591.6173 | 1783.4066 | 1963.4182 | 2129.2651 | 2247.397 | 2293.635 | 2258.5173
ENS | Alternate Scenario | C&I Curtailment | C&I Curtailment-Turnkey-Water Heating Control | Medium Industrial | Services | Winter Morning | Program Administrative Cost | 1 | 83.8383 | 55.5145 | 73.2891 | 82.1204 | 90.4093 | 98.0461 | 103.4857 | 105.6148 | 103.9977
ENS | Alternate Scenario | C&I Curtailment | C&I Curtailment-Turnkey-Other | Medium Industrial | Miscellaneous | Winter Morning | Program Administrative Cost | 1 | 55682.1154 | 36812.6478 | 48530.4791 | 54317.1145 | 59689.6885 | 64619.7652 | 68204.8761 | 69608.1257 | 68542.3596
ENS | Alternate Scenario | C&I Curtailment | C&I Curtailment-Turnkey-Other | Medium Industrial | Offices | Winter Morning | Program Administrative Cost | 1 | 442.1871 | 291.7162 | 383.7278 | 428.4515 | 469.8483 | 507.5827 | 535.7434 | 546.7658 | 538.3943
ENS | Alternate Scenario | C&I Curtailment | C&I Curtailment-Turnkey-Other | Medium Industrial | Retail Trade | Winter Morning | Program Administrative Cost | 1 | 20173.6463 | 13334.3781 | 17575.5314 | 19665.6874 | 21607.9255 | 23388.8974 | 24686.5157 | 25194.4169 | 24808.6666
ENS | Alternate Scenario | C&I Curtailment | C&I Curtailment-Turnkey-Other | Medium Industrial | Services | Winter Morning | Program Administrative Cost | 1 | 928.934 | 614.0068 | 809.2988 | 905.544 | 994.9781 | 1076.9863 | 1136.7376 | 1160.1249 | 1142.3623
ENS | Alternate Scenario | C&I Curtailment | C&I Curtailment-Turnkey-Manual HVAC Control | Medium Industrial | Miscellaneous | Winter Evening | Program Administrative Cost | 1 | 144496.2202 | 94353.3363 | 122536.966 | 134604.6836 | 145168.7475 | 153921.5653 | 162460.9034 | 165747.8266 | 163213.7916
ENS | Alternate Scenario | C&I Curtailment | C&I Curtailment-Turnkey-Manual HVAC Control | Medium Industrial | Offices | Winter Evening | Program Administrative Cost | 1 | 2268.2303 | 1487.6072 | 1941.7554 | 2146.2468 | 2328.0644 | 2482.9341 | 2620.6835 | 2673.7054 | 2632.8285
ENS | Alternate Scenario | C&I Curtailment | C&I Curtailment-Turnkey-Manual HVAC Control | Medium Industrial | Retail Trade | Winter Evening | Program Administrative Cost | 1 | 32782.202 | 21312.2213 | 27536.7736 | 30065.5561 | 32251.169 | 34012.0919 | 35899.0319 | 36625.3442 | 36065.3978
ENS | Alternate Scenario | C&I Curtailment | C&I Curtailment-Turnkey-Manual HVAC Control | Medium Industrial | Services | Winter Evening | Program Administrative Cost | 1 | 1509.5189 | 981.3618 | 1267.9832 | 1384.4258 | 1485.0665 | 1566.1516 | 1653.0393 | 1686.4837 | 1660.6999
ENS | Alternate Scenario | C&I Curtailment | C&I Curtailment-Turnkey-Auto-DR HVAC Control | Medium Industrial | Miscellaneous | Winter Evening | Program Administrative Cost | 1 | 3639.6024 | 2982.0073 | 4863.9862 | 6718.7574 | 9125.9024 | 12210.3141 | 16109.6551 | 20544.4838 | 25287.9869
ENS | Alternate Scenario | C&I Curtailment | C&I Curtailment-Turnkey-Auto-DR HVAC Control | Medium Industrial | Offices | Winter Evening | Program Administrative Cost | 1 | 57.1327 | 47.0154 | 77.0761 | 107.1293 | 146.3517 | 196.9666 | 259.8675 | 331.4064 | 407.9247
ENS | Alternate Scenario | C&I Curtailment | C&I Curtailment-Turnkey-Auto-DR HVAC Control | Medium Industrial | Retail Trade | Winter Evening | Program Administrative Cost | 1 | 825.7253 | 673.566 | 1093.0456 | 1500.7143 | 2027.4407 | 2698.1166 | 3559.7551 | 4539.7204 | 5587.8936
ENS | Alternate Scenario | C&I Curtailment | C&I Curtailment-Turnkey-Auto-DR HVAC Control | Medium Industrial | Services | Winter Evening | Program Administrative Cost | 1 | 38.0221 | 31.0156 | 50.3314 | 69.1033 | 93.3574 | 124.2399 | 163.9157 | 209.0401 | 257.3052
ENS | Alternate Scenario | C&I Curtailment | C&I Curtailment-Turnkey-Standard Lighting Control | Medium Industrial | Miscellaneous | Winter Evening | Program Administrative Cost | 1 | 46594.9892 | 30029.4983 | 38531.6823 | 41879.6798 | 44999.9783 | 47625.5689 | 50267.7642 | 51284.786 | 50500.7188
ENS | Alternate Scenario | C&I Curtailment | C&I Curtailment-Turnkey-Standard Lighting Control | Medium Industrial | Offices | Winter Evening | Program Administrative Cost | 1 | 324.728 | 208.3487 | 265.9953 | 287.4933 | 307.393 | 323.6869 | 341.6445 | 348.5567 | 343.2278
ENS | Alternate Scenario | C&I Curtailment | C&I Curtailment-Turnkey-Standard Lighting Control | Medium Industrial | Retail Trade | Winter Evening | Program Administrative Cost | 1 | 14292.9577 | 9228.1216 | 11861.0249 | 12916.8868 | 13893.4072 | 14719.5661 | 15536.1856 | 15850.515 | 15608.1845
ENS | Alternate Scenario | C&I Curtailment | C&I Curtailment-Turnkey-Standard Lighting Control | Medium Industrial | Services | Winter Evening | Program Administrative Cost | 1 | 658.1465 | 424.9264 | 546.1635 | 594.7827 | 639.7484 | 677.7905 | 715.3933 | 729.8672 | 718.7086
ENS | Alternate Scenario | C&I Curtailment | C&I Curtailment-Turnkey-Water Heating Control | Medium Industrial | Miscellaneous | Winter Evening | Program Administrative Cost | 1 | 3394.0952 | 2252.8198 | 2981.5784 | 3350.3771 | 3698.0889 | 4020.936 | 4244.0115 | 4329.8768 | 4263.6795
ENS | Alternate Scenario | C&I Curtailment | C&I Curtailment-Turnkey-Water Heating Control | Medium Industrial | Offices | Winter Evening | Program Administrative Cost | 1 | 22.3822 | 14.7608 | 19.4018 | 21.6355 | 23.7398 | 25.6556 | 27.079 | 27.6268 | 27.2045
ENS | Alternate Scenario | C&I Curtailment | C&I Curtailment-Turnkey-Water Heating Control | Medium Industrial | Retail Trade | Winter Evening | Program Administrative Cost | 1 | 1737.401 | 1150.4537 | 1518.7659 | 1701.7564 | 1873.6008 | 2031.8441 | 2144.5678 | 2187.9568 | 2154.5063
ENS | Alternate Scenario | C&I Curtailment | C&I Curtailment-Turnkey-Water Heating Control | Medium Industrial | Services | Winter Evening | Program Administrative Cost | 1 | 80.0019 | 52.9748 | 69.9345 | 78.3606 | 86.2735 | 93.5601 | 98.7507 | 100.7486 | 99.2083
ENS | Alternate Scenario | C&I Curtailment | C&I Curtailment-Turnkey-Other | Medium Industrial | Miscellaneous | Winter Evening | Program Administrative Cost | 1 | 53134.1265 | 35128.5398 | 46309.1451 | 51830.2995 | 56959.1575 | 61663.1932 | 65084.1749 | 66400.9636 | 65385.7928
ENS | Alternate Scenario | C&I Curtailment | C&I Curtailment-Turnkey-Other | Medium Industrial | Offices | Winter Evening | Program Administrative Cost | 1 | 421.9528 | 278.3708 | 366.1638 | 408.8356 | 448.3549 | 484.3591 | 511.2306 | 521.5738 | 513.5998
ENS | Alternate Scenario | C&I Curtailment | C&I Curtailment-Turnkey-Other | Medium Industrial | Retail Trade | Winter Evening | Program Administrative Cost | 1 | 19250.5092 | 12724.3559 | 16771.0653 | 18765.328 | 20619.4615 | 22318.7765 | 23556.9888 | 24033.5959 | 23666.1583
ENS | Alternate Scenario | C&I Curtailment | C&I Curtailment-Turnkey-Other | Medium Industrial | Services | Winter Evening | Program Administrative Cost | 1 | 886.4264 | 585.9172 | 772.2556 | 864.0853 | 949.4624 | 1027.7106 | 1084.7264 | 1106.6727 | 1089.7533
ENS | Alternate Scenario | C&I Curtailment | C&I Curtailment-Turnkey-Manual HVAC Control | Large Industrial | Miscellaneous | Winter Morning | Program Administrative Cost | 1 | 3187.1739 | 2080.0982 | 2699.366 | 2961.9666 | 3190.884 | 3380.3363 | 3571.5709 | 3617.5415 | 3562.1535
ENS | Alternate Scenario | C&I Curtailment | C&I Curtailment-Turnkey-Auto-DR HVAC Control | Large Industrial | Miscellaneous | Winter Morning | Program Administrative Cost | 1 | 80.2792 | 65.7408 | 107.1487 | 147.8458 | 200.592 | 268.1558 | 354.1577 | 448.3952 | 551.9123
ENS | Alternate Scenario | C&I Curtailment | C&I Curtailment-Turnkey-Standard Lighting Control | Large Industrial | Miscellaneous | Winter Morning | Program Administrative Cost | 1 | 1403.9787 | 907.3758 | 1168.8862 | 1275.6987 | 1375.5143 | 1461.2824 | 1543.9511 | 1563.8237 | 1539.88
ENS | Alternate Scenario | C&I Curtailment | C&I Curtailment-Turnkey-Water Heating Control | Large Industrial | Miscellaneous | Winter Morning | Program Administrative Cost | 1 | 63.344 | 41.8988 | 55.303 | 62.0396 | 68.3616 | 74.2082 | 78.4063 | 79.4155 | 78.1996
ENS | Alternate Scenario | C&I Curtailment | C&I Curtailment-Turnkey-Other | Large Industrial | Miscellaneous | Winter Morning | Program Administrative Cost | 1 | 1370.1278 | 905.6165 | 1193.2338 | 1334.9261 | 1465.9589 | 1586.0969 | 1675.8267 | 1697.3966 | 1671.4079
ENS | Alternate Scenario | C&I Curtailment | C&I Curtailment-Turnkey-Industrial | Large Industrial | Manufacturing | Winter Morning | Program Administrative Cost | 1 | 274.9425 | 180.7683 | 236.8441 | 263.2393 | 287.5805 | 309.5567 | 327.0692 | 331.279 | 326.2068
ENS | Alternate Scenario | C&I Curtailment | C&I Curtailment-Turnkey-Manual HVAC Control | Large Industrial | Miscellaneous | Winter Evening | Program Administrative Cost | 1 | 3125.2552 | 2039.7117 | 2646.8899 | 2904.351 | 3128.9396 | 3314.6865 | 3502.2019 | 3546.091 | 3491.8766
ENS | Alternate Scenario | C&I Curtailment | C&I Curtailment-Turnkey-Auto-DR HVAC Control | Large Industrial | Miscellaneous | Winter Evening | Program Administrative Cost | 1 | 78.7196 | 64.4644 | 105.0657 | 144.9699 | 196.698 | 262.948 | 347.279 | 439.5389 | 541.0237
ENS | Alternate Scenario | C&I Curtailment | C&I Curtailment-Turnkey-Standard Lighting Control | Large Industrial | Miscellaneous | Winter Evening | Program Administrative Cost | 1 | 1376.703 | 889.7585 | 1146.1629 | 1250.884 | 1348.8115 | 1432.9028 | 1513.9636 | 1532.9364 | 1509.5001
ENS | Alternate Scenario | C&I Curtailment | C&I Curtailment-Turnkey-Water Heating Control | Large Industrial | Miscellaneous | Winter Evening | Program Administrative Cost | 1 | 62.1134 | 41.0854 | 54.2279 | 60.8328 | 67.0345 | 72.767 | 76.8835 | 77.847 | 76.6568
ENS | Alternate Scenario | C&I Curtailment | C&I Curtailment-Turnkey-Other | Large Industrial | Miscellaneous | Winter Evening | Program Administrative Cost | 1 | 1343.5097 | 888.0334 | 1170.0371 | 1308.9594 | 1437.5003 | 1555.2932 | 1643.2778 | 1663.8712 | 1638.4331
ENS | Alternate Scenario | C&I Curtailment | C&I Curtailment-Turnkey-Industrial | Large Industrial | Manufacturing | Winter Evening | Program Administrative Cost | 1 | 269.6011 | 177.2586 | 232.2398 | 258.1188 | 281.9978 | 303.5448 | 320.7167 | 324.7358 | 319.7711
ENS | Alternate Scenario | C&I Loadshift to BUGs | C&I Loadshift to BUGs | Large General | Miscellaneous | Winter Morning | Program Administrative Cost | 1 | 0 | 203539.4158 | 152112.7861 | 139946.5969 | 130095.5997 | 122534.447 | 116408.3549 | 119773.811 | 119773.811
ENS | Alternate Scenario | C&I Loadshift to BUGs | C&I Loadshift to BUGs | Large General | Miscellaneous | Winter Evening | Program Administrative Cost | 1 | 0 | 180915.6356 | 135167.9692 | 124298.9318 | 115492.5207 | 108723.5323 | 103235.8422 | 106168.2707 | 106168.2707
ENS | Alternate Scenario | C&I Loadshift to BUGs | C&I Loadshift to BUGs | Small Industrial | Miscellaneous | Winter Morning | Program Administrative Cost | 1 | 0 | 54246.8187 | 40768.8015 | 37867.0681 | 35555.981 | 33845.795 | 32484.7305 | 33759.1313 | 33759.1313
ENS | Alternate Scenario | C&I Loadshift to BUGs | C&I Loadshift to BUGs | Small Industrial | Miscellaneous | Winter Evening | Program Administrative Cost | 1 | 0 | 76951.3976 | 57816.35 | 53676.1545 | 50375.4081 | 47927.4957 | 45976.9629 | 47757.1934 | 47757.1934
ENS | Alternate Scenario | C&I Loadshift to BUGs | C&I Loadshift to BUGs | Medium Industrial | Manufacturing | Winter Morning | Program Administrative Cost | 1 | 0 | 38488.9363 | 28792.8031 | 26628.6579 | 24904.3276 | 23629.8709 | 22601.6366 | 23415.7477 | 23415.7477
ENS | Alternate Scenario | C&I Loadshift to BUGs | C&I Loadshift to BUGs | Medium Industrial | Miscellaneous | Winter Morning | Program Administrative Cost | 1 | 0 | 167041.9836 | 124960.7655 | 115568.3753 | 108084.7817 | 102553.6398 | 98091.103 | 101624.345 | 101624.345
ENS | Alternate Scenario | C&I Loadshift to BUGs | C&I Loadshift to BUGs | Medium Industrial | Manufacturing | Winter Evening | Program Administrative Cost | 1 | 0 | 38473.8055 | 28773.565 | 26598.4292 | 24863.813 | 23579.1619 | 22541.764 | 23342.2417 | 23342.2417
ENS | Alternate Scenario | C&I Loadshift to BUGs | C&I Loadshift to BUGs | Medium Industrial | Miscellaneous | Winter Evening | Program Administrative Cost | 1 | 0 | 166976.3158 | 124877.272 | 115437.1828 | 107908.9483 | 102333.5628 | 97831.2558 | 101305.3292 | 101305.3292
ENS | Alternate Scenario | Dynamic Pricing | Dynamic Pricing with enabling tech. | Small General | Manufacturing | Winter Morning | Program Administrative Cost | 1 | 40.0828 | 62.8066 | 87.045 | 94.7888 | 101.4459 | 93.7059 | 77.7535 | 79.6677 | 79.6677
ENS | Alternate Scenario | Dynamic Pricing | Dynamic Pricing with enabling tech. | Small General | Manufacturing | Winter Evening | Program Administrative Cost | 1 | 40.8693 | 64.039 | 88.7527 | 96.6484 | 103.436 | 95.5442 | 79.279 | 81.2307 | 81.2307
ENS | Alternate Scenario | Dynamic Pricing | Dynamic Pricing with enabling tech. | Residential Charitable | Residential LI | Winter Morning | Program Administrative Cost | 1 | 632.9626 | 1753.1223 | 4316.5196 | 8262.9917 | 15491.8667 | 25042.4366 | 33883.6512 | 33883.366 | 33883.366
ENS | Alternate Scenario | Dynamic Pricing | Dynamic Pricing with enabling tech. | Residential Charitable | Residential Market Rate | Winter Morning | Program Administrative Cost | 1 | 3601.6121 | 9929.2808 | 24653.4106 | 47193.3285 | 88480.3928 | 143027.6078 | 193523.404 | 193521.775 | 193521.775
ENS | Alternate Scenario | Dynamic Pricing | Dynamic Pricing w/o enabling tech. | Residential Charitable | Residential LI | Winter Morning | Program Administrative Cost | 1 | 30158.8509 | 29775.2782 | 27610.7491 | 24301.9279 | 17723.6419 | 8838.8377 | 0 | 0 | 0
ENS | Alternate Scenario | Dynamic Pricing | Dynamic Pricing w/o enabling tech. | Residential Charitable | Residential Market Rate | Winter Morning | Program Administrative Cost | 1 | 171606.4917 | 168640.3121 | 157696.2917 | 138798.2594 | 101226.9749 | 50482.2207 | 0 | 0 | 0
ENS | Alternate Scenario | Dynamic Pricing | Dynamic Pricing with enabling tech. | Residential Charitable | Residential LI | Winter Evening | Program Administrative Cost | 1 | 632.9601 | 1753.1121 | 4316.4852 | 8262.9214 | 15491.7284 | 25042.2342 | 33883.4239 | 33883.1331 | 33883.1331
ENS | Alternate Scenario | Dynamic Pricing | Dynamic Pricing with enabling tech. | Residential Charitable | Residential Market Rate | Winter Evening | Program Administrative Cost | 1 | 3601.5984 | 9929.2226 | 24653.2142 | 47192.9269 | 88479.6029 | 143026.4515 | 193522.1057 | 193520.4448 | 193520.4448
ENS | Alternate Scenario | Dynamic Pricing | Dynamic Pricing w/o enabling tech. | Residential Charitable | Residential LI | Winter Evening | Program Administrative Cost | 1 | 30158.7357 | 29775.1035 | 27610.529 | 24301.7211 | 17723.4837 | 8838.7662 | 0 | 0 | 0
ENS | Alternate Scenario | Dynamic Pricing | Dynamic Pricing w/o enabling tech. | Residential Charitable | Residential Market Rate | Winter Evening | Program Administrative Cost | 1 | 171605.8365 | 168639.3229 | 157695.0349 | 138797.0784 | 101226.0712 | 50481.8126 | 0 | 0 | 0
ENS | Alternate Scenario | BTM Battery Control | BTM Battery Control-BYOB | Residential Charitable | Residential Market Rate | Winter Morning | Program Administrative Cost | 0 | 9418.1112 | 34972.0492 | 0 | 0 | 0 | 0 | 0 | 0 | 0
ENS | Alternate Scenario | BTM Battery Control | BTM Battery Control-BYOB | Residential Charitable | Residential Market Rate | Winter Evening | Program Administrative Cost | 0 | 11905.0552 | 44086.2446 | 0 | 0 | 0 | 0 | 0 | 0 | 0
ENS | Alternate Scenario | EV Charging Control | EV Charging Control | EV Res LDV | EV | Winter Morning | Program Administrative Cost | 0 | 812.9074 | 964.2367 | 0 | 0 | 0 | 0 | 0 | 0 | 0
ENS | Alternate Scenario | EV Charging Control | EV Charging Control | EV Res LDV | EV | Winter Evening | Program Administrative Cost | 0 | 9558.1653 | 11306.5865 | 0 | 0 | 0 | 0 | 0 | 0 | 0
ENS | Alternate Scenario | EV Charging Control | EV Charging Control | EV Com LDV | EV | Winter Morning | Program Administrative Cost | 0 | 274.8392 | 337.5813 | 0 | 0 | 0 | 0 | 0 | 0 | 0
ENS | Alternate Scenario | EV Charging Control | EV Charging Control | EV Com LDV | EV | Winter Evening | Program Administrative Cost | 0 | 3231.5592 | 3958.4596 | 0 | 0 | 0 | 0 | 0 | 0 | 0
ENS | Alternate Scenario | Behavioral DR | Behavioral DR | Residential Charitable | Residential LI | Winter Morning | Program Administrative Cost | 1 | 0 | 48828.3368 | 31561.3066 | 17189.0721 | 17671.4969 | 18234.8509 | 18234.851 | 18234.851 | 18234.851
ENS | Alternate Scenario | Behavioral DR | Behavioral DR | Residential Charitable | Residential Market Rate | Winter Morning | Program Administrative Cost | 1 | 0 | 277968.8632 | 180259.5433 | 98173.8279 | 100929.1531 | 104146.6991 | 104146.699 | 104146.699 | 104146.6991
ENS | Alternate Scenario | Behavioral DR | Behavioral DR | Residential Charitable | Residential LI | Winter Evening | Program Administrative Cost | 1 | 0 | 48828.3368 | 31561.3067 | 17189.0721 | 17671.4969 | 18234.8509 | 18234.851 | 18234.851 | 18234.8509
ENS | Alternate Scenario | Behavioral DR | Behavioral DR | Residential Charitable | Residential Market Rate | Winter Evening | Program Administrative Cost | 1 | 0 | 277968.8632 | 180259.5433 | 98173.8279 | 100929.1531 | 104146.6991 | 104146.699 | 104146.699 | 104146.699
ENS | Preferred Plan | DLC-Thermostat | DLC-Thermostat-BYOT-Central Heat Pump | Residential Charitable | Residential LI | Winter Morning | Program Administrative Cost | 0 | 7778.9407 | 9976.1485 | 1591.2333 | 1662.0799 | 1704.3236 | 1755.2378 | 1810.452 | 1853.6554 | 1852.4744
ENS | Preferred Plan | DLC-Thermostat | DLC-Thermostat-BYOT-Central Heat Pump | Residential Charitable | Residential Market Rate | Winter Morning | Program Administrative Cost | 0 | 47602.1944 | 61047.7159 | 9737.3406 | 10170.8775 | 10429.3822 | 10740.9446 | 11078.8208 | 11343.1981 | 11335.9709
ENS | Preferred Plan | DLC-Thermostat | DLC-Thermostat-DI-Baseboard Heating | Residential Charitable | Residential LI | Winter Morning | Program Administrative Cost | 0 | 40191.2812 | 51078.7841 | 8127.4389 | 8446.7575 | 8702.4707 | 8937.0071 | 9206.1947 | 9431.4877 | 9430.3817
ENS | Preferred Plan | DLC-Thermostat | DLC-Thermostat-DI-Baseboard Heating | Residential Charitable | Residential Market Rate | Winter Morning | Program Administrative Cost | 0 | 382581.4354 | 486219.7453 | 77365.2184 | 80404.817 | 82838.9548 | 85071.5104 | 87633.9112 | 89778.4792 | 89767.9515
ENS | Preferred Plan | DLC-Thermostat | DLC-Thermostat-BYOT-Baseboard Heating | Residential Charitable | Residential LI | Winter Morning | Program Administrative Cost | 0 | 2780.2262 | 5971.4434 | 950.0008 | 987.6487 | 1017.6581 | 1045.0021 | 1076.3392 | 1102.7696 | 1102.6133
ENS | Preferred Plan | DLC-Thermostat | DLC-Thermostat-BYOT-Baseboard Heating | Residential Charitable | Residential Market Rate | Winter Morning | Program Administrative Cost | 0 | 26465.0164 | 56842.2631 | 9043.0725 | 9401.4434 | 9687.1037 | 9947.3911 | 10245.6897 | 10497.2809 | 10495.7934
ENS | Preferred Plan | DLC-Thermostat | DLC-Thermostat-DI-MSHP | Residential Charitable | Residential LI | Winter Morning | Program Administrative Cost | 0 | 15849.5444 | 29585.6107 | 4709.5082 | 4894.4686 | 5042.7901 | 5178.9486 | 5334.2539 | 5465.3501 | 5464.5578
ENS | Preferred Plan | DLC-Thermostat | DLC-Thermostat-DI-MSHP | Residential Charitable | Residential Market Rate | Winter Morning | Program Administrative Cost | 0 | 150872.0611 | 281625.8911 | 44829.882 | 46590.5233 | 48002.3978 | 49298.4929 | 50776.8469 | 52024.7531 | 52017.2108
ENS | Preferred Plan | DLC-Thermostat | DLC-Thermostat-BYOT-MSHP | Residential Charitable | Residential LI | Winter Morning | Program Administrative Cost | 0 | 2800.3123 | 2675.0604 | 425.6392 | 442.0931 | 456.9742 | 468.6242 | 481.8409 | 496.5318 | 499.3857
ENS | Preferred Plan | DLC-Thermostat | DLC-Thermostat-BYOT-MSHP | Residential Charitable | Residential Market Rate | Winter Morning | Program Administrative Cost | 0 | 26656.217 | 25463.9419 | 4051.6662 | 4208.291 | 4349.9448 | 4460.8413 | 4586.6508 | 4726.4942 | 4753.6606
ENS | Preferred Plan | DLC-Thermostat | DLC-Thermostat-BYOT-Central Heat Pump | Residential Charitable | Residential LI | Winter Evening | Program Administrative Cost | 0 | 7622.0077 | 9748.3048 | 1591.2333 | 1662.0799 | 1704.3236 | 1755.2378 | 1810.452 | 1853.6554 | 1852.4744
ENS | Preferred Plan | DLC-Thermostat | DLC-Thermostat-BYOT-Central Heat Pump | Residential Charitable | Residential Market Rate | Winter Evening | Program Administrative Cost | 0 | 46641.864 | 59653.457 | 9737.3406 | 10170.8775 | 10429.3822 | 10740.9446 | 11078.8208 | 11343.1981 | 11335.9709
ENS | Preferred Plan | DLC-Thermostat | DLC-Thermostat-DI-Baseboard Heating | Residential Charitable | Residential LI | Winter Evening | Program Administrative Cost | 0 | 39380.4592 | 49912.204 | 8127.4389 | 8446.7575 | 8702.4707 | 8937.0071 | 9206.1947 | 9431.4877 | 9430.3817
ENS | Preferred Plan | DLC-Thermostat | DLC-Thermostat-DI-Baseboard Heating | Residential Charitable | Residential Market Rate | Winter Evening | Program Administrative Cost | 0 | 374863.2081 | 475115.0518 | 77365.2184 | 80404.817 | 82838.9548 | 85071.5104 | 87633.9112 | 89778.4792 | 89767.9515
ENS | Preferred Plan | DLC-Thermostat | DLC-Thermostat-BYOT-Baseboard Heating | Residential Charitable | Residential LI | Winter Evening | Program Administrative Cost | 0 | 2724.1377 | 5835.0626 | 950.0008 | 987.6487 | 1017.6581 | 1045.0021 | 1076.3392 | 1102.7696 | 1102.6133
ENS | Preferred Plan | DLC-Thermostat | DLC-Thermostat-BYOT-Baseboard Heating | Residential Charitable | Residential Market Rate | Winter Evening | Program Administrative Cost | 0 | 25931.1091 | 55544.052 | 9043.0725 | 9401.4434 | 9687.1037 | 9947.3911 | 10245.6897 | 10497.2809 | 10495.7934
ENS | Preferred Plan | DLC-Thermostat | DLC-Thermostat-DI-MSHP | Residential Charitable | Residential LI | Winter Evening | Program Administrative Cost | 0 | 15529.7944 | 28909.9097 | 4709.5082 | 4894.4686 | 5042.7901 | 5178.9486 | 5334.2539 | 5465.3501 | 5464.5578
ENS | Preferred Plan | DLC-Thermostat | DLC-Thermostat-DI-MSHP | Residential Charitable | Residential Market Rate | Winter Evening | Program Administrative Cost | 0 | 147828.3565 | 275193.8833 | 44829.882 | 46590.5233 | 48002.3978 | 49298.4929 | 50776.8469 | 52024.7531 | 52017.2108
ENS | Preferred Plan | DLC-Thermostat | DLC-Thermostat-BYOT-MSHP | Residential Charitable | Residential LI | Winter Evening | Program Administrative Cost | 0 | 2743.8186 | 2613.9651 | 425.6392 | 442.0931 | 456.9742 | 468.6242 | 481.8409 | 496.5318 | 499.3857
ENS | Preferred Plan | DLC-Thermostat | DLC-Thermostat-BYOT-MSHP | Residential Charitable | Residential Market Rate | Winter Evening | Program Administrative Cost | 0 | 26118.4524 | 24882.3751 | 4051.6662 | 4208.291 | 4349.9448 | 4460.8413 | 4586.6508 | 4726.4942 | 4753.6606
ENS | Preferred Plan | DLC-Water Heating | DLC-Switch-Water Heating | Residential Charitable | Residential LI | Winter Morning | Program Administrative Cost | 0 | 31793.8309 | 30002.6915 | 16911.5402 | 17563.7272 | 18111.9924 | 18637.316 | 19221 | 19742.9427 | 19742.9427
ENS | Preferred Plan | DLC-Water Heating | DLC-Switch-Water Heating | Residential Charitable | Residential Market Rate | Winter Morning | Program Administrative Cost | 0 | 363175.1691 | 342715.3085 | 193177.4598 | 200627.2728 | 206890.0076 | 212890.684 | 219558 | 225520.0573 | 225520.0573
ENS | Preferred Plan | DLC-Water Heating | DLC-Switch-Water Heating | Residential Charitable | Residential LI | Winter Evening | Program Administrative Cost | 0 | 31793.8309 | 30002.6915 | 16911.5402 | 17563.7272 | 18111.9924 | 18637.316 | 19221 | 19742.9427 | 19742.9427
ENS | Preferred Plan | DLC-Water Heating | DLC-Switch-Water Heating | Residential Charitable | Residential Market Rate | Winter Evening | Program Administrative Cost | 0 | 363175.1691 | 342715.3085 | 193177.4598 | 200627.2728 | 206890.0076 | 212890.684 | 219558 | 225520.0573 | 225520.0573
ENS | Preferred Plan | C&I Curtailment | C&I Curtailment-Turnkey-Manual HVAC Control | General | Miscellaneous | Winter Morning | Program Administrative Cost | 1 | 58927.5613 | 38444.779 | 49898.6667 | 54764.0389 | 58972.4236 | 62481.2272 | 65999.3287 | 67618.3246 | 66583.0243
ENS | Preferred Plan | C&I Curtailment | C&I Curtailment-Turnkey-Manual HVAC Control | General | Offices | Winter Morning | Program Administrative Cost | 1 | 3868.6112 | 2543.0345 | 3328.1915 | 3690.9966 | 4013.0438 | 4293.792 | 4535.5606 | 4646.8201 | 4575.6729
ENS | Preferred Plan | C&I Curtailment | C&I Curtailment-Turnkey-Manual HVAC Control | General | Retail Trade | Winter Morning | Program Administrative Cost | 1 | 13891.5224 | 9026.1927 | 11665.6066 | 12729.8584 | 13627.9699 | 14350.7041 | 15158.7426 | 15530.594 | 15292.8059
ENS | Preferred Plan | C&I Curtailment | C&I Curtailment-Turnkey-Manual HVAC Control | General | Services | Winter Morning | Program Administrative Cost | 1 | 8980.1504 | 5835.1371 | 7541.5871 | 8229.8914 | 8810.9125 | 9278.6314 | 9801.079 | 10041.5042 | 9887.7593
ENS | Preferred Plan | C&I Curtailment | C&I Curtailment-Turnkey-Auto-DR HVAC Control | General | Miscellaneous | Winter Morning | Program Administrative Cost | 1 | 1484.2803 | 1215.0351 | 1980.6793 | 2733.5326 | 3707.2482 | 4956.5206 | 6544.5064 | 8381.3079 | 10316.2278
ENS | Preferred Plan | C&I Curtailment | C&I Curtailment-Turnkey-Auto-DR HVAC Control | General | Offices | Winter Morning | Program Administrative Cost | 1 | 97.4434 | 80.3718 | 132.1093 | 184.2351 | 252.2764 | 340.6186 | 449.7471 | 575.9745 | 708.9447
ENS | Preferred Plan | C&I Curtailment | C&I Curtailment-Turnkey-Auto-DR HVAC Control | General | Retail Trade | Winter Morning | Program Administrative Cost | 1 | 349.9027 | 285.27 | 463.055 | 635.4075 | 856.71 | 1138.4149 | 1503.1439 | 1925.0209 | 2369.4338
ENS | Preferred Plan | C&I Curtailment | C&I Curtailment-Turnkey-Auto-DR HVAC Control | General | Services | Winter Morning | Program Administrative Cost | 1 | 226.194 | 184.4177 | 299.356 | 410.7929 | 553.8901 | 736.0567 | 971.8769 | 1244.6469 | 1531.9877
ENS | Preferred Plan | C&I Curtailment | C&I Curtailment-Turnkey-Standard Lighting Control | General | Miscellaneous | Winter Morning | Program Administrative Cost | 1 | 24983.9423 | 16148.2359 | 20809.3028 | 22715.0731 | 24481.0408 | 26008.6365 | 27473.0927 | 28147.0211 | 27716.0637
ENS | Preferred Plan | C&I Curtailment | C&I Curtailment-Turnkey-Standard Lighting Control | General | Offices | Winter Morning | Program Administrative Cost | 1 | 531.7395 | 338.4584 | 429.3673 | 460.0122 | 488.2778 | 510.5709 | 539.3193 | 552.5491 | 544.089
ENS | Preferred Plan | C&I Curtailment | C&I Curtailment-Turnkey-Standard Lighting Control | General | Retail Trade | Winter Morning | Program Administrative Cost | 1 | 5814.9615 | 3717.8258 | 4742.4643 | 5113.2965 | 5447.714 | 5717.2965 | 6039.2176 | 6187.3626 | 6092.6283
ENS | Preferred Plan | C&I Curtailment | C&I Curtailment-Turnkey-Standard Lighting Control | General | Services | Winter Morning | Program Administrative Cost | 1 | 3761.4934 | 2405.3528 | 3068.7129 | 3309.2745 | 3526.2883 | 3701.4303 | 3909.845 | 4005.7554 | 3944.4235
ENS | Preferred Plan | C&I Curtailment | C&I Curtailment-Turnkey-Water Heating Control | General | Miscellaneous | Winter Morning | Program Administrative Cost | 1 | 1441.5117 | 960.0125 | 1275.3312 | 1440.1072 | 1595.8232 | 1743.8512 | 1842.0414 | 1887.2276 | 1858.3323
ENS | Preferred Plan | C&I Curtailment | C&I Curtailment-Turnkey-Water Heating Control | General | Offices | Winter Morning | Program Administrative Cost | 1 | 38.876 | 25.8157 | 34.1822 | 38.4617 | 42.5017 | 46.3037 | 48.9109 | 50.1107 | 49.3434
ENS | Preferred Plan | C&I Curtailment | C&I Curtailment-Turnkey-Water Heating Control | General | Retail Trade | Winter Morning | Program Administrative Cost | 1 | 761.8506 | 509.5238 | 679.2815 | 770.5981 | 857.2374 | 940.3597 | 993.3081 | 1017.6744 | 1002.0929
ENS | Preferred Plan | C&I Curtailment | C&I Curtailment-Turnkey-Water Heating Control | General | Services | Winter Morning | Program Administrative Cost | 1 | 492.2403 | 329.1681 | 438.7861 | 497.6995 | 553.5852 | 607.1868 | 641.3754 | 657.1086 | 647.0477
ENS | Preferred Plan | C&I Curtailment | C&I Curtailment-Turnkey-Other | General | Miscellaneous | Winter Morning | Program Administrative Cost | 1 | 25997.0654 | 17221.6614 | 22747.3899 | 25514.0219 | 28073.9882 | 30456.7444 | 32171.6582 | 32960.8448 | 32456.1832
ENS | Preferred Plan | C&I Curtailment | C&I Curtailment-Turnkey-Other | General | Offices | Winter Morning | Program Administrative Cost | 1 | 716.6033 | 473.6055 | 624.021 | 697.8325 | 765.7153 | 828.3412 | 874.9822 | 896.4459 | 882.7205
ENS | Preferred Plan | C&I Curtailment | C&I Curtailment-Turnkey-Other | General | Retail Trade | Winter Morning | Program Administrative Cost | 1 | 8197.5341 | 5436.4531 | 7187.1138 | 8070.7962 | 8892.5484 | 9660.6254 | 10204.5818 | 10454.9052 | 10294.8307
ENS | Preferred Plan | C&I Curtailment | C&I Curtailment-Turnkey-Other | General | Services | Winter Morning | Program Administrative Cost | 1 | 5298.8799 | 3514.0153 | 4645.5123 | 5216.5546 | 5747.5427 | 6243.8107 | 6595.3781 | 6757.1659 | 6653.7074
ENS | Preferred Plan | C&I Curtailment | C&I Curtailment-Turnkey-Manual HVAC Control | General | Miscellaneous | Winter Evening | Program Administrative Cost | 1 | 68059.9409 | 44403.3453 | 57631.0333 | 63249.5993 | 68112.7636 | 72164.809 | 76228.0444 | 78071.7885 | 76878.1883
ENS | Preferred Plan | C&I Curtailment | C&I Curtailment-Turnkey-Manual HVAC Control | General | Offices | Winter Evening | Program Administrative Cost | 1 | 4468.1545 | 2937.18 | 3843.9326 | 4262.908 | 4635.0394 | 4959.2605 | 5238.4914 | 5365.1959 | 5283.1701
ENS | Preferred Plan | C&I Curtailment | C&I Curtailment-Turnkey-Manual HVAC Control | General | Retail Trade | Winter Evening | Program Administrative Cost | 1 | 16044.3802 | 10425.1646 | 13473.3252 | 14702.3203 | 15740.2161 | 16574.8316 | 17508.0766 | 17931.5482 | 17657.4018
ENS | Preferred Plan | C&I Curtailment | C&I Curtailment-Turnkey-Manual HVAC Control | General | Services | Winter Evening | Program Administrative Cost | 1 | 10371.8615 | 6739.5265 | 8710.2419 | 9505.0939 | 10176.5464 | 10716.6695 | 11320.0709 | 11593.8719 | 11416.6191
ENS | Preferred Plan | C&I Curtailment | C&I Curtailment-Turnkey-Auto-DR HVAC Control | General | Miscellaneous | Winter Evening | Program Administrative Cost | 1 | 1714.3087 | 1403.3537 | 2287.6081 | 3157.0871 | 4281.8475 | 5724.7013 | 7558.7878 | 9677.0174 | 11911.3379
ENS | Preferred Plan | C&I Curtailment | C&I Curtailment-Turnkey-Auto-DR HVAC Control | General | Offices | Winter Evening | Program Administrative Cost | 1 | 112.5449 | 92.8286 | 152.5812 | 212.7819 | 291.3776 | 393.409 | 519.4498 | 665.0173 | 818.5628
ENS | Preferred Plan | C&I Curtailment | C&I Curtailment-Turnkey-Auto-DR HVAC Control | General | Retail Trade | Winter Evening | Program Administrative Cost | 1 | 404.1294 | 329.484 | 534.8106 | 733.8625 | 989.4945 | 1314.8508 | 1736.1043 | 2222.6198 | 2735.7991
ENS | Preferred Plan | C&I Curtailment | C&I Curtailment-Turnkey-Auto-DR HVAC Control | General | Services | Winter Evening | Program Administrative Cost | 1 | 261.2487 | 213.0006 | 345.7446 | 474.4443 | 639.7394 | 850.1336 | 1122.5005 | 1437.0633 | 1768.8659
ENS | Preferred Plan | C&I Curtailment | C&I Curtailment-Turnkey-Standard Lighting Control | General | Miscellaneous | Winter Evening | Program Administrative Cost | 1 | 28855.863 | 18651.0552 | 24033.9412 | 26234.7208 | 28275.442 | 30039.5553 | 31730.9307 | 32498.4136 | 32001.5618
ENS | Preferred Plan | C&I Curtailment | C&I Curtailment-Turnkey-Standard Lighting Control | General | Offices | Winter Evening | Program Administrative Cost | 1 | 614.1466 | 390.9162 | 495.9027 | 531.2901 | 563.9577 | 589.7011 | 622.9042 | 637.9705 | 628.2169
ENS | Preferred Plan | C&I Curtailment | C&I Curtailment-Turnkey-Standard Lighting Control | General | Retail Trade | Winter Evening | Program Administrative Cost | 1 | 6716.1431 | 4294.0526 | 5477.3631 | 5905.5899 | 6292.0741 | 6603.3852 | 6975.1884 | 7143.8988 | 7034.6793
ENS | Preferred Plan | C&I Curtailment | C&I Curtailment-Turnkey-Standard Lighting Control | General | Services | Winter Evening | Program Administrative Cost | 1 | 4344.4359 | 2778.1591 | 3544.2449 | 3822.0389 | 4072.84 | 4275.0922 | 4515.801 | 4625.0257 | 4554.316
ENS | Preferred Plan | C&I Curtailment | C&I Curtailment-Turnkey-Water Heating Control | General | Miscellaneous | Winter Evening | Program Administrative Cost | 1 | 1664.912 | 1108.8051 | 1472.9583 | 1663.2485 | 1843.1654 | 2014.1199 | 2127.5249 | 2178.9838 | 2145.6704
ENS | Preferred Plan | C&I Curtailment | C&I Curtailment-Turnkey-Water Heating Control | General | Offices | Winter Evening | Program Administrative Cost | 1 | 44.9008 | 29.8168 | 39.4791 | 44.4213 | 49.0892 | 53.48 | 56.4912 | 57.8576 | 56.973
ENS | Preferred Plan | C&I Curtailment | C&I Curtailment-Turnkey-Water Heating Control | General | Retail Trade | Winter Evening | Program Administrative Cost | 1 | 879.9194 | 588.495 | 784.5439 | 890.0004 | 990.1036 | 1086.1003 | 1147.2531 | 1175.002 | 1157.038
ENS | Preferred Plan | C&I Curtailment | C&I Curtailment-Turnkey-Water Heating Control | General | Services | Winter Evening | Program Administrative Cost | 1 | 568.5259 | 380.1859 | 506.7811 | 574.8169 | 639.3873 | 701.291 | 740.7771 | 758.6944 | 747.0952
ENS | Preferred Plan | C&I Curtailment | C&I Curtailment-Turnkey-Other | General | Miscellaneous | Winter Evening | Program Administrative Cost | 1 | 30025.9963 | 19890.8512 | 26272.357 | 29467.3602 | 32425.2728 | 35177.0482 | 37157.6899 | 38056.431 | 37474.6054
ENS | Preferred Plan | C&I Curtailment | C&I Curtailment-Turnkey-Other | General | Offices | Winter Evening | Program Administrative Cost | 1 | 827.6598 | 547.0098 | 720.7201 | 805.9601 | 884.3962 | 956.7207 | 1010.5888 | 1035.0321 | 1019.208
ENS | Preferred Plan | C&I Curtailment | C&I Curtailment-Turnkey-Other | General | Retail Trade | Winter Evening | Program Administrative Cost | 1 | 9467.9582 | 6279.0504 | 8300.839 | 9321.3473 | 10270.8353 | 11157.8664 | 11786.1095 | 12071.1826 | 11886.6324
ENS | Preferred Plan | C&I Curtailment | C&I Curtailment-Turnkey-Other | General | Services | Winter Evening | Program Administrative Cost | 1 | 6120.081 | 4058.6535 | 5365.3873 | 6024.8476 | 6638.3742 | 7211.5006 | 7617.5437 | 7801.7909 | 7682.5133
ENS | Preferred Plan | C&I Curtailment | C&I Curtailment-Turnkey-Manual HVAC Control | Large General | Miscellaneous | Winter Morning | Program Administrative Cost | 1 | 47387.5776 | 30948.4489 | 40173.1005 | 44104.6137 | 47561.4795 | 50410.9188 | 53244.4846 | 53967.0548 | 53140.7683
ENS | Preferred Plan | C&I Curtailment | C&I Curtailment-Turnkey-Manual HVAC Control | Large General | Retail Trade | Winter Morning | Program Administrative Cost | 1 | 2048.0188 | 1329.3874 | 1715.192 | 1868.6531 | 1999.4155 | 2101.8144 | 2219.9561 | 2250.0827 | 2215.6318
ENS | Preferred Plan | C&I Curtailment | C&I Curtailment-Turnkey-Manual HVAC Control | Large General | Services | Winter Morning | Program Administrative Cost | 1 | 3279.6721 | 2128.8646 | 2746.6875 | 2992.4381 | 3201.8394 | 3365.8198 | 3555.0104 | 3603.2548 | 3548.0855
ENS | Preferred Plan | C&I Curtailment | C&I Curtailment-Turnkey-Auto-DR HVAC Control | Large General | Miscellaneous | Winter Morning | Program Administrative Cost | 1 | 1193.6087 | 978.1159 | 1594.6323 | 2201.4702 | 2989.9095 | 3999.0053 | 5279.7335 | 6689.2297 | 8233.5141
ENS | Preferred Plan | C&I Curtailment | C&I Curtailment-Turnkey-Auto-DR HVAC Control | Large General | Retail Trade | Winter Morning | Program Administrative Cost | 1 | 51.5859 | 42.0149 | 68.0829 | 93.2733 | 125.6914 | 166.7331 | 220.1313 | 278.8983 | 343.2851
ENS | Preferred Plan | C&I Curtailment | C&I Curtailment-Turnkey-Auto-DR HVAC Control | Large General | Services | Winter Morning | Program Administrative Cost | 1 | 82.6091 | 67.2821 | 109.0271 | 149.3668 | 201.2807 | 267.0043 | 352.5155 | 446.6243 | 549.7326
ENS | Preferred Plan | C&I Curtailment | C&I Curtailment-Turnkey-Standard Lighting Control | Large General | Miscellaneous | Winter Morning | Program Administrative Cost | 1 | 20874.6532 | 13500.2628 | 17395.8568 | 18995.5543 | 20502.6243 | 21792.0896 | 23017.0091 | 23329.3683 | 22972.1737
ENS | Preferred Plan | C&I Curtailment | C&I Curtailment-Turnkey-Standard Lighting Control | Large General | Retail Trade | Winter Morning | Program Administrative Cost | 1 | 854.5365 | 545.4026 | 694.1018 | 746.6152 | 794.536 | 831.8928 | 878.6529 | 890.5769 | 876.9414
ENS | Preferred Plan | C&I Curtailment | C&I Curtailment-Turnkey-Standard Lighting Control | Large General | Services | Winter Morning | Program Administrative Cost | 1 | 1368.4443 | 873.401 | 1111.526 | 1195.6205 | 1272.3603 | 1332.1828 | 1407.064 | 1426.159 | 1404.3231
ENS | Preferred Plan | C&I Curtailment | C&I Curtailment-Turnkey-Water Heating Control | Large General | Miscellaneous | Winter Morning | Program Administrative Cost | 1 | 941.8127 | 623.3861 | 823.0419 | 923.7894 | 1018.9584 | 1106.6659 | 1168.8709 | 1184.7334 | 1166.594
ENS | Preferred Plan | C&I Curtailment | C&I Curtailment-Turnkey-Water Heating Control | Large General | Retail Trade | Winter Morning | Program Administrative Cost | 1 | 112.6117 | 75.2962 | 100.279 | 113.6785 | 126.5001 | 138.6462 | 146.4394 | 148.4267 | 146.1542
ENS | Preferred Plan | C&I Curtailment | C&I Curtailment-Turnkey-Water Heating Control | Large General | Services | Winter Morning | Program Administrative Cost | 1 | 180.3351 | 120.5784 | 160.5855 | 182.0434 | 202.5756 | 222.0263 | 234.5063 | 237.6887 | 234.0495
ENS | Preferred Plan | C&I Curtailment | C&I Curtailment-Turnkey-Other | Large General | Miscellaneous | Winter Morning | Program Administrative Cost | 1 | 20371.3514 | 13474.0879 | 17758.2076 | 19877.469 | 21850.7387 | 23653.4464 | 24982.9916 | 25322.0308 | 24934.3266
ENS | Preferred Plan | C&I Curtailment | C&I Curtailment-Turnkey-Other | Large General | Retail Trade | Winter Morning | Program Administrative Cost | 1 | 1209.0153 | 801.225 | 1057.6472 | 1186.1399 | 1306.6668 | 1417.6024 | 1497.2849 | 1517.6042 | 1494.3683
ENS | Preferred Plan | C&I Curtailment | C&I Curtailment-Turnkey-Other | Large General | Services | Winter Morning | Program Administrative Cost | 1 | 1936.1022 | 1283.0718 | 1693.7033 | 1899.4698 | 2092.4802 | 2270.131 | 2397.7336 | 2430.2728 | 2393.063
ENS | Preferred Plan | C&I Curtailment | C&I Curtailment-Turnkey-Manual HVAC Control | Large General | Miscellaneous | Winter Evening | Program Administrative Cost | 1 | 40208.7591 | 26260.3355 | 34086.7723 | 37422.2067 | 40356.9134 | 42774.3669 | 45178.6188 | 45776.386 | 45076.5339
ENS | Preferred Plan | C&I Curtailment | C&I Curtailment-Turnkey-Manual HVAC Control | Large General | Retail Trade | Winter Evening | Program Administrative Cost | 1 | 1737.7612 | 1128.0099 | 1455.336 | 1585.5285 | 1696.546 | 1783.4188 | 1883.6608 | 1908.5839 | 1879.4045
ENS | Preferred Plan | C&I Curtailment | C&I Curtailment-Turnkey-Manual HVAC Control | Large General | Services | Winter Evening | Program Administrative Cost | 1 | 2782.8295 | 1806.3813 | 2330.5573 | 2539.0459 | 2716.8279 | 2855.945 | 3016.4713 | 3056.3829 | 3009.6554
ENS | Preferred Plan | C&I Curtailment | C&I Curtailment-Turnkey-Auto-DR HVAC Control | Large General | Miscellaneous | Winter Evening | Program Administrative Cost | 1 | 1012.787 | 829.9496 | 1353.0414 | 1867.9196 | 2537.001 | 3393.2117 | 4479.9207 | 5673.9943 | 6984.0593
ENS | Preferred Plan | C&I Curtailment | C&I Curtailment-Turnkey-Auto-DR HVAC Control | Large General | Retail Trade | Winter Evening | Program Administrative Cost | 1 | 43.7711 | 35.6504 | 57.7682 | 79.1412 | 106.6518 | 141.4753 | 186.7842 | 236.5694 | 291.1908
ENS | Preferred Plan | C&I Curtailment | C&I Curtailment-Turnkey-Auto-DR HVAC Control | Large General | Services | Winter Evening | Program Administrative Cost | 1 | 70.0945 | 57.0901 | 92.5092 | 126.7358 | 170.7909 | 226.5569 | 299.1139 | 378.8394 | 466.3094
ENS | Preferred Plan | C&I Curtailment | C&I Curtailment-Turnkey-Standard Lighting Control | Large General | Miscellaneous | Winter Evening | Program Administrative Cost | 1 | 17712.3192 | 11455.2245 | 14760.3396 | 16117.4875 | 17396.907 | 18490.8916 | 19530.2234 | 19788.6316 | 19486.0932
ENS | Preferred Plan | C&I Curtailment | C&I Curtailment-Turnkey-Standard Lighting Control | Large General | Retail Trade | Winter Evening | Program Administrative Cost | 1 | 725.0814 | 462.7842 | 588.9436 | 633.4936 | 674.1805 | 705.8726 | 745.5481 | 755.4126 | 743.8635
ENS | Preferred Plan | C&I Curtailment | C&I Curtailment-Turnkey-Standard Lighting Control | Large General | Services | Winter Evening | Program Administrative Cost | 1 | 1161.1365 | 741.097 | 943.127 | 1014.4689 | 1079.6244 | 1130.3757 | 1193.9116 | 1209.7085 | 1191.2139
ENS | Preferred Plan | C&I Curtailment | C&I Curtailment-Turnkey-Water Heating Control | Large General | Miscellaneous | Winter Evening | Program Administrative Cost | 1 | 799.136 | 528.9547 | 698.3489 | 783.8236 | 864.6076 | 939.0214 | 991.8017 | 1004.9245 | 989.5607
ENS | Preferred Plan | C&I Curtailment | C&I Curtailment-Turnkey-Water Heating Control | Large General | Retail Trade | Winter Evening | Program Administrative Cost | 1 | 95.552 | 63.8902 | 85.0865 | 96.4548 | 107.338 | 117.6432 | 124.2557 | 125.8998 | 123.9749
ENS | Preferred Plan | C&I Curtailment | C&I Curtailment-Turnkey-Water Heating Control | Large General | Services | Winter Evening | Program Administrative Cost | 1 | 153.0158 | 102.313 | 136.2564 | 154.4615 | 171.8897 | 188.3925 | 198.9816 | 201.6143 | 198.532
ENS | Preferred Plan | C&I Curtailment | C&I Curtailment-Turnkey-Other | Large General | Miscellaneous | Winter Evening | Program Administrative Cost | 1 | 17285.2634 | 11433.0147 | 15067.7933 | 16865.781 | 18540.8103 | 20070.2788 | 21198.3844 | 21478.8644 | 21150.4849
ENS | Preferred Plan | C&I Curtailment | C&I Curtailment-Turnkey-Other | Large General | Retail Trade | Winter Evening | Program Administrative Cost | 1 | 1025.8597 | 679.8543 | 897.411 | 1006.4247 | 1108.7342 | 1202.8553 | 1270.4652 | 1287.2749 | 1267.5944
ENS | Preferred Plan | C&I Curtailment | C&I Curtailment-Turnkey-Other | Large General | Services | Winter Evening | Program Administrative Cost | 1 | 1642.7991 | 1088.7103 | 1437.1029 | 1611.6761 | 1775.5134 | 1926.2378 | 2034.5073 | 2061.4263 | 2029.9102
ENS | Preferred Plan | C&I Curtailment | C&I Curtailment-Turnkey-Manual HVAC Control | Small Industrial | Miscellaneous | Winter Morning | Program Administrative Cost | 1 | 7911.2133 | 5162.0832 | 6705.2616 | 7363.8944 | 7929.8292 | 8406.0076 | 8874.373 | 9085.0234 | 8945.9231
ENS | Preferred Plan | C&I Curtailment | C&I Curtailment-Turnkey-Manual HVAC Control | Small Industrial | Offices | Winter Morning | Program Administrative Cost | 1 | 98.6547 | 64.6547 | 84.4087 | 93.2763 | 101.0252 | 107.7208 | 113.7228 | 116.4222 | 114.6397
ENS | Preferred Plan | C&I Curtailment | C&I Curtailment-Turnkey-Manual HVAC Control | Small Industrial | Retail Trade | Winter Morning | Program Administrative Cost | 1 | 343.0747 | 222.8745 | 288.0219 | 314.3986 | 336.7442 | 355.0484 | 374.831 | 383.7283 | 377.8531
ENS | Preferred Plan | C&I Curtailment | C&I Curtailment-Turnkey-Manual HVAC Control | Small Industrial | Services | Winter Morning | Program Administrative Cost | 1 | 108.3862 | 70.4118 | 90.9936 | 99.3266 | 106.3862 | 112.169 | 118.4188 | 121.2297 | 119.3736
ENS | Preferred Plan | C&I Curtailment | C&I Curtailment-Turnkey-Auto-DR HVAC Control | Small Industrial | Miscellaneous | Winter Morning | Program Administrative Cost | 1 | 199.2694 | 163.146 | 266.1589 | 367.5669 | 498.5016 | 666.8331 | 879.9846 | 1126.0909 | 1386.0617
ENS | Preferred Plan | C&I Curtailment | C&I Curtailment-Turnkey-Auto-DR HVAC Control | Small Industrial | Offices | Winter Morning | Program Administrative Cost | 1 | 2.4849 | 2.0434 | 3.3505 | 4.6559 | 6.3509 | 8.5453 | 11.2768 | 14.4306 | 17.762
ENS | Preferred Plan | C&I Curtailment | C&I Curtailment-Turnkey-Auto-DR HVAC Control | Small Industrial | Retail Trade | Winter Morning | Program Administrative Cost | 1 | 8.6414 | 7.0439 | 11.4328 | 15.6931 | 21.1691 | 28.1653 | 37.1683 | 47.5632 | 58.5437
ENS | Preferred Plan | C&I Curtailment | C&I Curtailment-Turnkey-Auto-DR HVAC Control | Small Industrial | Services | Winter Morning | Program Administrative Cost | 1 | 2.7301 | 2.2253 | 3.6119 | 4.9579 | 6.6879 | 8.8982 | 11.7424 | 15.0265 | 18.4955
ENS | Preferred Plan | C&I Curtailment | C&I Curtailment-Turnkey-Standard Lighting Control | Small Industrial | Miscellaneous | Winter Morning | Program Administrative Cost | 1 | 2551.0902 | 1642.9177 | 2108.4659 | 2291.1353 | 2458.1196 | 2600.9409 | 2745.86 | 2811.0383 | 2767.9986
ENS | Preferred Plan | C&I Curtailment | C&I Curtailment-Turnkey-Standard Lighting Control | Small Industrial | Offices | Winter Morning | Program Administrative Cost | 1 | 14.1238 | 9.0553 | 11.5629 | 12.4945 | 13.3392 | 14.043 | 14.8254 | 15.1773 | 14.945
ENS | Preferred Plan | C&I Curtailment | C&I Curtailment-Turnkey-Standard Lighting Control | Small Industrial | Retail Trade | Winter Morning | Program Administrative Cost | 1 | 149.5797 | 96.5039 | 124.0608 | 135.0732 | 145.0652 | 153.6559 | 162.2173 | 166.0678 | 163.5252
ENS | Preferred Plan | C&I Curtailment | C&I Curtailment-Turnkey-Standard Lighting Control | Small Industrial | Services | Winter Morning | Program Administrative Cost | 1 | 47.2561 | 30.4881 | 39.194 | 42.6731 | 45.8299 | 48.5439 | 51.2486 | 52.4651 | 51.6618
ENS | Preferred Plan | C&I Curtailment | C&I Curtailment-Turnkey-Water Heating Control | Small Industrial | Miscellaneous | Winter Morning | Program Administrative Cost | 1 | 185.8278 | 123.2521 | 163.1529 | 183.291 | 202.0078 | 219.5925 | 231.8277 | 237.3306 | 233.6968
ENS | Preferred Plan | C&I Curtailment | C&I Curtailment-Turnkey-Water Heating Control | Small Industrial | Offices | Winter Morning | Program Administrative Cost | 1 | 0.9735 | 0.64154 | 0.8434 | 0.94028 | 1.0302 | 1.1131 | 1.1751 | 1.203 | 1.1845
ENS | Preferred Plan | C&I Curtailment | C&I Curtailment-Turnkey-Water Heating Control | Small Industrial | Retail Trade | Winter Morning | Program Administrative Cost | 1 | 18.1824 | 12.031 | 15.8856 | 17.7954 | 19.5628 | 21.2102 | 22.392 | 22.9235 | 22.5725
ENS | Preferred Plan | C&I Curtailment | C&I Curtailment-Turnkey-Water Heating Control | Small Industrial | Services | Winter Morning | Program Administrative Cost | 1 | 5.7443 | 3.8009 | 5.0187 | 5.622 | 6.1804 | 6.7008 | 7.0742 | 7.2421 | 7.1312
ENS | Preferred Plan | C&I Curtailment | C&I Curtailment-Turnkey-Other | Small Industrial | Miscellaneous | Winter Morning | Program Administrative Cost | 1 | 2909.1101 | 1921.8869 | 2534.0511 | 2835.5095 | 3111.3886 | 3367.5675 | 3555.2015 | 3639.5911 | 3583.8655
ENS | Preferred Plan | C&I Curtailment | C&I Curtailment-Turnkey-Other | Small Industrial | Offices | Winter Morning | Program Administrative Cost | 1 | 18.3525 | 12.0986 | 15.9173 | 17.7681 | 19.4561 | 21.0137 | 22.1845 | 22.7111 | 22.3634
ENS | Preferred Plan | C&I Curtailment | C&I Curtailment-Turnkey-Other | Small Industrial | Retail Trade | Winter Morning | Program Administrative Cost | 1 | 201.4618 | 133.0661 | 175.4176 | 196.2309 | 215.294 | 232.9832 | 245.9645 | 251.803 | 247.9476
ENS | Preferred Plan | C&I Curtailment | C&I Curtailment-Turnkey-Other | Small Industrial | Services | Winter Morning | Program Administrative Cost | 1 | 63.647 | 42.039 | 55.419 | 61.9944 | 68.017 | 73.6054 | 77.7066 | 79.5511 | 78.3331
ENS | Preferred Plan | C&I Curtailment | C&I Curtailment-Turnkey-Industrial | Small Industrial | Manufacturing | Winter Morning | Program Administrative Cost | 1 | 711.8375 | 467.7639 | 613.1374 | 681.462 | 743.6516 | 800.48 | 845.0811 | 865.1407 | 851.8946
ENS | Preferred Plan | C&I Curtailment | C&I Curtailment-Turnkey-Manual HVAC Control | Small Industrial | Miscellaneous | Winter Evening | Program Administrative Cost | 1 | 10713.0693 | 6990.3841 | 9079.8969 | 9971.6628 | 10738.4371 | 11383.175 | 12017.404 | 12298.5382 | 12110.512
ENS | Preferred Plan | C&I Curtailment | C&I Curtailment-Turnkey-Manual HVAC Control | Small Industrial | Offices | Winter Evening | Program Administrative Cost | 1 | 133.5945 | 87.554 | 114.3016 | 126.3081 | 136.8066 | 145.8724 | 153.9999 | 157.6026 | 155.1931
ENS | Preferred Plan | C&I Curtailment | C&I Curtailment-Turnkey-Manual HVAC Control | Small Industrial | Retail Trade | Winter Evening | Program Administrative Cost | 1 | 464.5789 | 301.8119 | 390.0235 | 425.7362 | 456.0131 | 480.7964 | 507.5846 | 519.459 | 511.5173
ENS | Preferred Plan | C&I Curtailment | C&I Curtailment-Turnkey-Manual HVAC Control | Small Industrial | Services | Winter Evening | Program Administrative Cost | 1 | 146.7725 | 95.3502 | 123.2185 | 134.5011 | 144.0664 | 151.896 | 160.3591 | 164.1106 | 161.6016
ENS | Preferred Plan | C&I Curtailment | C&I Curtailment-Turnkey-Auto-DR HVAC Control | Small Industrial | Miscellaneous | Winter Evening | Program Administrative Cost | 1 | 269.8431 | 220.9289 | 360.4177 | 497.7329 | 675.0622 | 903.0063 | 1191.6481 | 1524.4068 | 1876.3762
ENS | Preferred Plan | C&I Curtailment | C&I Curtailment-Turnkey-Auto-DR HVAC Control | Small Industrial | Offices | Winter Evening | Program Administrative Cost | 1 | 3.365 | 2.7671 | 4.5371 | 6.3046 | 8.6002 | 11.5718 | 15.2707 | 19.5349 | 24.0453
ENS | Preferred Plan | C&I Curtailment | C&I Curtailment-Turnkey-Auto-DR HVAC Control | Small Industrial | Retail Trade | Winter Evening | Program Administrative Cost | 1 | 11.7019 | 9.5387 | 15.4816 | 21.2505 | 28.6669 | 38.1407 | 50.3322 | 64.3871 | 79.2534
ENS | Preferred Plan | C&I Curtailment | C&I Curtailment-Turnkey-Auto-DR HVAC Control | Small Industrial | Services | Winter Evening | Program Administrative Cost | 1 | 3.6969 | 3.0135 | 4.891 | 6.7136 | 9.0566 | 12.0496 | 15.9012 | 20.3415 | 25.0382
ENS | Preferred Plan | C&I Curtailment | C&I Curtailment-Turnkey-Standard Lighting Control | Small Industrial | Miscellaneous | Winter Evening | Program Administrative Cost | 1 | 3454.591 | 2224.8045 | 2855.1686 | 3102.4927 | 3328.7429 | 3522.1198 | 3718.3594 | 3805.3464 | 3747.1684
ENS | Preferred Plan | C&I Curtailment | C&I Curtailment-Turnkey-Standard Lighting Control | Small Industrial | Offices | Winter Evening | Program Administrative Cost | 1 | 19.1259 | 12.2625 | 15.6578 | 16.9192 | 18.0637 | 19.0166 | 20.0761 | 20.5458 | 20.2317
ENS | Preferred Plan | C&I Curtailment | C&I Curtailment-Turnkey-Standard Lighting Control | Small Industrial | Retail Trade | Winter Evening | Program Administrative Cost | 1 | 202.5552 | 130.6836 | 167.9964 | 182.9065 | 196.4448 | 208.0764 | 219.6697 | 224.8086 | 221.3716
ENS | Preferred Plan | C&I Curtailment | C&I Curtailment-Turnkey-Standard Lighting Control | Small Industrial | Services | Winter Evening | Program Administrative Cost | 1 | 63.9924 | 41.2863 | 53.0744 | 57.7849 | 62.062 | 65.7367 | 69.3993 | 71.0229 | 69.937
ENS | Preferred Plan | C&I Curtailment | C&I Curtailment-Turnkey-Water Heating Control | Small Industrial | Miscellaneous | Winter Evening | Program Administrative Cost | 1 | 251.641 | 166.9053 | 220.9327 | 248.1996 | 273.5554 | 297.3659 | 313.934 | 321.2781 | 316.3663
ENS | Preferred Plan | C&I Curtailment | C&I Curtailment-Turnkey-Water Heating Control | Small Industrial | Offices | Winter Evening | Program Administrative Cost | 1 | 1.3183 | 0.86875 | 1.1421 | 1.2733 | 1.395 | 1.5073 | 1.5912 | 1.6285 | 1.6036
ENS | Preferred Plan | C&I Curtailment | C&I Curtailment-Turnkey-Water Heating Control | Small Industrial | Retail Trade | Winter Evening | Program Administrative Cost | 1 | 24.6219 | 16.2921 | 21.5114 | 24.0973 | 26.4916 | 28.7222 | 30.3225 | 31.0319 | 30.5575
ENS | Preferred Plan | C&I Curtailment | C&I Curtailment-Turnkey-Water Heating Control | Small Industrial | Services | Winter Evening | Program Administrative Cost | 1 | 7.7787 | 5.1471 | 6.796 | 7.613 | 8.3694 | 9.0741 | 9.5797 | 9.8038 | 9.6539
ENS | Preferred Plan | C&I Curtailment | C&I Curtailment-Turnkey-Other | Small Industrial | Miscellaneous | Winter Evening | Program Administrative Cost | 1 | 3939.4081 | 2602.5787 | 3431.4728 | 3839.6455 | 4213.3885 | 4560.2637 | 4814.3449 | 4926.9713 | 4851.6453
ENS | Preferred Plan | C&I Curtailment | C&I Curtailment-Turnkey-Other | Small Industrial | Offices | Winter Evening | Program Administrative Cost | 1 | 24.8522 | 16.3837 | 21.5543 | 24.0603 | 26.3472 | 28.4561 | 30.0416 | 30.7444 | 30.2743
ENS | Preferred Plan | C&I Curtailment | C&I Curtailment-Turnkey-Other | Small Industrial | Retail Trade | Winter Evening | Program Administrative Cost | 1 | 272.8121 | 180.1953 | 237.5409 | 265.722 | 291.5474 | 315.4992 | 333.0777 | 340.8696 | 335.6583
ENS | Preferred Plan | C&I Curtailment | C&I Curtailment-Turnkey-Other | Small Industrial | Services | Winter Evening | Program Administrative Cost | 1 | 86.1884 | 56.9284 | 75.0453 | 83.9485 | 92.1074 | 99.6744 | 105.2279 | 107.6895 | 106.0431
ENS | Preferred Plan | C&I Curtailment | C&I Curtailment-Turnkey-Industrial | Small Industrial | Manufacturing | Winter Evening | Program Administrative Cost | 1 | 963.9437 | 633.436 | 830.2769 | 922.7875 | 1007.0402 | 1083.9871 | 1144.3829 | 1171.1545 | 1153.2493
ENS | Preferred Plan | C&I Curtailment | C&I Curtailment-Turnkey-Manual HVAC Control | Medium Industrial | Miscellaneous | Winter Morning | Program Administrative Cost | 1 | 151425.3784 | 98876.7584 | 128414.7581 | 141063.0091 | 152127.9052 | 161301.6597 | 170250.6915 | 173753.4354 | 171093.1065
ENS | Preferred Plan | C&I Curtailment | C&I Curtailment-Turnkey-Manual HVAC Control | Medium Industrial | Offices | Winter Morning | Program Administrative Cost | 1 | 2377.0008 | 1558.9251 | 2034.8966 | 2249.2236 | 2439.6681 | 2601.9836 | 2746.3419 | 2802.8452 | 2759.931
ENS | Preferred Plan | C&I Curtailment | C&I Curtailment-Turnkey-Manual HVAC Control | Medium Industrial | Retail Trade | Winter Morning | Program Administrative Cost | 1 | 34354.2366 | 22333.957 | 28857.6438 | 31508.0999 | 33797.2385 | 35642.8735 | 37620.3436 | 38394.3459 | 37806.4923
ENS | Preferred Plan | C&I Curtailment | C&I Curtailment-Turnkey-Manual HVAC Control | Medium Industrial | Services | Winter Morning | Program Administrative Cost | 1 | 1581.9063 | 1028.4096 | 1328.8052 | 1450.8505 | 1556.2582 | 1641.244 | 1732.3004 | 1767.9408 | 1740.8719
ENS | Preferred Plan | C&I Curtailment | C&I Curtailment-Turnkey-Auto-DR HVAC Control | Medium Industrial | Miscellaneous | Winter Morning | Program Administrative Cost | 1 | 3814.1356 | 3124.9686 | 5097.2995 | 7041.1231 | 9563.3836 | 12795.7634 | 16882.092 | 21536.781 | 26508.7907
ENS | Preferred Plan | C&I Curtailment | C&I Curtailment-Turnkey-Auto-DR HVAC Control | Medium Industrial | Offices | Winter Morning | Program Administrative Cost | 1 | 59.8724 | 49.2693 | 80.7733 | 112.2694 | 153.3675 | 206.4106 | 272.3278 | 347.4134 | 427.6177
ENS | Preferred Plan | C&I Curtailment | C&I Curtailment-Turnkey-Auto-DR HVAC Control | Medium Industrial | Retail Trade | Winter Morning | Program Administrative Cost | 1 | 865.322 | 705.8576 | 1145.4762 | 1572.7185 | 2124.6329 | 2827.4835 | 3730.4407 | 4758.9886 | 5857.655
ENS | Preferred Plan | C&I Curtailment | C&I Curtailment-Turnkey-Auto-DR HVAC Control | Medium Industrial | Services | Winter Morning | Program Administrative Cost | 1 | 39.8454 | 32.5026 | 52.7456 | 72.4188 | 97.8328 | 130.1969 | 171.7752 | 219.1367 | 269.7269
ENS | Preferred Plan | C&I Curtailment | C&I Curtailment-Turnkey-Standard Lighting Control | Medium Industrial | Miscellaneous | Winter Morning | Program Administrative Cost | 1 | 48829.4009 | 31469.1516 | 40379.9508 | 43889.0646 | 47157.2053 | 49909.0774 | 52678.0379 | 53761.8377 | 52938.6933
ENS | Preferred Plan | C&I Curtailment | C&I Curtailment-Turnkey-Standard Lighting Control | Medium Industrial | Offices | Winter Morning | Program Administrative Cost | 1 | 340.3 | 218.3372 | 278.7545 | 301.2872 | 322.1289 | 339.2067 | 358.0259 | 365.392 | 359.7975
ENS | Preferred Plan | C&I Curtailment | C&I Curtailment-Turnkey-Standard Lighting Control | Medium Industrial | Retail Trade | Winter Morning | Program Administrative Cost | 1 | 14978.3609 | 9670.5298 | 12429.9686 | 13536.6384 | 14559.435 | 15425.3267 | 16281.1254 | 16616.0938 | 16361.6858
ENS | Preferred Plan | C&I Curtailment | C&I Curtailment-Turnkey-Standard Lighting Control | Medium Industrial | Services | Winter Morning | Program Administrative Cost | 1 | 689.7072 | 445.298 | 572.3616 | 623.3203 | 670.4169 | 710.2885 | 749.6954 | 765.1197 | 753.405
ENS | Preferred Plan | C&I Curtailment | C&I Curtailment-Turnkey-Water Heating Control | Medium Industrial | Miscellaneous | Winter Morning | Program Administrative Cost | 1 | 3556.8553 | 2360.823 | 3124.5973 | 3511.128 | 3875.3693 | 4213.7283 | 4447.5064 | 4539.0095 | 4469.513
ENS | Preferred Plan | C&I Curtailment | C&I Curtailment-Turnkey-Water Heating Control | Medium Industrial | Offices | Winter Morning | Program Administrative Cost | 1 | 23.4556 | 15.4684 | 20.3324 | 22.6735 | 24.8778 | 26.8858 | 28.3774 | 28.9612 | 28.5178
ENS | Preferred Plan | C&I Curtailment | C&I Curtailment-Turnkey-Water Heating Control | Medium Industrial | Retail Trade | Winter Morning | Program Administrative Cost | 1 | 1820.7162 | 1205.6079 | 1591.6173 | 1783.4066 | 1963.4182 | 2129.2651 | 2247.397 | 2293.635 | 2258.5173
ENS | Preferred Plan | C&I Curtailment | C&I Curtailment-Turnkey-Water Heating Control | Medium Industrial | Services | Winter Morning | Program Administrative Cost | 1 | 83.8383 | 55.5145 | 73.2891 | 82.1204 | 90.4093 | 98.0461 | 103.4857 | 105.6148 | 103.9977
ENS | Preferred Plan | C&I Curtailment | C&I Curtailment-Turnkey-Other | Medium Industrial | Miscellaneous | Winter Morning | Program Administrative Cost | 1 | 55682.1154 | 36812.6478 | 48530.4791 | 54317.1145 | 59689.6885 | 64619.7652 | 68204.8761 | 69608.1257 | 68542.3596
ENS | Preferred Plan | C&I Curtailment | C&I Curtailment-Turnkey-Other | Medium Industrial | Offices | Winter Morning | Program Administrative Cost | 1 | 442.1871 | 291.7162 | 383.7278 | 428.4515 | 469.8483 | 507.5827 | 535.7434 | 546.7658 | 538.3943
ENS | Preferred Plan | C&I Curtailment | C&I Curtailment-Turnkey-Other | Medium Industrial | Retail Trade | Winter Morning | Program Administrative Cost | 1 | 20173.6463 | 13334.3781 | 17575.5314 | 19665.6874 | 21607.9255 | 23388.8974 | 24686.5157 | 25194.4169 | 24808.6666
ENS | Preferred Plan | C&I Curtailment | C&I Curtailment-Turnkey-Other | Medium Industrial | Services | Winter Morning | Program Administrative Cost | 1 | 928.934 | 614.0068 | 809.2988 | 905.544 | 994.9781 | 1076.9863 | 1136.7376 | 1160.1249 | 1142.3623
ENS | Preferred Plan | C&I Curtailment | C&I Curtailment-Turnkey-Manual HVAC Control | Medium Industrial | Miscellaneous | Winter Evening | Program Administrative Cost | 1 | 144496.2202 | 94353.3363 | 122536.966 | 134604.6836 | 145168.7475 | 153921.5653 | 162460.9034 | 165747.8266 | 163213.7916
ENS | Preferred Plan | C&I Curtailment | C&I Curtailment-Turnkey-Manual HVAC Control | Medium Industrial | Offices | Winter Evening | Program Administrative Cost | 1 | 2268.2303 | 1487.6072 | 1941.7554 | 2146.2468 | 2328.0644 | 2482.9341 | 2620.6835 | 2673.7054 | 2632.8285
ENS | Preferred Plan | C&I Curtailment | C&I Curtailment-Turnkey-Manual HVAC Control | Medium Industrial | Retail Trade | Winter Evening | Program Administrative Cost | 1 | 32782.202 | 21312.2213 | 27536.7736 | 30065.5561 | 32251.169 | 34012.0919 | 35899.0319 | 36625.3442 | 36065.3978
ENS | Preferred Plan | C&I Curtailment | C&I Curtailment-Turnkey-Manual HVAC Control | Medium Industrial | Services | Winter Evening | Program Administrative Cost | 1 | 1509.5189 | 981.3618 | 1267.9832 | 1384.4258 | 1485.0665 | 1566.1516 | 1653.0393 | 1686.4837 | 1660.6999
ENS | Preferred Plan | C&I Curtailment | C&I Curtailment-Turnkey-Auto-DR HVAC Control | Medium Industrial | Miscellaneous | Winter Evening | Program Administrative Cost | 1 | 3639.6024 | 2982.0073 | 4863.9862 | 6718.7574 | 9125.9024 | 12210.3141 | 16109.6551 | 20544.4838 | 25287.9869
ENS | Preferred Plan | C&I Curtailment | C&I Curtailment-Turnkey-Auto-DR HVAC Control | Medium Industrial | Offices | Winter Evening | Program Administrative Cost | 1 | 57.1327 | 47.0154 | 77.0761 | 107.1293 | 146.3517 | 196.9666 | 259.8675 | 331.4064 | 407.9247
ENS | Preferred Plan | C&I Curtailment | C&I Curtailment-Turnkey-Auto-DR HVAC Control | Medium Industrial | Retail Trade | Winter Evening | Program Administrative Cost | 1 | 825.7253 | 673.566 | 1093.0456 | 1500.7143 | 2027.4407 | 2698.1166 | 3559.7551 | 4539.7204 | 5587.8936
ENS | Preferred Plan | C&I Curtailment | C&I Curtailment-Turnkey-Auto-DR HVAC Control | Medium Industrial | Services | Winter Evening | Program Administrative Cost | 1 | 38.0221 | 31.0156 | 50.3314 | 69.1033 | 93.3574 | 124.2399 | 163.9157 | 209.0401 | 257.3052
ENS | Preferred Plan | C&I Curtailment | C&I Curtailment-Turnkey-Standard Lighting Control | Medium Industrial | Miscellaneous | Winter Evening | Program Administrative Cost | 1 | 46594.9892 | 30029.4983 | 38531.6823 | 41879.6798 | 44999.9783 | 47625.5689 | 50267.7642 | 51284.786 | 50500.7188
ENS | Preferred Plan | C&I Curtailment | C&I Curtailment-Turnkey-Standard Lighting Control | Medium Industrial | Offices | Winter Evening | Program Administrative Cost | 1 | 324.728 | 208.3487 | 265.9953 | 287.4933 | 307.393 | 323.6869 | 341.6445 | 348.5567 | 343.2278
ENS | Preferred Plan | C&I Curtailment | C&I Curtailment-Turnkey-Standard Lighting Control | Medium Industrial | Retail Trade | Winter Evening | Program Administrative Cost | 1 | 14292.9577 | 9228.1216 | 11861.0249 | 12916.8868 | 13893.4072 | 14719.5661 | 15536.1856 | 15850.515 | 15608.1845
ENS | Preferred Plan | C&I Curtailment | C&I Curtailment-Turnkey-Standard Lighting Control | Medium Industrial | Services | Winter Evening | Program Administrative Cost | 1 | 658.1465 | 424.9264 | 546.1635 | 594.7827 | 639.7484 | 677.7905 | 715.3933 | 729.8672 | 718.7086
ENS | Preferred Plan | C&I Curtailment | C&I Curtailment-Turnkey-Water Heating Control | Medium Industrial | Miscellaneous | Winter Evening | Program Administrative Cost | 1 | 3394.0952 | 2252.8198 | 2981.5784 | 3350.3771 | 3698.0889 | 4020.936 | 4244.0115 | 4329.8768 | 4263.6795
ENS | Preferred Plan | C&I Curtailment | C&I Curtailment-Turnkey-Water Heating Control | Medium Industrial | Offices | Winter Evening | Program Administrative Cost | 1 | 22.3822 | 14.7608 | 19.4018 | 21.6355 | 23.7398 | 25.6556 | 27.079 | 27.6268 | 27.2045
ENS | Preferred Plan | C&I Curtailment | C&I Curtailment-Turnkey-Water Heating Control | Medium Industrial | Retail Trade | Winter Evening | Program Administrative Cost | 1 | 1737.401 | 1150.4537 | 1518.7659 | 1701.7564 | 1873.6008 | 2031.8441 | 2144.5678 | 2187.9568 | 2154.5063
ENS | Preferred Plan | C&I Curtailment | C&I Curtailment-Turnkey-Water Heating Control | Medium Industrial | Services | Winter Evening | Program Administrative Cost | 1 | 80.0019 | 52.9748 | 69.9345 | 78.3606 | 86.2735 | 93.5601 | 98.7507 | 100.7486 | 99.2083
ENS | Preferred Plan | C&I Curtailment | C&I Curtailment-Turnkey-Other | Medium Industrial | Miscellaneous | Winter Evening | Program Administrative Cost | 1 | 53134.1265 | 35128.5398 | 46309.1451 | 51830.2995 | 56959.1575 | 61663.1932 | 65084.1749 | 66400.9636 | 65385.7928
ENS | Preferred Plan | C&I Curtailment | C&I Curtailment-Turnkey-Other | Medium Industrial | Offices | Winter Evening | Program Administrative Cost | 1 | 421.9528 | 278.3708 | 366.1638 | 408.8356 | 448.3549 | 484.3591 | 511.2306 | 521.5738 | 513.5998
ENS | Preferred Plan | C&I Curtailment | C&I Curtailment-Turnkey-Other | Medium Industrial | Retail Trade | Winter Evening | Program Administrative Cost | 1 | 19250.5092 | 12724.3559 | 16771.0653 | 18765.328 | 20619.4615 | 22318.7765 | 23556.9888 | 24033.5959 | 23666.1583
ENS | Preferred Plan | C&I Curtailment | C&I Curtailment-Turnkey-Other | Medium Industrial | Services | Winter Evening | Program Administrative Cost | 1 | 886.4264 | 585.9172 | 772.2556 | 864.0853 | 949.4624 | 1027.7106 | 1084.7264 | 1106.6727 | 1089.7533
ENS | Preferred Plan | C&I Curtailment | C&I Curtailment-Turnkey-Manual HVAC Control | Large Industrial | Miscellaneous | Winter Morning | Program Administrative Cost | 1 | 3187.1739 | 2080.0982 | 2699.366 | 2961.9666 | 3190.884 | 3380.3363 | 3571.5709 | 3617.5415 | 3562.1535
ENS | Preferred Plan | C&I Curtailment | C&I Curtailment-Turnkey-Auto-DR HVAC Control | Large Industrial | Miscellaneous | Winter Morning | Program Administrative Cost | 1 | 80.2792 | 65.7408 | 107.1487 | 147.8458 | 200.592 | 268.1558 | 354.1577 | 448.3952 | 551.9123
ENS | Preferred Plan | C&I Curtailment | C&I Curtailment-Turnkey-Standard Lighting Control | Large Industrial | Miscellaneous | Winter Morning | Program Administrative Cost | 1 | 1403.9787 | 907.3758 | 1168.8862 | 1275.6987 | 1375.5143 | 1461.2824 | 1543.9511 | 1563.8237 | 1539.88
ENS | Preferred Plan | C&I Curtailment | C&I Curtailment-Turnkey-Water Heating Control | Large Industrial | Miscellaneous | Winter Morning | Program Administrative Cost | 1 | 63.344 | 41.8988 | 55.303 | 62.0396 | 68.3616 | 74.2082 | 78.4063 | 79.4155 | 78.1996
ENS | Preferred Plan | C&I Curtailment | C&I Curtailment-Turnkey-Other | Large Industrial | Miscellaneous | Winter Morning | Program Administrative Cost | 1 | 1370.1278 | 905.6165 | 1193.2338 | 1334.9261 | 1465.9589 | 1586.0969 | 1675.8267 | 1697.3966 | 1671.4079
ENS | Preferred Plan | C&I Curtailment | C&I Curtailment-Turnkey-Industrial | Large Industrial | Manufacturing | Winter Morning | Program Administrative Cost | 1 | 274.9425 | 180.7683 | 236.8441 | 263.2393 | 287.5805 | 309.5567 | 327.0692 | 331.279 | 326.2068
ENS | Preferred Plan | C&I Curtailment | C&I Curtailment-Turnkey-Manual HVAC Control | Large Industrial | Miscellaneous | Winter Evening | Program Administrative Cost | 1 | 3125.2552 | 2039.7117 | 2646.8899 | 2904.351 | 3128.9396 | 3314.6865 | 3502.2019 | 3546.091 | 3491.8766
ENS | Preferred Plan | C&I Curtailment | C&I Curtailment-Turnkey-Auto-DR HVAC Control | Large Industrial | Miscellaneous | Winter Evening | Program Administrative Cost | 1 | 78.7196 | 64.4644 | 105.0657 | 144.9699 | 196.698 | 262.948 | 347.279 | 439.5389 | 541.0237
ENS | Preferred Plan | C&I Curtailment | C&I Curtailment-Turnkey-Standard Lighting Control | Large Industrial | Miscellaneous | Winter Evening | Program Administrative Cost | 1 | 1376.703 | 889.7585 | 1146.1629 | 1250.884 | 1348.8115 | 1432.9028 | 1513.9636 | 1532.9364 | 1509.5001
ENS | Preferred Plan | C&I Curtailment | C&I Curtailment-Turnkey-Water Heating Control | Large Industrial | Miscellaneous | Winter Evening | Program Administrative Cost | 1 | 62.1134 | 41.0854 | 54.2279 | 60.8328 | 67.0345 | 72.767 | 76.8835 | 77.847 | 76.6568
ENS | Preferred Plan | C&I Curtailment | C&I Curtailment-Turnkey-Other | Large Industrial | Miscellaneous | Winter Evening | Program Administrative Cost | 1 | 1343.5097 | 888.0334 | 1170.0371 | 1308.9594 | 1437.5003 | 1555.2932 | 1643.2778 | 1663.8712 | 1638.4331
ENS | Preferred Plan | C&I Curtailment | C&I Curtailment-Turnkey-Industrial | Large Industrial | Manufacturing | Winter Evening | Program Administrative Cost | 1 | 269.6011 | 177.2586 | 232.2398 | 258.1188 | 281.9978 | 303.5448 | 320.7167 | 324.7358 | 319.7711
ENS | Preferred Plan | C&I Loadshift to BUGs | C&I Loadshift to BUGs | Large General | Miscellaneous | Winter Morning | Program Administrative Cost | 1 | 0 | 203539.4158 | 152112.7861 | 139946.5969 | 130095.5997 | 122534.447 | 116408.3549 | 119773.811 | 119773.811
ENS | Preferred Plan | C&I Loadshift to BUGs | C&I Loadshift to BUGs | Large General | Miscellaneous | Winter Evening | Program Administrative Cost | 1 | 0 | 180915.6356 | 135167.9692 | 124298.9318 | 115492.5207 | 108723.5323 | 103235.8422 | 106168.2707 | 106168.2707
ENS | Preferred Plan | C&I Loadshift to BUGs | C&I Loadshift to BUGs | Small Industrial | Miscellaneous | Winter Morning | Program Administrative Cost | 1 | 0 | 54246.8187 | 40768.8015 | 37867.0681 | 35555.981 | 33845.795 | 32484.7305 | 33759.1313 | 33759.1313
ENS | Preferred Plan | C&I Loadshift to BUGs | C&I Loadshift to BUGs | Small Industrial | Miscellaneous | Winter Evening | Program Administrative Cost | 1 | 0 | 76951.3976 | 57816.35 | 53676.1545 | 50375.4081 | 47927.4957 | 45976.9629 | 47757.1934 | 47757.1934
ENS | Preferred Plan | C&I Loadshift to BUGs | C&I Loadshift to BUGs | Medium Industrial | Manufacturing | Winter Morning | Program Administrative Cost | 1 | 0 | 38488.9363 | 28792.8031 | 26628.6579 | 24904.3276 | 23629.8709 | 22601.6366 | 23415.7477 | 23415.7477
ENS | Preferred Plan | C&I Loadshift to BUGs | C&I Loadshift to BUGs | Medium Industrial | Miscellaneous | Winter Morning | Program Administrative Cost | 1 | 0 | 167041.9836 | 124960.7655 | 115568.3753 | 108084.7817 | 102553.6398 | 98091.103 | 101624.345 | 101624.345
ENS | Preferred Plan | C&I Loadshift to BUGs | C&I Loadshift to BUGs | Medium Industrial | Manufacturing | Winter Evening | Program Administrative Cost | 1 | 0 | 38473.8055 | 28773.565 | 26598.4292 | 24863.813 | 23579.1619 | 22541.764 | 23342.2417 | 23342.2417
ENS | Preferred Plan | C&I Loadshift to BUGs | C&I Loadshift to BUGs | Medium Industrial | Miscellaneous | Winter Evening | Program Administrative Cost | 1 | 0 | 166976.3158 | 124877.272 | 115437.1828 | 107908.9483 | 102333.5628 | 97831.2558 | 101305.3292 | 101305.3292
ENS | Preferred Plan | Dynamic Pricing | Dynamic Pricing with enabling tech. | Small General | Manufacturing | Winter Morning | Program Administrative Cost | 1 | 39.1327 | 60.0746 | 81.6554 | 83.7994 | 82.6603 | 68.4374 | 51.6585 | 52.9262 | 52.9221
ENS | Preferred Plan | Dynamic Pricing | Dynamic Pricing with enabling tech. | Small General | Manufacturing | Winter Evening | Program Administrative Cost | 1 | 39.9006 | 61.2533 | 83.2574 | 85.4434 | 84.282 | 69.7802 | 52.6721 | 53.9648 | 53.9605
ENS | Preferred Plan | Dynamic Pricing | Dynamic Pricing with enabling tech. | Residential Charitable | Residential LI | Winter Morning | Program Administrative Cost | 1 | 617.5704 | 1674.429 | 4008.7896 | 7234.1474 | 12504.1512 | 18121.9578 | 22311.1594 | 22310.4164 | 22309.7963
ENS | Preferred Plan | Dynamic Pricing | Dynamic Pricing with enabling tech. | Residential Charitable | Residential Market Rate | Winter Morning | Program Administrative Cost | 1 | 3516.6384 | 9499.7811 | 22748.3706 | 41058.9676 | 70982.814 | 102891.1754 | 126696.7666 | 126696.679 | 126697.3018
ENS | Preferred Plan | Dynamic Pricing | Dynamic Pricing w/o enabling tech. | Residential Charitable | Residential LI | Winter Morning | Program Administrative Cost | 1 | 30154.9533 | 29808.6689 | 28095.249 | 25506.534 | 20886.6451 | 15934.0969 | 11742.7155 | 11742.3244 | 11741.9981
ENS | Preferred Plan | Dynamic Pricing | Dynamic Pricing w/o enabling tech. | Residential Charitable | Residential Market Rate | Winter Morning | Program Administrative Cost | 1 | 171711.7053 | 169117.8464 | 159429.9513 | 144767.8478 | 118568.0517 | 90469.1413 | 66682.5088 | 66682.4626 | 66682.7904
ENS | Preferred Plan | Dynamic Pricing | Dynamic Pricing with enabling tech. | Residential Charitable | Residential LI | Winter Evening | Program Administrative Cost | 1 | 617.5681 | 1674.4196 | 4008.7597 | 7234.093 | 12504.0602 | 18121.8508 | 22311.0599 | 22310.3146 | 22309.6945
ENS | Preferred Plan | Dynamic Pricing | Dynamic Pricing with enabling tech. | Residential Charitable | Residential Market Rate | Winter Evening | Program Administrative Cost | 1 | 3516.6253 | 9499.7278 | 22748.2006 | 41058.6588 | 70982.2977 | 102890.5679 | 126696.202 | 126696.1004 | 126696.7233
ENS | Preferred Plan | Dynamic Pricing | Dynamic Pricing w/o enabling tech. | Residential Charitable | Residential LI | Winter Evening | Program Administrative Cost | 1 | 30154.8409 | 29808.5017 | 28095.039 | 25506.3422 | 20886.4931 | 15934.0028 | 11742.6631 | 11742.2708 | 11741.9445
ENS | Preferred Plan | Dynamic Pricing | Dynamic Pricing w/o enabling tech. | Residential Charitable | Residential Market Rate | Winter Evening | Program Administrative Cost | 1 | 171711.0652 | 169116.8976 | 159428.7593 | 144766.7589 | 118567.1892 | 90468.6071 | 66682.2116 | 66682.1581 | 66682.486
ENS | Preferred Plan | BTM Battery Control | BTM Battery Control-BYOB | Residential Charitable | Residential Market Rate | Winter Morning | Program Administrative Cost | 0 | 9421.6192 | 34973.5229 | 0 | 0 | 0 | 0 | 0 | 0 | 0
ENS | Preferred Plan | BTM Battery Control | BTM Battery Control-BYOB | Residential Charitable | Residential Market Rate | Winter Evening | Program Administrative Cost | 0 | 11909.4 | 44088.0598 | 0 | 0 | 0 | 0 | 0 | 0 | 0
ENS | Preferred Plan | EV Charging Control | EV Charging Control | EV Res LDV | EV | Winter Morning | Program Administrative Cost | 0 | 813.2102 | 964.2773 | 0 | 0 | 0 | 0 | 0 | 0 | 0
ENS | Preferred Plan | EV Charging Control | EV Charging Control | EV Res LDV | EV | Winter Evening | Program Administrative Cost | 0 | 9561.6536 | 11307.052 | 0 | 0 | 0 | 0 | 0 | 0 | 0
ENS | Preferred Plan | EV Charging Control | EV Charging Control | EV Com LDV | EV | Winter Morning | Program Administrative Cost | 0 | 274.9416 | 337.5955 | 0 | 0 | 0 | 0 | 0 | 0 | 0
ENS | Preferred Plan | EV Charging Control | EV Charging Control | EV Com LDV | EV | Winter Evening | Program Administrative Cost | 0 | 3232.7386 | 3958.6226 | 0 | 0 | 0 | 0 | 0 | 0 | 0
ENS | Preferred Plan | Behavioral DR | Behavioral DR | Residential Charitable | Residential LI | Winter Morning | Program Administrative Cost | 1 | 0 | 48811.1435 | 31627.5838 | 17222.9358 | 17705.3111 | 18268.7746 | 18267.8582 | 18267.66 | 18267.4644
ENS | Preferred Plan | Behavioral DR | Behavioral DR | Residential Charitable | Residential Market Rate | Winter Morning | Program Administrative Cost | 1 | 0 | 277986.0565 | 180193.2662 | 98139.9642 | 100895.3389 | 104112.7754 | 104113.6918 | 104113.89 | 104114.0856
ENS | Preferred Plan | Behavioral DR | Behavioral DR | Residential Charitable | Residential LI | Winter Evening | Program Administrative Cost | 1 | 0 | 48811.1435 | 31627.5838 | 17222.9358 | 17705.3111 | 18268.7746 | 18267.8582 | 18267.66 | 18267.4644
ENS | Preferred Plan | Behavioral DR | Behavioral DR | Residential Charitable | Residential Market Rate | Winter Evening | Program Administrative Cost | 1 | 0 | 277986.0565 | 180193.2662 | 98139.9642 | 100895.3389 | 104112.7754 | 104113.6918 | 104113.89 | 104114.0856
ENS | Alternate Scenario | DLC-Thermostat | DLC-Thermostat-BYOT-Central Heat Pump | Residential Charitable | Residential LI | Winter Morning | Program Delivery Cost | 0 | 582.3651 | 1069.2531 | 0 | 0 | 0 | 0 | 0 | 0 | 0
ENS | Alternate Scenario | DLC-Thermostat | DLC-Thermostat-BYOT-Central Heat Pump | Residential Charitable | Residential Market Rate | Winter Morning | Program Delivery Cost | 0 | 4616.4397 | 8476.0267 | 0 | 0 | 0 | 0 | 0 | 0 | 0
ENS | Alternate Scenario | DLC-Thermostat | DLC-Thermostat-DI-Baseboard Heating | Residential Charitable | Residential LI | Winter Morning | Program Delivery Cost | 0 | 12838.3022 | 22641.8371 | 0 | 0 | 0 | 0 | 0 | 0 | 0
ENS | Alternate Scenario | DLC-Thermostat | DLC-Thermostat-DI-Baseboard Heating | Residential Charitable | Residential Market Rate | Winter Morning | Program Delivery Cost | 0 | 134622.4029 | 237422.2435 | 0 | 0 | 0 | 0 | 0 | 0 | 0
ENS | Alternate Scenario | DLC-Thermostat | DLC-Thermostat-BYOT-Baseboard Heating | Residential Charitable | Residential LI | Winter Morning | Program Delivery Cost | 0 | 2263.276 | 6756.4023 | 0 | 0 | 0 | 0 | 0 | 0 | 0
ENS | Alternate Scenario | DLC-Thermostat | DLC-Thermostat-BYOT-Baseboard Heating | Residential Charitable | Residential Market Rate | Winter Morning | Program Delivery Cost | 0 | 23732.7064 | 70847.6164 | 0 | 0 | 0 | 0 | 0 | 0 | 0
ENS | Alternate Scenario | DLC-Thermostat | DLC-Thermostat-DI-MSHP | Residential Charitable | Residential LI | Winter Morning | Program Delivery Cost | 0 | 5340.2333 | 14236.6 | 0 | 0 | 0 | 0 | 0 | 0 | 0
ENS | Alternate Scenario | DLC-Thermostat | DLC-Thermostat-DI-MSHP | Residential Charitable | Residential Market Rate | Winter Morning | Program Delivery Cost | 0 | 65850.2727 | 175551.1301 | 0 | 0 | 0 | 0 | 0 | 0 | 0
ENS | Alternate Scenario | DLC-Thermostat | DLC-Thermostat-BYOT-MSHP | Residential Charitable | Residential LI | Winter Morning | Program Delivery Cost | 0 | 942.9217 | 1283.1484 | 0 | 0 | 0 | 0 | 0 | 0 | 0
ENS | Alternate Scenario | DLC-Thermostat | DLC-Thermostat-BYOT-MSHP | Residential Charitable | Residential Market Rate | Winter Morning | Program Delivery Cost | 0 | 11627.1416 | 15822.4688 | 0 | 0 | 0 | 0 | 0 | 0 | 0
ENS | Alternate Scenario | DLC-Thermostat | DLC-Thermostat-BYOT-Central Heat Pump | Residential Charitable | Residential LI | Winter Evening | Program Delivery Cost | 0 | 582.3651 | 1069.2531 | 0 | 0 | 0 | 0 | 0 | 0 | 0
ENS | Alternate Scenario | DLC-Thermostat | DLC-Thermostat-BYOT-Central Heat Pump | Residential Charitable | Residential Market Rate | Winter Evening | Program Delivery Cost | 0 | 4616.4397 | 8476.0267 | 0 | 0 | 0 | 0 | 0 | 0 | 0
ENS | Alternate Scenario | DLC-Thermostat | DLC-Thermostat-DI-Baseboard Heating | Residential Charitable | Residential LI | Winter Evening | Program Delivery Cost | 0 | 12838.3022 | 22641.8371 | 0 | 0 | 0 | 0 | 0 | 0 | 0
ENS | Alternate Scenario | DLC-Thermostat | DLC-Thermostat-DI-Baseboard Heating | Residential Charitable | Residential Market Rate | Winter Evening | Program Delivery Cost | 0 | 134622.4029 | 237422.2435 | 0 | 0 | 0 | 0 | 0 | 0 | 0
ENS | Alternate Scenario | DLC-Thermostat | DLC-Thermostat-BYOT-Baseboard Heating | Residential Charitable | Residential LI | Winter Evening | Program Delivery Cost | 0 | 2263.276 | 6756.4023 | 0 | 0 | 0 | 0 | 0 | 0 | 0
ENS | Alternate Scenario | DLC-Thermostat | DLC-Thermostat-BYOT-Baseboard Heating | Residential Charitable | Residential Market Rate | Winter Evening | Program Delivery Cost | 0 | 23732.7064 | 70847.6164 | 0 | 0 | 0 | 0 | 0 | 0 | 0
ENS | Alternate Scenario | DLC-Thermostat | DLC-Thermostat-DI-MSHP | Residential Charitable | Residential LI | Winter Evening | Program Delivery Cost | 0 | 5340.2333 | 14236.6 | 0 | 0 | 0 | 0 | 0 | 0 | 0
ENS | Alternate Scenario | DLC-Thermostat | DLC-Thermostat-DI-MSHP | Residential Charitable | Residential Market Rate | Winter Evening | Program Delivery Cost | 0 | 65850.2727 | 175551.1301 | 0 | 0 | 0 | 0 | 0 | 0 | 0
ENS | Alternate Scenario | DLC-Thermostat | DLC-Thermostat-BYOT-MSHP | Residential Charitable | Residential LI | Winter Evening | Program Delivery Cost | 0 | 942.9217 | 1283.1484 | 0 | 0 | 0 | 0 | 0 | 0 | 0
ENS | Alternate Scenario | DLC-Thermostat | DLC-Thermostat-BYOT-MSHP | Residential Charitable | Residential Market Rate | Winter Evening | Program Delivery Cost | 0 | 11627.1416 | 15822.4688 | 0 | 0 | 0 | 0 | 0 | 0 | 0
ENS | Alternate Scenario | DLC-Water Heating | DLC-Switch-Water Heating | Residential Charitable | Residential LI | Winter Morning | Program Delivery Cost | 0 | 4132.7115 | 7646.4284 | 0 | 0 | 0 | 0 | 0 | 0 | 0
ENS | Alternate Scenario | DLC-Water Heating | DLC-Switch-Water Heating | Residential Charitable | Residential Market Rate | Winter Morning | Program Delivery Cost | 0 | 47803.2643 | 88446.5881 | 0 | 0 | 0 | 0 | 0 | 0 | 0
ENS | Alternate Scenario | DLC-Water Heating | DLC-Switch-Water Heating | Residential Charitable | Residential LI | Winter Evening | Program Delivery Cost | 0 | 4132.7115 | 7646.4284 | 0 | 0 | 0 | 0 | 0 | 0 | 0
ENS | Alternate Scenario | DLC-Water Heating | DLC-Switch-Water Heating | Residential Charitable | Residential Market Rate | Winter Evening | Program Delivery Cost | 0 | 47803.2643 | 88446.5881 | 0 | 0 | 0 | 0 | 0 | 0 | 0
ENS | Alternate Scenario | C&I Curtailment | C&I Curtailment-Turnkey-Manual HVAC Control | General | Miscellaneous | Winter Morning | Program Delivery Cost | 1 | 14815.3649 | 12000.0969 | 21693.0487 | 25916.6118 | 29779.1094 | 33599.5552 | 37443.7502 | 37686.5313 | 37686.5313
ENS | Alternate Scenario | C&I Curtailment | C&I Curtailment-Turnkey-Manual HVAC Control | General | Offices | Winter Morning | Program Delivery Cost | 1 | 972.6329 | 793.779 | 1446.9048 | 1746.7325 | 2026.4535 | 2309.0056 | 2573.1837 | 2589.868 | 2589.868
ENS | Alternate Scenario | C&I Curtailment | C&I Curtailment-Turnkey-Manual HVAC Control | General | Retail Trade | Winter Morning | Program Delivery Cost | 1 | 3492.5588 | 2817.4225 | 5071.5297 | 6024.2963 | 6881.6708 | 7717.1544 | 8600.0901 | 8655.8521 | 8655.8521
ENS | Alternate Scenario | C&I Curtailment | C&I Curtailment-Turnkey-Manual HVAC Control | General | Services | Winter Morning | Program Delivery Cost | 1 | 2257.7585 | 1821.3711 | 3278.645 | 3894.7255 | 4449.2173 | 4989.6249 | 5560.4983 | 5596.5519 | 5596.5519
ENS | Alternate Scenario | C&I Curtailment | C&I Curtailment-Turnkey-Auto-DR HVAC Control | General | Miscellaneous | Winter Morning | Program Delivery Cost | 1 | 373.1727 | 379.2593 | 861.0846 | 1293.6209 | 1872.0369 | 2665.3908 | 3712.9296 | 4671.2548 | 5839.0685
ENS | Alternate Scenario | C&I Curtailment | C&I Curtailment-Turnkey-Auto-DR HVAC Control | General | Offices | Winter Morning | Program Delivery Cost | 1 | 24.4989 | 25.0871 | 57.4335 | 87.1877 | 127.3912 | 183.1692 | 255.1574 | 321.0148 | 401.2685
ENS | Alternate Scenario | C&I Curtailment | C&I Curtailment-Turnkey-Auto-DR HVAC Control | General | Retail Trade | Winter Morning | Program Delivery Cost | 1 | 87.9713 | 89.0437 | 201.3095 | 300.7012 | 432.61 | 612.1876 | 852.7866 | 1072.895 | 1341.1187
ENS | Alternate Scenario | C&I Curtailment | C&I Curtailment-Turnkey-Auto-DR HVAC Control | General | Services | Winter Morning | Program Delivery Cost | 1 | 56.8689 | 57.5639 | 130.1426 | 194.4042 | 279.696 | 395.8177 | 551.3801 | 693.694 | 867.1175
ENS | Alternate Scenario | C&I Curtailment | C&I Curtailment-Turnkey-Standard Lighting Control | General | Miscellaneous | Winter Morning | Program Delivery Cost | 1 | 6281.3769 | 5040.4867 | 9046.679 | 10749.7136 | 12362.1101 | 13986.2588 | 15586.4558 | 15687.5166 | 15687.5166
ENS | Alternate Scenario | C&I Curtailment | C&I Curtailment-Turnkey-Standard Lighting Control | General | Offices | Winter Morning | Program Delivery Cost | 1 | 133.6881 | 105.6459 | 186.664 | 217.6968 | 246.564 | 274.5617 | 305.9749 | 307.9588 | 307.9588
ENS | Alternate Scenario | C&I Curtailment | C&I Curtailment-Turnkey-Standard Lighting Control | General | Retail Trade | Winter Morning | Program Delivery Cost | 1 | 1461.9776 | 1160.4767 | 2061.7486 | 2419.8237 | 2750.9141 | 3074.5014 | 3426.2615 | 3448.477 | 3448.477
ENS | Alternate Scenario | C&I Curtailment | C&I Curtailment-Turnkey-Standard Lighting Control | General | Services | Winter Morning | Program Delivery Cost | 1 | 945.7017 | 750.8033 | 1334.0985 | 1566.0858 | 1780.6581 | 1990.4604 | 2218.1932 | 2232.5757 | 2232.5757
ENS | Alternate Scenario | C&I Curtailment | C&I Curtailment-Turnkey-Water Heating Control | General | Miscellaneous | Winter Morning | Program Delivery Cost | 1 | 362.4199 | 299.6569 | 554.4401 | 681.5184 | 805.8376 | 937.7636 | 1045.0551 | 1051.8312 | 1051.8312
ENS | Alternate Scenario | C&I Curtailment | C&I Curtailment-Turnkey-Water Heating Control | General | Offices | Winter Morning | Program Delivery Cost | 1 | 9.7741 | 8.0581 | 14.8604 | 18.2017 | 21.4619 | 24.9 | 27.7489 | 27.9288 | 27.9288
ENS | Alternate Scenario | C&I Curtailment | C&I Curtailment-Turnkey-Water Heating Control | General | Retail Trade | Winter Morning | Program Delivery Cost | 1 | 191.5419 | 159.042 | 295.3122 | 364.6789 | 432.8763 | 505.6826 | 563.5388 | 567.1927 | 567.1927
ENS | Alternate Scenario | C&I Curtailment | C&I Curtailment-Turnkey-Water Heating Control | General | Services | Winter Morning | Program Delivery Cost | 1 | 123.7574 | 102.746 | 190.7588 | 235.532 | 279.5421 | 326.5174 | 363.8749 | 366.2342 | 366.2342
ENS | Alternate Scenario | C&I Curtailment | C&I Curtailment-Turnkey-Other | General | Miscellaneous | Winter Morning | Program Delivery Cost | 1 | 6536.0928 | 5375.5441 | 9889.2469 | 12074.2921 | 14176.4288 | 16378.2485 | 18252.118 | 18370.4627 | 18370.4627
ENS | Alternate Scenario | C&I Curtailment | C&I Curtailment-Turnkey-Other | General | Offices | Winter Morning | Program Delivery Cost | 1 | 180.1659 | 147.8305 | 271.2882 | 330.2433 | 386.6607 | 445.4441 | 496.4083 | 499.627 | 499.627
ENS | Alternate Scenario | C&I Curtailment | C&I Curtailment-Turnkey-Other | General | Retail Trade | Winter Morning | Program Delivery Cost | 1 | 2060.9958 | 1696.9265 | 3124.5406 | 3819.4351 | 4490.4407 | 5195.0439 | 5789.4197 | 5826.9576 | 5826.9576
ENS | Alternate Scenario | C&I Curtailment | C&I Curtailment-Turnkey-Other | General | Services | Winter Morning | Program Delivery Cost | 1 | 1332.2262 | 1096.8596 | 2019.5996 | 2468.6897 | 2902.3176 | 3357.6367 | 3741.7909 | 3766.0523 | 3766.0523
ENS | Alternate Scenario | C&I Curtailment | C&I Curtailment-Turnkey-Manual HVAC Control | General | Miscellaneous | Winter Evening | Program Delivery Cost | 1 | 17302.4767 | 14064.1036 | 25238.5558 | 30047.6311 | 34929.4691 | 39314.7148 | 43793.4027 | 44124.7681 | 44124.7681
ENS | Alternate Scenario | C&I Curtailment | C&I Curtailment-Turnkey-Manual HVAC Control | General | Offices | Winter Evening | Program Delivery Cost | 1 | 1135.9125 | 930.3084 | 1683.3866 | 2025.1557 | 2376.9329 | 2701.7589 | 3009.5402 | 3032.3121 | 3032.3121
ENS | Alternate Scenario | C&I Curtailment | C&I Curtailment-Turnkey-Manual HVAC Control | General | Retail Trade | Winter Evening | Program Delivery Cost | 1 | 4078.868 | 3302.0169 | 5900.4195 | 6984.5485 | 8071.8703 | 9029.8137 | 10058.4798 | 10134.5879 | 10134.5879
ENS | Alternate Scenario | C&I Curtailment | C&I Curtailment-Turnkey-Manual HVAC Control | General | Services | Winter Evening | Program Delivery Cost | 1 | 2636.7771 | 2134.6454 | 3814.5061 | 4515.5315 | 5218.7188 | 5838.3416 | 6503.4388 | 6552.6475 | 6552.6475
ENS | Alternate Scenario | C&I Curtailment | C&I Curtailment-Turnkey-Auto-DR HVAC Control | General | Miscellaneous | Winter Evening | Program Delivery Cost | 1 | 435.8186 | 444.4915 | 1001.82 | 1499.8196 | 2195.8096 | 3118.7639 | 4342.5624 | 5469.2758 | 6836.5948
ENS | Alternate Scenario | C&I Curtailment | C&I Curtailment-Turnkey-Auto-DR HVAC Control | General | Offices | Winter Evening | Program Delivery Cost | 1 | 28.6116 | 29.4021 | 66.8204 | 101.0851 | 149.4237 | 214.3256 | 298.4266 | 375.8558 | 469.8198
ENS | Alternate Scenario | C&I Curtailment | C&I Curtailment-Turnkey-Auto-DR HVAC Control | General | Retail Trade | Winter Evening | Program Delivery Cost | 1 | 102.7394 | 104.3592 | 234.2114 | 348.6319 | 507.4308 | 716.3185 | 997.4008 | 1256.1847 | 1570.2308
ENS | Alternate Scenario | C&I Curtailment | C&I Curtailment-Turnkey-Auto-DR HVAC Control | General | Services | Winter Evening | Program Delivery Cost | 1 | 66.4157 | 67.4648 | 151.4131 | 225.3916 | 328.0701 | 463.1449 | 644.8823 | 812.2023 | 1015.2528
ENS | Alternate Scenario | C&I Curtailment | C&I Curtailment-Turnkey-Standard Lighting Control | General | Miscellaneous | Winter Evening | Program Delivery Cost | 1 | 7335.8556 | 5907.4462 | 10525.2662 | 12463.1811 | 14500.1631 | 16365.2696 | 18229.5825 | 18367.5178 | 18367.5178
ENS | Alternate Scenario | C&I Curtailment | C&I Curtailment-Turnkey-Standard Lighting Control | General | Offices | Winter Evening | Program Delivery Cost | 1 | 156.1309 | 123.8169 | 217.1724 | 252.397 | 289.2078 | 321.2637 | 357.8616 | 360.5694 | 360.5694
ENS | Alternate Scenario | C&I Curtailment | C&I Curtailment-Turnkey-Standard Lighting Control | General | Retail Trade | Winter Evening | Program Delivery Cost | 1 | 1707.4054 | 1360.0777 | 2398.7204 | 2805.5354 | 3226.6905 | 3597.4626 | 4007.2815 | 4037.6029 | 4037.6029
ENS | Alternate Scenario | C&I Curtailment | C&I Curtailment-Turnkey-Standard Lighting Control | General | Services | Winter Evening | Program Delivery Cost | 1 | 1104.4603 | 879.9408 | 1552.1433 | 1815.7145 | 2088.6267 | 2329.0304 | 2594.3509 | 2613.9812 | 2613.9812
ENS | Alternate Scenario | C&I Curtailment | C&I Curtailment-Turnkey-Water Heating Control | General | Miscellaneous | Winter Evening | Program Delivery Cost | 1 | 423.2607 | 351.1976 | 645.0577 | 790.1501 | 945.2089 | 1097.2738 | 1222.2739 | 1231.5224 | 1231.5224
ENS | Alternate Scenario | C&I Curtailment | C&I Curtailment-Turnkey-Water Heating Control | General | Offices | Winter Evening | Program Delivery Cost | 1 | 11.4149 | 9.444 | 17.2892 | 21.103 | 25.1738 | 29.1354 | 32.4545 | 32.7001 | 32.7001
ENS | Alternate Scenario | C&I Curtailment | C&I Curtailment-Turnkey-Water Heating Control | General | Retail Trade | Winter Evening | Program Delivery Cost | 1 | 223.6967 | 186.3971 | 343.578 | 422.8075 | 507.7432 | 591.6973 | 659.1028 | 664.0899 | 664.0899
ENS | Alternate Scenario | C&I Curtailment | C&I Curtailment-Turnkey-Water Heating Control | General | Services | Winter Evening | Program Delivery Cost | 1 | 144.533 | 120.4183 | 221.9364 | 273.075 | 327.8895 | 382.0568 | 425.5803 | 428.8004 | 428.8004
ENS | Alternate Scenario | C&I Curtailment | C&I Curtailment-Turnkey-Other | General | Miscellaneous | Winter Evening | Program Delivery Cost | 1 | 7633.3316 | 6300.1332 | 11505.5433 | 13998.8929 | 16628.2721 | 19164.1278 | 21347.2835 | 21508.809 | 21508.809
ENS | Alternate Scenario | C&I Curtailment | C&I Curtailment-Turnkey-Other | General | Offices | Winter Evening | Program Delivery Cost | 1 | 210.4111 | 173.2573 | 315.6274 | 382.8829 | 453.5345 | 521.2125 | 580.5884 | 584.9815 | 584.9815
ENS | Alternate Scenario | C&I Curtailment | C&I Curtailment-Turnkey-Other | General | Retail Trade | Winter Evening | Program Delivery Cost | 1 | 2406.9831 | 1988.7964 | 3635.2148 | 4428.24 | 5267.0719 | 6078.7016 | 6771.1804 | 6822.4149 | 6822.4149
ENS | Alternate Scenario | C&I Curtailment | C&I Curtailment-Turnkey-Other | General | Services | Winter Evening | Program Delivery Cost | 1 | 1555.872 | 1285.5185 | 2349.6825 | 2862.1904 | 3404.2795 | 3928.7583 | 4376.318 | 4409.4316 | 4409.4316
ENS | Alternate Scenario | C&I Curtailment | C&I Curtailment-Turnkey-Manual HVAC Control | Large General | Miscellaneous | Winter Morning | Program Delivery Cost | 1 | 11914.0218 | 9660.2034 | 17464.9361 | 20872.1302 | 24016.9627 | 27108.6937 | 30207.4766 | 30078.1055 | 30078.1055
ENS | Alternate Scenario | C&I Curtailment | C&I Curtailment-Turnkey-Manual HVAC Control | Large General | Retail Trade | Winter Morning | Program Delivery Cost | 1 | 514.9058 | 414.953 | 745.6661 | 884.3241 | 1009.6382 | 1130.26 | 1259.4595 | 1254.0655 | 1254.0655
ENS | Alternate Scenario | C&I Curtailment | C&I Curtailment-Turnkey-Manual HVAC Control | Large General | Services | Winter Morning | Program Delivery Cost | 1 | 824.5639 | 664.5007 | 1194.1006 | 1416.1457 | 1616.8222 | 1809.9844 | 2016.883 | 2008.2452 | 2008.2452
ENS | Alternate Scenario | C&I Curtailment | C&I Curtailment-Turnkey-Auto-DR HVAC Control | Large General | Miscellaneous | Winter Morning | Program Delivery Cost | 1 | 300.093 | 305.3077 | 693.2537 | 1041.8269 | 1509.8047 | 2150.4827 | 2995.3793 | 3728.1886 | 4660.2357
ENS | Alternate Scenario | C&I Curtailment | C&I Curtailment-Turnkey-Auto-DR HVAC Control | Large General | Retail Trade | Winter Morning | Program Delivery Cost | 1 | 12.9696 | 13.1145 | 29.5985 | 44.1408 | 63.47 | 89.6614 | 124.8883 | 155.4417 | 194.3022
ENS | Alternate Scenario | C&I Curtailment | C&I Curtailment-Turnkey-Auto-DR HVAC Control | Large General | Services | Winter Morning | Program Delivery Cost | 1 | 20.7693 | 21.0013 | 47.3987 | 70.6865 | 101.6401 | 143.5827 | 199.9945 | 248.9225 | 311.1531
ENS | Alternate Scenario | C&I Curtailment | C&I Curtailment-Turnkey-Standard Lighting Control | Large General | Miscellaneous | Winter Morning | Program Delivery Cost | 1 | 5248.2335 | 4213.9522 | 7562.7104 | 8989.4832 | 10353.1423 | 11718.7922 | 13058.3622 | 13002.4365 | 13002.4365
ENS | Alternate Scenario | C&I Curtailment | C&I Curtailment-Turnkey-Standard Lighting Control | Large General | Retail Trade | Winter Morning | Program Delivery Cost | 1 | 214.8446 | 170.2412 | 301.7552 | 353.3293 | 401.2142 | 447.354 | 498.4908 | 496.3559 | 496.3559
ENS | Alternate Scenario | C&I Curtailment | C&I Curtailment-Turnkey-Standard Lighting Control | Large General | Services | Winter Morning | Program Delivery Cost | 1 | 344.0495 | 272.6221 | 483.2271 | 565.8171 | 642.4996 | 716.3872 | 798.2771 | 794.8583 | 794.8583
ENS | Alternate Scenario | C&I Curtailment | C&I Curtailment-Turnkey-Water Heating Control | Large General | Miscellaneous | Winter Morning | Program Delivery Cost | 1 | 236.7873 | 194.5828 | 357.8109 | 437.1754 | 514.54 | 595.1145 | 663.1417 | 660.3017 | 660.3017
ENS | Alternate Scenario | C&I Curtailment | C&I Curtailment-Turnkey-Water Heating Control | Large General | Retail Trade | Winter Morning | Program Delivery Cost | 1 | 28.3125 | 23.5028 | 43.5955 | 53.7974 | 63.8783 | 74.5576 | 83.0803 | 82.7244 | 82.7244
ENS | Alternate Scenario | C&I Curtailment | C&I Curtailment-Turnkey-Water Heating Control | Large General | Services | Winter Morning | Program Delivery Cost | 1 | 45.3392 | 37.6372 | 69.8133 | 86.1505 | 102.294 | 119.3956 | 133.0437 | 132.4739 | 132.4739
ENS | Alternate Scenario | C&I Curtailment | C&I Curtailment-Turnkey-Other | Large General | Miscellaneous | Winter Morning | Program Delivery Cost | 1 | 5121.6951 | 4205.782 | 7720.2396 | 9406.8418 | 11033.8951 | 12719.745 | 14173.7335 | 14113.0309 | 14113.0309
ENS | Alternate Scenario | C&I Curtailment | C&I Curtailment-Turnkey-Other | Large General | Retail Trade | Winter Morning | Program Delivery Cost | 1 | 303.9665 | 250.0932 | 459.8037 | 561.3305 | 659.8232 | 762.3219 | 849.4626 | 845.8246 | 845.8246
ENS | Alternate Scenario | C&I Curtailment | C&I Curtailment-Turnkey-Other | Large General | Services | Winter Morning | Program Delivery Cost | 1 | 486.7682 | 400.4962 | 736.3241 | 898.9078 | 1056.6328 | 1220.773 | 1360.319 | 1354.4931 | 1354.4931
ENS | Alternate Scenario | C&I Curtailment | C&I Curtailment-Turnkey-Manual HVAC Control | Large General | Miscellaneous | Winter Evening | Program Delivery Cost | 1 | 10222.0353 | 8317.5733 | 14927.7369 | 17777.9571 | 20695.7623 | 23303.0761 | 25955.3483 | 25871.9885 | 25871.9885
ENS | Alternate Scenario | C&I Curtailment | C&I Curtailment-Turnkey-Manual HVAC Control | Large General | Retail Trade | Winter Evening | Program Delivery Cost | 1 | 441.7808 | 357.2805 | 637.3403 | 753.2281 | 870.0198 | 971.5899 | 1082.1728 | 1078.6972 | 1078.6972
ENS | Alternate Scenario | C&I Curtailment | C&I Curtailment-Turnkey-Manual HVAC Control | Large General | Services | Winter Evening | Program Delivery Cost | 1 | 707.4623 | 572.1446 | 1020.6289 | 1206.2102 | 1393.239 | 1555.8922 | 1732.9783 | 1727.4125 | 1727.4125
ENS | Alternate Scenario | C&I Curtailment | C&I Curtailment-Turnkey-Auto-DR HVAC Control | Large General | Miscellaneous | Winter Evening | Program Delivery Cost | 1 | 257.4749 | 262.8743 | 592.5421 | 887.3821 | 1301.0204 | 1848.5901 | 2573.7374 | 3206.8393 | 4008.5492
ENS | Alternate Scenario | C&I Curtailment | C&I Curtailment-Turnkey-Auto-DR HVAC Control | Large General | Retail Trade | Winter Evening | Program Delivery Cost | 1 | 11.1277 | 11.2917 | 25.2986 | 37.5972 | 54.693 | 77.0744 | 107.3085 | 133.7048 | 167.131
ENS | Alternate Scenario | C&I Curtailment | C&I Curtailment-Turnkey-Auto-DR HVAC Control | Large General | Services | Winter Evening | Program Delivery Cost | 1 | 17.8197 | 18.0824 | 40.5129 | 60.2077 | 87.5847 | 123.4261 | 171.8425 | 214.1132 | 267.6415
ENS | Alternate Scenario | C&I Curtailment | C&I Curtailment-Turnkey-Standard Lighting Control | Large General | Miscellaneous | Winter Evening | Program Delivery Cost | 1 | 4502.8983 | 3628.2731 | 6464.0461 | 7656.844 | 8921.4516 | 10073.6653 | 11220.2136 | 11184.178 | 11184.178
ENS | Alternate Scenario | C&I Curtailment | C&I Curtailment-Turnkey-Standard Lighting Control | Large General | Retail Trade | Winter Evening | Program Delivery Cost | 1 | 184.3332 | 146.5801 | 257.9181 | 300.9502 | 345.7321 | 384.5528 | 428.3212 | 426.9456 | 426.9456
ENS | Alternate Scenario | C&I Curtailment | C&I Curtailment-Turnkey-Standard Lighting Control | Large General | Services | Winter Evening | Program Delivery Cost | 1 | 295.1889 | 234.7315 | 413.0268 | 481.938 | 553.6511 | 615.8181 | 685.9083 | 683.7054 | 683.7054
ENS | Alternate Scenario | C&I Curtailment | C&I Curtailment-Turnkey-Water Heating Control | Large General | Miscellaneous | Winter Evening | Program Delivery Cost | 1 | 203.1596 | 167.5386 | 305.8303 | 372.3667 | 443.3866 | 511.5701 | 569.7952 | 567.9652 | 567.9652
ENS | Alternate Scenario | C&I Curtailment | C&I Curtailment-Turnkey-Water Heating Control | Large General | Retail Trade | Winter Evening | Program Delivery Cost | 1 | 24.2916 | 20.2363 | 37.2622 | 45.8222 | 55.0449 | 64.0909 | 71.3855 | 71.1563 | 71.1563
ENS | Alternate Scenario | C&I Curtailment | C&I Curtailment-Turnkey-Water Heating Control | Large General | Services | Winter Evening | Program Delivery Cost | 1 | 38.9003 | 32.4061 | 59.6712 | 73.3792 | 88.1482 | 102.6344 | 114.3159 | 113.9488 | 113.9488
ENS | Alternate Scenario | C&I Curtailment | C&I Curtailment-Turnkey-Other | Large General | Miscellaneous | Winter Evening | Program Delivery Cost | 1 | 4394.3304 | 3621.2385 | 6598.6904 | 8012.3316 | 9508.0662 | 10934.1007 | 12178.5806 | 12139.4672 | 12139.4672
ENS | Alternate Scenario | C&I Curtailment | C&I Curtailment-Turnkey-Other | Large General | Retail Trade | Winter Evening | Program Delivery Cost | 1 | 260.7982 | 215.3338 | 393.0063 | 478.1165 | 568.5791 | 655.3044 | 729.8888 | 727.5446 | 727.5446
ENS | Alternate Scenario | C&I Curtailment | C&I Curtailment-Turnkey-Other | Large General | Services | Winter Evening | Program Delivery Cost | 1 | 417.6391 | 344.8329 | 629.3554 | 765.6499 | 910.5157 | 1049.3964 | 1168.8349 | 1165.081 | 1165.081
ENS | Alternate Scenario | C&I Curtailment | C&I Curtailment-Turnkey-Manual HVAC Control | Small Industrial | Miscellaneous | Winter Morning | Program Delivery Cost | 1 | 1989.01 | 1611.2851 | 2915.0592 | 3484.8999 | 4004.2996 | 4520.3676 | 5034.7453 | 5063.465 | 5063.465
ENS | Alternate Scenario | C&I Curtailment | C&I Curtailment-Turnkey-Manual HVAC Control | Small Industrial | Offices | Winter Morning | Program Delivery Cost | 1 | 24.8034 | 20.1812 | 36.696 | 44.1422 | 51.0144 | 57.9273 | 64.519 | 64.887 | 64.887
ENS | Alternate Scenario | C&I Curtailment | C&I Curtailment-Turnkey-Manual HVAC Control | Small Industrial | Retail Trade | Winter Morning | Program Delivery Cost | 1 | 86.2547 | 69.5677 | 125.2153 | 148.7864 | 170.0446 | 190.9288 | 212.6549 | 213.8679 | 213.8679
ENS | Alternate Scenario | C&I Curtailment | C&I Curtailment-Turnkey-Manual HVAC Control | Small Industrial | Services | Winter Morning | Program Delivery Cost | 1 | 27.2501 | 21.9782 | 39.5587 | 47.0055 | 53.7215 | 60.3194 | 67.1832 | 67.5664 | 67.5664
ENS | Alternate Scenario | C&I Curtailment | C&I Curtailment-Turnkey-Auto-DR HVAC Control | Small Industrial | Miscellaneous | Winter Morning | Program Delivery Cost | 1 | 50.0996 | 50.9242 | 115.7105 | 173.9479 | 251.7267 | 358.5924 | 499.2463 | 627.6177 | 784.5222
ENS | Alternate Scenario | C&I Curtailment | C&I Curtailment-Turnkey-Auto-DR HVAC Control | Small Industrial | Offices | Winter Morning | Program Delivery Cost | 1 | 0.62475 | 0.63782 | 1.4566 | 2.2033 | 3.207 | 4.5953 | 6.3977 | 8.0428 | 10.0534
ENS | Alternate Scenario | C&I Curtailment | C&I Curtailment-Turnkey-Auto-DR HVAC Control | Small Industrial | Retail Trade | Winter Morning | Program Delivery Cost | 1 | 2.1726 | 2.1987 | 4.9703 | 7.4266 | 10.6897 | 15.146 | 21.0869 | 26.509 | 33.1362
ENS | Alternate Scenario | C&I Curtailment | C&I Curtailment-Turnkey-Auto-DR HVAC Control | Small Industrial | Services | Winter Morning | Program Delivery Cost | 1 | 0.68638 | 0.69462 | 1.5702 | 2.3463 | 3.3772 | 4.785 | 6.6619 | 8.3749 | 10.4686
ENS | Alternate Scenario | C&I Curtailment | C&I Curtailment-Turnkey-Standard Lighting Control | Small Industrial | Miscellaneous | Winter Morning | Program Delivery Cost | 1 | 641.3863 | 512.8179 | 916.6388 | 1084.2601 | 1241.2685 | 1398.6674 | 1557.8233 | 1566.7096 | 1566.7096
ENS | Alternate Scenario | C&I Curtailment | C&I Curtailment-Turnkey-Standard Lighting Control | Small Industrial | Offices | Winter Morning | Program Delivery Cost | 1 | 3.5509 | 2.8265 | 5.0269 | 5.9129 | 6.7358 | 7.5517 | 8.411 | 8.459 | 8.459
ENS | Alternate Scenario | C&I Curtailment | C&I Curtailment-Turnkey-Standard Lighting Control | Small Industrial | Retail Trade | Winter Morning | Program Delivery Cost | 1 | 37.6068 | 30.1226 | 53.9345 | 63.9222 | 73.2531 | 82.6291 | 92.0316 | 92.5566 | 92.5566
ENS | Alternate Scenario | C&I Curtailment | C&I Curtailment-Turnkey-Standard Lighting Control | Small Industrial | Services | Winter Morning | Program Delivery Cost | 1 | 11.881 | 9.5165 | 17.0393 | 20.1947 | 23.1426 | 26.1047 | 29.0752 | 29.241 | 29.241
ENS | Alternate Scenario | C&I Curtailment | C&I Curtailment-Turnkey-Water Heating Control | Small Industrial | Miscellaneous | Winter Morning | Program Delivery Cost | 1 | 46.7202 | 38.4717 | 70.9294 | 86.7409 | 102.0072 | 118.0868 | 131.5241 | 132.2743 | 132.2743
ENS | Alternate Scenario | C&I Curtailment | C&I Curtailment-Turnkey-Water Heating Control | Small Industrial | Offices | Winter Morning | Program Delivery Cost | 1 | 0.24475 | 0.20025 | 0.36666 | 0.44498 | 0.52021 | 0.59855 | 0.66666 | 0.67046 | 0.67046
ENS | Alternate Scenario | C&I Curtailment | C&I Curtailment-Turnkey-Water Heating Control | Small Industrial | Retail Trade | Winter Morning | Program Delivery Cost | 1 | 4.5714 | 3.7553 | 6.9061 | 8.4215 | 9.8786 | 11.4059 | 12.7038 | 12.7762 | 12.7762
ENS | Alternate Scenario | C&I Curtailment | C&I Curtailment-Turnkey-Water Heating Control | Small Industrial | Services | Winter Morning | Program Delivery Cost | 1 | 1.4442 | 1.1864 | 2.1818 | 2.6606 | 3.1209 | 3.6034 | 4.0134 | 4.0363 | 4.0363
ENS | Alternate Scenario | C&I Curtailment | C&I Curtailment-Turnkey-Other | Small Industrial | Miscellaneous | Winter Morning | Program Delivery Cost | 1 | 731.3984 | 599.895 | 1101.6586 | 1341.8805 | 1571.1476 | 1810.9243 | 2016.9914 | 2028.4969 | 2028.4969
ENS | Alternate Scenario | C&I Curtailment | C&I Curtailment-Turnkey-Other | Small Industrial | Offices | Winter Morning | Program Delivery Cost | 1 | 4.6141 | 3.7764 | 6.9199 | 8.4086 | 9.8247 | 11.3002 | 12.5861 | 12.6578 | 12.6578
ENS | Alternate Scenario | C&I Curtailment | C&I Curtailment-Turnkey-Other | Small Industrial | Retail Trade | Winter Morning | Program Delivery Cost | 1 | 50.6508 | 41.5351 | 76.2614 | 92.8646 | 108.7163 | 125.2877 | 139.5444 | 140.3404 | 140.3404
ENS | Alternate Scenario | C&I Curtailment | C&I Curtailment-Turnkey-Other | Small Industrial | Services | Winter Morning | Program Delivery Cost | 1 | 16.0019 | 13.122 | 24.093 | 29.3383 | 34.3463 | 39.5816 | 44.0857 | 44.3372 | 44.3372
ENS | Alternate Scenario | C&I Curtailment | C&I Curtailment-Turnkey-Industrial | Small Industrial | Manufacturing | Winter Morning | Program Delivery Cost | 1 | 178.9677 | 146.0071 | 266.5566 | 322.4961 | 375.5193 | 430.4616 | 479.4443 | 482.1792 | 482.1792
ENS | Alternate Scenario | C&I Curtailment | C&I Curtailment-Turnkey-Manual HVAC Control | Small Industrial | Miscellaneous | Winter Evening | Program Delivery Cost | 1 | 2723.5203 | 2214.1009 | 3976.3903 | 4737.1817 | 5506.8667 | 6201.4476 | 6904.0603 | 6950.9122 | 6950.9122
ENS | Alternate Scenario | C&I Curtailment | C&I Curtailment-Turnkey-Manual HVAC Control | Small Industrial | Offices | Winter Evening | Program Delivery Cost | 1 | 33.9629 | 27.7314 | 50.0565 | 60.0045 | 70.1569 | 79.4699 | 88.4737 | 89.0741 | 89.0741
ENS | Alternate Scenario | C&I Curtailment | C&I Curtailment-Turnkey-Manual HVAC Control | Small Industrial | Retail Trade | Winter Evening | Program Delivery Cost | 1 | 118.1071 | 95.5945 | 170.8043 | 202.2521 | 233.8519 | 261.9334 | 291.61 | 293.5889 | 293.5889
ENS | Alternate Scenario | C&I Curtailment | C&I Curtailment-Turnkey-Manual HVAC Control | Small Industrial | Services | Winter Evening | Program Delivery Cost | 1 | 37.3131 | 30.2008 | 53.9615 | 63.8967 | 73.8799 | 82.7515 | 92.1271 | 92.7523 | 92.7523
ENS | Alternate Scenario | C&I Curtailment | C&I Curtailment-Turnkey-Auto-DR HVAC Control | Small Industrial | Miscellaneous | Winter Evening | Program Delivery Cost | 1 | 68.6006 | 69.976 | 157.839 | 236.4552 | 346.1842 | 491.9494 | 684.608 | 861.5673 | 1076.9591
ENS | Alternate Scenario | C&I Curtailment | C&I Curtailment-Turnkey-Auto-DR HVAC Control | Small Industrial | Offices | Winter Evening | Program Delivery Cost | 1 | 0.85547 | 0.87644 | 1.9869 | 2.9951 | 4.4104 | 6.3042 | 8.7731 | 11.0408 | 13.801
ENS | Alternate Scenario | C&I Curtailment | C&I Curtailment-Turnkey-Auto-DR HVAC Control | Small Industrial | Retail Trade | Winter Evening | Program Delivery Cost | 1 | 2.9749 | 3.0212 | 6.7799 | 10.0954 | 14.7009 | 20.7787 | 28.9161 | 36.3904 | 45.488
ENS | Alternate Scenario | C&I Curtailment | C&I Curtailment-Turnkey-Auto-DR HVAC Control | Small Industrial | Services | Winter Evening | Program Delivery Cost | 1 | 0.93985 | 0.95449 | 2.1419 | 3.1894 | 4.6444 | 6.5645 | 9.1353 | 11.4967 | 14.3708
ENS | Alternate Scenario | C&I Curtailment | C&I Curtailment-Turnkey-Standard Lighting Control | Small Industrial | Miscellaneous | Winter Evening | Program Delivery Cost | 1 | 878.2403 | 704.674 | 1250.3738 | 1473.8837 | 1707.0402 | 1918.818 | 2136.2166 | 2150.7132 | 2150.7132
ENS | Alternate Scenario | C&I Curtailment | C&I Curtailment-Turnkey-Standard Lighting Control | Small Industrial | Offices | Winter Evening | Program Delivery Cost | 1 | 4.8623 | 3.884 | 6.8571 | 8.0377 | 9.2634 | 10.3601 | 11.5338 | 11.6121 | 11.6121
ENS | Alternate Scenario | C&I Curtailment | C&I Curtailment-Turnkey-Standard Lighting Control | Small Industrial | Retail Trade | Winter Evening | Program Delivery Cost | 1 | 51.4944 | 41.3921 | 73.5712 | 86.8924 | 100.7405 | 113.3581 | 126.2014 | 127.0578 | 127.0578
ENS | Alternate Scenario | C&I Curtailment | C&I Curtailment-Turnkey-Standard Lighting Control | Small Industrial | Services | Winter Evening | Program Delivery Cost | 1 | 16.2684 | 13.0768 | 23.2431 | 27.4516 | 31.8265 | 35.8128 | 39.8703 | 40.1408 | 40.1408
ENS | Alternate Scenario | C&I Curtailment | C&I Curtailment-Turnkey-Water Heating Control | Small Industrial | Miscellaneous | Winter Evening | Program Delivery Cost | 1 | 63.9732 | 52.8648 | 96.7538 | 117.9108 | 140.2842 | 162.0021 | 180.3567 | 181.5806 | 181.5806
ENS | Alternate Scenario | C&I Curtailment | C&I Curtailment-Turnkey-Water Heating Control | Small Industrial | Offices | Winter Evening | Program Delivery Cost | 1 | 0.33514 | 0.27517 | 0.50016 | 0.60488 | 0.71541 | 0.82115 | 0.91418 | 0.92038 | 0.92038
ENS | Alternate Scenario | C&I Curtailment | C&I Curtailment-Turnkey-Water Heating Control | Small Industrial | Retail Trade | Winter Evening | Program Delivery Cost | 1 | 6.2595 | 5.1603 | 9.4206 | 11.4478 | 13.5854 | 15.6476 | 17.4205 | 17.5387 | 17.5387
ENS | Alternate Scenario | C&I Curtailment | C&I Curtailment-Turnkey-Water Heating Control | Small Industrial | Services | Winter Evening | Program Delivery Cost | 1 | 1.9775 | 1.6303 | 2.9762 | 3.6166 | 4.292 | 4.9435 | 5.5036 | 5.5409 | 5.5409
ENS | Alternate Scenario | C&I Curtailment | C&I Curtailment-Turnkey-Other | Small Industrial | Miscellaneous | Winter Evening | Program Delivery Cost | 1 | 1001.4924 | 824.3284 | 1502.7566 | 1824.0788 | 2160.7026 | 2484.3891 | 2765.8659 | 2784.6354 | 2784.6354
ENS | Alternate Scenario | C&I Curtailment | C&I Curtailment-Turnkey-Other | Small Industrial | Offices | Winter Evening | Program Delivery Cost | 1 | 6.318 | 5.1893 | 9.4393 | 11.4302 | 13.5113 | 15.5026 | 17.259 | 17.3762 | 17.3762
ENS | Alternate Scenario | C&I Curtailment | C&I Curtailment-Turnkey-Other | Small Industrial | Retail Trade | Winter Evening | Program Delivery Cost | 1 | 69.3554 | 57.0742 | 104.0271 | 126.235 | 149.5108 | 171.881 | 191.3548 | 192.6534 | 192.6534
ENS | Alternate Scenario | C&I Curtailment | C&I Curtailment-Turnkey-Other | Small Industrial | Services | Winter Evening | Program Delivery Cost | 1 | 21.9112 | 18.0312 | 32.8649 | 39.8809 | 47.2343 | 54.3017 | 60.4539 | 60.8642 | 60.8642
ENS | Alternate Scenario | C&I Curtailment | C&I Curtailment-Turnkey-Industrial | Small Industrial | Manufacturing | Winter Evening | Program Delivery Cost | 1 | 245.0577 | 200.6315 | 363.606 | 438.3834 | 516.4286 | 590.546 | 657.4538 | 661.9154 | 661.9154
ENS | Alternate Scenario | C&I Curtailment | C&I Curtailment-Turnkey-Manual HVAC Control | Medium Industrial | Miscellaneous | Winter Morning | Program Delivery Cost | 1 | 38070.848 | 30863.2463 | 55827.2953 | 66756.8594 | 76819.5243 | 86740.6782 | 96589.2304 | 96840.0846 | 96840.0846
ENS | Alternate Scenario | C&I Curtailment | C&I Curtailment-Turnkey-Manual HVAC Control | Medium Industrial | Offices | Winter Morning | Program Delivery Cost | 1 | 597.6174 | 486.6006 | 884.6551 | 1064.4258 | 1231.9511 | 1399.2281 | 1558.0967 | 1562.1433 | 1562.1433
ENS | Alternate Scenario | C&I Curtailment | C&I Curtailment-Turnkey-Manual HVAC Control | Medium Industrial | Retail Trade | Winter Morning | Program Delivery Cost | 1 | 8637.224 | 6971.2886 | 12545.6313 | 14910.9381 | 17066.4796 | 19167.1123 | 21343.3496 | 21398.781 | 21398.781
ENS | Alternate Scenario | C&I Curtailment | C&I Curtailment-Turnkey-Manual HVAC Control | Medium Industrial | Services | Winter Morning | Program Delivery Cost | 1 | 397.7174 | 321.0063 | 577.6875 | 686.6025 | 785.8586 | 882.5862 | 982.7952 | 985.3476 | 985.3476
ENS | Alternate Scenario | C&I Curtailment | C&I Curtailment-Turnkey-Auto-DR HVAC Control | Medium Industrial | Miscellaneous | Winter Morning | Program Delivery Cost | 1 | 958.9369 | 975.4231 | 2216.0104 | 3332.1511 | 4829.1901 | 6880.9781 | 9577.8071 | 12003.3523 | 15004.1903
ENS | Alternate Scenario | C&I Curtailment | C&I Curtailment-Turnkey-Auto-DR HVAC Control | Medium Industrial | Offices | Winter Morning | Program Delivery Cost | 1 | 15.0529 | 15.3789 | 35.1155 | 53.1305 | 77.4455 | 110.9982 | 154.5012 | 193.628 | 242.0351
ENS | Alternate Scenario | C&I Curtailment | C&I Curtailment-Turnkey-Auto-DR HVAC Control | Medium Industrial | Retail Trade | Winter Morning | Program Delivery Cost | 1 | 217.5563 | 220.3254 | 497.9867 | 744.2756 | 1072.8689 | 1520.4917 | 2116.4107 | 2652.3842 | 3315.4802
ENS | Alternate Scenario | C&I Curtailment | C&I Curtailment-Turnkey-Auto-DR HVAC Control | Medium Industrial | Services | Winter Morning | Program Delivery Cost | 1 | 10.0178 | 10.1453 | 22.9307 | 34.2716 | 49.4023 | 70.0139 | 97.4542 | 122.1341 | 152.6676
ENS | Alternate Scenario | C&I Curtailment | C&I Curtailment-Turnkey-Standard Lighting Control | Medium Industrial | Miscellaneous | Winter Morning | Program Delivery Cost | 1 | 12276.5201 | 9822.7348 | 17554.8626 | 20770.1234 | 23812.8178 | 26838.8263 | 29886.1114 | 29963.7294 | 29963.7294
ENS | Alternate Scenario | C&I Curtailment | C&I Curtailment-Turnkey-Standard Lighting Control | Medium Industrial | Offices | Winter Morning | Program Delivery Cost | 1 | 85.5571 | 68.1515 | 121.1863 | 142.5816 | 162.6644 | 182.4099 | 203.1208 | 203.6483 | 203.6483
ENS | Alternate Scenario | C&I Curtailment | C&I Curtailment-Turnkey-Standard Lighting Control | Medium Industrial | Retail Trade | Winter Morning | Program Delivery Cost | 1 | 3765.808 | 3018.545 | 5403.8301 | 6406.098 | 7352.0296 | 8295.0374 | 9236.8575 | 9260.8467 | 9260.8467
ENS | Alternate Scenario | C&I Curtailment | C&I Curtailment-Turnkey-Standard Lighting Control | Medium Industrial | Services | Winter Morning | Program Delivery Cost | 1 | 173.4038 | 138.9947 | 248.8296 | 294.981 | 338.5382 | 381.9608 | 425.3287 | 426.4333 | 426.4333
ENS | Alternate Scenario | C&I Curtailment | C&I Curtailment-Turnkey-Water Heating Control | Medium Industrial | Miscellaneous | Winter Morning | Program Delivery Cost | 1 | 894.2523 | 736.9038 | 1358.3938 | 1661.6112 | 1956.9324 | 2265.951 | 2523.2274 | 2529.7806 | 2529.7806
ENS | Alternate Scenario | C&I Curtailment | C&I Curtailment-Turnkey-Water Heating Control | Medium Industrial | Offices | Winter Morning | Program Delivery Cost | 1 | 5.8971 | 4.8283 | 8.8394 | 10.7301 | 12.5625 | 14.4579 | 16.0995 | 16.1413 | 16.1413
ENS | Alternate Scenario | C&I Curtailment | C&I Curtailment-Turnkey-Water Heating Control | Medium Industrial | Retail Trade | Winter Morning | Program Delivery Cost | 1 | 457.7582 | 376.3167 | 691.943 | 843.9819 | 991.4608 | 1145.0217 | 1275.0277 | 1278.3391 | 1278.3391
ENS | Alternate Scenario | C&I Curtailment | C&I Curtailment-Turnkey-Water Heating Control | Medium Industrial | Services | Winter Morning | Program Delivery Cost | 1 | 21.0783 | 17.3282 | 31.8618 | 38.8628 | 45.6537 | 52.7247 | 58.7111 | 58.8636 | 58.8636
ENS | Alternate Scenario | C&I Curtailment | C&I Curtailment-Turnkey-Other | Medium Industrial | Miscellaneous | Winter Morning | Program Delivery Cost | 1 | 13999.406 | 11490.6459 | 21098.24 | 25705.1087 | 30141.3043 | 34749.5634 | 38695.0351 | 38795.531 | 38795.531
ENS | Alternate Scenario | C&I Curtailment | C&I Curtailment-Turnkey-Other | Medium Industrial | Offices | Winter Morning | Program Delivery Cost | 1 | 111.1732 | 91.0559 | 166.8226 | 202.761 | 237.2577 | 272.9548 | 303.9462 | 304.7355 | 304.7355
ENS | Alternate Scenario | C&I Curtailment | C&I Curtailment-Turnkey-Other | Medium Industrial | Retail Trade | Winter Morning | Program Delivery Cost | 1 | 5071.9888 | 4162.1732 | 7640.8226 | 9306.6179 | 10911.2826 | 12577.4826 | 14005.5322 | 14041.9063 | 14041.9063
ENS | Alternate Scenario | C&I Curtailment | C&I Curtailment-Turnkey-Other | Medium Industrial | Services | Winter Morning | Program Delivery Cost | 1 | 233.5494 | 191.6552 | 351.8362 | 428.5409 | 502.4308 | 579.1541 | 644.9114 | 646.5863 | 646.5863
ENS | Alternate Scenario | C&I Curtailment | C&I Curtailment-Turnkey-Manual HVAC Control | Medium Industrial | Miscellaneous | Winter Evening | Program Delivery Cost | 1 | 36734.4204 | 29885.0252 | 53663.0332 | 63945.8893 | 74445.185 | 83855.0332 | 93334.6227 | 93677.685 | 93677.685
ENS | Alternate Scenario | C&I Curtailment | C&I Curtailment-Turnkey-Manual HVAC Control | Medium Industrial | Offices | Winter Evening | Program Delivery Cost | 1 | 576.6388 | 471.1776 | 850.3596 | 1019.6054 | 1193.8739 | 1352.6793 | 1505.5961 | 1511.1301 | 1511.1301
ENS | Alternate Scenario | C&I Curtailment | C&I Curtailment-Turnkey-Manual HVAC Control | Medium Industrial | Retail Trade | Winter Evening | Program Delivery Cost | 1 | 8334.0255 | 6750.3312 | 12059.2736 | 14283.0745 | 16538.9885 | 18529.4705 | 20624.178 | 20699.9846 | 20699.9846
ENS | Alternate Scenario | C&I Curtailment | C&I Curtailment-Turnkey-Manual HVAC Control | Medium Industrial | Services | Winter Evening | Program Delivery Cost | 1 | 383.7561 | 310.8319 | 555.2922 | 657.6914 | 761.5692 | 853.2248 | 949.6796 | 953.1702 | 953.1702
ENS | Alternate Scenario | C&I Curtailment | C&I Curtailment-Turnkey-Auto-DR HVAC Control | Medium Industrial | Miscellaneous | Winter Evening | Program Delivery Cost | 1 | 925.2746 | 944.5068 | 2130.1022 | 3191.8423 | 4679.9294 | 6652.0652 | 9255.0795 | 11611.3721 | 14514.2151
ENS | Alternate Scenario | C&I Curtailment | C&I Curtailment-Turnkey-Auto-DR HVAC Control | Medium Industrial | Offices | Winter Evening | Program Delivery Cost | 1 | 14.5245 | 14.8914 | 33.7542 | 50.8933 | 75.0518 | 107.3056 | 149.2952 | 187.3049 | 234.1312
ENS | Alternate Scenario | C&I Curtailment | C&I Curtailment-Turnkey-Auto-DR HVAC Control | Medium Industrial | Retail Trade | Winter Evening | Program Delivery Cost | 1 | 209.9193 | 213.3421 | 478.6812 | 712.9359 | 1039.7086 | 1469.9087 | 2045.0975 | 2565.7682 | 3207.2102
ENS | Alternate Scenario | C&I Curtailment | C&I Curtailment-Turnkey-Auto-DR HVAC Control | Medium Industrial | Services | Winter Evening | Program Delivery Cost | 1 | 9.6661 | 9.8237 | 22.0418 | 32.8285 | 47.8754 | 67.6847 | 94.1704 | 118.1457 | 147.6821
ENS | Alternate Scenario | C&I Curtailment | C&I Curtailment-Turnkey-Standard Lighting Control | Medium Industrial | Miscellaneous | Winter Evening | Program Delivery Cost | 1 | 11845.5688 | 9511.3999 | 16874.3116 | 19895.5437 | 23076.8107 | 25945.9658 | 28879.0885 | 28985.237 | 28985.237
ENS | Alternate Scenario | C&I Curtailment | C&I Curtailment-Turnkey-Standard Lighting Control | Medium Industrial | Offices | Winter Evening | Program Delivery Cost | 1 | 82.5537 | 65.9914 | 116.4882 | 136.5778 | 157.6367 | 176.3416 | 196.2765 | 196.998 | 196.998
ENS | Alternate Scenario | C&I Curtailment | C&I Curtailment-Turnkey-Standard Lighting Control | Medium Industrial | Retail Trade | Winter Evening | Program Delivery Cost | 1 | 3633.6142 | 2922.8712 | 5194.3393 | 6136.3527 | 7124.793 | 8019.0823 | 8925.6183 | 8958.4255 | 8958.4255
ENS | Alternate Scenario | C&I Curtailment | C&I Curtailment-Turnkey-Standard Lighting Control | Medium Industrial | Services | Winter Evening | Program Delivery Cost | 1 | 167.3167 | 134.5892 | 239.1832 | 282.56 | 328.0747 | 369.2539 | 410.9971 | 412.5078 | 412.5078
ENS | Alternate Scenario | C&I Curtailment | C&I Curtailment-Turnkey-Water Heating Control | Medium Industrial | Miscellaneous | Winter Evening | Program Delivery Cost | 1 | 862.8608 | 713.5474 | 1305.7328 | 1591.6448 | 1896.4475 | 2190.5684 | 2438.2064 | 2447.1683 | 2447.1683
ENS | Alternate Scenario | C&I Curtailment | C&I Curtailment-Turnkey-Water Heating Control | Medium Industrial | Offices | Winter Evening | Program Delivery Cost | 1 | 5.6901 | 4.6753 | 8.4967 | 10.2782 | 12.1742 | 13.977 | 15.557 | 15.6142 | 15.6142
ENS | Alternate Scenario | C&I Curtailment | C&I Curtailment-Turnkey-Water Heating Control | Medium Industrial | Retail Trade | Winter Evening | Program Delivery Cost | 1 | 441.6892 | 364.3892 | 665.1184 | 808.4439 | 960.8167 | 1106.9297 | 1232.0652 | 1236.5938 | 1236.5938
ENS | Alternate Scenario | C&I Curtailment | C&I Curtailment-Turnkey-Water Heating Control | Medium Industrial | Services | Winter Evening | Program Delivery Cost | 1 | 20.3384 | 16.779 | 30.6266 | 37.2263 | 44.2426 | 50.9707 | 56.7328 | 56.9413 | 56.9413
ENS | Alternate Scenario | C&I Curtailment | C&I Curtailment-Turnkey-Other | Medium Industrial | Miscellaneous | Winter Evening | Program Delivery Cost | 1 | 13507.9751 | 11126.446 | 20280.3225 | 24622.7286 | 29209.6963 | 33593.5325 | 37391.1925 | 37528.6282 | 37528.6282
ENS | Alternate Scenario | C&I Curtailment | C&I Curtailment-Turnkey-Other | Medium Industrial | Offices | Winter Evening | Program Delivery Cost | 1 | 107.2706 | 88.1698 | 160.3554 | 194.2232 | 229.9246 | 263.8743 | 293.7046 | 294.7841 | 294.7841
ENS | Alternate Scenario | C&I Curtailment | C&I Curtailment-Turnkey-Other | Medium Industrial | Retail Trade | Winter Evening | Program Delivery Cost | 1 | 4893.9432 | 4030.2517 | 7344.6101 | 8914.7387 | 10574.0364 | 12159.0613 | 13533.611 | 13583.3553 | 13583.3553
ENS | Alternate Scenario | C&I Curtailment | C&I Curtailment-Turnkey-Other | Medium Industrial | Services | Winter Evening | Program Delivery Cost | 1 | 225.3509 | 185.5806 | 338.1966 | 410.4961 | 486.9016 | 559.8871 | 623.1809 | 625.4715 | 625.4715
ENS | Alternate Scenario | C&I Curtailment | C&I Curtailment-Turnkey-Manual HVAC Control | Large Industrial | Miscellaneous | Winter Morning | Program Delivery Cost | 1 | 801.3083 | 649.2788 | 1173.5279 | 1401.7253 | 1611.2901 | 1817.7907 | 2026.2783 | 2016.2077 | 2016.2077
ENS | Alternate Scenario | C&I Curtailment | C&I Curtailment-Turnkey-Auto-DR HVAC Control | Large Industrial | Miscellaneous | Winter Morning | Program Delivery Cost | 1 | 20.1835 | 20.5203 | 46.5821 | 69.9668 | 101.2923 | 144.202 | 200.9262 | 249.9094 | 312.3868
ENS | Alternate Scenario | C&I Curtailment | C&I Curtailment-Turnkey-Standard Lighting Control | Large Industrial | Miscellaneous | Winter Morning | Program Delivery Cost | 1 | 352.9835 | 283.2269 | 508.164 | 603.7135 | 694.5889 | 785.8111 | 875.938 | 871.5846 | 871.5846
ENS | Alternate Scenario | C&I Curtailment | C&I Curtailment-Turnkey-Water Heating Control | Large Industrial | Miscellaneous | Winter Morning | Program Delivery Cost | 1 | 15.9257 | 13.0782 | 24.0425 | 29.3597 | 34.5203 | 39.9058 | 44.4827 | 44.2616 | 44.2616
ENS | Alternate Scenario | C&I Curtailment | C&I Curtailment-Turnkey-Other | Large Industrial | Miscellaneous | Winter Morning | Program Delivery Cost | 1 | 344.4728 | 282.6778 | 518.7489 | 631.7423 | 740.2604 | 852.9306 | 950.7557 | 946.0304 | 946.0304
ENS | Alternate Scenario | C&I Curtailment | C&I Curtailment-Turnkey-Industrial | Large Industrial | Manufacturing | Winter Morning | Program Delivery Cost | 1 | 69.1251 | 56.4247 | 102.9661 | 124.5757 | 145.2186 | 166.4655 | 185.5579 | 184.6357 | 184.6357
ENS | Alternate Scenario | C&I Curtailment | C&I Curtailment-Turnkey-Manual HVAC Control | Large Industrial | Miscellaneous | Winter Evening | Program Delivery Cost | 1 | 794.5152 | 646.0486 | 1159.1615 | 1379.7537 | 1604.5774 | 1805.8103 | 2012.033 | 2004.1867 | 2004.1867
ENS | Alternate Scenario | C&I Curtailment | C&I Curtailment-Turnkey-Auto-DR HVAC Control | Large Industrial | Miscellaneous | Winter Evening | Program Delivery Cost | 1 | 20.0124 | 20.4182 | 46.0118 | 68.87 | 100.8703 | 143.2516 | 199.5136 | 248.4194 | 310.5243
ENS | Alternate Scenario | C&I Curtailment | C&I Curtailment-Turnkey-Standard Lighting Control | Large Industrial | Miscellaneous | Winter Evening | Program Delivery Cost | 1 | 349.9911 | 281.8178 | 501.943 | 594.2504 | 691.6952 | 780.6321 | 869.7799 | 866.388 | 866.388
ENS | Alternate Scenario | C&I Curtailment | C&I Curtailment-Turnkey-Water Heating Control | Large Industrial | Miscellaneous | Winter Evening | Program Delivery Cost | 1 | 15.7907 | 13.0132 | 23.7482 | 28.8995 | 34.3765 | 39.6428 | 44.17 | 43.9977 | 43.9977
ENS | Alternate Scenario | C&I Curtailment | C&I Curtailment-Turnkey-Other | Large Industrial | Miscellaneous | Winter Evening | Program Delivery Cost | 1 | 341.5525 | 281.2714 | 512.3984 | 621.84 | 737.1764 | 847.3092 | 944.0715 | 940.39 | 940.39
ENS | Alternate Scenario | C&I Curtailment | C&I Curtailment-Turnkey-Industrial | Large Industrial | Manufacturing | Winter Evening | Program Delivery Cost | 1 | 68.5391 | 56.144 | 101.7056 | 122.623 | 144.6136 | 165.3684 | 184.2534 | 183.5348 | 183.5348
ENS | Alternate Scenario | C&I Loadshift to BUGs | C&I Loadshift to BUGs | Large General | Miscellaneous | Winter Morning | Program Delivery Cost | 1 | 0 | 65018.3075 | 67692.7347 | 67692.4369 | 67205.281 | 67422.3966 | 67491.6798 | 67202.6295 | 67202.6295
ENS | Alternate Scenario | C&I Loadshift to BUGs | C&I Loadshift to BUGs | Large General | Miscellaneous | Winter Evening | Program Delivery Cost | 1 | 0 | 55981.6925 | 57858.7479 | 57657.4228 | 57911.7574 | 57957.394 | 57991.2741 | 57805.0257 | 57805.0257
ENS | Alternate Scenario | C&I Loadshift to BUGs | C&I Loadshift to BUGs | Small Industrial | Miscellaneous | Winter Morning | Program Delivery Cost | 1 | 0 | 17328.5176 | 18142.7987 | 18316.3734 | 18367.6443 | 18623.0457 | 18834.1209 | 18941.5564 | 18941.5564
ENS | Alternate Scenario | C&I Loadshift to BUGs | C&I Loadshift to BUGs | Small Industrial | Miscellaneous | Winter Evening | Program Delivery Cost | 1 | 0 | 23811.4824 | 24748.3308 | 24898.273 | 25259.8904 | 25548.7722 | 25826.9086 | 26002.1735 | 26002.1735
ENS | Alternate Scenario | C&I Loadshift to BUGs | C&I Loadshift to BUGs | Medium Industrial | Manufacturing | Winter Morning | Program Delivery Cost | 1 | 0 | 12294.8446 | 12813.2791 | 12880.3328 | 12865.1725 | 13001.9155 | 13104.063 | 13138.0959 | 13138.0959
ENS | Alternate Scenario | C&I Loadshift to BUGs | C&I Loadshift to BUGs | Medium Industrial | Miscellaneous | Winter Morning | Program Delivery Cost | 1 | 0 | 53359.6257 | 55609.6313 | 55900.6445 | 55834.8487 | 56428.3133 | 56871.6336 | 57019.3363 | 57019.3363
ENS | Alternate Scenario | C&I Loadshift to BUGs | C&I Loadshift to BUGs | Medium Industrial | Manufacturing | Winter Evening | Program Delivery Cost | 1 | 0 | 11905.1554 | 12316.5455 | 12337.9731 | 12467.5355 | 12569.3744 | 12662.5171 | 12709.0596 | 12709.0596
ENS | Alternate Scenario | C&I Loadshift to BUGs | C&I Loadshift to BUGs | Medium Industrial | Miscellaneous | Winter Evening | Program Delivery Cost | 1 | 0 | 51668.3743 | 53453.8074 | 53546.8034 | 54109.1041 | 54551.0847 | 54955.3241 | 55157.3188 | 55157.3188
ENS | Alternate Scenario | BTM Battery Control | BTM Battery Control-BYOB | Residential Charitable | Residential Market Rate | Winter Morning | Program Delivery Cost | 0 | 2146.56 | 11767.68 | 0 | 0 | 0 | 0 | 0 | 0 | 0
ENS | Alternate Scenario | BTM Battery Control | BTM Battery Control-BYOB | Residential Charitable | Residential Market Rate | Winter Evening | Program Delivery Cost | 0 | 2146.56 | 11767.68 | 0 | 0 | 0 | 0 | 0 | 0 | 0
ENS | Alternate Scenario | EV Charging Control | EV Charging Control | EV Res LDV | EV | Winter Morning | Program Delivery Cost | 0 | 11041.9942 | 19098.4897 | 0 | 0 | 0 | 0 | 0 | 0 | 0
ENS | Alternate Scenario | EV Charging Control | EV Charging Control | EV Res LDV | EV | Winter Evening | Program Delivery Cost | 0 | 11041.9942 | 19098.4897 | 0 | 0 | 0 | 0 | 0 | 0 | 0
ENS | Alternate Scenario | EV Charging Control | EV Charging Control | EV Com LDV | EV | Winter Morning | Program Delivery Cost | 0 | 3733.233 | 6686.4213 | 0 | 0 | 0 | 0 | 0 | 0 | 0
ENS | Alternate Scenario | EV Charging Control | EV Charging Control | EV Com LDV | EV | Winter Evening | Program Delivery Cost | 0 | 3733.233 | 6686.4213 | 0 | 0 | 0 | 0 | 0 | 0 | 0
ENS | Alternate Scenario | Behavioral DR | Behavioral DR | Residential Charitable | Residential LI | Winter Morning | Program Delivery Cost | 1 | 0 | 3217.9672 | 7248.0369 | 16231.2158 | 26027.4648 | 30903.0267 | 32293.7906 | 32483.3231 | 32673.9679
ENS | Alternate Scenario | Behavioral DR | Behavioral DR | Residential Charitable | Residential Market Rate | Winter Morning | Program Delivery Cost | 1 | 0 | 18319.1714 | 41396.5063 | 92703.1185 | 148653.5067 | 176499.8369 | 184443.0591 | 185525.5566 | 186614.4072
ENS | Alternate Scenario | Behavioral DR | Behavioral DR | Residential Charitable | Residential LI | Winter Evening | Program Delivery Cost | 1 | 0 | 3217.9672 | 7248.0369 | 16231.2158 | 26027.4648 | 30903.0267 | 32293.7906 | 32483.3231 | 32673.9679
ENS | Alternate Scenario | Behavioral DR | Behavioral DR | Residential Charitable | Residential Market Rate | Winter Evening | Program Delivery Cost | 1 | 0 | 18319.1714 | 41396.5063 | 92703.1185 | 148653.5067 | 176499.8369 | 184443.0591 | 185525.5566 | 186614.4072
ENS | Preferred Plan | DLC-Thermostat | DLC-Thermostat-BYOT-Central Heat Pump | Residential Charitable | Residential LI | Winter Morning | Program Delivery Cost | 0 | 8656.3589 | 8415.0199 | 8406.4921 | 8419.9537 | 8356.0941 | 8353.4008 | 8339.4654 | 8333.3825 | 8328.2194
ENS | Preferred Plan | DLC-Thermostat | DLC-Thermostat-BYOT-Central Heat Pump | Residential Charitable | Residential Market Rate | Winter Morning | Program Delivery Cost | 0 | 52971.4385 | 51494.5969 | 51442.4119 | 51524.7886 | 51134.0085 | 51117.5269 | 51032.2512 | 50995.0274 | 50963.4329
ENS | Preferred Plan | DLC-Thermostat | DLC-Thermostat-DI-Baseboard Heating | Residential Charitable | Residential LI | Winter Morning | Program Delivery Cost | 0 | 54977.0307 | 60973.867 | 60465.0555 | 59968.0996 | 59500.6833 | 59029.5841 | 58573.5119 | 58567.6944 | 58563.5226
ENS | Preferred Plan | DLC-Thermostat | DLC-Thermostat-DI-Baseboard Heating | Residential Charitable | Residential Market Rate | Winter Morning | Program Delivery Cost | 0 | 523327.2163 | 580411.1945 | 575567.8099 | 570837.2794 | 566387.9359 | 561903.535 | 557562.177 | 557506.7998 | 557467.0891
ENS | Preferred Plan | DLC-Thermostat | DLC-Thermostat-BYOT-Baseboard Heating | Residential Charitable | Residential LI | Winter Morning | Program Delivery Cost | 0 | 5307.0497 | 11612.3307 | 11460.6863 | 11318.5302 | 11178.8272 | 11038.544 | 10901.0432 | 10901.2373 | 10900.4967
ENS | Preferred Plan | DLC-Thermostat | DLC-Thermostat-BYOT-Baseboard Heating | Residential Charitable | Residential Market Rate | Winter Morning | Program Delivery Cost | 0 | 50517.8894 | 110537.9582 | 109094.4521 | 107741.2659 | 106411.4314 | 105076.0734 | 103767.2007 | 103769.0485 | 103761.9988
ENS | Preferred Plan | DLC-Thermostat | DLC-Thermostat-DI-MSHP | Residential Charitable | Residential LI | Winter Morning | Program Delivery Cost | 0 | 22913.3889 | 39034.9897 | 38681.5556 | 38320.2134 | 37978.9524 | 37637.875 | 37300.1317 | 37300.5459 | 37297.106
ENS | Preferred Plan | DLC-Thermostat | DLC-Thermostat-DI-MSHP | Residential Charitable | Residential Market Rate | Winter Morning | Program Delivery Cost | 0 | 218112.9077 | 371574.6785 | 368210.3339 | 364770.7115 | 361522.2425 | 358275.5212 | 355060.5378 | 355064.4804 | 355031.7363
ENS | Preferred Plan | DLC-Thermostat | DLC-Thermostat-BYOT-MSHP | Residential Charitable | Residential LI | Winter Morning | Program Delivery Cost | 0 | 4048.359 | 3529.4507 | 3495.9885 | 3461.2749 | 3441.6269 | 3405.7144 | 3369.3049 | 3388.7872 | 3408.4446
ENS | Preferred Plan | DLC-Thermostat | DLC-Thermostat-BYOT-MSHP | Residential Charitable | Residential Market Rate | Winter Morning | Program Delivery Cost | 0 | 38536.3927 | 33596.8969 | 33278.3691 | 32947.9303 | 32760.9007 | 32419.0485 | 32072.4659 | 32257.918 | 32445.0376
ENS | Preferred Plan | DLC-Thermostat | DLC-Thermostat-BYOT-Central Heat Pump | Residential Charitable | Residential LI | Winter Evening | Program Delivery Cost | 0 | 8656.3589 | 8415.0199 | 8406.4921 | 8419.9537 | 8356.0941 | 8353.4008 | 8339.4654 | 8333.3825 | 8328.2194
ENS | Preferred Plan | DLC-Thermostat | DLC-Thermostat-BYOT-Central Heat Pump | Residential Charitable | Residential Market Rate | Winter Evening | Program Delivery Cost | 0 | 52971.4385 | 51494.5969 | 51442.4119 | 51524.7886 | 51134.0085 | 51117.5269 | 51032.2512 | 50995.0274 | 50963.4329
ENS | Preferred Plan | DLC-Thermostat | DLC-Thermostat-DI-Baseboard Heating | Residential Charitable | Residential LI | Winter Evening | Program Delivery Cost | 0 | 54977.0307 | 60973.867 | 60465.0555 | 59968.0996 | 59500.6833 | 59029.5841 | 58573.5119 | 58567.6944 | 58563.5226
ENS | Preferred Plan | DLC-Thermostat | DLC-Thermostat-DI-Baseboard Heating | Residential Charitable | Residential Market Rate | Winter Evening | Program Delivery Cost | 0 | 523327.2163 | 580411.1945 | 575567.8099 | 570837.2794 | 566387.9359 | 561903.535 | 557562.177 | 557506.7998 | 557467.0891
ENS | Preferred Plan | DLC-Thermostat | DLC-Thermostat-BYOT-Baseboard Heating | Residential Charitable | Residential LI | Winter Evening | Program Delivery Cost | 0 | 5307.0497 | 11612.3307 | 11460.6863 | 11318.5302 | 11178.8272 | 11038.544 | 10901.0432 | 10901.2373 | 10900.4967
ENS | Preferred Plan | DLC-Thermostat | DLC-Thermostat-BYOT-Baseboard Heating | Residential Charitable | Residential Market Rate | Winter Evening | Program Delivery Cost | 0 | 50517.8894 | 110537.9582 | 109094.4521 | 107741.2659 | 106411.4314 | 105076.0734 | 103767.2007 | 103769.0485 | 103761.9988
ENS | Preferred Plan | DLC-Thermostat | DLC-Thermostat-DI-MSHP | Residential Charitable | Residential LI | Winter Evening | Program Delivery Cost | 0 | 22913.3889 | 39034.9897 | 38681.5556 | 38320.2134 | 37978.9524 | 37637.875 | 37300.1317 | 37300.5459 | 37297.106
ENS | Preferred Plan | DLC-Thermostat | DLC-Thermostat-DI-MSHP | Residential Charitable | Residential Market Rate | Winter Evening | Program Delivery Cost | 0 | 218112.9077 | 371574.6785 | 368210.3339 | 364770.7115 | 361522.2425 | 358275.5212 | 355060.5378 | 355064.4804 | 355031.7363
ENS | Preferred Plan | DLC-Thermostat | DLC-Thermostat-BYOT-MSHP | Residential Charitable | Residential LI | Winter Evening | Program Delivery Cost | 0 | 4048.359 | 3529.4507 | 3495.9885 | 3461.2749 | 3441.6269 | 3405.7144 | 3369.3049 | 3388.7872 | 3408.4446
ENS | Preferred Plan | DLC-Thermostat | DLC-Thermostat-BYOT-MSHP | Residential Charitable | Residential Market Rate | Winter Evening | Program Delivery Cost | 0 | 38536.3927 | 33596.8969 | 33278.3691 | 32947.9303 | 32760.9007 | 32419.0485 | 32072.4659 | 32257.918 | 32445.0376
ENS | Preferred Plan | DLC-Water Heating | DLC-Switch-Water Heating | Residential Charitable | Residential LI | Winter Morning | Program Delivery Cost | 0 | 4181.2585 | 7736.6196 | 8763.4133 | 8642.4266 | 8524.6358 | 8408.7862 | 8295.5408 | 8295.6957 | 8295.3479
ENS | Preferred Plan | DLC-Water Heating | DLC-Switch-Water Heating | Residential Charitable | Residential Market Rate | Winter Morning | Program Delivery Cost | 0 | 47761.7577 | 88374.004 | 100102.8822 | 98720.8734 | 97375.3695 | 96052.0407 | 94758.459 | 94760.2285 | 94756.2561
ENS | Preferred Plan | DLC-Water Heating | DLC-Switch-Water Heating | Residential Charitable | Residential LI | Winter Evening | Program Delivery Cost | 0 | 4181.2585 | 7736.6196 | 8763.4133 | 8642.4266 | 8524.6358 | 8408.7862 | 8295.5408 | 8295.6957 | 8295.3479
ENS | Preferred Plan | DLC-Water Heating | DLC-Switch-Water Heating | Residential Charitable | Residential Market Rate | Winter Evening | Program Delivery Cost | 0 | 47761.7577 | 88374.004 | 100102.8822 | 98720.8734 | 97375.3695 | 96052.0407 | 94758.459 | 94760.2285 | 94756.2561
ENS | Preferred Plan | C&I Curtailment | C&I Curtailment-Turnkey-Manual HVAC Control | General | Miscellaneous | Winter Morning | Program Delivery Cost | 1 | 14815.3649 | 12000.0969 | 21693.0487 | 25916.6118 | 29779.1094 | 33599.5552 | 37443.7502 | 37686.5313 | 37686.5313
ENS | Preferred Plan | C&I Curtailment | C&I Curtailment-Turnkey-Manual HVAC Control | General | Offices | Winter Morning | Program Delivery Cost | 1 | 972.6329 | 793.779 | 1446.9048 | 1746.7325 | 2026.4535 | 2309.0056 | 2573.1837 | 2589.868 | 2589.868
ENS | Preferred Plan | C&I Curtailment | C&I Curtailment-Turnkey-Manual HVAC Control | General | Retail Trade | Winter Morning | Program Delivery Cost | 1 | 3492.5588 | 2817.4225 | 5071.5297 | 6024.2963 | 6881.6708 | 7717.1544 | 8600.0901 | 8655.8521 | 8655.8521
ENS | Preferred Plan | C&I Curtailment | C&I Curtailment-Turnkey-Manual HVAC Control | General | Services | Winter Morning | Program Delivery Cost | 1 | 2257.7585 | 1821.3711 | 3278.645 | 3894.7255 | 4449.2173 | 4989.6249 | 5560.4983 | 5596.5519 | 5596.5519
ENS | Preferred Plan | C&I Curtailment | C&I Curtailment-Turnkey-Auto-DR HVAC Control | General | Miscellaneous | Winter Morning | Program Delivery Cost | 1 | 373.1727 | 379.2593 | 861.0846 | 1293.6209 | 1872.0369 | 2665.3908 | 3712.9296 | 4671.2548 | 5839.0685
ENS | Preferred Plan | C&I Curtailment | C&I Curtailment-Turnkey-Auto-DR HVAC Control | General | Offices | Winter Morning | Program Delivery Cost | 1 | 24.4989 | 25.0871 | 57.4335 | 87.1877 | 127.3912 | 183.1692 | 255.1574 | 321.0148 | 401.2685
ENS | Preferred Plan | C&I Curtailment | C&I Curtailment-Turnkey-Auto-DR HVAC Control | General | Retail Trade | Winter Morning | Program Delivery Cost | 1 | 87.9713 | 89.0437 | 201.3095 | 300.7012 | 432.61 | 612.1876 | 852.7866 | 1072.895 | 1341.1187
ENS | Preferred Plan | C&I Curtailment | C&I Curtailment-Turnkey-Auto-DR HVAC Control | General | Services | Winter Morning | Program Delivery Cost | 1 | 56.8689 | 57.5639 | 130.1426 | 194.4042 | 279.696 | 395.8177 | 551.3801 | 693.694 | 867.1175
ENS | Preferred Plan | C&I Curtailment | C&I Curtailment-Turnkey-Standard Lighting Control | General | Miscellaneous | Winter Morning | Program Delivery Cost | 1 | 6281.3769 | 5040.4867 | 9046.679 | 10749.7136 | 12362.1101 | 13986.2588 | 15586.4558 | 15687.5166 | 15687.5166
ENS | Preferred Plan | C&I Curtailment | C&I Curtailment-Turnkey-Standard Lighting Control | General | Offices | Winter Morning | Program Delivery Cost | 1 | 133.6881 | 105.6459 | 186.664 | 217.6968 | 246.564 | 274.5617 | 305.9749 | 307.9588 | 307.9588
ENS | Preferred Plan | C&I Curtailment | C&I Curtailment-Turnkey-Standard Lighting Control | General | Retail Trade | Winter Morning | Program Delivery Cost | 1 | 1461.9776 | 1160.4767 | 2061.7486 | 2419.8237 | 2750.9141 | 3074.5014 | 3426.2615 | 3448.477 | 3448.477
ENS | Preferred Plan | C&I Curtailment | C&I Curtailment-Turnkey-Standard Lighting Control | General | Services | Winter Morning | Program Delivery Cost | 1 | 945.7017 | 750.8033 | 1334.0985 | 1566.0858 | 1780.6581 | 1990.4604 | 2218.1932 | 2232.5757 | 2232.5757
ENS | Preferred Plan | C&I Curtailment | C&I Curtailment-Turnkey-Water Heating Control | General | Miscellaneous | Winter Morning | Program Delivery Cost | 1 | 362.4199 | 299.6569 | 554.4401 | 681.5184 | 805.8376 | 937.7636 | 1045.0551 | 1051.8312 | 1051.8312
ENS | Preferred Plan | C&I Curtailment | C&I Curtailment-Turnkey-Water Heating Control | General | Offices | Winter Morning | Program Delivery Cost | 1 | 9.7741 | 8.0581 | 14.8604 | 18.2017 | 21.4619 | 24.9 | 27.7489 | 27.9288 | 27.9288
ENS | Preferred Plan | C&I Curtailment | C&I Curtailment-Turnkey-Water Heating Control | General | Retail Trade | Winter Morning | Program Delivery Cost | 1 | 191.5419 | 159.042 | 295.3122 | 364.6789 | 432.8763 | 505.6826 | 563.5388 | 567.1927 | 567.1927
ENS | Preferred Plan | C&I Curtailment | C&I Curtailment-Turnkey-Water Heating Control | General | Services | Winter Morning | Program Delivery Cost | 1 | 123.7574 | 102.746 | 190.7588 | 235.532 | 279.5421 | 326.5174 | 363.8749 | 366.2342 | 366.2342
ENS | Preferred Plan | C&I Curtailment | C&I Curtailment-Turnkey-Other | General | Miscellaneous | Winter Morning | Program Delivery Cost | 1 | 6536.0928 | 5375.5441 | 9889.2469 | 12074.2921 | 14176.4288 | 16378.2485 | 18252.118 | 18370.4627 | 18370.4627
ENS | Preferred Plan | C&I Curtailment | C&I Curtailment-Turnkey-Other | General | Offices | Winter Morning | Program Delivery Cost | 1 | 180.1659 | 147.8305 | 271.2882 | 330.2433 | 386.6607 | 445.4441 | 496.4083 | 499.627 | 499.627
ENS | Preferred Plan | C&I Curtailment | C&I Curtailment-Turnkey-Other | General | Retail Trade | Winter Morning | Program Delivery Cost | 1 | 2060.9958 | 1696.9265 | 3124.5406 | 3819.4351 | 4490.4407 | 5195.0439 | 5789.4197 | 5826.9576 | 5826.9576
ENS | Preferred Plan | C&I Curtailment | C&I Curtailment-Turnkey-Other | General | Services | Winter Morning | Program Delivery Cost | 1 | 1332.2262 | 1096.8596 | 2019.5996 | 2468.6897 | 2902.3176 | 3357.6367 | 3741.7909 | 3766.0523 | 3766.0523
ENS | Preferred Plan | C&I Curtailment | C&I Curtailment-Turnkey-Manual HVAC Control | General | Miscellaneous | Winter Evening | Program Delivery Cost | 1 | 17302.4767 | 14064.1036 | 25238.5558 | 30047.6311 | 34929.4691 | 39314.7148 | 43793.4027 | 44124.7681 | 44124.7681
ENS | Preferred Plan | C&I Curtailment | C&I Curtailment-Turnkey-Manual HVAC Control | General | Offices | Winter Evening | Program Delivery Cost | 1 | 1135.9125 | 930.3084 | 1683.3866 | 2025.1557 | 2376.9329 | 2701.7589 | 3009.5402 | 3032.3121 | 3032.3121
ENS | Preferred Plan | C&I Curtailment | C&I Curtailment-Turnkey-Manual HVAC Control | General | Retail Trade | Winter Evening | Program Delivery Cost | 1 | 4078.868 | 3302.0169 | 5900.4195 | 6984.5485 | 8071.8703 | 9029.8137 | 10058.4798 | 10134.5879 | 10134.5879
ENS | Preferred Plan | C&I Curtailment | C&I Curtailment-Turnkey-Manual HVAC Control | General | Services | Winter Evening | Program Delivery Cost | 1 | 2636.7771 | 2134.6454 | 3814.5061 | 4515.5315 | 5218.7188 | 5838.3416 | 6503.4388 | 6552.6475 | 6552.6475
ENS | Preferred Plan | C&I Curtailment | C&I Curtailment-Turnkey-Auto-DR HVAC Control | General | Miscellaneous | Winter Evening | Program Delivery Cost | 1 | 435.8186 | 444.4915 | 1001.82 | 1499.8196 | 2195.8096 | 3118.7639 | 4342.5624 | 5469.2758 | 6836.5948
ENS | Preferred Plan | C&I Curtailment | C&I Curtailment-Turnkey-Auto-DR HVAC Control | General | Offices | Winter Evening | Program Delivery Cost | 1 | 28.6116 | 29.4021 | 66.8204 | 101.0851 | 149.4237 | 214.3256 | 298.4266 | 375.8558 | 469.8198
ENS | Preferred Plan | C&I Curtailment | C&I Curtailment-Turnkey-Auto-DR HVAC Control | General | Retail Trade | Winter Evening | Program Delivery Cost | 1 | 102.7394 | 104.3592 | 234.2114 | 348.6319 | 507.4308 | 716.3185 | 997.4008 | 1256.1847 | 1570.2308
ENS | Preferred Plan | C&I Curtailment | C&I Curtailment-Turnkey-Auto-DR HVAC Control | General | Services | Winter Evening | Program Delivery Cost | 1 | 66.4157 | 67.4648 | 151.4131 | 225.3916 | 328.0701 | 463.1449 | 644.8823 | 812.2023 | 1015.2528
ENS | Preferred Plan | C&I Curtailment | C&I Curtailment-Turnkey-Standard Lighting Control | General | Miscellaneous | Winter Evening | Program Delivery Cost | 1 | 7335.8556 | 5907.4462 | 10525.2662 | 12463.1811 | 14500.1631 | 16365.2696 | 18229.5825 | 18367.5178 | 18367.5178
ENS | Preferred Plan | C&I Curtailment | C&I Curtailment-Turnkey-Standard Lighting Control | General | Offices | Winter Evening | Program Delivery Cost | 1 | 156.1309 | 123.8169 | 217.1724 | 252.397 | 289.2078 | 321.2637 | 357.8616 | 360.5694 | 360.5694
ENS | Preferred Plan | C&I Curtailment | C&I Curtailment-Turnkey-Standard Lighting Control | General | Retail Trade | Winter Evening | Program Delivery Cost | 1 | 1707.4054 | 1360.0777 | 2398.7204 | 2805.5354 | 3226.6905 | 3597.4626 | 4007.2815 | 4037.6029 | 4037.6029
ENS | Preferred Plan | C&I Curtailment | C&I Curtailment-Turnkey-Standard Lighting Control | General | Services | Winter Evening | Program Delivery Cost | 1 | 1104.4603 | 879.9408 | 1552.1433 | 1815.7145 | 2088.6267 | 2329.0304 | 2594.3509 | 2613.9812 | 2613.9812
ENS | Preferred Plan | C&I Curtailment | C&I Curtailment-Turnkey-Water Heating Control | General | Miscellaneous | Winter Evening | Program Delivery Cost | 1 | 423.2607 | 351.1976 | 645.0577 | 790.1501 | 945.2089 | 1097.2738 | 1222.2739 | 1231.5224 | 1231.5224
ENS | Preferred Plan | C&I Curtailment | C&I Curtailment-Turnkey-Water Heating Control | General | Offices | Winter Evening | Program Delivery Cost | 1 | 11.4149 | 9.444 | 17.2892 | 21.103 | 25.1738 | 29.1354 | 32.4545 | 32.7001 | 32.7001
ENS | Preferred Plan | C&I Curtailment | C&I Curtailment-Turnkey-Water Heating Control | General | Retail Trade | Winter Evening | Program Delivery Cost | 1 | 223.6967 | 186.3971 | 343.578 | 422.8075 | 507.7432 | 591.6973 | 659.1028 | 664.0899 | 664.0899
ENS | Preferred Plan | C&I Curtailment | C&I Curtailment-Turnkey-Water Heating Control | General | Services | Winter Evening | Program Delivery Cost | 1 | 144.533 | 120.4183 | 221.9364 | 273.075 | 327.8895 | 382.0568 | 425.5803 | 428.8004 | 428.8004
ENS | Preferred Plan | C&I Curtailment | C&I Curtailment-Turnkey-Other | General | Miscellaneous | Winter Evening | Program Delivery Cost | 1 | 7633.3316 | 6300.1332 | 11505.5433 | 13998.8929 | 16628.2721 | 19164.1278 | 21347.2835 | 21508.809 | 21508.809
ENS | Preferred Plan | C&I Curtailment | C&I Curtailment-Turnkey-Other | General | Offices | Winter Evening | Program Delivery Cost | 1 | 210.4111 | 173.2573 | 315.6274 | 382.8829 | 453.5345 | 521.2125 | 580.5884 | 584.9815 | 584.9815
ENS | Preferred Plan | C&I Curtailment | C&I Curtailment-Turnkey-Other | General | Retail Trade | Winter Evening | Program Delivery Cost | 1 | 2406.9831 | 1988.7964 | 3635.2148 | 4428.24 | 5267.0719 | 6078.7016 | 6771.1804 | 6822.4149 | 6822.4149
ENS | Preferred Plan | C&I Curtailment | C&I Curtailment-Turnkey-Other | General | Services | Winter Evening | Program Delivery Cost | 1 | 1555.872 | 1285.5185 | 2349.6825 | 2862.1904 | 3404.2795 | 3928.7583 | 4376.318 | 4409.4316 | 4409.4316
ENS | Preferred Plan | C&I Curtailment | C&I Curtailment-Turnkey-Manual HVAC Control | Large General | Miscellaneous | Winter Morning | Program Delivery Cost | 1 | 11914.0218 | 9660.2034 | 17464.9361 | 20872.1302 | 24016.9627 | 27108.6937 | 30207.4766 | 30078.1055 | 30078.1055
ENS | Preferred Plan | C&I Curtailment | C&I Curtailment-Turnkey-Manual HVAC Control | Large General | Retail Trade | Winter Morning | Program Delivery Cost | 1 | 514.9058 | 414.953 | 745.6661 | 884.3241 | 1009.6382 | 1130.26 | 1259.4595 | 1254.0655 | 1254.0655
ENS | Preferred Plan | C&I Curtailment | C&I Curtailment-Turnkey-Manual HVAC Control | Large General | Services | Winter Morning | Program Delivery Cost | 1 | 824.5639 | 664.5007 | 1194.1006 | 1416.1457 | 1616.8222 | 1809.9844 | 2016.883 | 2008.2452 | 2008.2452
ENS | Preferred Plan | C&I Curtailment | C&I Curtailment-Turnkey-Auto-DR HVAC Control | Large General | Miscellaneous | Winter Morning | Program Delivery Cost | 1 | 300.093 | 305.3077 | 693.2537 | 1041.8269 | 1509.8047 | 2150.4827 | 2995.3793 | 3728.1886 | 4660.2357
ENS | Preferred Plan | C&I Curtailment | C&I Curtailment-Turnkey-Auto-DR HVAC Control | Large General | Retail Trade | Winter Morning | Program Delivery Cost | 1 | 12.9696 | 13.1145 | 29.5985 | 44.1408 | 63.47 | 89.6614 | 124.8883 | 155.4417 | 194.3022
ENS | Preferred Plan | C&I Curtailment | C&I Curtailment-Turnkey-Auto-DR HVAC Control | Large General | Services | Winter Morning | Program Delivery Cost | 1 | 20.7693 | 21.0013 | 47.3987 | 70.6865 | 101.6401 | 143.5827 | 199.9945 | 248.9225 | 311.1531
ENS | Preferred Plan | C&I Curtailment | C&I Curtailment-Turnkey-Standard Lighting Control | Large General | Miscellaneous | Winter Morning | Program Delivery Cost | 1 | 5248.2335 | 4213.9522 | 7562.7104 | 8989.4832 | 10353.1423 | 11718.7922 | 13058.3622 | 13002.4365 | 13002.4365
ENS | Preferred Plan | C&I Curtailment | C&I Curtailment-Turnkey-Standard Lighting Control | Large General | Retail Trade | Winter Morning | Program Delivery Cost | 1 | 214.8446 | 170.2412 | 301.7552 | 353.3293 | 401.2142 | 447.354 | 498.4908 | 496.3559 | 496.3559
ENS | Preferred Plan | C&I Curtailment | C&I Curtailment-Turnkey-Standard Lighting Control | Large General | Services | Winter Morning | Program Delivery Cost | 1 | 344.0495 | 272.6221 | 483.2271 | 565.8171 | 642.4996 | 716.3872 | 798.2771 | 794.8583 | 794.8583
ENS | Preferred Plan | C&I Curtailment | C&I Curtailment-Turnkey-Water Heating Control | Large General | Miscellaneous | Winter Morning | Program Delivery Cost | 1 | 236.7873 | 194.5828 | 357.8109 | 437.1754 | 514.54 | 595.1145 | 663.1417 | 660.3017 | 660.3017
ENS | Preferred Plan | C&I Curtailment | C&I Curtailment-Turnkey-Water Heating Control | Large General | Retail Trade | Winter Morning | Program Delivery Cost | 1 | 28.3125 | 23.5028 | 43.5955 | 53.7974 | 63.8783 | 74.5576 | 83.0803 | 82.7244 | 82.7244
ENS | Preferred Plan | C&I Curtailment | C&I Curtailment-Turnkey-Water Heating Control | Large General | Services | Winter Morning | Program Delivery Cost | 1 | 45.3392 | 37.6372 | 69.8133 | 86.1505 | 102.294 | 119.3956 | 133.0437 | 132.4739 | 132.4739
ENS | Preferred Plan | C&I Curtailment | C&I Curtailment-Turnkey-Other | Large General | Miscellaneous | Winter Morning | Program Delivery Cost | 1 | 5121.6951 | 4205.782 | 7720.2396 | 9406.8418 | 11033.8951 | 12719.745 | 14173.7335 | 14113.0309 | 14113.0309
ENS | Preferred Plan | C&I Curtailment | C&I Curtailment-Turnkey-Other | Large General | Retail Trade | Winter Morning | Program Delivery Cost | 1 | 303.9665 | 250.0932 | 459.8037 | 561.3305 | 659.8232 | 762.3219 | 849.4626 | 845.8246 | 845.8246
ENS | Preferred Plan | C&I Curtailment | C&I Curtailment-Turnkey-Other | Large General | Services | Winter Morning | Program Delivery Cost | 1 | 486.7682 | 400.4962 | 736.3241 | 898.9078 | 1056.6328 | 1220.773 | 1360.319 | 1354.4931 | 1354.4931
ENS | Preferred Plan | C&I Curtailment | C&I Curtailment-Turnkey-Manual HVAC Control | Large General | Miscellaneous | Winter Evening | Program Delivery Cost | 1 | 10222.0353 | 8317.5733 | 14927.7369 | 17777.9571 | 20695.7623 | 23303.0761 | 25955.3483 | 25871.9885 | 25871.9885
ENS | Preferred Plan | C&I Curtailment | C&I Curtailment-Turnkey-Manual HVAC Control | Large General | Retail Trade | Winter Evening | Program Delivery Cost | 1 | 441.7808 | 357.2805 | 637.3403 | 753.2281 | 870.0198 | 971.5899 | 1082.1728 | 1078.6972 | 1078.6972
ENS | Preferred Plan | C&I Curtailment | C&I Curtailment-Turnkey-Manual HVAC Control | Large General | Services | Winter Evening | Program Delivery Cost | 1 | 707.4623 | 572.1446 | 1020.6289 | 1206.2102 | 1393.239 | 1555.8922 | 1732.9783 | 1727.4125 | 1727.4125
ENS | Preferred Plan | C&I Curtailment | C&I Curtailment-Turnkey-Auto-DR HVAC Control | Large General | Miscellaneous | Winter Evening | Program Delivery Cost | 1 | 257.4749 | 262.8743 | 592.5421 | 887.3821 | 1301.0204 | 1848.5901 | 2573.7374 | 3206.8393 | 4008.5492
ENS | Preferred Plan | C&I Curtailment | C&I Curtailment-Turnkey-Auto-DR HVAC Control | Large General | Retail Trade | Winter Evening | Program Delivery Cost | 1 | 11.1277 | 11.2917 | 25.2986 | 37.5972 | 54.693 | 77.0744 | 107.3085 | 133.7048 | 167.131
ENS | Preferred Plan | C&I Curtailment | C&I Curtailment-Turnkey-Auto-DR HVAC Control | Large General | Services | Winter Evening | Program Delivery Cost | 1 | 17.8197 | 18.0824 | 40.5129 | 60.2077 | 87.5847 | 123.4261 | 171.8425 | 214.1132 | 267.6415
ENS | Preferred Plan | C&I Curtailment | C&I Curtailment-Turnkey-Standard Lighting Control | Large General | Miscellaneous | Winter Evening | Program Delivery Cost | 1 | 4502.8983 | 3628.2731 | 6464.0461 | 7656.844 | 8921.4516 | 10073.6653 | 11220.2136 | 11184.178 | 11184.178
ENS | Preferred Plan | C&I Curtailment | C&I Curtailment-Turnkey-Standard Lighting Control | Large General | Retail Trade | Winter Evening | Program Delivery Cost | 1 | 184.3332 | 146.5801 | 257.9181 | 300.9502 | 345.7321 | 384.5528 | 428.3212 | 426.9456 | 426.9456
ENS | Preferred Plan | C&I Curtailment | C&I Curtailment-Turnkey-Standard Lighting Control | Large General | Services | Winter Evening | Program Delivery Cost | 1 | 295.1889 | 234.7315 | 413.0268 | 481.938 | 553.6511 | 615.8181 | 685.9083 | 683.7054 | 683.7054
ENS | Preferred Plan | C&I Curtailment | C&I Curtailment-Turnkey-Water Heating Control | Large General | Miscellaneous | Winter Evening | Program Delivery Cost | 1 | 203.1596 | 167.5386 | 305.8303 | 372.3667 | 443.3866 | 511.5701 | 569.7952 | 567.9652 | 567.9652
ENS | Preferred Plan | C&I Curtailment | C&I Curtailment-Turnkey-Water Heating Control | Large General | Retail Trade | Winter Evening | Program Delivery Cost | 1 | 24.2916 | 20.2363 | 37.2622 | 45.8222 | 55.0449 | 64.0909 | 71.3855 | 71.1563 | 71.1563
ENS | Preferred Plan | C&I Curtailment | C&I Curtailment-Turnkey-Water Heating Control | Large General | Services | Winter Evening | Program Delivery Cost | 1 | 38.9003 | 32.4061 | 59.6712 | 73.3792 | 88.1482 | 102.6344 | 114.3159 | 113.9488 | 113.9488
ENS | Preferred Plan | C&I Curtailment | C&I Curtailment-Turnkey-Other | Large General | Miscellaneous | Winter Evening | Program Delivery Cost | 1 | 4394.3304 | 3621.2385 | 6598.6904 | 8012.3316 | 9508.0662 | 10934.1007 | 12178.5806 | 12139.4672 | 12139.4672
ENS | Preferred Plan | C&I Curtailment | C&I Curtailment-Turnkey-Other | Large General | Retail Trade | Winter Evening | Program Delivery Cost | 1 | 260.7982 | 215.3338 | 393.0063 | 478.1165 | 568.5791 | 655.3044 | 729.8888 | 727.5446 | 727.5446
ENS | Preferred Plan | C&I Curtailment | C&I Curtailment-Turnkey-Other | Large General | Services | Winter Evening | Program Delivery Cost | 1 | 417.6391 | 344.8329 | 629.3554 | 765.6499 | 910.5157 | 1049.3964 | 1168.8349 | 1165.081 | 1165.081
ENS | Preferred Plan | C&I Curtailment | C&I Curtailment-Turnkey-Manual HVAC Control | Small Industrial | Miscellaneous | Winter Morning | Program Delivery Cost | 1 | 1989.01 | 1611.2851 | 2915.0592 | 3484.8999 | 4004.2996 | 4520.3676 | 5034.7453 | 5063.465 | 5063.465
ENS | Preferred Plan | C&I Curtailment | C&I Curtailment-Turnkey-Manual HVAC Control | Small Industrial | Offices | Winter Morning | Program Delivery Cost | 1 | 24.8034 | 20.1812 | 36.696 | 44.1422 | 51.0144 | 57.9273 | 64.519 | 64.887 | 64.887
ENS | Preferred Plan | C&I Curtailment | C&I Curtailment-Turnkey-Manual HVAC Control | Small Industrial | Retail Trade | Winter Morning | Program Delivery Cost | 1 | 86.2547 | 69.5677 | 125.2153 | 148.7864 | 170.0446 | 190.9288 | 212.6549 | 213.8679 | 213.8679
ENS | Preferred Plan | C&I Curtailment | C&I Curtailment-Turnkey-Manual HVAC Control | Small Industrial | Services | Winter Morning | Program Delivery Cost | 1 | 27.2501 | 21.9782 | 39.5587 | 47.0055 | 53.7215 | 60.3194 | 67.1832 | 67.5664 | 67.5664
ENS | Preferred Plan | C&I Curtailment | C&I Curtailment-Turnkey-Auto-DR HVAC Control | Small Industrial | Miscellaneous | Winter Morning | Program Delivery Cost | 1 | 50.0996 | 50.9242 | 115.7105 | 173.9479 | 251.7267 | 358.5924 | 499.2463 | 627.6177 | 784.5222
ENS | Preferred Plan | C&I Curtailment | C&I Curtailment-Turnkey-Auto-DR HVAC Control | Small Industrial | Offices | Winter Morning | Program Delivery Cost | 1 | 0.62475 | 0.63782 | 1.4566 | 2.2033 | 3.207 | 4.5953 | 6.3977 | 8.0428 | 10.0534
ENS | Preferred Plan | C&I Curtailment | C&I Curtailment-Turnkey-Auto-DR HVAC Control | Small Industrial | Retail Trade | Winter Morning | Program Delivery Cost | 1 | 2.1726 | 2.1987 | 4.9703 | 7.4266 | 10.6897 | 15.146 | 21.0869 | 26.509 | 33.1362
ENS | Preferred Plan | C&I Curtailment | C&I Curtailment-Turnkey-Auto-DR HVAC Control | Small Industrial | Services | Winter Morning | Program Delivery Cost | 1 | 0.68638 | 0.69462 | 1.5702 | 2.3463 | 3.3772 | 4.785 | 6.6619 | 8.3749 | 10.4686
ENS | Preferred Plan | C&I Curtailment | C&I Curtailment-Turnkey-Standard Lighting Control | Small Industrial | Miscellaneous | Winter Morning | Program Delivery Cost | 1 | 641.3863 | 512.8179 | 916.6388 | 1084.2601 | 1241.2685 | 1398.6674 | 1557.8233 | 1566.7096 | 1566.7096
ENS | Preferred Plan | C&I Curtailment | C&I Curtailment-Turnkey-Standard Lighting Control | Small Industrial | Offices | Winter Morning | Program Delivery Cost | 1 | 3.5509 | 2.8265 | 5.0269 | 5.9129 | 6.7358 | 7.5517 | 8.411 | 8.459 | 8.459
ENS | Preferred Plan | C&I Curtailment | C&I Curtailment-Turnkey-Standard Lighting Control | Small Industrial | Retail Trade | Winter Morning | Program Delivery Cost | 1 | 37.6068 | 30.1226 | 53.9345 | 63.9222 | 73.2531 | 82.6291 | 92.0316 | 92.5566 | 92.5566
ENS | Preferred Plan | C&I Curtailment | C&I Curtailment-Turnkey-Standard Lighting Control | Small Industrial | Services | Winter Morning | Program Delivery Cost | 1 | 11.881 | 9.5165 | 17.0393 | 20.1947 | 23.1426 | 26.1047 | 29.0752 | 29.241 | 29.241
ENS | Preferred Plan | C&I Curtailment | C&I Curtailment-Turnkey-Water Heating Control | Small Industrial | Miscellaneous | Winter Morning | Program Delivery Cost | 1 | 46.7202 | 38.4717 | 70.9294 | 86.7409 | 102.0072 | 118.0868 | 131.5241 | 132.2743 | 132.2743
ENS | Preferred Plan | C&I Curtailment | C&I Curtailment-Turnkey-Water Heating Control | Small Industrial | Offices | Winter Morning | Program Delivery Cost | 1 | 0.24475 | 0.20025 | 0.36666 | 0.44498 | 0.52021 | 0.59855 | 0.66666 | 0.67046 | 0.67046
ENS | Preferred Plan | C&I Curtailment | C&I Curtailment-Turnkey-Water Heating Control | Small Industrial | Retail Trade | Winter Morning | Program Delivery Cost | 1 | 4.5714 | 3.7553 | 6.9061 | 8.4215 | 9.8786 | 11.4059 | 12.7038 | 12.7762 | 12.7762
ENS | Preferred Plan | C&I Curtailment | C&I Curtailment-Turnkey-Water Heating Control | Small Industrial | Services | Winter Morning | Program Delivery Cost | 1 | 1.4442 | 1.1864 | 2.1818 | 2.6606 | 3.1209 | 3.6034 | 4.0134 | 4.0363 | 4.0363
ENS | Preferred Plan | C&I Curtailment | C&I Curtailment-Turnkey-Other | Small Industrial | Miscellaneous | Winter Morning | Program Delivery Cost | 1 | 731.3984 | 599.895 | 1101.6586 | 1341.8805 | 1571.1476 | 1810.9243 | 2016.9914 | 2028.4969 | 2028.4969
ENS | Preferred Plan | C&I Curtailment | C&I Curtailment-Turnkey-Other | Small Industrial | Offices | Winter Morning | Program Delivery Cost | 1 | 4.6141 | 3.7764 | 6.9199 | 8.4086 | 9.8247 | 11.3002 | 12.5861 | 12.6578 | 12.6578
ENS | Preferred Plan | C&I Curtailment | C&I Curtailment-Turnkey-Other | Small Industrial | Retail Trade | Winter Morning | Program Delivery Cost | 1 | 50.6508 | 41.5351 | 76.2614 | 92.8646 | 108.7163 | 125.2877 | 139.5444 | 140.3404 | 140.3404
ENS | Preferred Plan | C&I Curtailment | C&I Curtailment-Turnkey-Other | Small Industrial | Services | Winter Morning | Program Delivery Cost | 1 | 16.0019 | 13.122 | 24.093 | 29.3383 | 34.3463 | 39.5816 | 44.0857 | 44.3372 | 44.3372
ENS | Preferred Plan | C&I Curtailment | C&I Curtailment-Turnkey-Industrial | Small Industrial | Manufacturing | Winter Morning | Program Delivery Cost | 1 | 178.9677 | 146.0071 | 266.5566 | 322.4961 | 375.5193 | 430.4616 | 479.4443 | 482.1792 | 482.1792
ENS | Preferred Plan | C&I Curtailment | C&I Curtailment-Turnkey-Manual HVAC Control | Small Industrial | Miscellaneous | Winter Evening | Program Delivery Cost | 1 | 2723.5203 | 2214.1009 | 3976.3903 | 4737.1817 | 5506.8667 | 6201.4476 | 6904.0603 | 6950.9122 | 6950.9122
ENS | Preferred Plan | C&I Curtailment | C&I Curtailment-Turnkey-Manual HVAC Control | Small Industrial | Offices | Winter Evening | Program Delivery Cost | 1 | 33.9629 | 27.7314 | 50.0565 | 60.0045 | 70.1569 | 79.4699 | 88.4737 | 89.0741 | 89.0741
ENS | Preferred Plan | C&I Curtailment | C&I Curtailment-Turnkey-Manual HVAC Control | Small Industrial | Retail Trade | Winter Evening | Program Delivery Cost | 1 | 118.1071 | 95.5945 | 170.8043 | 202.2521 | 233.8519 | 261.9334 | 291.61 | 293.5889 | 293.5889
ENS | Preferred Plan | C&I Curtailment | C&I Curtailment-Turnkey-Manual HVAC Control | Small Industrial | Services | Winter Evening | Program Delivery Cost | 1 | 37.3131 | 30.2008 | 53.9615 | 63.8967 | 73.8799 | 82.7515 | 92.1271 | 92.7523 | 92.7523
ENS | Preferred Plan | C&I Curtailment | C&I Curtailment-Turnkey-Auto-DR HVAC Control | Small Industrial | Miscellaneous | Winter Evening | Program Delivery Cost | 1 | 68.6006 | 69.976 | 157.839 | 236.4552 | 346.1842 | 491.9494 | 684.608 | 861.5673 | 1076.9591
ENS | Preferred Plan | C&I Curtailment | C&I Curtailment-Turnkey-Auto-DR HVAC Control | Small Industrial | Offices | Winter Evening | Program Delivery Cost | 1 | 0.85547 | 0.87644 | 1.9869 | 2.9951 | 4.4104 | 6.3042 | 8.7731 | 11.0408 | 13.801
ENS | Preferred Plan | C&I Curtailment | C&I Curtailment-Turnkey-Auto-DR HVAC Control | Small Industrial | Retail Trade | Winter Evening | Program Delivery Cost | 1 | 2.9749 | 3.0212 | 6.7799 | 10.0954 | 14.7009 | 20.7787 | 28.9161 | 36.3904 | 45.488
ENS | Preferred Plan | C&I Curtailment | C&I Curtailment-Turnkey-Auto-DR HVAC Control | Small Industrial | Services | Winter Evening | Program Delivery Cost | 1 | 0.93985 | 0.95449 | 2.1419 | 3.1894 | 4.6444 | 6.5645 | 9.1353 | 11.4967 | 14.3708
ENS | Preferred Plan | C&I Curtailment | C&I Curtailment-Turnkey-Standard Lighting Control | Small Industrial | Miscellaneous | Winter Evening | Program Delivery Cost | 1 | 878.2403 | 704.674 | 1250.3738 | 1473.8837 | 1707.0402 | 1918.818 | 2136.2166 | 2150.7132 | 2150.7132
ENS | Preferred Plan | C&I Curtailment | C&I Curtailment-Turnkey-Standard Lighting Control | Small Industrial | Offices | Winter Evening | Program Delivery Cost | 1 | 4.8623 | 3.884 | 6.8571 | 8.0377 | 9.2634 | 10.3601 | 11.5338 | 11.6121 | 11.6121
ENS | Preferred Plan | C&I Curtailment | C&I Curtailment-Turnkey-Standard Lighting Control | Small Industrial | Retail Trade | Winter Evening | Program Delivery Cost | 1 | 51.4944 | 41.3921 | 73.5712 | 86.8924 | 100.7405 | 113.3581 | 126.2014 | 127.0578 | 127.0578
ENS | Preferred Plan | C&I Curtailment | C&I Curtailment-Turnkey-Standard Lighting Control | Small Industrial | Services | Winter Evening | Program Delivery Cost | 1 | 16.2684 | 13.0768 | 23.2431 | 27.4516 | 31.8265 | 35.8128 | 39.8703 | 40.1408 | 40.1408
ENS | Preferred Plan | C&I Curtailment | C&I Curtailment-Turnkey-Water Heating Control | Small Industrial | Miscellaneous | Winter Evening | Program Delivery Cost | 1 | 63.9732 | 52.8648 | 96.7538 | 117.9108 | 140.2842 | 162.0021 | 180.3567 | 181.5806 | 181.5806
ENS | Preferred Plan | C&I Curtailment | C&I Curtailment-Turnkey-Water Heating Control | Small Industrial | Offices | Winter Evening | Program Delivery Cost | 1 | 0.33514 | 0.27517 | 0.50016 | 0.60488 | 0.71541 | 0.82115 | 0.91418 | 0.92038 | 0.92038
ENS | Preferred Plan | C&I Curtailment | C&I Curtailment-Turnkey-Water Heating Control | Small Industrial | Retail Trade | Winter Evening | Program Delivery Cost | 1 | 6.2595 | 5.1603 | 9.4206 | 11.4478 | 13.5854 | 15.6476 | 17.4205 | 17.5387 | 17.5387
ENS | Preferred Plan | C&I Curtailment | C&I Curtailment-Turnkey-Water Heating Control | Small Industrial | Services | Winter Evening | Program Delivery Cost | 1 | 1.9775 | 1.6303 | 2.9762 | 3.6166 | 4.292 | 4.9435 | 5.5036 | 5.5409 | 5.5409
ENS | Preferred Plan | C&I Curtailment | C&I Curtailment-Turnkey-Other | Small Industrial | Miscellaneous | Winter Evening | Program Delivery Cost | 1 | 1001.4924 | 824.3284 | 1502.7566 | 1824.0788 | 2160.7026 | 2484.3891 | 2765.8659 | 2784.6354 | 2784.6354
ENS | Preferred Plan | C&I Curtailment | C&I Curtailment-Turnkey-Other | Small Industrial | Offices | Winter Evening | Program Delivery Cost | 1 | 6.318 | 5.1893 | 9.4393 | 11.4302 | 13.5113 | 15.5026 | 17.259 | 17.3762 | 17.3762
ENS | Preferred Plan | C&I Curtailment | C&I Curtailment-Turnkey-Other | Small Industrial | Retail Trade | Winter Evening | Program Delivery Cost | 1 | 69.3554 | 57.0742 | 104.0271 | 126.235 | 149.5108 | 171.881 | 191.3548 | 192.6534 | 192.6534
ENS | Preferred Plan | C&I Curtailment | C&I Curtailment-Turnkey-Other | Small Industrial | Services | Winter Evening | Program Delivery Cost | 1 | 21.9112 | 18.0312 | 32.8649 | 39.8809 | 47.2343 | 54.3017 | 60.4539 | 60.8642 | 60.8642
ENS | Preferred Plan | C&I Curtailment | C&I Curtailment-Turnkey-Industrial | Small Industrial | Manufacturing | Winter Evening | Program Delivery Cost | 1 | 245.0577 | 200.6315 | 363.606 | 438.3834 | 516.4286 | 590.546 | 657.4538 | 661.9154 | 661.9154
ENS | Preferred Plan | C&I Curtailment | C&I Curtailment-Turnkey-Manual HVAC Control | Medium Industrial | Miscellaneous | Winter Morning | Program Delivery Cost | 1 | 38070.848 | 30863.2463 | 55827.2953 | 66756.8594 | 76819.5243 | 86740.6782 | 96589.2304 | 96840.0846 | 96840.0846
ENS | Preferred Plan | C&I Curtailment | C&I Curtailment-Turnkey-Manual HVAC Control | Medium Industrial | Offices | Winter Morning | Program Delivery Cost | 1 | 597.6174 | 486.6006 | 884.6551 | 1064.4258 | 1231.9511 | 1399.2281 | 1558.0967 | 1562.1433 | 1562.1433
ENS | Preferred Plan | C&I Curtailment | C&I Curtailment-Turnkey-Manual HVAC Control | Medium Industrial | Retail Trade | Winter Morning | Program Delivery Cost | 1 | 8637.224 | 6971.2886 | 12545.6313 | 14910.9381 | 17066.4796 | 19167.1123 | 21343.3496 | 21398.781 | 21398.781
ENS | Preferred Plan | C&I Curtailment | C&I Curtailment-Turnkey-Manual HVAC Control | Medium Industrial | Services | Winter Morning | Program Delivery Cost | 1 | 397.7174 | 321.0063 | 577.6875 | 686.6025 | 785.8586 | 882.5862 | 982.7952 | 985.3476 | 985.3476
ENS | Preferred Plan | C&I Curtailment | C&I Curtailment-Turnkey-Auto-DR HVAC Control | Medium Industrial | Miscellaneous | Winter Morning | Program Delivery Cost | 1 | 958.9369 | 975.4231 | 2216.0104 | 3332.1511 | 4829.1901 | 6880.9781 | 9577.8071 | 12003.3523 | 15004.1903
ENS | Preferred Plan | C&I Curtailment | C&I Curtailment-Turnkey-Auto-DR HVAC Control | Medium Industrial | Offices | Winter Morning | Program Delivery Cost | 1 | 15.0529 | 15.3789 | 35.1155 | 53.1305 | 77.4455 | 110.9982 | 154.5012 | 193.628 | 242.0351
ENS | Preferred Plan | C&I Curtailment | C&I Curtailment-Turnkey-Auto-DR HVAC Control | Medium Industrial | Retail Trade | Winter Morning | Program Delivery Cost | 1 | 217.5563 | 220.3254 | 497.9867 | 744.2756 | 1072.8689 | 1520.4917 | 2116.4107 | 2652.3842 | 3315.4802
ENS | Preferred Plan | C&I Curtailment | C&I Curtailment-Turnkey-Auto-DR HVAC Control | Medium Industrial | Services | Winter Morning | Program Delivery Cost | 1 | 10.0178 | 10.1453 | 22.9307 | 34.2716 | 49.4023 | 70.0139 | 97.4542 | 122.1341 | 152.6676
ENS | Preferred Plan | C&I Curtailment | C&I Curtailment-Turnkey-Standard Lighting Control | Medium Industrial | Miscellaneous | Winter Morning | Program Delivery Cost | 1 | 12276.5201 | 9822.7348 | 17554.8626 | 20770.1234 | 23812.8178 | 26838.8263 | 29886.1114 | 29963.7294 | 29963.7294
ENS | Preferred Plan | C&I Curtailment | C&I Curtailment-Turnkey-Standard Lighting Control | Medium Industrial | Offices | Winter Morning | Program Delivery Cost | 1 | 85.5571 | 68.1515 | 121.1863 | 142.5816 | 162.6644 | 182.4099 | 203.1208 | 203.6483 | 203.6483
ENS | Preferred Plan | C&I Curtailment | C&I Curtailment-Turnkey-Standard Lighting Control | Medium Industrial | Retail Trade | Winter Morning | Program Delivery Cost | 1 | 3765.808 | 3018.545 | 5403.8301 | 6406.098 | 7352.0296 | 8295.0374 | 9236.8575 | 9260.8467 | 9260.8467
ENS | Preferred Plan | C&I Curtailment | C&I Curtailment-Turnkey-Standard Lighting Control | Medium Industrial | Services | Winter Morning | Program Delivery Cost | 1 | 173.4038 | 138.9947 | 248.8296 | 294.981 | 338.5382 | 381.9608 | 425.3287 | 426.4333 | 426.4333
ENS | Preferred Plan | C&I Curtailment | C&I Curtailment-Turnkey-Water Heating Control | Medium Industrial | Miscellaneous | Winter Morning | Program Delivery Cost | 1 | 894.2523 | 736.9038 | 1358.3938 | 1661.6112 | 1956.9324 | 2265.951 | 2523.2274 | 2529.7806 | 2529.7806
ENS | Preferred Plan | C&I Curtailment | C&I Curtailment-Turnkey-Water Heating Control | Medium Industrial | Offices | Winter Morning | Program Delivery Cost | 1 | 5.8971 | 4.8283 | 8.8394 | 10.7301 | 12.5625 | 14.4579 | 16.0995 | 16.1413 | 16.1413
ENS | Preferred Plan | C&I Curtailment | C&I Curtailment-Turnkey-Water Heating Control | Medium Industrial | Retail Trade | Winter Morning | Program Delivery Cost | 1 | 457.7582 | 376.3167 | 691.943 | 843.9819 | 991.4608 | 1145.0217 | 1275.0277 | 1278.3391 | 1278.3391
ENS | Preferred Plan | C&I Curtailment | C&I Curtailment-Turnkey-Water Heating Control | Medium Industrial | Services | Winter Morning | Program Delivery Cost | 1 | 21.0783 | 17.3282 | 31.8618 | 38.8628 | 45.6537 | 52.7247 | 58.7111 | 58.8636 | 58.8636
ENS | Preferred Plan | C&I Curtailment | C&I Curtailment-Turnkey-Other | Medium Industrial | Miscellaneous | Winter Morning | Program Delivery Cost | 1 | 13999.406 | 11490.6459 | 21098.24 | 25705.1087 | 30141.3043 | 34749.5634 | 38695.0351 | 38795.531 | 38795.531
ENS | Preferred Plan | C&I Curtailment | C&I Curtailment-Turnkey-Other | Medium Industrial | Offices | Winter Morning | Program Delivery Cost | 1 | 111.1732 | 91.0559 | 166.8226 | 202.761 | 237.2577 | 272.9548 | 303.9462 | 304.7355 | 304.7355
ENS | Preferred Plan | C&I Curtailment | C&I Curtailment-Turnkey-Other | Medium Industrial | Retail Trade | Winter Morning | Program Delivery Cost | 1 | 5071.9888 | 4162.1732 | 7640.8226 | 9306.6179 | 10911.2826 | 12577.4826 | 14005.5322 | 14041.9063 | 14041.9063
ENS | Preferred Plan | C&I Curtailment | C&I Curtailment-Turnkey-Other | Medium Industrial | Services | Winter Morning | Program Delivery Cost | 1 | 233.5494 | 191.6552 | 351.8362 | 428.5409 | 502.4308 | 579.1541 | 644.9114 | 646.5863 | 646.5863
ENS | Preferred Plan | C&I Curtailment | C&I Curtailment-Turnkey-Manual HVAC Control | Medium Industrial | Miscellaneous | Winter Evening | Program Delivery Cost | 1 | 36734.4204 | 29885.0252 | 53663.0332 | 63945.8893 | 74445.185 | 83855.0332 | 93334.6227 | 93677.685 | 93677.685
ENS | Preferred Plan | C&I Curtailment | C&I Curtailment-Turnkey-Manual HVAC Control | Medium Industrial | Offices | Winter Evening | Program Delivery Cost | 1 | 576.6388 | 471.1776 | 850.3596 | 1019.6054 | 1193.8739 | 1352.6793 | 1505.5961 | 1511.1301 | 1511.1301
ENS | Preferred Plan | C&I Curtailment | C&I Curtailment-Turnkey-Manual HVAC Control | Medium Industrial | Retail Trade | Winter Evening | Program Delivery Cost | 1 | 8334.0255 | 6750.3312 | 12059.2736 | 14283.0745 | 16538.9885 | 18529.4705 | 20624.178 | 20699.9846 | 20699.9846
ENS | Preferred Plan | C&I Curtailment | C&I Curtailment-Turnkey-Manual HVAC Control | Medium Industrial | Services | Winter Evening | Program Delivery Cost | 1 | 383.7561 | 310.8319 | 555.2922 | 657.6914 | 761.5692 | 853.2248 | 949.6796 | 953.1702 | 953.1702
ENS | Preferred Plan | C&I Curtailment | C&I Curtailment-Turnkey-Auto-DR HVAC Control | Medium Industrial | Miscellaneous | Winter Evening | Program Delivery Cost | 1 | 925.2746 | 944.5068 | 2130.1022 | 3191.8423 | 4679.9294 | 6652.0652 | 9255.0795 | 11611.3721 | 14514.2151
ENS | Preferred Plan | C&I Curtailment | C&I Curtailment-Turnkey-Auto-DR HVAC Control | Medium Industrial | Offices | Winter Evening | Program Delivery Cost | 1 | 14.5245 | 14.8914 | 33.7542 | 50.8933 | 75.0518 | 107.3056 | 149.2952 | 187.3049 | 234.1312
ENS | Preferred Plan | C&I Curtailment | C&I Curtailment-Turnkey-Auto-DR HVAC Control | Medium Industrial | Retail Trade | Winter Evening | Program Delivery Cost | 1 | 209.9193 | 213.3421 | 478.6812 | 712.9359 | 1039.7086 | 1469.9087 | 2045.0975 | 2565.7682 | 3207.2102
ENS | Preferred Plan | C&I Curtailment | C&I Curtailment-Turnkey-Auto-DR HVAC Control | Medium Industrial | Services | Winter Evening | Program Delivery Cost | 1 | 9.6661 | 9.8237 | 22.0418 | 32.8285 | 47.8754 | 67.6847 | 94.1704 | 118.1457 | 147.6821
ENS | Preferred Plan | C&I Curtailment | C&I Curtailment-Turnkey-Standard Lighting Control | Medium Industrial | Miscellaneous | Winter Evening | Program Delivery Cost | 1 | 11845.5688 | 9511.3999 | 16874.3116 | 19895.5437 | 23076.8107 | 25945.9658 | 28879.0885 | 28985.237 | 28985.237
ENS | Preferred Plan | C&I Curtailment | C&I Curtailment-Turnkey-Standard Lighting Control | Medium Industrial | Offices | Winter Evening | Program Delivery Cost | 1 | 82.5537 | 65.9914 | 116.4882 | 136.5778 | 157.6367 | 176.3416 | 196.2765 | 196.998 | 196.998
ENS | Preferred Plan | C&I Curtailment | C&I Curtailment-Turnkey-Standard Lighting Control | Medium Industrial | Retail Trade | Winter Evening | Program Delivery Cost | 1 | 3633.6142 | 2922.8712 | 5194.3393 | 6136.3527 | 7124.793 | 8019.0823 | 8925.6183 | 8958.4255 | 8958.4255
ENS | Preferred Plan | C&I Curtailment | C&I Curtailment-Turnkey-Standard Lighting Control | Medium Industrial | Services | Winter Evening | Program Delivery Cost | 1 | 167.3167 | 134.5892 | 239.1832 | 282.56 | 328.0747 | 369.2539 | 410.9971 | 412.5078 | 412.5078
ENS | Preferred Plan | C&I Curtailment | C&I Curtailment-Turnkey-Water Heating Control | Medium Industrial | Miscellaneous | Winter Evening | Program Delivery Cost | 1 | 862.8608 | 713.5474 | 1305.7328 | 1591.6448 | 1896.4475 | 2190.5684 | 2438.2064 | 2447.1683 | 2447.1683
ENS | Preferred Plan | C&I Curtailment | C&I Curtailment-Turnkey-Water Heating Control | Medium Industrial | Offices | Winter Evening | Program Delivery Cost | 1 | 5.6901 | 4.6753 | 8.4967 | 10.2782 | 12.1742 | 13.977 | 15.557 | 15.6142 | 15.6142
ENS | Preferred Plan | C&I Curtailment | C&I Curtailment-Turnkey-Water Heating Control | Medium Industrial | Retail Trade | Winter Evening | Program Delivery Cost | 1 | 441.6892 | 364.3892 | 665.1184 | 808.4439 | 960.8167 | 1106.9297 | 1232.0652 | 1236.5938 | 1236.5938
ENS | Preferred Plan | C&I Curtailment | C&I Curtailment-Turnkey-Water Heating Control | Medium Industrial | Services | Winter Evening | Program Delivery Cost | 1 | 20.3384 | 16.779 | 30.6266 | 37.2263 | 44.2426 | 50.9707 | 56.7328 | 56.9413 | 56.9413
ENS | Preferred Plan | C&I Curtailment | C&I Curtailment-Turnkey-Other | Medium Industrial | Miscellaneous | Winter Evening | Program Delivery Cost | 1 | 13507.9751 | 11126.446 | 20280.3225 | 24622.7286 | 29209.6963 | 33593.5325 | 37391.1925 | 37528.6282 | 37528.6282
ENS | Preferred Plan | C&I Curtailment | C&I Curtailment-Turnkey-Other | Medium Industrial | Offices | Winter Evening | Program Delivery Cost | 1 | 107.2706 | 88.1698 | 160.3554 | 194.2232 | 229.9246 | 263.8743 | 293.7046 | 294.7841 | 294.7841
ENS | Preferred Plan | C&I Curtailment | C&I Curtailment-Turnkey-Other | Medium Industrial | Retail Trade | Winter Evening | Program Delivery Cost | 1 | 4893.9432 | 4030.2517 | 7344.6101 | 8914.7387 | 10574.0364 | 12159.0613 | 13533.611 | 13583.3553 | 13583.3553
ENS | Preferred Plan | C&I Curtailment | C&I Curtailment-Turnkey-Other | Medium Industrial | Services | Winter Evening | Program Delivery Cost | 1 | 225.3509 | 185.5806 | 338.1966 | 410.4961 | 486.9016 | 559.8871 | 623.1809 | 625.4715 | 625.4715
ENS | Preferred Plan | C&I Curtailment | C&I Curtailment-Turnkey-Manual HVAC Control | Large Industrial | Miscellaneous | Winter Morning | Program Delivery Cost | 1 | 801.3083 | 649.2788 | 1173.5279 | 1401.7253 | 1611.2901 | 1817.7907 | 2026.2783 | 2016.2077 | 2016.2077
ENS | Preferred Plan | C&I Curtailment | C&I Curtailment-Turnkey-Auto-DR HVAC Control | Large Industrial | Miscellaneous | Winter Morning | Program Delivery Cost | 1 | 20.1835 | 20.5203 | 46.5821 | 69.9668 | 101.2923 | 144.202 | 200.9262 | 249.9094 | 312.3868
ENS | Preferred Plan | C&I Curtailment | C&I Curtailment-Turnkey-Standard Lighting Control | Large Industrial | Miscellaneous | Winter Morning | Program Delivery Cost | 1 | 352.9835 | 283.2269 | 508.164 | 603.7135 | 694.5889 | 785.8111 | 875.938 | 871.5846 | 871.5846
ENS | Preferred Plan | C&I Curtailment | C&I Curtailment-Turnkey-Water Heating Control | Large Industrial | Miscellaneous | Winter Morning | Program Delivery Cost | 1 | 15.9257 | 13.0782 | 24.0425 | 29.3597 | 34.5203 | 39.9058 | 44.4827 | 44.2616 | 44.2616
ENS | Preferred Plan | C&I Curtailment | C&I Curtailment-Turnkey-Other | Large Industrial | Miscellaneous | Winter Morning | Program Delivery Cost | 1 | 344.4728 | 282.6778 | 518.7489 | 631.7423 | 740.2604 | 852.9306 | 950.7557 | 946.0304 | 946.0304
ENS | Preferred Plan | C&I Curtailment | C&I Curtailment-Turnkey-Industrial | Large Industrial | Manufacturing | Winter Morning | Program Delivery Cost | 1 | 69.1251 | 56.4247 | 102.9661 | 124.5757 | 145.2186 | 166.4655 | 185.5579 | 184.6357 | 184.6357
ENS | Preferred Plan | C&I Curtailment | C&I Curtailment-Turnkey-Manual HVAC Control | Large Industrial | Miscellaneous | Winter Evening | Program Delivery Cost | 1 | 794.5152 | 646.0486 | 1159.1615 | 1379.7537 | 1604.5774 | 1805.8103 | 2012.033 | 2004.1867 | 2004.1867
ENS | Preferred Plan | C&I Curtailment | C&I Curtailment-Turnkey-Auto-DR HVAC Control | Large Industrial | Miscellaneous | Winter Evening | Program Delivery Cost | 1 | 20.0124 | 20.4182 | 46.0118 | 68.87 | 100.8703 | 143.2516 | 199.5136 | 248.4194 | 310.5243
ENS | Preferred Plan | C&I Curtailment | C&I Curtailment-Turnkey-Standard Lighting Control | Large Industrial | Miscellaneous | Winter Evening | Program Delivery Cost | 1 | 349.9911 | 281.8178 | 501.943 | 594.2504 | 691.6952 | 780.6321 | 869.7799 | 866.388 | 866.388
ENS | Preferred Plan | C&I Curtailment | C&I Curtailment-Turnkey-Water Heating Control | Large Industrial | Miscellaneous | Winter Evening | Program Delivery Cost | 1 | 15.7907 | 13.0132 | 23.7482 | 28.8995 | 34.3765 | 39.6428 | 44.17 | 43.9977 | 43.9977
ENS | Preferred Plan | C&I Curtailment | C&I Curtailment-Turnkey-Other | Large Industrial | Miscellaneous | Winter Evening | Program Delivery Cost | 1 | 341.5525 | 281.2714 | 512.3984 | 621.84 | 737.1764 | 847.3092 | 944.0715 | 940.39 | 940.39
ENS | Preferred Plan | C&I Curtailment | C&I Curtailment-Turnkey-Industrial | Large Industrial | Manufacturing | Winter Evening | Program Delivery Cost | 1 | 68.5391 | 56.144 | 101.7056 | 122.623 | 144.6136 | 165.3684 | 184.2534 | 183.5348 | 183.5348
ENS | Preferred Plan | C&I Loadshift to BUGs | C&I Loadshift to BUGs | Large General | Miscellaneous | Winter Morning | Program Delivery Cost | 1 | 0 | 65018.3075 | 67692.7347 | 67692.4369 | 67205.281 | 67422.3966 | 67491.6798 | 67202.6295 | 67202.6295
ENS | Preferred Plan | C&I Loadshift to BUGs | C&I Loadshift to BUGs | Large General | Miscellaneous | Winter Evening | Program Delivery Cost | 1 | 0 | 55981.6925 | 57858.7479 | 57657.4228 | 57911.7574 | 57957.394 | 57991.2741 | 57805.0257 | 57805.0257
ENS | Preferred Plan | C&I Loadshift to BUGs | C&I Loadshift to BUGs | Small Industrial | Miscellaneous | Winter Morning | Program Delivery Cost | 1 | 0 | 17328.5176 | 18142.7987 | 18316.3734 | 18367.6443 | 18623.0457 | 18834.1209 | 18941.5564 | 18941.5564
ENS | Preferred Plan | C&I Loadshift to BUGs | C&I Loadshift to BUGs | Small Industrial | Miscellaneous | Winter Evening | Program Delivery Cost | 1 | 0 | 23811.4824 | 24748.3308 | 24898.273 | 25259.8904 | 25548.7722 | 25826.9086 | 26002.1735 | 26002.1735
ENS | Preferred Plan | C&I Loadshift to BUGs | C&I Loadshift to BUGs | Medium Industrial | Manufacturing | Winter Morning | Program Delivery Cost | 1 | 0 | 12294.8446 | 12813.2791 | 12880.3328 | 12865.1725 | 13001.9155 | 13104.063 | 13138.0959 | 13138.0959
ENS | Preferred Plan | C&I Loadshift to BUGs | C&I Loadshift to BUGs | Medium Industrial | Miscellaneous | Winter Morning | Program Delivery Cost | 1 | 0 | 53359.6257 | 55609.6313 | 55900.6445 | 55834.8487 | 56428.3133 | 56871.6336 | 57019.3363 | 57019.3363
ENS | Preferred Plan | C&I Loadshift to BUGs | C&I Loadshift to BUGs | Medium Industrial | Manufacturing | Winter Evening | Program Delivery Cost | 1 | 0 | 11905.1554 | 12316.5455 | 12337.9731 | 12467.5355 | 12569.3744 | 12662.5171 | 12709.0596 | 12709.0596
ENS | Preferred Plan | C&I Loadshift to BUGs | C&I Loadshift to BUGs | Medium Industrial | Miscellaneous | Winter Evening | Program Delivery Cost | 1 | 0 | 51668.3743 | 53453.8074 | 53546.8034 | 54109.1041 | 54551.0847 | 54955.3241 | 55157.3188 | 55157.3188
ENS | Preferred Plan | BTM Battery Control | BTM Battery Control-BYOB | Residential Charitable | Residential Market Rate | Winter Morning | Program Delivery Cost | 0 | 2146.56 | 11767.68 | 0 | 0 | 0 | 0 | 0 | 0 | 0
ENS | Preferred Plan | BTM Battery Control | BTM Battery Control-BYOB | Residential Charitable | Residential Market Rate | Winter Evening | Program Delivery Cost | 0 | 2146.56 | 11767.68 | 0 | 0 | 0 | 0 | 0 | 0 | 0
ENS | Preferred Plan | EV Charging Control | EV Charging Control | EV Res LDV | EV | Winter Morning | Program Delivery Cost | 0 | 11041.9942 | 19098.4897 | 0 | 0 | 0 | 0 | 0 | 0 | 0
ENS | Preferred Plan | EV Charging Control | EV Charging Control | EV Res LDV | EV | Winter Evening | Program Delivery Cost | 0 | 11041.9942 | 19098.4897 | 0 | 0 | 0 | 0 | 0 | 0 | 0
ENS | Preferred Plan | EV Charging Control | EV Charging Control | EV Com LDV | EV | Winter Morning | Program Delivery Cost | 0 | 3733.233 | 6686.4213 | 0 | 0 | 0 | 0 | 0 | 0 | 0
ENS | Preferred Plan | EV Charging Control | EV Charging Control | EV Com LDV | EV | Winter Evening | Program Delivery Cost | 0 | 3733.233 | 6686.4213 | 0 | 0 | 0 | 0 | 0 | 0 | 0
ENS | Preferred Plan | Behavioral DR | Behavioral DR | Residential Charitable | Residential LI | Winter Morning | Program Delivery Cost | 1 | 0 | 3605.1562 | 8001.3795 | 17595.606 | 27514.0723 | 32206.275 | 36042.8996 | 36255.1067 | 36468.5548
ENS | Preferred Plan | Behavioral DR | Behavioral DR | Residential Charitable | Residential Market Rate | Winter Morning | Program Delivery Cost | 1 | 0 | 20531.8515 | 45586.6222 | 100263.5185 | 156791.4642 | 183541.8499 | 205418.6811 | 206630.7444 | 207849.8773
ENS | Preferred Plan | Behavioral DR | Behavioral DR | Residential Charitable | Residential LI | Winter Evening | Program Delivery Cost | 1 | 0 | 3605.1562 | 8001.3795 | 17595.606 | 27514.0723 | 32206.275 | 36042.8996 | 36255.1067 | 36468.5548
ENS | Preferred Plan | Behavioral DR | Behavioral DR | Residential Charitable | Residential Market Rate | Winter Evening | Program Delivery Cost | 1 | 0 | 20531.8515 | 45586.6222 | 100263.5185 | 156791.4642 | 183541.8499 | 205418.6811 | 206630.7444 | 207849.8773
ENS | Alternate Scenario | DLC-Thermostat | DLC-Thermostat-BYOT-Central Heat Pump | Residential Charitable | Residential LI | Winter Morning | Marketing & Recruitment Cost | 0 | 510.8133 | 466.0968 | 0 | 0 | 0 | 0 | 0 | 0 | 0
ENS | Alternate Scenario | DLC-Thermostat | DLC-Thermostat-BYOT-Central Heat Pump | Residential Charitable | Residential Market Rate | Winter Morning | Marketing & Recruitment Cost | 0 | 4049.2447 | 3694.7749 | 0 | 0 | 0 | 0 | 0 | 0 | 0
ENS | Alternate Scenario | DLC-Thermostat | DLC-Thermostat-DI-Baseboard Heating | Residential Charitable | Residential LI | Winter Morning | Marketing & Recruitment Cost | 0 | 3025.0121 | 2730.4668 | 0 | 0 | 0 | 0 | 0 | 0 | 0
ENS | Alternate Scenario | DLC-Thermostat | DLC-Thermostat-DI-Baseboard Heating | Residential Charitable | Residential Market Rate | Winter Morning | Marketing & Recruitment Cost | 0 | 31720.2692 | 28631.6679 | 0 | 0 | 0 | 0 | 0 | 0 | 0
ENS | Alternate Scenario | DLC-Thermostat | DLC-Thermostat-BYOT-Baseboard Heating | Residential Charitable | Residential LI | Winter Morning | Marketing & Recruitment Cost | 0 | 209.0466 | 319.394 | 0 | 0 | 0 | 0 | 0 | 0 | 0
ENS | Alternate Scenario | DLC-Thermostat | DLC-Thermostat-BYOT-Baseboard Heating | Residential Charitable | Residential Market Rate | Winter Morning | Marketing & Recruitment Cost | 0 | 2192.0621 | 3349.1651 | 0 | 0 | 0 | 0 | 0 | 0 | 0
ENS | Alternate Scenario | DLC-Thermostat | DLC-Thermostat-DI-MSHP | Residential Charitable | Residential LI | Winter Morning | Marketing & Recruitment Cost | 0 | 1028.8097 | 1363.0441 | 0 | 0 | 0 | 0 | 0 | 0 | 0
ENS | Alternate Scenario | DLC-Thermostat | DLC-Thermostat-DI-MSHP | Residential Charitable | Residential Market Rate | Winter Morning | Marketing & Recruitment Cost | 0 | 12686.2245 | 16807.66 | 0 | 0 | 0 | 0 | 0 | 0 | 0
ENS | Alternate Scenario | DLC-Thermostat | DLC-Thermostat-BYOT-MSHP | Residential Charitable | Residential LI | Winter Morning | Marketing & Recruitment Cost | 0 | 181.6563 | 122.8515 | 0 | 0 | 0 | 0 | 0 | 0 | 0
ENS | Alternate Scenario | DLC-Thermostat | DLC-Thermostat-BYOT-MSHP | Residential Charitable | Residential Market Rate | Winter Morning | Marketing & Recruitment Cost | 0 | 2239.9987 | 1514.8787 | 0 | 0 | 0 | 0 | 0 | 0 | 0
ENS | Alternate Scenario | DLC-Thermostat | DLC-Thermostat-BYOT-Central Heat Pump | Residential Charitable | Residential LI | Winter Evening | Marketing & Recruitment Cost | 0 | 510.8133 | 466.0968 | 0 | 0 | 0 | 0 | 0 | 0 | 0
ENS | Alternate Scenario | DLC-Thermostat | DLC-Thermostat-BYOT-Central Heat Pump | Residential Charitable | Residential Market Rate | Winter Evening | Marketing & Recruitment Cost | 0 | 4049.2447 | 3694.7749 | 0 | 0 | 0 | 0 | 0 | 0 | 0
ENS | Alternate Scenario | DLC-Thermostat | DLC-Thermostat-DI-Baseboard Heating | Residential Charitable | Residential LI | Winter Evening | Marketing & Recruitment Cost | 0 | 3025.0121 | 2730.4668 | 0 | 0 | 0 | 0 | 0 | 0 | 0
ENS | Alternate Scenario | DLC-Thermostat | DLC-Thermostat-DI-Baseboard Heating | Residential Charitable | Residential Market Rate | Winter Evening | Marketing & Recruitment Cost | 0 | 31720.2692 | 28631.6679 | 0 | 0 | 0 | 0 | 0 | 0 | 0
ENS | Alternate Scenario | DLC-Thermostat | DLC-Thermostat-BYOT-Baseboard Heating | Residential Charitable | Residential LI | Winter Evening | Marketing & Recruitment Cost | 0 | 209.0466 | 319.394 | 0 | 0 | 0 | 0 | 0 | 0 | 0
ENS | Alternate Scenario | DLC-Thermostat | DLC-Thermostat-BYOT-Baseboard Heating | Residential Charitable | Residential Market Rate | Winter Evening | Marketing & Recruitment Cost | 0 | 2192.0621 | 3349.1651 | 0 | 0 | 0 | 0 | 0 | 0 | 0
ENS | Alternate Scenario | DLC-Thermostat | DLC-Thermostat-DI-MSHP | Residential Charitable | Residential LI | Winter Evening | Marketing & Recruitment Cost | 0 | 1028.8097 | 1363.0441 | 0 | 0 | 0 | 0 | 0 | 0 | 0
ENS | Alternate Scenario | DLC-Thermostat | DLC-Thermostat-DI-MSHP | Residential Charitable | Residential Market Rate | Winter Evening | Marketing & Recruitment Cost | 0 | 12686.2245 | 16807.66 | 0 | 0 | 0 | 0 | 0 | 0 | 0
ENS | Alternate Scenario | DLC-Thermostat | DLC-Thermostat-BYOT-MSHP | Residential Charitable | Residential LI | Winter Evening | Marketing & Recruitment Cost | 0 | 181.6563 | 122.8515 | 0 | 0 | 0 | 0 | 0 | 0 | 0
ENS | Alternate Scenario | DLC-Thermostat | DLC-Thermostat-BYOT-MSHP | Residential Charitable | Residential Market Rate | Winter Evening | Marketing & Recruitment Cost | 0 | 2239.9987 | 1514.8787 | 0 | 0 | 0 | 0 | 0 | 0 | 0
ENS | Alternate Scenario | DLC-Water Heating | DLC-Switch-Water Heating | Residential Charitable | Residential LI | Winter Morning | Marketing & Recruitment Cost | 0 | 4602.7633 | 4694.8185 | 0 | 0 | 0 | 0 | 0 | 0 | 0
ENS | Alternate Scenario | DLC-Water Heating | DLC-Switch-Water Heating | Residential Charitable | Residential Market Rate | Winter Morning | Marketing & Recruitment Cost | 0 | 53240.374 | 54305.1815 | 0 | 0 | 0 | 0 | 0 | 0 | 0
ENS | Alternate Scenario | DLC-Water Heating | DLC-Switch-Water Heating | Residential Charitable | Residential LI | Winter Evening | Marketing & Recruitment Cost | 0 | 4602.7633 | 4694.8185 | 0 | 0 | 0 | 0 | 0 | 0 | 0
ENS | Alternate Scenario | DLC-Water Heating | DLC-Switch-Water Heating | Residential Charitable | Residential Market Rate | Winter Evening | Marketing & Recruitment Cost | 0 | 53240.374 | 54305.1815 | 0 | 0 | 0 | 0 | 0 | 0 | 0
ENS | Alternate Scenario | C&I Curtailment | C&I Curtailment-Turnkey-Manual HVAC Control | General | Miscellaneous | Winter Morning | Marketing & Recruitment Cost | 1 | 6858.549 | 3286.3354 | 1686.9322 | 1788.3284 | 1860.1626 | 1905.6746 | 1946.2992 | 1929.7118 | 1900.1661
ENS | Alternate Scenario | C&I Curtailment | C&I Curtailment-Turnkey-Manual HVAC Control | General | Offices | Winter Morning | Marketing & Recruitment Cost | 1 | 450.2657 | 217.3836 | 112.5167 | 120.5301 | 126.5831 | 130.9605 | 133.7522 | 132.6123 | 130.5819
ENS | Alternate Scenario | C&I Curtailment | C&I Curtailment-Turnkey-Manual HVAC Control | General | Retail Trade | Winter Morning | Marketing & Recruitment Cost | 1 | 1616.8273 | 771.5767 | 394.381 | 415.6955 | 429.866 | 437.6958 | 447.0265 | 443.2167 | 436.4306
ENS | Alternate Scenario | C&I Curtailment | C&I Curtailment-Turnkey-Manual HVAC Control | General | Services | Winter Morning | Marketing & Recruitment Cost | 1 | 1045.1952 | 498.799 | 254.9596 | 268.7484 | 277.9219 | 282.9978 | 289.0307 | 286.5674 | 282.1798
ENS | Alternate Scenario | C&I Curtailment | C&I Curtailment-Turnkey-Auto-DR HVAC Control | General | Miscellaneous | Winter Morning | Marketing & Recruitment Cost | 1 | 172.7546 | 103.8636 | 66.9611 | 89.2639 | 116.9374 | 151.1737 | 192.9954 | 239.1883 | 294.4076
ENS | Alternate Scenario | C&I Curtailment | C&I Curtailment-Turnkey-Auto-DR HVAC Control | General | Offices | Winter Morning | Marketing & Recruitment Cost | 1 | 11.3414 | 6.8703 | 4.4662 | 6.0162 | 7.9575 | 10.3889 | 13.2629 | 16.4373 | 20.2321
ENS | Alternate Scenario | C&I Curtailment | C&I Curtailment-Turnkey-Auto-DR HVAC Control | General | Retail Trade | Winter Morning | Marketing & Recruitment Cost | 1 | 40.725 | 24.3854 | 15.6546 | 20.7493 | 27.0231 | 34.7216 | 44.3272 | 54.9368 | 67.6196
ENS | Alternate Scenario | C&I Curtailment | C&I Curtailment-Turnkey-Auto-DR HVAC Control | General | Services | Winter Morning | Marketing & Recruitment Cost | 1 | 26.3266 | 15.7644 | 10.1204 | 13.4145 | 17.4713 | 22.4497 | 28.6603 | 35.5201 | 43.7203
ENS | Alternate Scenario | C&I Curtailment | C&I Curtailment-Turnkey-Standard Lighting Control | General | Miscellaneous | Winter Morning | Marketing & Recruitment Cost | 1 | 2907.8684 | 1380.383 | 703.5034 | 741.7643 | 772.2036 | 793.2622 | 810.1727 | 803.268 | 790.9693
ENS | Alternate Scenario | C&I Curtailment | C&I Curtailment-Turnkey-Standard Lighting Control | General | Offices | Winter Morning | Marketing & Recruitment Cost | 1 | 61.8889 | 28.9321 | 14.5157 | 15.0218 | 15.4017 | 15.5724 | 15.9044 | 15.7688 | 15.5274
ENS | Alternate Scenario | C&I Curtailment | C&I Curtailment-Turnkey-Standard Lighting Control | General | Retail Trade | Winter Morning | Marketing & Recruitment Cost | 1 | 676.8004 | 317.8071 | 160.3292 | 166.9755 | 171.8368 | 174.3773 | 178.0946 | 176.5768 | 173.8732
ENS | Alternate Scenario | C&I Curtailment | C&I Curtailment-Turnkey-Standard Lighting Control | General | Services | Winter Morning | Marketing & Recruitment Cost | 1 | 437.7983 | 205.6143 | 103.7445 | 108.0649 | 111.2294 | 112.8935 | 115.3001 | 114.3174 | 112.5671
ENS | Alternate Scenario | C&I Curtailment | C&I Curtailment-Turnkey-Water Heating Control | General | Miscellaneous | Winter Morning | Marketing & Recruitment Cost | 1 | 167.7768 | 82.0638 | 43.1153 | 47.0269 | 50.3369 | 53.1874 | 54.3212 | 53.8583 | 53.0336
ENS | Alternate Scenario | C&I Curtailment | C&I Curtailment-Turnkey-Water Heating Control | General | Offices | Winter Morning | Marketing & Recruitment Cost | 1 | 4.5248 | 2.2068 | 1.1556 | 1.256 | 1.3406 | 1.4123 | 1.4424 | 1.4301 | 1.4082
ENS | Alternate Scenario | C&I Curtailment | C&I Curtailment-Turnkey-Water Heating Control | General | Retail Trade | Winter Morning | Marketing & Recruitment Cost | 1 | 88.6714 | 43.5551 | 22.9646 | 25.164 | 27.0398 | 28.6809 | 29.2923 | 29.0427 | 28.598
ENS | Alternate Scenario | C&I Curtailment | C&I Curtailment-Turnkey-Water Heating Control | General | Services | Winter Morning | Marketing & Recruitment Cost | 1 | 57.2916 | 28.1379 | 14.8341 | 16.2525 | 17.4617 | 18.5192 | 18.914 | 18.7528 | 18.4656
ENS | Alternate Scenario | C&I Curtailment | C&I Curtailment-Turnkey-Other | General | Miscellaneous | Winter Morning | Marketing & Recruitment Cost | 1 | 3025.7853 | 1472.1415 | 769.0246 | 833.1644 | 885.5356 | 928.9293 | 948.7319 | 940.6464 | 926.2442
ENS | Alternate Scenario | C&I Curtailment | C&I Curtailment-Turnkey-Other | General | Offices | Winter Morning | Marketing & Recruitment Cost | 1 | 83.4051 | 40.4847 | 21.0964 | 22.7878 | 24.1529 | 25.2644 | 25.8029 | 25.583 | 25.1913
ENS | Alternate Scenario | C&I Curtailment | C&I Curtailment-Turnkey-Other | General | Retail Trade | Winter Morning | Marketing & Recruitment Cost | 1 | 954.1068 | 464.7187 | 242.9759 | 263.5531 | 280.497 | 294.6486 | 300.9299 | 298.3652 | 293.7969
ENS | Alternate Scenario | C&I Curtailment | C&I Curtailment-Turnkey-Other | General | Services | Winter Morning | Marketing & Recruitment Cost | 1 | 616.7339 | 300.385 | 157.0516 | 170.3474 | 181.2943 | 190.4359 | 194.4956 | 192.838 | 189.8855
ENS | Alternate Scenario | C&I Curtailment | C&I Curtailment-Turnkey-Manual HVAC Control | General | Miscellaneous | Winter Evening | Marketing & Recruitment Cost | 1 | 7921.4621 | 3795.6854 | 1948.3415 | 2065.4257 | 2148.4756 | 2201.0234 | 2247.9407 | 2228.0359 | 2193.9726
ENS | Alternate Scenario | C&I Curtailment | C&I Curtailment-Turnkey-Manual HVAC Control | General | Offices | Winter Evening | Marketing & Recruitment Cost | 1 | 520.0462 | 251.0759 | 129.9524 | 139.2059 | 146.2027 | 151.2572 | 154.4814 | 153.1136 | 150.7727
ENS | Alternate Scenario | C&I Curtailment | C&I Curtailment-Turnkey-Manual HVAC Control | General | Retail Trade | Winter Evening | Marketing & Recruitment Cost | 1 | 1867.3973 | 891.1636 | 455.4949 | 480.1066 | 496.4924 | 505.5316 | 516.3076 | 511.7358 | 503.9122
ENS | Alternate Scenario | C&I Curtailment | C&I Curtailment-Turnkey-Manual HVAC Control | General | Services | Winter Evening | Marketing & Recruitment Cost | 1 | 1207.1757 | 576.108 | 294.4685 | 310.3903 | 320.998 | 326.8579 | 333.8253 | 330.8694 | 325.8109
ENS | Alternate Scenario | C&I Curtailment | C&I Curtailment-Turnkey-Auto-DR HVAC Control | General | Miscellaneous | Winter Evening | Marketing & Recruitment Cost | 1 | 199.5275 | 119.9614 | 77.3375 | 103.0952 | 135.062 | 174.6031 | 222.9062 | 276.1656 | 339.9293
ENS | Alternate Scenario | C&I Curtailment | C&I Curtailment-Turnkey-Auto-DR HVAC Control | General | Offices | Winter Evening | Marketing & Recruitment Cost | 1 | 13.099 | 7.9352 | 5.1583 | 6.9484 | 9.1909 | 11.999 | 15.3184 | 18.9785 | 23.3604
ENS | Alternate Scenario | C&I Curtailment | C&I Curtailment-Turnkey-Auto-DR HVAC Control | General | Retail Trade | Winter Evening | Marketing & Recruitment Cost | 1 | 47.0364 | 28.1649 | 18.0804 | 23.9644 | 31.2115 | 40.1029 | 51.1972 | 63.4298 | 78.075
ENS | Alternate Scenario | C&I Curtailment | C&I Curtailment-Turnkey-Auto-DR HVAC Control | General | Services | Winter Evening | Marketing & Recruitment Cost | 1 | 30.4066 | 18.2077 | 11.6886 | 15.4931 | 20.1793 | 25.929 | 33.1022 | 41.0113 | 50.4804
ENS | Alternate Scenario | C&I Curtailment | C&I Curtailment-Turnkey-Standard Lighting Control | General | Miscellaneous | Winter Evening | Marketing & Recruitment Cost | 1 | 3358.5193 | 1594.3289 | 812.5193 | 856.699 | 891.8901 | 916.2051 | 935.735 | 927.4494 | 913.2701
ENS | Alternate Scenario | C&I Curtailment | C&I Curtailment-Turnkey-Standard Lighting Control | General | Offices | Winter Evening | Marketing & Recruitment Cost | 1 | 71.4802 | 33.4163 | 16.7651 | 17.3494 | 17.7889 | 17.9859 | 18.3692 | 18.2066 | 17.9282
ENS | Alternate Scenario | C&I Curtailment | C&I Curtailment-Turnkey-Standard Lighting Control | General | Retail Trade | Winter Evening | Marketing & Recruitment Cost | 1 | 781.6885 | 367.0641 | 185.1741 | 192.848 | 198.4704 | 201.403 | 205.6961 | 203.8747 | 200.7578
ENS | Alternate Scenario | C&I Curtailment | C&I Curtailment-Turnkey-Standard Lighting Control | General | Services | Winter Evening | Marketing & Recruitment Cost | 1 | 505.6467 | 237.4825 | 119.8209 | 124.8093 | 128.4693 | 130.3901 | 133.1695 | 131.9904 | 129.9724
ENS | Alternate Scenario | C&I Curtailment | C&I Curtailment-Turnkey-Water Heating Control | General | Miscellaneous | Winter Evening | Marketing & Recruitment Cost | 1 | 193.7783 | 94.7828 | 49.7965 | 54.3136 | 58.1388 | 61.4306 | 62.74 | 62.1845 | 61.2338
ENS | Alternate Scenario | C&I Curtailment | C&I Curtailment-Turnkey-Water Heating Control | General | Offices | Winter Evening | Marketing & Recruitment Cost | 1 | 5.226 | 2.5488 | 1.3347 | 1.4506 | 1.5484 | 1.6311 | 1.6659 | 1.6512 | 1.6259
ENS | Alternate Scenario | C&I Curtailment | C&I Curtailment-Turnkey-Water Heating Control | General | Retail Trade | Winter Evening | Marketing & Recruitment Cost | 1 | 102.4134 | 50.3057 | 26.5232 | 29.0631 | 31.2308 | 33.126 | 33.8321 | 33.5326 | 33.0199
ENS | Alternate Scenario | C&I Curtailment | C&I Curtailment-Turnkey-Water Heating Control | General | Services | Winter Evening | Marketing & Recruitment Cost | 1 | 66.1704 | 32.499 | 17.1328 | 18.7707 | 20.1681 | 21.3893 | 21.8453 | 21.6518 | 21.3208
ENS | Alternate Scenario | C&I Curtailment | C&I Curtailment-Turnkey-Other | General | Miscellaneous | Winter Evening | Marketing & Recruitment Cost | 1 | 3494.7105 | 1700.3091 | 888.1938 | 962.2613 | 1022.7879 | 1072.8984 | 1095.7684 | 1086.0657 | 1069.4614
ENS | Alternate Scenario | C&I Curtailment | C&I Curtailment-Turnkey-Other | General | Offices | Winter Evening | Marketing & Recruitment Cost | 1 | 96.3309 | 46.7595 | 24.3655 | 26.3188 | 27.8964 | 29.1799 | 29.8019 | 29.5381 | 29.0865
ENS | Alternate Scenario | C&I Curtailment | C&I Curtailment-Turnkey-Other | General | Retail Trade | Winter Evening | Marketing & Recruitment Cost | 1 | 1101.9709 | 536.7456 | 280.6278 | 304.3901 | 323.9722 | 340.3144 | 347.5686 | 344.491 | 339.2242
ENS | Alternate Scenario | C&I Curtailment | C&I Curtailment-Turnkey-Other | General | Services | Winter Evening | Marketing & Recruitment Cost | 1 | 712.3131 | 346.9417 | 181.3885 | 196.7424 | 209.3937 | 219.9504 | 224.6389 | 222.6498 | 219.2458
ENS | Alternate Scenario | C&I Curtailment | C&I Curtailment-Turnkey-Manual HVAC Control | Large General | Miscellaneous | Winter Morning | Marketing & Recruitment Cost | 1 | 5515.4162 | 2645.5344 | 1358.1384 | 1440.2431 | 1500.228 | 1537.5308 | 1570.1629 | 1540.1278 | 1516.547
ENS | Alternate Scenario | C&I Curtailment | C&I Curtailment-Turnkey-Manual HVAC Control | Large General | Retail Trade | Winter Morning | Marketing & Recruitment Cost | 1 | 238.3679 | 113.6387 | 57.9858 | 61.0212 | 63.0674 | 64.1052 | 65.4658 | 64.2135 | 63.2304
ENS | Alternate Scenario | C&I Curtailment | C&I Curtailment-Turnkey-Manual HVAC Control | Large General | Services | Winter Morning | Marketing & Recruitment Cost | 1 | 381.7194 | 181.9795 | 92.8577 | 97.7185 | 100.9954 | 102.6574 | 104.8361 | 102.8308 | 101.2563
ENS | Alternate Scenario | C&I Curtailment | C&I Curtailment-Turnkey-Auto-DR HVAC Control | Large General | Miscellaneous | Winter Morning | Marketing & Recruitment Cost | 1 | 138.9235 | 83.6113 | 53.91 | 71.8894 | 94.3105 | 121.9695 | 155.6977 | 190.8992 | 234.9705
ENS | Alternate Scenario | C&I Curtailment | C&I Curtailment-Turnkey-Auto-DR HVAC Control | Large General | Retail Trade | Winter Morning | Marketing & Recruitment Cost | 1 | 6.0041 | 3.5915 | 2.3017 | 3.0459 | 3.9647 | 5.0854 | 6.4916 | 7.9593 | 9.7968
ENS | Alternate Scenario | C&I Curtailment | C&I Curtailment-Turnkey-Auto-DR HVAC Control | Large General | Services | Winter Morning | Marketing & Recruitment Cost | 1 | 9.6148 | 5.7514 | 3.6859 | 4.8776 | 6.349 | 8.1436 | 10.3956 | 12.7459 | 15.6884
ENS | Alternate Scenario | C&I Curtailment | C&I Curtailment-Turnkey-Standard Lighting Control | Large General | Miscellaneous | Winter Morning | Marketing & Recruitment Cost | 1 | 2429.5903 | 1154.0291 | 588.1045 | 620.3028 | 646.7127 | 664.6578 | 678.7643 | 665.7804 | 655.5867
ENS | Alternate Scenario | C&I Curtailment | C&I Curtailment-Turnkey-Standard Lighting Control | Large General | Retail Trade | Winter Morning | Marketing & Recruitment Cost | 1 | 99.4591 | 46.6221 | 23.4656 | 24.3808 | 25.062 | 25.3727 | 25.9112 | 25.4155 | 25.0264
ENS | Alternate Scenario | C&I Curtailment | C&I Curtailment-Turnkey-Standard Lighting Control | Large General | Services | Winter Morning | Marketing & Recruitment Cost | 1 | 159.2725 | 74.66 | 37.5775 | 39.0432 | 40.134 | 40.6315 | 41.4939 | 40.7001 | 40.077
ENS | Alternate Scenario | C&I Curtailment | C&I Curtailment-Turnkey-Water Heating Control | Large General | Miscellaneous | Winter Morning | Marketing & Recruitment Cost | 1 | 109.6171 | 53.2883 | 27.8247 | 30.1665 | 32.1409 | 33.7533 | 34.4696 | 33.8103 | 33.2926
ENS | Alternate Scenario | C&I Curtailment | C&I Curtailment-Turnkey-Water Heating Control | Large General | Retail Trade | Winter Morning | Marketing & Recruitment Cost | 1 | 13.1068 | 6.4365 | 3.3901 | 3.7122 | 3.9902 | 4.2287 | 4.3185 | 4.2358 | 4.171
ENS | Alternate Scenario | C&I Curtailment | C&I Curtailment-Turnkey-Water Heating Control | Large General | Services | Winter Morning | Marketing & Recruitment Cost | 1 | 20.9891 | 10.3073 | 5.4289 | 5.9447 | 6.3898 | 6.7718 | 6.9155 | 6.7832 | 6.6794
ENS | Alternate Scenario | C&I Curtailment | C&I Curtailment-Turnkey-Other | Large General | Miscellaneous | Winter Morning | Marketing & Recruitment Cost | 1 | 2371.0113 | 1151.7916 | 600.3546 | 649.1019 | 689.2361 | 721.4291 | 736.7405 | 722.6476 | 711.5832
ENS | Alternate Scenario | C&I Curtailment | C&I Curtailment-Turnkey-Other | Large General | Retail Trade | Winter Morning | Marketing & Recruitment Cost | 1 | 140.7167 | 68.4903 | 35.756 | 38.7336 | 41.2161 | 43.2368 | 44.1545 | 43.3098 | 42.6467
ENS | Alternate Scenario | C&I Curtailment | C&I Curtailment-Turnkey-Other | Large General | Services | Winter Morning | Marketing & Recruitment Cost | 1 | 225.342 | 109.6795 | 57.2593 | 62.0275 | 66.0029 | 69.2389 | 70.7084 | 69.3558 | 68.2939
ENS | Alternate Scenario | C&I Curtailment | C&I Curtailment-Turnkey-Manual HVAC Control | Large General | Miscellaneous | Winter Evening | Marketing & Recruitment Cost | 1 | 4679.8771 | 2244.7852 | 1152.3769 | 1222.0281 | 1272.975 | 1304.6163 | 1332.3031 | 1306.3801 | 1286.4075
ENS | Alternate Scenario | C&I Curtailment | C&I Curtailment-Turnkey-Manual HVAC Control | Large General | Retail Trade | Winter Evening | Marketing & Recruitment Cost | 1 | 202.2571 | 96.4245 | 49.2008 | 51.7757 | 53.514 | 54.3942 | 55.5486 | 54.4677 | 53.635
ENS | Alternate Scenario | C&I Curtailment | C&I Curtailment-Turnkey-Manual HVAC Control | Large General | Services | Winter Evening | Marketing & Recruitment Cost | 1 | 323.8921 | 154.413 | 78.7895 | 82.9129 | 85.6967 | 87.1062 | 88.9548 | 87.224 | 85.8904
ENS | Alternate Scenario | C&I Curtailment | C&I Curtailment-Turnkey-Auto-DR HVAC Control | Large General | Miscellaneous | Winter Evening | Marketing & Recruitment Cost | 1 | 117.8778 | 70.9457 | 45.7425 | 60.9972 | 80.0244 | 103.4928 | 132.1114 | 161.9261 | 199.3132
ENS | Alternate Scenario | C&I Curtailment | C&I Curtailment-Turnkey-Auto-DR HVAC Control | Large General | Retail Trade | Winter Evening | Marketing & Recruitment Cost | 1 | 5.0945 | 3.0475 | 1.953 | 2.5844 | 3.3641 | 4.315 | 5.5082 | 6.7513 | 8.3101
ENS | Alternate Scenario | C&I Curtailment | C&I Curtailment-Turnkey-Auto-DR HVAC Control | Large General | Services | Winter Evening | Marketing & Recruitment Cost | 1 | 8.1583 | 4.8802 | 3.1275 | 4.1386 | 5.3872 | 6.91 | 8.8208 | 10.8114 | 13.3077
ENS | Alternate Scenario | C&I Curtailment | C&I Curtailment-Turnkey-Standard Lighting Control | Large General | Miscellaneous | Winter Evening | Marketing & Recruitment Cost | 1 | 2061.5279 | 979.2152 | 499.0052 | 526.3191 | 548.7493 | 563.9714 | 575.9401 | 564.7338 | 556.0999
ENS | Alternate Scenario | C&I Curtailment | C&I Curtailment-Turnkey-Standard Lighting Control | Large General | Retail Trade | Winter Evening | Marketing & Recruitment Cost | 1 | 84.3919 | 39.5597 | 19.9105 | 20.6868 | 21.2656 | 21.5291 | 21.986 | 21.5582 | 21.2286
ENS | Alternate Scenario | C&I Curtailment | C&I Curtailment-Turnkey-Standard Lighting Control | Large General | Services | Winter Evening | Marketing & Recruitment Cost | 1 | 135.1441 | 63.3504 | 31.8844 | 33.1276 | 34.0545 | 34.4764 | 35.2081 | 34.523 | 33.9952
ENS | Alternate Scenario | C&I Curtailment | C&I Curtailment-Turnkey-Water Heating Control | Large General | Miscellaneous | Winter Evening | Marketing & Recruitment Cost | 1 | 93.011 | 45.2161 | 23.6092 | 25.5959 | 27.2722 | 28.6401 | 29.2479 | 28.6788 | 28.2404
ENS | Alternate Scenario | C&I Curtailment | C&I Curtailment-Turnkey-Water Heating Control | Large General | Retail Trade | Winter Evening | Marketing & Recruitment Cost | 1 | 11.1213 | 5.4615 | 2.8765 | 3.1497 | 3.3858 | 3.5881 | 3.6643 | 3.593 | 3.538
ENS | Alternate Scenario | C&I Curtailment | C&I Curtailment-Turnkey-Water Heating Control | Large General | Services | Winter Evening | Marketing & Recruitment Cost | 1 | 17.8094 | 8.7459 | 4.6064 | 5.044 | 5.4219 | 5.746 | 5.8679 | 5.7537 | 5.6658
ENS | Alternate Scenario | C&I Curtailment | C&I Curtailment-Turnkey-Other | Large General | Miscellaneous | Winter Evening | Marketing & Recruitment Cost | 1 | 2011.8231 | 977.3166 | 509.3993 | 550.7547 | 584.8313 | 612.1426 | 625.1336 | 612.9702 | 603.5988
ENS | Alternate Scenario | C&I Curtailment | C&I Curtailment-Turnkey-Other | Large General | Retail Trade | Winter Evening | Marketing & Recruitment Cost | 1 | 119.3993 | 58.1153 | 30.3389 | 32.865 | 34.9727 | 36.687 | 37.4656 | 36.7366 | 36.175
ENS | Alternate Scenario | C&I Curtailment | C&I Curtailment-Turnkey-Other | Large General | Services | Winter Evening | Marketing & Recruitment Cost | 1 | 191.2046 | 93.0651 | 48.5844 | 52.6295 | 56.0049 | 58.7502 | 59.997 | 58.8296 | 57.9302
ENS | Alternate Scenario | C&I Curtailment | C&I Curtailment-Turnkey-Manual HVAC Control | Small Industrial | Miscellaneous | Winter Morning | Marketing & Recruitment Cost | 1 | 920.7821 | 441.265 | 226.6858 | 240.4691 | 250.13 | 256.3829 | 261.7024 | 259.2711 | 255.3014
ENS | Alternate Scenario | C&I Curtailment | C&I Curtailment-Turnkey-Manual HVAC Control | Small Industrial | Offices | Winter Morning | Marketing & Recruitment Cost | 1 | 11.4824 | 5.5268 | 2.8536 | 3.046 | 3.1866 | 3.2855 | 3.3536 | 3.3225 | 3.2716
ENS | Alternate Scenario | C&I Curtailment | C&I Curtailment-Turnkey-Manual HVAC Control | Small Industrial | Retail Trade | Winter Morning | Marketing & Recruitment Cost | 1 | 39.9303 | 19.0518 | 9.7372 | 10.2667 | 10.6219 | 10.829 | 11.0536 | 10.951 | 10.7833
ENS | Alternate Scenario | C&I Curtailment | C&I Curtailment-Turnkey-Manual HVAC Control | Small Industrial | Services | Winter Morning | Marketing & Recruitment Cost | 1 | 12.615 | 6.0189 | 3.0762 | 3.2435 | 3.3557 | 3.4211 | 3.4921 | 3.4597 | 3.4067
ENS | Alternate Scenario | C&I Curtailment | C&I Curtailment-Turnkey-Auto-DR HVAC Control | Small Industrial | Miscellaneous | Winter Morning | Marketing & Recruitment Cost | 1 | 23.1929 | 13.946 | 8.9981 | 12.003 | 15.7242 | 20.3384 | 25.9505 | 32.1367 | 39.5558
ENS | Alternate Scenario | C&I Curtailment | C&I Curtailment-Turnkey-Auto-DR HVAC Control | Small Industrial | Offices | Winter Morning | Marketing & Recruitment Cost | 1 | 0.28922 | 0.17467 | 0.11327 | 0.15204 | 0.20032 | 0.26063 | 0.33255 | 0.41182 | 0.5069
ENS | Alternate Scenario | C&I Curtailment | C&I Curtailment-Turnkey-Auto-DR HVAC Control | Small Industrial | Retail Trade | Winter Morning | Marketing & Recruitment Cost | 1 | 1.0058 | 0.60212 | 0.38651 | 0.51246 | 0.66774 | 0.85904 | 1.0961 | 1.3574 | 1.6707
ENS | Alternate Scenario | C&I Curtailment | C&I Curtailment-Turnkey-Auto-DR HVAC Control | Small Industrial | Services | Winter Morning | Marketing & Recruitment Cost | 1 | 0.31775 | 0.19023 | 0.12211 | 0.1619 | 0.21096 | 0.27139 | 0.34628 | 0.42883 | 0.52783
ENS | Alternate Scenario | C&I Curtailment | C&I Curtailment-Turnkey-Standard Lighting Control | Small Industrial | Miscellaneous | Winter Morning | Marketing & Recruitment Cost | 1 | 296.9201 | 140.4398 | 71.2812 | 74.8174 | 77.5363 | 79.3286 | 80.9745 | 80.2222 | 78.994
ENS | Alternate Scenario | C&I Curtailment | C&I Curtailment-Turnkey-Standard Lighting Control | Small Industrial | Offices | Winter Morning | Marketing & Recruitment Cost | 1 | 1.6439 | 0.77406 | 0.39091 | 0.40801 | 0.42076 | 0.42831 | 0.4372 | 0.43314 | 0.4265
ENS | Alternate Scenario | C&I Curtailment | C&I Curtailment-Turnkey-Standard Lighting Control | Small Industrial | Retail Trade | Winter Morning | Marketing & Recruitment Cost | 1 | 17.4095 | 8.2493 | 4.1941 | 4.4108 | 4.5758 | 4.6865 | 4.7837 | 4.7393 | 4.6667
ENS | Alternate Scenario | C&I Curtailment | C&I Curtailment-Turnkey-Standard Lighting Control | Small Industrial | Services | Winter Morning | Marketing & Recruitment Cost | 1 | 5.5001 | 2.6062 | 1.325 | 1.3935 | 1.4456 | 1.4806 | 1.5113 | 1.4973 | 1.4743
ENS | Alternate Scenario | C&I Curtailment | C&I Curtailment-Turnkey-Water Heating Control | Small Industrial | Miscellaneous | Winter Morning | Marketing & Recruitment Cost | 1 | 21.6284 | 10.5358 | 5.5157 | 5.9854 | 6.3719 | 6.6976 | 6.8365 | 6.773 | 6.6693
ENS | Alternate Scenario | C&I Curtailment | C&I Curtailment-Turnkey-Water Heating Control | Small Industrial | Offices | Winter Morning | Marketing & Recruitment Cost | 1 | 0.1133 | 0.05484 | 0.028513 | 0.030705 | 0.032495 | 0.033948 | 0.034653 | 0.034331 | 0.033805
ENS | Alternate Scenario | C&I Curtailment | C&I Curtailment-Turnkey-Water Heating Control | Small Industrial | Retail Trade | Winter Morning | Marketing & Recruitment Cost | 1 | 2.1162 | 1.0284 | 0.53705 | 0.58111 | 0.61707 | 0.64691 | 0.66033 | 0.6542 | 0.64418
ENS | Alternate Scenario | C&I Curtailment | C&I Curtailment-Turnkey-Water Heating Control | Small Industrial | Services | Winter Morning | Marketing & Recruitment Cost | 1 | 0.66857 | 0.32491 | 0.16967 | 0.18359 | 0.19495 | 0.20438 | 0.20862 | 0.20668 | 0.20351
ENS | Alternate Scenario | C&I Curtailment | C&I Curtailment-Turnkey-Other | Small Industrial | Miscellaneous | Winter Morning | Marketing & Recruitment Cost | 1 | 338.5898 | 164.2867 | 85.6691 | 92.594 | 98.1423 | 102.7107 | 104.8418 | 103.8677 | 102.2774
ENS | Alternate Scenario | C&I Curtailment | C&I Curtailment-Turnkey-Other | Small Industrial | Offices | Winter Morning | Marketing & Recruitment Cost | 1 | 2.136 | 1.0342 | 0.53812 | 0.58022 | 0.6137 | 0.64092 | 0.65421 | 0.64814 | 0.63821
ENS | Alternate Scenario | C&I Curtailment | C&I Curtailment-Turnkey-Other | Small Industrial | Retail Trade | Winter Morning | Marketing & Recruitment Cost | 1 | 23.448 | 11.3748 | 5.9304 | 6.408 | 6.791 | 7.106 | 7.2534 | 7.186 | 7.076
ENS | Alternate Scenario | C&I Curtailment | C&I Curtailment-Turnkey-Other | Small Industrial | Services | Winter Morning | Marketing & Recruitment Cost | 1 | 7.4078 | 3.5936 | 1.8736 | 2.0244 | 2.1455 | 2.245 | 2.2915 | 2.2703 | 2.2355
ENS | Alternate Scenario | C&I Curtailment | C&I Curtailment-Turnkey-Industrial | Small Industrial | Manufacturing | Winter Morning | Marketing & Recruitment Cost | 1 | 82.8504 | 39.9854 | 20.7284 | 22.2532 | 23.4569 | 24.4146 | 24.9212 | 24.6896 | 24.3116
ENS | Alternate Scenario | C&I Curtailment | C&I Curtailment-Turnkey-Manual HVAC Control | Small Industrial | Miscellaneous | Winter Evening | Marketing & Recruitment Cost | 1 | 1246.8887 | 597.5518 | 306.9655 | 325.6262 | 338.7217 | 347.1863 | 354.3894 | 350.9793 | 345.6134
ENS | Alternate Scenario | C&I Curtailment | C&I Curtailment-Turnkey-Manual HVAC Control | Small Industrial | Offices | Winter Evening | Marketing & Recruitment Cost | 1 | 15.549 | 7.4843 | 3.8642 | 4.1246 | 4.3153 | 4.4491 | 4.5414 | 4.4977 | 4.4289
ENS | Alternate Scenario | C&I Curtailment | C&I Curtailment-Turnkey-Manual HVAC Control | Small Industrial | Retail Trade | Winter Evening | Marketing & Recruitment Cost | 1 | 54.0721 | 25.7995 | 13.1856 | 13.9025 | 14.384 | 14.6643 | 14.9685 | 14.8245 | 14.5978
ENS | Alternate Scenario | C&I Curtailment | C&I Curtailment-Turnkey-Manual HVAC Control | Small Industrial | Services | Winter Evening | Marketing & Recruitment Cost | 1 | 17.0828 | 8.1507 | 4.1657 | 4.3922 | 4.5443 | 4.6328 | 4.7289 | 4.6834 | 4.6118
ENS | Alternate Scenario | C&I Curtailment | C&I Curtailment-Turnkey-Auto-DR HVAC Control | Small Industrial | Miscellaneous | Winter Evening | Marketing & Recruitment Cost | 1 | 31.4069 | 18.8854 | 12.1847 | 16.2535 | 21.2934 | 27.5417 | 35.1413 | 43.504 | 53.5486
ENS | Alternate Scenario | C&I Curtailment | C&I Curtailment-Turnkey-Auto-DR HVAC Control | Small Industrial | Offices | Winter Evening | Marketing & Recruitment Cost | 1 | 0.39165 | 0.23654 | 0.15339 | 0.20588 | 0.27128 | 0.35294 | 0.45033 | 0.55749 | 0.68621
ENS | Alternate Scenario | C&I Curtailment | C&I Curtailment-Turnkey-Auto-DR HVAC Control | Small Industrial | Retail Trade | Winter Evening | Marketing & Recruitment Cost | 1 | 1.362 | 0.81538 | 0.52339 | 0.69394 | 0.90424 | 1.1633 | 1.4843 | 1.8375 | 2.2618
ENS | Alternate Scenario | C&I Curtailment | C&I Curtailment-Turnkey-Auto-DR HVAC Control | Small Industrial | Services | Winter Evening | Marketing & Recruitment Cost | 1 | 0.43028 | 0.2576 | 0.16535 | 0.21923 | 0.28567 | 0.36751 | 0.46892 | 0.58051 | 0.71455
ENS | Alternate Scenario | C&I Curtailment | C&I Curtailment-Turnkey-Standard Lighting Control | Small Industrial | Miscellaneous | Winter Evening | Marketing & Recruitment Cost | 1 | 402.0781 | 190.1807 | 96.5251 | 101.3124 | 104.9983 | 107.4245 | 109.6532 | 108.5981 | 106.9378
ENS | Alternate Scenario | C&I Curtailment | C&I Curtailment-Turnkey-Standard Lighting Control | Small Industrial | Offices | Winter Evening | Marketing & Recruitment Cost | 1 | 2.2261 | 1.0482 | 0.52935 | 0.5525 | 0.56978 | 0.58001 | 0.59204 | 0.58634 | 0.57738
ENS | Alternate Scenario | C&I Curtailment | C&I Curtailment-Turnkey-Standard Lighting Control | Small Industrial | Retail Trade | Winter Evening | Marketing & Recruitment Cost | 1 | 23.5753 | 11.1711 | 5.6795 | 5.9728 | 6.1964 | 6.3463 | 6.478 | 6.4157 | 6.3176
ENS | Alternate Scenario | C&I Curtailment | C&I Curtailment-Turnkey-Standard Lighting Control | Small Industrial | Services | Winter Evening | Marketing & Recruitment Cost | 1 | 7.448 | 3.5292 | 1.7943 | 1.887 | 1.9576 | 2.005 | 2.0466 | 2.0269 | 1.9959
ENS | Alternate Scenario | C&I Curtailment | C&I Curtailment-Turnkey-Water Heating Control | Small Industrial | Miscellaneous | Winter Evening | Marketing & Recruitment Cost | 1 | 29.2884 | 14.2674 | 7.4691 | 8.105 | 8.6287 | 9.0696 | 9.2578 | 9.1687 | 9.0286
ENS | Alternate Scenario | C&I Curtailment | C&I Curtailment-Turnkey-Water Heating Control | Small Industrial | Offices | Winter Evening | Marketing & Recruitment Cost | 1 | 0.15343 | 0.074263 | 0.038611 | 0.041579 | 0.044004 | 0.045972 | 0.046925 | 0.046474 | 0.045763
ENS | Alternate Scenario | C&I Curtailment | C&I Curtailment-Turnkey-Water Heating Control | Small Industrial | Retail Trade | Winter Evening | Marketing & Recruitment Cost | 1 | 2.8657 | 1.3927 | 0.72724 | 0.7869 | 0.83562 | 0.87603 | 0.8942 | 0.8856 | 0.87206
ENS | Alternate Scenario | C&I Curtailment | C&I Curtailment-Turnkey-Water Heating Control | Small Industrial | Services | Winter Evening | Marketing & Recruitment Cost | 1 | 0.90536 | 0.43998 | 0.22975 | 0.2486 | 0.264 | 0.27676 | 0.2825 | 0.27978 | 0.27551
ENS | Alternate Scenario | C&I Curtailment | C&I Curtailment-Turnkey-Other | Small Industrial | Miscellaneous | Winter Evening | Marketing & Recruitment Cost | 1 | 458.5057 | 222.4736 | 116.0083 | 125.3842 | 132.9026 | 139.0878 | 141.9735 | 140.6074 | 138.4577
ENS | Alternate Scenario | C&I Curtailment | C&I Curtailment-Turnkey-Other | Small Industrial | Offices | Winter Evening | Marketing & Recruitment Cost | 1 | 2.8925 | 1.4005 | 0.72869 | 0.78569 | 0.83107 | 0.86791 | 0.88592 | 0.87739 | 0.86398
ENS | Alternate Scenario | C&I Curtailment | C&I Curtailment-Turnkey-Other | Small Industrial | Retail Trade | Winter Evening | Marketing & Recruitment Cost | 1 | 31.7525 | 15.4035 | 8.0306 | 8.6772 | 9.1963 | 9.6227 | 9.8224 | 9.7278 | 9.5791
ENS | Alternate Scenario | C&I Curtailment | C&I Curtailment-Turnkey-Other | Small Industrial | Services | Winter Evening | Marketing & Recruitment Cost | 1 | 10.0314 | 4.8663 | 2.5371 | 2.7414 | 2.9053 | 3.0401 | 3.1031 | 3.0733 | 3.0263
ENS | Alternate Scenario | C&I Curtailment | C&I Curtailment-Turnkey-Industrial | Small Industrial | Manufacturing | Winter Evening | Marketing & Recruitment Cost | 1 | 112.1929 | 54.1474 | 28.0693 | 30.1338 | 31.765 | 33.0616 | 33.7475 | 33.4228 | 32.9118
ENS | Alternate Scenario | C&I Curtailment | C&I Curtailment-Turnkey-Manual HVAC Control | Medium Industrial | Miscellaneous | Winter Morning | Marketing & Recruitment Cost | 1 | 17624.3231 | 8452.1801 | 4341.3382 | 4606.4349 | 4798.5587 | 4919.6934 | 5020.6386 | 4958.6271 | 4882.7059
ENS | Alternate Scenario | C&I Curtailment | C&I Curtailment-Turnkey-Manual HVAC Control | Medium Industrial | Offices | Winter Morning | Marketing & Recruitment Cost | 1 | 276.6579 | 133.26 | 68.7941 | 73.4488 | 76.9543 | 79.3604 | 80.9887 | 79.9884 | 78.7637
ENS | Alternate Scenario | C&I Curtailment | C&I Curtailment-Turnkey-Manual HVAC Control | Medium Industrial | Retail Trade | Winter Morning | Marketing & Recruitment Cost | 1 | 3998.4722 | 1909.1506 | 975.595 | 1028.902 | 1066.0637 | 1087.106 | 1109.4119 | 1095.7092 | 1078.9329
ENS | Alternate Scenario | C&I Curtailment | C&I Curtailment-Turnkey-Manual HVAC Control | Medium Industrial | Services | Winter Morning | Marketing & Recruitment Cost | 1 | 184.1173 | 87.9105 | 44.9231 | 47.3778 | 49.0889 | 50.0579 | 51.085 | 50.454 | 49.6815
ENS | Alternate Scenario | C&I Curtailment | C&I Curtailment-Turnkey-Auto-DR HVAC Control | Medium Industrial | Miscellaneous | Winter Morning | Marketing & Recruitment Cost | 1 | 443.9253 | 267.1285 | 172.3252 | 229.929 | 301.6571 | 390.2702 | 497.8475 | 614.6231 | 756.5157
ENS | Alternate Scenario | C&I Curtailment | C&I Curtailment-Turnkey-Auto-DR HVAC Control | Medium Industrial | Offices | Winter Morning | Marketing & Recruitment Cost | 1 | 6.9685 | 4.2116 | 2.7307 | 3.6662 | 4.8377 | 6.2955 | 8.0309 | 9.9146 | 12.2035
ENS | Alternate Scenario | C&I Curtailment | C&I Curtailment-Turnkey-Auto-DR HVAC Control | Medium Industrial | Retail Trade | Winter Morning | Marketing & Recruitment Cost | 1 | 100.7144 | 60.3381 | 38.7253 | 51.3574 | 67.0171 | 86.2381 | 110.0095 | 135.8134 | 167.1675
ENS | Alternate Scenario | C&I Curtailment | C&I Curtailment-Turnkey-Auto-DR HVAC Control | Medium Industrial | Services | Winter Morning | Marketing & Recruitment Cost | 1 | 4.6376 | 2.7784 | 1.7832 | 2.3648 | 3.0859 | 3.971 | 5.0656 | 6.2538 | 7.6975
ENS | Alternate Scenario | C&I Curtailment | C&I Curtailment-Turnkey-Standard Lighting Control | Medium Industrial | Miscellaneous | Winter Morning | Marketing & Recruitment Cost | 1 | 5683.2292 | 2690.0451 | 1365.1314 | 1433.2043 | 1487.4761 | 1522.2246 | 1553.4585 | 1534.2713 | 1510.7802
ENS | Alternate Scenario | C&I Curtailment | C&I Curtailment-Turnkey-Standard Lighting Control | Medium Industrial | Offices | Winter Morning | Marketing & Recruitment Cost | 1 | 39.6073 | 18.6639 | 9.4239 | 9.8386 | 10.1609 | 10.3458 | 10.5581 | 10.4277 | 10.268
ENS | Alternate Scenario | C&I Curtailment | C&I Curtailment-Turnkey-Standard Lighting Control | Medium Industrial | Retail Trade | Winter Morning | Marketing & Recruitment Cost | 1 | 1743.3238 | 826.6559 | 420.2219 | 442.0411 | 459.2471 | 470.4718 | 480.1252 | 474.195 | 466.9346
ENS | Alternate Scenario | C&I Curtailment | C&I Curtailment-Turnkey-Standard Lighting Control | Medium Industrial | Services | Winter Morning | Marketing & Recruitment Cost | 1 | 80.2747 | 38.0649 | 19.3499 | 20.3546 | 21.1469 | 21.6638 | 22.1083 | 21.8352 | 21.5009
ENS | Alternate Scenario | C&I Curtailment | C&I Curtailment-Turnkey-Water Heating Control | Medium Industrial | Miscellaneous | Winter Morning | Marketing & Recruitment Cost | 1 | 413.9806 | 201.8078 | 105.6338 | 114.6564 | 122.2405 | 128.5185 | 131.1555 | 129.5356 | 127.5523
ENS | Alternate Scenario | C&I Curtailment | C&I Curtailment-Turnkey-Water Heating Control | Medium Industrial | Offices | Winter Morning | Marketing & Recruitment Cost | 1 | 2.73 | 1.3223 | 0.68738 | 0.74041 | 0.78472 | 0.82001 | 0.83684 | 0.8265 | 0.81385
ENS | Alternate Scenario | C&I Curtailment | C&I Curtailment-Turnkey-Water Heating Control | Medium Industrial | Retail Trade | Winter Morning | Marketing & Recruitment Cost | 1 | 211.9122 | 103.0577 | 53.8081 | 58.2374 | 61.9319 | 64.9425 | 66.275 | 65.4564 | 64.4542
ENS | Alternate Scenario | C&I Curtailment | C&I Curtailment-Turnkey-Water Heating Control | Medium Industrial | Services | Winter Morning | Marketing & Recruitment Cost | 1 | 9.7579 | 4.7455 | 2.4777 | 2.6817 | 2.8518 | 2.9904 | 3.0518 | 3.0141 | 2.9679
ENS | Alternate Scenario | C&I Curtailment | C&I Curtailment-Turnkey-Other | Medium Industrial | Miscellaneous | Winter Morning | Marketing & Recruitment Cost | 1 | 6480.8132 | 3146.8177 | 1640.6776 | 1773.734 | 1882.7872 | 1970.9 | 2011.34 | 1986.4974 | 1956.0822
ENS | Alternate Scenario | C&I Curtailment | C&I Curtailment-Turnkey-Other | Medium Industrial | Offices | Winter Morning | Marketing & Recruitment Cost | 1 | 51.4659 | 24.9365 | 12.9727 | 13.9912 | 14.8204 | 15.4812 | 15.7989 | 15.6038 | 15.3649
ENS | Alternate Scenario | C&I Curtailment | C&I Curtailment-Turnkey-Other | Medium Industrial | Retail Trade | Winter Morning | Marketing & Recruitment Cost | 1 | 2348.0005 | 1139.8489 | 594.1788 | 642.1861 | 681.5771 | 713.3603 | 727.9975 | 719.0058 | 707.9971
ENS | Alternate Scenario | C&I Curtailment | C&I Curtailment-Turnkey-Other | Medium Industrial | Services | Winter Morning | Marketing & Recruitment Cost | 1 | 108.1182 | 52.4865 | 27.3601 | 29.5707 | 31.3845 | 32.848 | 33.522 | 33.108 | 32.6011
ENS | Alternate Scenario | C&I Curtailment | C&I Curtailment-Turnkey-Manual HVAC Control | Medium Industrial | Miscellaneous | Winter Evening | Marketing & Recruitment Cost | 1 | 16817.8419 | 8065.5091 | 4142.6267 | 4395.5372 | 4579.0465 | 4694.6009 | 4790.9202 | 4730.1607 | 4657.8437
ENS | Alternate Scenario | C&I Curtailment | C&I Curtailment-Turnkey-Manual HVAC Control | Medium Industrial | Offices | Winter Evening | Marketing & Recruitment Cost | 1 | 263.9982 | 127.1636 | 65.6452 | 70.086 | 73.434 | 75.7294 | 77.2831 | 76.303 | 75.1364
ENS | Alternate Scenario | C&I Curtailment | C&I Curtailment-Turnkey-Manual HVAC Control | Medium Industrial | Retail Trade | Winter Evening | Marketing & Recruitment Cost | 1 | 3815.5039 | 1821.8107 | 930.9401 | 981.7955 | 1017.2961 | 1037.3673 | 1058.651 | 1045.225 | 1029.245
ENS | Alternate Scenario | C&I Curtailment | C&I Curtailment-Turnkey-Manual HVAC Control | Medium Industrial | Services | Winter Evening | Marketing & Recruitment Cost | 1 | 175.6921 | 83.8887 | 42.8669 | 45.2086 | 46.8433 | 47.7676 | 48.7476 | 48.1294 | 47.3935
ENS | Alternate Scenario | C&I Curtailment | C&I Curtailment-Turnkey-Auto-DR HVAC Control | Medium Industrial | Miscellaneous | Winter Evening | Marketing & Recruitment Cost | 1 | 423.6115 | 254.9079 | 164.4376 | 219.4021 | 287.8576 | 372.414 | 475.0686 | 586.3046 | 721.6761
ENS | Alternate Scenario | C&I Curtailment | C&I Curtailment-Turnkey-Auto-DR HVAC Control | Medium Industrial | Offices | Winter Evening | Marketing & Recruitment Cost | 1 | 6.6496 | 4.019 | 2.6057 | 3.4983 | 4.6164 | 6.0075 | 7.6634 | 9.4578 | 11.6415
ENS | Alternate Scenario | C&I Curtailment | C&I Curtailment-Turnkey-Auto-DR HVAC Control | Medium Industrial | Retail Trade | Winter Evening | Marketing & Recruitment Cost | 1 | 96.1057 | 57.5777 | 36.9528 | 49.0061 | 63.9514 | 82.2924 | 104.976 | 129.5559 | 159.469
ENS | Alternate Scenario | C&I Curtailment | C&I Curtailment-Turnkey-Auto-DR HVAC Control | Medium Industrial | Services | Winter Evening | Marketing & Recruitment Cost | 1 | 4.4254 | 2.6513 | 1.7016 | 2.2566 | 2.9448 | 3.7893 | 4.8338 | 5.9656 | 7.3431
ENS | Alternate Scenario | C&I Curtailment | C&I Curtailment-Turnkey-Standard Lighting Control | Medium Industrial | Miscellaneous | Winter Evening | Marketing & Recruitment Cost | 1 | 5423.1672 | 2566.9807 | 1302.6467 | 1367.5876 | 1419.4308 | 1452.5777 | 1482.3803 | 1463.5805 | 1441.2045
ENS | Alternate Scenario | C&I Curtailment | C&I Curtailment-Turnkey-Standard Lighting Control | Medium Industrial | Offices | Winter Evening | Marketing & Recruitment Cost | 1 | 37.7949 | 17.8101 | 8.9925 | 9.3881 | 9.6961 | 9.8724 | 10.075 | 9.9472 | 9.7951
ENS | Alternate Scenario | C&I Curtailment | C&I Curtailment-Turnkey-Standard Lighting Control | Medium Industrial | Retail Trade | Winter Evening | Marketing & Recruitment Cost | 1 | 1663.5501 | 788.838 | 400.9876 | 421.803 | 438.2387 | 448.9461 | 458.1572 | 452.3467 | 445.431
ENS | Alternate Scenario | C&I Curtailment | C&I Curtailment-Turnkey-Standard Lighting Control | Medium Industrial | Services | Winter Evening | Marketing & Recruitment Cost | 1 | 76.6013 | 36.3235 | 18.4642 | 19.4227 | 20.1795 | 20.6726 | 21.0967 | 20.8292 | 20.5107
ENS | Alternate Scenario | C&I Curtailment | C&I Curtailment-Turnkey-Water Heating Control | Medium Industrial | Miscellaneous | Winter Evening | Marketing & Recruitment Cost | 1 | 395.037 | 192.5755 | 100.7987 | 109.4071 | 116.6485 | 122.6384 | 125.1545 | 123.5673 | 121.6782
ENS | Alternate Scenario | C&I Curtailment | C&I Curtailment-Turnkey-Water Heating Control | Medium Industrial | Offices | Winter Evening | Marketing & Recruitment Cost | 1 | 2.6051 | 1.2618 | 0.65592 | 0.70651 | 0.74882 | 0.7825 | 0.79855 | 0.78842 | 0.77637
ENS | Alternate Scenario | C&I Curtailment | C&I Curtailment-Turnkey-Water Heating Control | Medium Industrial | Retail Trade | Winter Evening | Marketing & Recruitment Cost | 1 | 202.2152 | 98.343 | 51.3452 | 55.5711 | 59.0988 | 61.9712 | 63.2426 | 62.4406 | 61.4859
ENS | Alternate Scenario | C&I Curtailment | C&I Curtailment-Turnkey-Water Heating Control | Medium Industrial | Services | Winter Evening | Marketing & Recruitment Cost | 1 | 9.3114 | 4.5284 | 2.3643 | 2.5589 | 2.7213 | 2.8536 | 2.9121 | 2.8752 | 2.8312
ENS | Alternate Scenario | C&I Curtailment | C&I Curtailment-Turnkey-Other | Medium Industrial | Miscellaneous | Winter Evening | Marketing & Recruitment Cost | 1 | 6184.2541 | 3002.8568 | 1565.5807 | 1692.5266 | 1796.6583 | 1880.7246 | 1919.3116 | 1894.9704 | 1865.9992
ENS | Alternate Scenario | C&I Curtailment | C&I Curtailment-Turnkey-Other | Medium Industrial | Offices | Winter Evening | Marketing & Recruitment Cost | 1 | 49.1109 | 23.7957 | 12.379 | 13.3506 | 14.1424 | 14.7729 | 15.076 | 14.8848 | 14.6573
ENS | Alternate Scenario | C&I Curtailment | C&I Curtailment-Turnkey-Other | Medium Industrial | Retail Trade | Winter Evening | Marketing & Recruitment Cost | 1 | 2240.557 | 1087.703 | 566.9821 | 612.7848 | 650.3981 | 680.7217 | 694.6881 | 685.8779 | 675.3919
ENS | Alternate Scenario | C&I Curtailment | C&I Curtailment-Turnkey-Other | Medium Industrial | Services | Winter Evening | Marketing & Recruitment Cost | 1 | 103.1707 | 50.0854 | 26.1078 | 28.2168 | 29.9488 | 31.3451 | 31.9882 | 31.5826 | 31.0997
ENS | Alternate Scenario | C&I Curtailment | C&I Curtailment-Turnkey-Manual HVAC Control | Large Industrial | Miscellaneous | Winter Morning | Marketing & Recruitment Cost | 1 | 370.9536 | 177.8109 | 91.2579 | 96.7235 | 100.6498 | 103.1001 | 105.3245 | 103.2385 | 101.6578
ENS | Alternate Scenario | C&I Curtailment | C&I Curtailment-Turnkey-Auto-DR HVAC Control | Large Industrial | Miscellaneous | Winter Morning | Marketing & Recruitment Cost | 1 | 9.3437 | 5.6197 | 3.6224 | 4.8279 | 6.3273 | 8.1787 | 10.444 | 12.7964 | 15.7506
ENS | Alternate Scenario | C&I Curtailment | C&I Curtailment-Turnkey-Standard Lighting Control | Large Industrial | Miscellaneous | Winter Morning | Marketing & Recruitment Cost | 1 | 163.4084 | 77.5643 | 39.5167 | 41.6581 | 43.3877 | 44.569 | 45.5306 | 44.6289 | 43.9456
ENS | Alternate Scenario | C&I Curtailment | C&I Curtailment-Turnkey-Water Heating Control | Large Industrial | Miscellaneous | Winter Morning | Marketing & Recruitment Cost | 1 | 7.3726 | 3.5816 | 1.8696 | 2.0259 | 2.1563 | 2.2633 | 2.3122 | 2.2664 | 2.2317
ENS | Alternate Scenario | C&I Curtailment | C&I Curtailment-Turnkey-Other | Large Industrial | Miscellaneous | Winter Morning | Marketing & Recruitment Cost | 1 | 159.4685 | 77.4139 | 40.3398 | 43.5922 | 46.2406 | 48.3759 | 49.4196 | 48.4408 | 47.6991
ENS | Alternate Scenario | C&I Curtailment | C&I Curtailment-Turnkey-Industrial | Large Industrial | Manufacturing | Winter Morning | Marketing & Recruitment Cost | 1 | 32.0004 | 15.4524 | 8.007 | 8.5961 | 9.0711 | 9.4415 | 9.6452 | 9.4541 | 9.3094
ENS | Alternate Scenario | C&I Curtailment | C&I Curtailment-Turnkey-Manual HVAC Control | Large Industrial | Miscellaneous | Winter Evening | Marketing & Recruitment Cost | 1 | 363.7469 | 174.3586 | 89.4838 | 94.842 | 98.6959 | 101.0978 | 103.2788 | 101.1994 | 99.6522
ENS | Alternate Scenario | C&I Curtailment | C&I Curtailment-Turnkey-Auto-DR HVAC Control | Large Industrial | Miscellaneous | Winter Evening | Marketing & Recruitment Cost | 1 | 9.1621 | 5.5105 | 3.552 | 4.734 | 6.2044 | 8.0199 | 10.2411 | 12.5437 | 15.4399
ENS | Alternate Scenario | C&I Curtailment | C&I Curtailment-Turnkey-Standard Lighting Control | Large Industrial | Miscellaneous | Winter Evening | Marketing & Recruitment Cost | 1 | 160.2338 | 76.0583 | 38.7485 | 40.8478 | 42.5455 | 43.7035 | 44.6463 | 43.7474 | 43.0786
ENS | Alternate Scenario | C&I Curtailment | C&I Curtailment-Turnkey-Water Heating Control | Large Industrial | Miscellaneous | Winter Evening | Marketing & Recruitment Cost | 1 | 7.2294 | 3.5121 | 1.8333 | 1.9865 | 2.1145 | 2.2194 | 2.2673 | 2.2216 | 2.1877
ENS | Alternate Scenario | C&I Curtailment | C&I Curtailment-Turnkey-Other | Large Industrial | Miscellaneous | Winter Evening | Marketing & Recruitment Cost | 1 | 156.3704 | 75.9108 | 39.5556 | 42.7443 | 45.343 | 47.4364 | 48.4597 | 47.484 | 46.7581
ENS | Alternate Scenario | C&I Curtailment | C&I Curtailment-Turnkey-Industrial | Large Industrial | Manufacturing | Winter Evening | Marketing & Recruitment Cost | 1 | 31.3787 | 15.1524 | 7.8514 | 8.4289 | 8.895 | 9.2581 | 9.4578 | 9.2674 | 9.1257
ENS | Alternate Scenario | C&I Loadshift to BUGs | C&I Loadshift to BUGs | Large General | Miscellaneous | Winter Morning | Marketing & Recruitment Cost | 1 | 0 | 17398.9503 | 5142.5012 | 4569.9783 | 4103.5954 | 3737.2951 | 3432.8453 | 3418.1406 | 3418.1406
ENS | Alternate Scenario | C&I Loadshift to BUGs | C&I Loadshift to BUGs | Large General | Miscellaneous | Winter Evening | Marketing & Recruitment Cost | 1 | 0 | 15465.025 | 4569.6451 | 4059.0013 | 3642.9716 | 3316.0629 | 3044.3921 | 3029.8616 | 3029.8616
ENS | Alternate Scenario | C&I Loadshift to BUGs | C&I Loadshift to BUGs | Small Industrial | Miscellaneous | Winter Morning | Marketing & Recruitment Cost | 1 | 0 | 4637.1249 | 1378.2774 | 1236.5551 | 1121.5395 | 1032.2952 | 957.9643 | 963.4281 | 963.4281
ENS | Alternate Scenario | C&I Loadshift to BUGs | C&I Loadshift to BUGs | Small Industrial | Miscellaneous | Winter Evening | Marketing & Recruitment Cost | 1 | 0 | 6577.9571 | 1954.6066 | 1752.8033 | 1588.9876 | 1461.7865 | 1355.846 | 1362.909 | 1362.909
ENS | Alternate Scenario | C&I Loadshift to BUGs | C&I Loadshift to BUGs | Medium Industrial | Manufacturing | Winter Morning | Marketing & Recruitment Cost | 1 | 0 | 3290.1101 | 973.4029 | 869.563 | 785.5553 | 720.71 | 666.5151 | 668.2456 | 668.2456
ENS | Alternate Scenario | C&I Loadshift to BUGs | C&I Loadshift to BUGs | Medium Industrial | Miscellaneous | Winter Morning | Marketing & Recruitment Cost | 1 | 0 | 14279.0779 | 4224.5685 | 3773.9036 | 3409.3098 | 3127.8814 | 2892.6753 | 2900.1857 | 2900.1857
ENS | Alternate Scenario | C&I Loadshift to BUGs | C&I Loadshift to BUGs | Medium Industrial | Manufacturing | Winter Evening | Marketing & Recruitment Cost | 1 | 0 | 3288.8167 | 972.7525 | 868.5759 | 784.2773 | 719.1634 | 664.7494 | 666.1478 | 666.1478
ENS | Alternate Scenario | C&I Loadshift to BUGs | C&I Loadshift to BUGs | Medium Industrial | Miscellaneous | Winter Evening | Marketing & Recruitment Cost | 1 | 0 | 14273.4645 | 4221.7458 | 3769.6195 | 3403.7635 | 3121.1691 | 2885.0125 | 2891.0816 | 2891.0816
ENS | Alternate Scenario | BTM Battery Control | BTM Battery Control-BYOB | Residential Charitable | Residential Market Rate | Winter Morning | Marketing & Recruitment Cost | 0 | 57843.1373 | 59000 | 0 | 0 | 0 | 0 | 0 | 0 | 0
ENS | Alternate Scenario | BTM Battery Control | BTM Battery Control-BYOB | Residential Charitable | Residential Market Rate | Winter Evening | Marketing & Recruitment Cost | 0 | 57843.1373 | 59000 | 0 | 0 | 0 | 0 | 0 | 0 | 0
ENS | Alternate Scenario | EV Charging Control | EV Charging Control | EV Res LDV | EV | Winter Morning | Marketing & Recruitment Cost | 0 | 43228.0043 | 43700.3987 | 0 | 0 | 0 | 0 | 0 | 0 | 0
ENS | Alternate Scenario | EV Charging Control | EV Charging Control | EV Res LDV | EV | Winter Evening | Marketing & Recruitment Cost | 0 | 43228.0043 | 43700.3987 | 0 | 0 | 0 | 0 | 0 | 0 | 0
ENS | Alternate Scenario | EV Charging Control | EV Charging Control | EV Com LDV | EV | Winter Morning | Marketing & Recruitment Cost | 0 | 14615.133 | 15299.6013 | 0 | 0 | 0 | 0 | 0 | 0 | 0
ENS | Alternate Scenario | EV Charging Control | EV Charging Control | EV Com LDV | EV | Winter Evening | Marketing & Recruitment Cost | 0 | 14615.133 | 15299.6013 | 0 | 0 | 0 | 0 | 0 | 0 | 0
ENS | Preferred Plan | DLC-Thermostat | DLC-Thermostat-BYOT-Central Heat Pump | Residential Charitable | Residential LI | Winter Morning | Marketing & Recruitment Cost | 0 | 639.5294 | 582.4845 | 242.3986 | 248.5034 | 247.3878 | 257.9715 | 258.3082 | 258.114 | 263.1085
ENS | Preferred Plan | DLC-Thermostat | DLC-Thermostat-BYOT-Central Heat Pump | Residential Charitable | Residential Market Rate | Winter Morning | Marketing & Recruitment Cost | 0 | 3913.5153 | 3564.4364 | 1483.3263 | 1520.6833 | 1513.8566 | 1578.6221 | 1580.6824 | 1579.4942 | 1610.0576
ENS | Preferred Plan | DLC-Thermostat | DLC-Thermostat-DI-Baseboard Heating | Residential Charitable | Residential LI | Winter Morning | Marketing & Recruitment Cost | 0 | 3304.2425 | 2982.3733 | 1238.0838 | 1262.9041 | 1263.1902 | 1313.4931 | 1313.5035 | 1313.2963 | 1339.4051
ENS | Preferred Plan | DLC-Thermostat | DLC-Thermostat-DI-Baseboard Heating | Residential Charitable | Residential Market Rate | Winter Morning | Marketing & Recruitment Cost | 0 | 31453.1363 | 28389.2581 | 11785.339 | 12021.6043 | 12024.3269 | 12503.1614 | 12503.2606 | 12501.2878 | 12749.8183
ENS | Preferred Plan | DLC-Thermostat | DLC-Thermostat-BYOT-Baseboard Heating | Residential Charitable | Residential LI | Winter Morning | Marketing & Recruitment Cost | 0 | 228.5705 | 348.6589 | 144.7172 | 147.6668 | 147.7162 | 153.5864 | 153.5678 | 153.5562 | 156.6051
ENS | Preferred Plan | DLC-Thermostat | DLC-Thermostat-BYOT-Baseboard Heating | Residential Charitable | Residential Market Rate | Winter Morning | Marketing & Recruitment Cost | 0 | 2175.7662 | 3318.8896 | 1377.5657 | 1405.6425 | 1406.1126 | 1461.9916 | 1461.8146 | 1461.7036 | 1490.7264
ENS | Preferred Plan | DLC-Thermostat | DLC-Thermostat-DI-MSHP | Residential Charitable | Residential LI | Winter Morning | Marketing & Recruitment Cost | 0 | 1303.0373 | 1727.4361 | 717.4174 | 731.789 | 731.9764 | 761.1623 | 761.0703 | 761.0278 | 776.1358
ENS | Preferred Plan | DLC-Thermostat | DLC-Thermostat-DI-MSHP | Residential Charitable | Residential Market Rate | Winter Morning | Marketing & Recruitment Cost | 0 | 12403.6324 | 16443.4912 | 6829.107 | 6965.9114 | 6967.6944 | 7245.5163 | 7244.6401 | 7244.2351 | 7388.0486
ENS | Preferred Plan | DLC-Thermostat | DLC-Thermostat-BYOT-MSHP | Residential Charitable | Residential LI | Winter Morning | Marketing & Recruitment Cost | 0 | 230.2218 | 156.1907 | 64.8392 | 66.0989 | 66.3312 | 68.8748 | 68.7472 | 69.14 | 70.9282
ENS | Preferred Plan | DLC-Thermostat | DLC-Thermostat-BYOT-MSHP | Residential Charitable | Residential Market Rate | Winter Morning | Marketing & Recruitment Cost | 0 | 2191.4854 | 1486.7813 | 617.2058 | 629.1962 | 631.4077 | 655.6204 | 654.4052 | 658.1451 | 675.1664
ENS | Preferred Plan | DLC-Thermostat | DLC-Thermostat-BYOT-Central Heat Pump | Residential Charitable | Residential LI | Winter Evening | Marketing & Recruitment Cost | 0 | 639.5294 | 582.4845 | 242.3986 | 248.5034 | 247.3878 | 257.9715 | 258.3082 | 258.114 | 263.1085
ENS | Preferred Plan | DLC-Thermostat | DLC-Thermostat-BYOT-Central Heat Pump | Residential Charitable | Residential Market Rate | Winter Evening | Marketing & Recruitment Cost | 0 | 3913.5153 | 3564.4364 | 1483.3263 | 1520.6833 | 1513.8566 | 1578.6221 | 1580.6824 | 1579.4942 | 1610.0576
ENS | Preferred Plan | DLC-Thermostat | DLC-Thermostat-DI-Baseboard Heating | Residential Charitable | Residential LI | Winter Evening | Marketing & Recruitment Cost | 0 | 3304.2425 | 2982.3733 | 1238.0838 | 1262.9041 | 1263.1902 | 1313.4931 | 1313.5035 | 1313.2963 | 1339.4051
ENS | Preferred Plan | DLC-Thermostat | DLC-Thermostat-DI-Baseboard Heating | Residential Charitable | Residential Market Rate | Winter Evening | Marketing & Recruitment Cost | 0 | 31453.1363 | 28389.2581 | 11785.339 | 12021.6043 | 12024.3269 | 12503.1614 | 12503.2606 | 12501.2878 | 12749.8183
ENS | Preferred Plan | DLC-Thermostat | DLC-Thermostat-BYOT-Baseboard Heating | Residential Charitable | Residential LI | Winter Evening | Marketing & Recruitment Cost | 0 | 228.5705 | 348.6589 | 144.7172 | 147.6668 | 147.7162 | 153.5864 | 153.5678 | 153.5562 | 156.6051
ENS | Preferred Plan | DLC-Thermostat | DLC-Thermostat-BYOT-Baseboard Heating | Residential Charitable | Residential Market Rate | Winter Evening | Marketing & Recruitment Cost | 0 | 2175.7662 | 3318.8896 | 1377.5657 | 1405.6425 | 1406.1126 | 1461.9916 | 1461.8146 | 1461.7036 | 1490.7264
ENS | Preferred Plan | DLC-Thermostat | DLC-Thermostat-DI-MSHP | Residential Charitable | Residential LI | Winter Evening | Marketing & Recruitment Cost | 0 | 1303.0373 | 1727.4361 | 717.4174 | 731.789 | 731.9764 | 761.1623 | 761.0703 | 761.0278 | 776.1358
ENS | Preferred Plan | DLC-Thermostat | DLC-Thermostat-DI-MSHP | Residential Charitable | Residential Market Rate | Winter Evening | Marketing & Recruitment Cost | 0 | 12403.6324 | 16443.4912 | 6829.107 | 6965.9114 | 6967.6944 | 7245.5163 | 7244.6401 | 7244.2351 | 7388.0486
ENS | Preferred Plan | DLC-Thermostat | DLC-Thermostat-BYOT-MSHP | Residential Charitable | Residential LI | Winter Evening | Marketing & Recruitment Cost | 0 | 230.2218 | 156.1907 | 64.8392 | 66.0989 | 66.3312 | 68.8748 | 68.7472 | 69.14 | 70.9282
ENS | Preferred Plan | DLC-Thermostat | DLC-Thermostat-BYOT-MSHP | Residential Charitable | Residential Market Rate | Winter Evening | Marketing & Recruitment Cost | 0 | 2191.4854 | 1486.7813 | 617.2058 | 629.1962 | 631.4077 | 655.6204 | 654.4052 | 658.1451 | 675.1664
ENS | Preferred Plan | DLC-Water Heating | DLC-Switch-Water Heating | Residential Charitable | Residential LI | Winter Morning | Marketing & Recruitment Cost | 0 | 4656.2007 | 4749.3247 | 281.7396 | 281.7396 | 362.2366 | 362.2366 | 402.4851 | 402.4851 | 410.5348
ENS | Preferred Plan | DLC-Water Heating | DLC-Switch-Water Heating | Residential Charitable | Residential Market Rate | Winter Morning | Marketing & Recruitment Cost | 0 | 53186.9366 | 54250.6753 | 3218.2604 | 3218.2604 | 4137.7634 | 4137.7634 | 4597.5149 | 4597.5149 | 4689.4652
ENS | Preferred Plan | DLC-Water Heating | DLC-Switch-Water Heating | Residential Charitable | Residential LI | Winter Evening | Marketing & Recruitment Cost | 0 | 4656.2007 | 4749.3247 | 281.7396 | 281.7396 | 362.2366 | 362.2366 | 402.4851 | 402.4851 | 410.5348
ENS | Preferred Plan | DLC-Water Heating | DLC-Switch-Water Heating | Residential Charitable | Residential Market Rate | Winter Evening | Marketing & Recruitment Cost | 0 | 53186.9366 | 54250.6753 | 3218.2604 | 3218.2604 | 4137.7634 | 4137.7634 | 4597.5149 | 4597.5149 | 4689.4652
ENS | Preferred Plan | C&I Curtailment | C&I Curtailment-Turnkey-Manual HVAC Control | General | Miscellaneous | Winter Morning | Marketing & Recruitment Cost | 1 | 6858.549 | 3286.3354 | 1686.9322 | 1788.3284 | 1860.1626 | 1905.6746 | 1946.2992 | 1929.7118 | 1900.1661
ENS | Preferred Plan | C&I Curtailment | C&I Curtailment-Turnkey-Manual HVAC Control | General | Offices | Winter Morning | Marketing & Recruitment Cost | 1 | 450.2657 | 217.3836 | 112.5167 | 120.5301 | 126.5831 | 130.9605 | 133.7522 | 132.6123 | 130.5819
ENS | Preferred Plan | C&I Curtailment | C&I Curtailment-Turnkey-Manual HVAC Control | General | Retail Trade | Winter Morning | Marketing & Recruitment Cost | 1 | 1616.8273 | 771.5767 | 394.381 | 415.6955 | 429.866 | 437.6958 | 447.0265 | 443.2167 | 436.4306
ENS | Preferred Plan | C&I Curtailment | C&I Curtailment-Turnkey-Manual HVAC Control | General | Services | Winter Morning | Marketing & Recruitment Cost | 1 | 1045.1952 | 498.799 | 254.9596 | 268.7484 | 277.9219 | 282.9978 | 289.0307 | 286.5674 | 282.1798
ENS | Preferred Plan | C&I Curtailment | C&I Curtailment-Turnkey-Auto-DR HVAC Control | General | Miscellaneous | Winter Morning | Marketing & Recruitment Cost | 1 | 172.7546 | 103.8636 | 66.9611 | 89.2639 | 116.9374 | 151.1737 | 192.9954 | 239.1883 | 294.4076
ENS | Preferred Plan | C&I Curtailment | C&I Curtailment-Turnkey-Auto-DR HVAC Control | General | Offices | Winter Morning | Marketing & Recruitment Cost | 1 | 11.3414 | 6.8703 | 4.4662 | 6.0162 | 7.9575 | 10.3889 | 13.2629 | 16.4373 | 20.2321
ENS | Preferred Plan | C&I Curtailment | C&I Curtailment-Turnkey-Auto-DR HVAC Control | General | Retail Trade | Winter Morning | Marketing & Recruitment Cost | 1 | 40.725 | 24.3854 | 15.6546 | 20.7493 | 27.0231 | 34.7216 | 44.3272 | 54.9368 | 67.6196
ENS | Preferred Plan | C&I Curtailment | C&I Curtailment-Turnkey-Auto-DR HVAC Control | General | Services | Winter Morning | Marketing & Recruitment Cost | 1 | 26.3266 | 15.7644 | 10.1204 | 13.4145 | 17.4713 | 22.4497 | 28.6603 | 35.5201 | 43.7203
ENS | Preferred Plan | C&I Curtailment | C&I Curtailment-Turnkey-Standard Lighting Control | General | Miscellaneous | Winter Morning | Marketing & Recruitment Cost | 1 | 2907.8684 | 1380.383 | 703.5034 | 741.7643 | 772.2036 | 793.2622 | 810.1727 | 803.268 | 790.9693
ENS | Preferred Plan | C&I Curtailment | C&I Curtailment-Turnkey-Standard Lighting Control | General | Offices | Winter Morning | Marketing & Recruitment Cost | 1 | 61.8889 | 28.9321 | 14.5157 | 15.0218 | 15.4017 | 15.5724 | 15.9044 | 15.7688 | 15.5274
ENS | Preferred Plan | C&I Curtailment | C&I Curtailment-Turnkey-Standard Lighting Control | General | Retail Trade | Winter Morning | Marketing & Recruitment Cost | 1 | 676.8004 | 317.8071 | 160.3292 | 166.9755 | 171.8368 | 174.3773 | 178.0946 | 176.5768 | 173.8732
ENS | Preferred Plan | C&I Curtailment | C&I Curtailment-Turnkey-Standard Lighting Control | General | Services | Winter Morning | Marketing & Recruitment Cost | 1 | 437.7983 | 205.6143 | 103.7445 | 108.0649 | 111.2294 | 112.8935 | 115.3001 | 114.3174 | 112.5671
ENS | Preferred Plan | C&I Curtailment | C&I Curtailment-Turnkey-Water Heating Control | General | Miscellaneous | Winter Morning | Marketing & Recruitment Cost | 1 | 167.7768 | 82.0638 | 43.1153 | 47.0269 | 50.3369 | 53.1874 | 54.3212 | 53.8583 | 53.0336
ENS | Preferred Plan | C&I Curtailment | C&I Curtailment-Turnkey-Water Heating Control | General | Offices | Winter Morning | Marketing & Recruitment Cost | 1 | 4.5248 | 2.2068 | 1.1556 | 1.256 | 1.3406 | 1.4123 | 1.4424 | 1.4301 | 1.4082
ENS | Preferred Plan | C&I Curtailment | C&I Curtailment-Turnkey-Water Heating Control | General | Retail Trade | Winter Morning | Marketing & Recruitment Cost | 1 | 88.6714 | 43.5551 | 22.9646 | 25.164 | 27.0398 | 28.6809 | 29.2923 | 29.0427 | 28.598
ENS | Preferred Plan | C&I Curtailment | C&I Curtailment-Turnkey-Water Heating Control | General | Services | Winter Morning | Marketing & Recruitment Cost | 1 | 57.2916 | 28.1379 | 14.8341 | 16.2525 | 17.4617 | 18.5192 | 18.914 | 18.7528 | 18.4656
ENS | Preferred Plan | C&I Curtailment | C&I Curtailment-Turnkey-Other | General | Miscellaneous | Winter Morning | Marketing & Recruitment Cost | 1 | 3025.7853 | 1472.1415 | 769.0246 | 833.1644 | 885.5356 | 928.9293 | 948.7319 | 940.6464 | 926.2442
ENS | Preferred Plan | C&I Curtailment | C&I Curtailment-Turnkey-Other | General | Offices | Winter Morning | Marketing & Recruitment Cost | 1 | 83.4051 | 40.4847 | 21.0964 | 22.7878 | 24.1529 | 25.2644 | 25.8029 | 25.583 | 25.1913
ENS | Preferred Plan | C&I Curtailment | C&I Curtailment-Turnkey-Other | General | Retail Trade | Winter Morning | Marketing & Recruitment Cost | 1 | 954.1068 | 464.7187 | 242.9759 | 263.5531 | 280.497 | 294.6486 | 300.9299 | 298.3652 | 293.7969
ENS | Preferred Plan | C&I Curtailment | C&I Curtailment-Turnkey-Other | General | Services | Winter Morning | Marketing & Recruitment Cost | 1 | 616.7339 | 300.385 | 157.0516 | 170.3474 | 181.2943 | 190.4359 | 194.4956 | 192.838 | 189.8855
ENS | Preferred Plan | C&I Curtailment | C&I Curtailment-Turnkey-Manual HVAC Control | General | Miscellaneous | Winter Evening | Marketing & Recruitment Cost | 1 | 7921.4621 | 3795.6854 | 1948.3415 | 2065.4257 | 2148.4756 | 2201.0234 | 2247.9407 | 2228.0359 | 2193.9726
ENS | Preferred Plan | C&I Curtailment | C&I Curtailment-Turnkey-Manual HVAC Control | General | Offices | Winter Evening | Marketing & Recruitment Cost | 1 | 520.0462 | 251.0759 | 129.9524 | 139.2059 | 146.2027 | 151.2572 | 154.4814 | 153.1136 | 150.7727
ENS | Preferred Plan | C&I Curtailment | C&I Curtailment-Turnkey-Manual HVAC Control | General | Retail Trade | Winter Evening | Marketing & Recruitment Cost | 1 | 1867.3973 | 891.1636 | 455.4949 | 480.1066 | 496.4924 | 505.5316 | 516.3076 | 511.7358 | 503.9122
ENS | Preferred Plan | C&I Curtailment | C&I Curtailment-Turnkey-Manual HVAC Control | General | Services | Winter Evening | Marketing & Recruitment Cost | 1 | 1207.1757 | 576.108 | 294.4685 | 310.3903 | 320.998 | 326.8579 | 333.8253 | 330.8694 | 325.8109
ENS | Preferred Plan | C&I Curtailment | C&I Curtailment-Turnkey-Auto-DR HVAC Control | General | Miscellaneous | Winter Evening | Marketing & Recruitment Cost | 1 | 199.5275 | 119.9614 | 77.3375 | 103.0952 | 135.062 | 174.6031 | 222.9062 | 276.1656 | 339.9293
ENS | Preferred Plan | C&I Curtailment | C&I Curtailment-Turnkey-Auto-DR HVAC Control | General | Offices | Winter Evening | Marketing & Recruitment Cost | 1 | 13.099 | 7.9352 | 5.1583 | 6.9484 | 9.1909 | 11.999 | 15.3184 | 18.9785 | 23.3604
ENS | Preferred Plan | C&I Curtailment | C&I Curtailment-Turnkey-Auto-DR HVAC Control | General | Retail Trade | Winter Evening | Marketing & Recruitment Cost | 1 | 47.0364 | 28.1649 | 18.0804 | 23.9644 | 31.2115 | 40.1029 | 51.1972 | 63.4298 | 78.075
ENS | Preferred Plan | C&I Curtailment | C&I Curtailment-Turnkey-Auto-DR HVAC Control | General | Services | Winter Evening | Marketing & Recruitment Cost | 1 | 30.4066 | 18.2077 | 11.6886 | 15.4931 | 20.1793 | 25.929 | 33.1022 | 41.0113 | 50.4804
ENS | Preferred Plan | C&I Curtailment | C&I Curtailment-Turnkey-Standard Lighting Control | General | Miscellaneous | Winter Evening | Marketing & Recruitment Cost | 1 | 3358.5193 | 1594.3289 | 812.5193 | 856.699 | 891.8901 | 916.2051 | 935.735 | 927.4494 | 913.2701
ENS | Preferred Plan | C&I Curtailment | C&I Curtailment-Turnkey-Standard Lighting Control | General | Offices | Winter Evening | Marketing & Recruitment Cost | 1 | 71.4802 | 33.4163 | 16.7651 | 17.3494 | 17.7889 | 17.9859 | 18.3692 | 18.2066 | 17.9282
ENS | Preferred Plan | C&I Curtailment | C&I Curtailment-Turnkey-Standard Lighting Control | General | Retail Trade | Winter Evening | Marketing & Recruitment Cost | 1 | 781.6885 | 367.0641 | 185.1741 | 192.848 | 198.4704 | 201.403 | 205.6961 | 203.8747 | 200.7578
ENS | Preferred Plan | C&I Curtailment | C&I Curtailment-Turnkey-Standard Lighting Control | General | Services | Winter Evening | Marketing & Recruitment Cost | 1 | 505.6467 | 237.4825 | 119.8209 | 124.8093 | 128.4693 | 130.3901 | 133.1695 | 131.9904 | 129.9724
ENS | Preferred Plan | C&I Curtailment | C&I Curtailment-Turnkey-Water Heating Control | General | Miscellaneous | Winter Evening | Marketing & Recruitment Cost | 1 | 193.7783 | 94.7828 | 49.7965 | 54.3136 | 58.1388 | 61.4306 | 62.74 | 62.1845 | 61.2338
ENS | Preferred Plan | C&I Curtailment | C&I Curtailment-Turnkey-Water Heating Control | General | Offices | Winter Evening | Marketing & Recruitment Cost | 1 | 5.226 | 2.5488 | 1.3347 | 1.4506 | 1.5484 | 1.6311 | 1.6659 | 1.6512 | 1.6259
ENS | Preferred Plan | C&I Curtailment | C&I Curtailment-Turnkey-Water Heating Control | General | Retail Trade | Winter Evening | Marketing & Recruitment Cost | 1 | 102.4134 | 50.3057 | 26.5232 | 29.0631 | 31.2308 | 33.126 | 33.8321 | 33.5326 | 33.0199
ENS | Preferred Plan | C&I Curtailment | C&I Curtailment-Turnkey-Water Heating Control | General | Services | Winter Evening | Marketing & Recruitment Cost | 1 | 66.1704 | 32.499 | 17.1328 | 18.7707 | 20.1681 | 21.3893 | 21.8453 | 21.6518 | 21.3208
ENS | Preferred Plan | C&I Curtailment | C&I Curtailment-Turnkey-Other | General | Miscellaneous | Winter Evening | Marketing & Recruitment Cost | 1 | 3494.7105 | 1700.3091 | 888.1938 | 962.2613 | 1022.7879 | 1072.8984 | 1095.7684 | 1086.0657 | 1069.4614
ENS | Preferred Plan | C&I Curtailment | C&I Curtailment-Turnkey-Other | General | Offices | Winter Evening | Marketing & Recruitment Cost | 1 | 96.3309 | 46.7595 | 24.3655 | 26.3188 | 27.8964 | 29.1799 | 29.8019 | 29.5381 | 29.0865
ENS | Preferred Plan | C&I Curtailment | C&I Curtailment-Turnkey-Other | General | Retail Trade | Winter Evening | Marketing & Recruitment Cost | 1 | 1101.9709 | 536.7456 | 280.6278 | 304.3901 | 323.9722 | 340.3144 | 347.5686 | 344.491 | 339.2242
ENS | Preferred Plan | C&I Curtailment | C&I Curtailment-Turnkey-Other | General | Services | Winter Evening | Marketing & Recruitment Cost | 1 | 712.3131 | 346.9417 | 181.3885 | 196.7424 | 209.3937 | 219.9504 | 224.6389 | 222.6498 | 219.2458
ENS | Preferred Plan | C&I Curtailment | C&I Curtailment-Turnkey-Manual HVAC Control | Large General | Miscellaneous | Winter Morning | Marketing & Recruitment Cost | 1 | 5515.4162 | 2645.5344 | 1358.1384 | 1440.2431 | 1500.228 | 1537.5308 | 1570.1629 | 1540.1278 | 1516.547
ENS | Preferred Plan | C&I Curtailment | C&I Curtailment-Turnkey-Manual HVAC Control | Large General | Retail Trade | Winter Morning | Marketing & Recruitment Cost | 1 | 238.3679 | 113.6387 | 57.9858 | 61.0212 | 63.0674 | 64.1052 | 65.4658 | 64.2135 | 63.2304
ENS | Preferred Plan | C&I Curtailment | C&I Curtailment-Turnkey-Manual HVAC Control | Large General | Services | Winter Morning | Marketing & Recruitment Cost | 1 | 381.7194 | 181.9795 | 92.8577 | 97.7185 | 100.9954 | 102.6574 | 104.8361 | 102.8308 | 101.2563
ENS | Preferred Plan | C&I Curtailment | C&I Curtailment-Turnkey-Auto-DR HVAC Control | Large General | Miscellaneous | Winter Morning | Marketing & Recruitment Cost | 1 | 138.9235 | 83.6113 | 53.91 | 71.8894 | 94.3105 | 121.9695 | 155.6977 | 190.8992 | 234.9705
ENS | Preferred Plan | C&I Curtailment | C&I Curtailment-Turnkey-Auto-DR HVAC Control | Large General | Retail Trade | Winter Morning | Marketing & Recruitment Cost | 1 | 6.0041 | 3.5915 | 2.3017 | 3.0459 | 3.9647 | 5.0854 | 6.4916 | 7.9593 | 9.7968
ENS | Preferred Plan | C&I Curtailment | C&I Curtailment-Turnkey-Auto-DR HVAC Control | Large General | Services | Winter Morning | Marketing & Recruitment Cost | 1 | 9.6148 | 5.7514 | 3.6859 | 4.8776 | 6.349 | 8.1436 | 10.3956 | 12.7459 | 15.6884
ENS | Preferred Plan | C&I Curtailment | C&I Curtailment-Turnkey-Standard Lighting Control | Large General | Miscellaneous | Winter Morning | Marketing & Recruitment Cost | 1 | 2429.5903 | 1154.0291 | 588.1045 | 620.3028 | 646.7127 | 664.6578 | 678.7643 | 665.7804 | 655.5867
ENS | Preferred Plan | C&I Curtailment | C&I Curtailment-Turnkey-Standard Lighting Control | Large General | Retail Trade | Winter Morning | Marketing & Recruitment Cost | 1 | 99.4591 | 46.6221 | 23.4656 | 24.3808 | 25.062 | 25.3727 | 25.9112 | 25.4155 | 25.0264
ENS | Preferred Plan | C&I Curtailment | C&I Curtailment-Turnkey-Standard Lighting Control | Large General | Services | Winter Morning | Marketing & Recruitment Cost | 1 | 159.2725 | 74.66 | 37.5775 | 39.0432 | 40.134 | 40.6315 | 41.4939 | 40.7001 | 40.077
ENS | Preferred Plan | C&I Curtailment | C&I Curtailment-Turnkey-Water Heating Control | Large General | Miscellaneous | Winter Morning | Marketing & Recruitment Cost | 1 | 109.6171 | 53.2883 | 27.8247 | 30.1665 | 32.1409 | 33.7533 | 34.4696 | 33.8103 | 33.2926
ENS | Preferred Plan | C&I Curtailment | C&I Curtailment-Turnkey-Water Heating Control | Large General | Retail Trade | Winter Morning | Marketing & Recruitment Cost | 1 | 13.1068 | 6.4365 | 3.3901 | 3.7122 | 3.9902 | 4.2287 | 4.3185 | 4.2358 | 4.171
ENS | Preferred Plan | C&I Curtailment | C&I Curtailment-Turnkey-Water Heating Control | Large General | Services | Winter Morning | Marketing & Recruitment Cost | 1 | 20.9891 | 10.3073 | 5.4289 | 5.9447 | 6.3898 | 6.7718 | 6.9155 | 6.7832 | 6.6794
ENS | Preferred Plan | C&I Curtailment | C&I Curtailment-Turnkey-Other | Large General | Miscellaneous | Winter Morning | Marketing & Recruitment Cost | 1 | 2371.0113 | 1151.7916 | 600.3546 | 649.1019 | 689.2361 | 721.4291 | 736.7405 | 722.6476 | 711.5832
ENS | Preferred Plan | C&I Curtailment | C&I Curtailment-Turnkey-Other | Large General | Retail Trade | Winter Morning | Marketing & Recruitment Cost | 1 | 140.7167 | 68.4903 | 35.756 | 38.7336 | 41.2161 | 43.2368 | 44.1545 | 43.3098 | 42.6467
ENS | Preferred Plan | C&I Curtailment | C&I Curtailment-Turnkey-Other | Large General | Services | Winter Morning | Marketing & Recruitment Cost | 1 | 225.342 | 109.6795 | 57.2593 | 62.0275 | 66.0029 | 69.2389 | 70.7084 | 69.3558 | 68.2939
ENS | Preferred Plan | C&I Curtailment | C&I Curtailment-Turnkey-Manual HVAC Control | Large General | Miscellaneous | Winter Evening | Marketing & Recruitment Cost | 1 | 4679.8771 | 2244.7852 | 1152.3769 | 1222.0281 | 1272.975 | 1304.6163 | 1332.3031 | 1306.3801 | 1286.4075
ENS | Preferred Plan | C&I Curtailment | C&I Curtailment-Turnkey-Manual HVAC Control | Large General | Retail Trade | Winter Evening | Marketing & Recruitment Cost | 1 | 202.2571 | 96.4245 | 49.2008 | 51.7757 | 53.514 | 54.3942 | 55.5486 | 54.4677 | 53.635
ENS | Preferred Plan | C&I Curtailment | C&I Curtailment-Turnkey-Manual HVAC Control | Large General | Services | Winter Evening | Marketing & Recruitment Cost | 1 | 323.8921 | 154.413 | 78.7895 | 82.9129 | 85.6967 | 87.1062 | 88.9548 | 87.224 | 85.8904
ENS | Preferred Plan | C&I Curtailment | C&I Curtailment-Turnkey-Auto-DR HVAC Control | Large General | Miscellaneous | Winter Evening | Marketing & Recruitment Cost | 1 | 117.8778 | 70.9457 | 45.7425 | 60.9972 | 80.0244 | 103.4928 | 132.1114 | 161.9261 | 199.3132
ENS | Preferred Plan | C&I Curtailment | C&I Curtailment-Turnkey-Auto-DR HVAC Control | Large General | Retail Trade | Winter Evening | Marketing & Recruitment Cost | 1 | 5.0945 | 3.0475 | 1.953 | 2.5844 | 3.3641 | 4.315 | 5.5082 | 6.7513 | 8.3101
ENS | Preferred Plan | C&I Curtailment | C&I Curtailment-Turnkey-Auto-DR HVAC Control | Large General | Services | Winter Evening | Marketing & Recruitment Cost | 1 | 8.1583 | 4.8802 | 3.1275 | 4.1386 | 5.3872 | 6.91 | 8.8208 | 10.8114 | 13.3077
ENS | Preferred Plan | C&I Curtailment | C&I Curtailment-Turnkey-Standard Lighting Control | Large General | Miscellaneous | Winter Evening | Marketing & Recruitment Cost | 1 | 2061.5279 | 979.2152 | 499.0052 | 526.3191 | 548.7493 | 563.9714 | 575.9401 | 564.7338 | 556.0999
ENS | Preferred Plan | C&I Curtailment | C&I Curtailment-Turnkey-Standard Lighting Control | Large General | Retail Trade | Winter Evening | Marketing & Recruitment Cost | 1 | 84.3919 | 39.5597 | 19.9105 | 20.6868 | 21.2656 | 21.5291 | 21.986 | 21.5582 | 21.2286
ENS | Preferred Plan | C&I Curtailment | C&I Curtailment-Turnkey-Standard Lighting Control | Large General | Services | Winter Evening | Marketing & Recruitment Cost | 1 | 135.1441 | 63.3504 | 31.8844 | 33.1276 | 34.0545 | 34.4764 | 35.2081 | 34.523 | 33.9952
ENS | Preferred Plan | C&I Curtailment | C&I Curtailment-Turnkey-Water Heating Control | Large General | Miscellaneous | Winter Evening | Marketing & Recruitment Cost | 1 | 93.011 | 45.2161 | 23.6092 | 25.5959 | 27.2722 | 28.6401 | 29.2479 | 28.6788 | 28.2404
ENS | Preferred Plan | C&I Curtailment | C&I Curtailment-Turnkey-Water Heating Control | Large General | Retail Trade | Winter Evening | Marketing & Recruitment Cost | 1 | 11.1213 | 5.4615 | 2.8765 | 3.1497 | 3.3858 | 3.5881 | 3.6643 | 3.593 | 3.538
ENS | Preferred Plan | C&I Curtailment | C&I Curtailment-Turnkey-Water Heating Control | Large General | Services | Winter Evening | Marketing & Recruitment Cost | 1 | 17.8094 | 8.7459 | 4.6064 | 5.044 | 5.4219 | 5.746 | 5.8679 | 5.7537 | 5.6658
ENS | Preferred Plan | C&I Curtailment | C&I Curtailment-Turnkey-Other | Large General | Miscellaneous | Winter Evening | Marketing & Recruitment Cost | 1 | 2011.8231 | 977.3166 | 509.3993 | 550.7547 | 584.8313 | 612.1426 | 625.1336 | 612.9702 | 603.5988
ENS | Preferred Plan | C&I Curtailment | C&I Curtailment-Turnkey-Other | Large General | Retail Trade | Winter Evening | Marketing & Recruitment Cost | 1 | 119.3993 | 58.1153 | 30.3389 | 32.865 | 34.9727 | 36.687 | 37.4656 | 36.7366 | 36.175
ENS | Preferred Plan | C&I Curtailment | C&I Curtailment-Turnkey-Other | Large General | Services | Winter Evening | Marketing & Recruitment Cost | 1 | 191.2046 | 93.0651 | 48.5844 | 52.6295 | 56.0049 | 58.7502 | 59.997 | 58.8296 | 57.9302
ENS | Preferred Plan | C&I Curtailment | C&I Curtailment-Turnkey-Manual HVAC Control | Small Industrial | Miscellaneous | Winter Morning | Marketing & Recruitment Cost | 1 | 920.7821 | 441.265 | 226.6858 | 240.4691 | 250.13 | 256.3829 | 261.7024 | 259.2711 | 255.3014
ENS | Preferred Plan | C&I Curtailment | C&I Curtailment-Turnkey-Manual HVAC Control | Small Industrial | Offices | Winter Morning | Marketing & Recruitment Cost | 1 | 11.4824 | 5.5268 | 2.8536 | 3.046 | 3.1866 | 3.2855 | 3.3536 | 3.3225 | 3.2716
ENS | Preferred Plan | C&I Curtailment | C&I Curtailment-Turnkey-Manual HVAC Control | Small Industrial | Retail Trade | Winter Morning | Marketing & Recruitment Cost | 1 | 39.9303 | 19.0518 | 9.7372 | 10.2667 | 10.6219 | 10.829 | 11.0536 | 10.951 | 10.7833
ENS | Preferred Plan | C&I Curtailment | C&I Curtailment-Turnkey-Manual HVAC Control | Small Industrial | Services | Winter Morning | Marketing & Recruitment Cost | 1 | 12.615 | 6.0189 | 3.0762 | 3.2435 | 3.3557 | 3.4211 | 3.4921 | 3.4597 | 3.4067
ENS | Preferred Plan | C&I Curtailment | C&I Curtailment-Turnkey-Auto-DR HVAC Control | Small Industrial | Miscellaneous | Winter Morning | Marketing & Recruitment Cost | 1 | 23.1929 | 13.946 | 8.9981 | 12.003 | 15.7242 | 20.3384 | 25.9505 | 32.1367 | 39.5558
ENS | Preferred Plan | C&I Curtailment | C&I Curtailment-Turnkey-Auto-DR HVAC Control | Small Industrial | Offices | Winter Morning | Marketing & Recruitment Cost | 1 | 0.28922 | 0.17467 | 0.11327 | 0.15204 | 0.20032 | 0.26063 | 0.33255 | 0.41182 | 0.5069
ENS | Preferred Plan | C&I Curtailment | C&I Curtailment-Turnkey-Auto-DR HVAC Control | Small Industrial | Retail Trade | Winter Morning | Marketing & Recruitment Cost | 1 | 1.0058 | 0.60212 | 0.38651 | 0.51246 | 0.66774 | 0.85904 | 1.0961 | 1.3574 | 1.6707
ENS | Preferred Plan | C&I Curtailment | C&I Curtailment-Turnkey-Auto-DR HVAC Control | Small Industrial | Services | Winter Morning | Marketing & Recruitment Cost | 1 | 0.31775 | 0.19023 | 0.12211 | 0.1619 | 0.21096 | 0.27139 | 0.34628 | 0.42883 | 0.52783
ENS | Preferred Plan | C&I Curtailment | C&I Curtailment-Turnkey-Standard Lighting Control | Small Industrial | Miscellaneous | Winter Morning | Marketing & Recruitment Cost | 1 | 296.9201 | 140.4398 | 71.2812 | 74.8174 | 77.5363 | 79.3286 | 80.9745 | 80.2222 | 78.994
ENS | Preferred Plan | C&I Curtailment | C&I Curtailment-Turnkey-Standard Lighting Control | Small Industrial | Offices | Winter Morning | Marketing & Recruitment Cost | 1 | 1.6439 | 0.77406 | 0.39091 | 0.40801 | 0.42076 | 0.42831 | 0.4372 | 0.43314 | 0.4265
ENS | Preferred Plan | C&I Curtailment | C&I Curtailment-Turnkey-Standard Lighting Control | Small Industrial | Retail Trade | Winter Morning | Marketing & Recruitment Cost | 1 | 17.4095 | 8.2493 | 4.1941 | 4.4108 | 4.5758 | 4.6865 | 4.7837 | 4.7393 | 4.6667
ENS | Preferred Plan | C&I Curtailment | C&I Curtailment-Turnkey-Standard Lighting Control | Small Industrial | Services | Winter Morning | Marketing & Recruitment Cost | 1 | 5.5001 | 2.6062 | 1.325 | 1.3935 | 1.4456 | 1.4806 | 1.5113 | 1.4973 | 1.4743
ENS | Preferred Plan | C&I Curtailment | C&I Curtailment-Turnkey-Water Heating Control | Small Industrial | Miscellaneous | Winter Morning | Marketing & Recruitment Cost | 1 | 21.6284 | 10.5358 | 5.5157 | 5.9854 | 6.3719 | 6.6976 | 6.8365 | 6.773 | 6.6693
ENS | Preferred Plan | C&I Curtailment | C&I Curtailment-Turnkey-Water Heating Control | Small Industrial | Offices | Winter Morning | Marketing & Recruitment Cost | 1 | 0.1133 | 0.05484 | 0.028513 | 0.030705 | 0.032495 | 0.033948 | 0.034653 | 0.034331 | 0.033805
ENS | Preferred Plan | C&I Curtailment | C&I Curtailment-Turnkey-Water Heating Control | Small Industrial | Retail Trade | Winter Morning | Marketing & Recruitment Cost | 1 | 2.1162 | 1.0284 | 0.53705 | 0.58111 | 0.61707 | 0.64691 | 0.66033 | 0.6542 | 0.64418
ENS | Preferred Plan | C&I Curtailment | C&I Curtailment-Turnkey-Water Heating Control | Small Industrial | Services | Winter Morning | Marketing & Recruitment Cost | 1 | 0.66857 | 0.32491 | 0.16967 | 0.18359 | 0.19495 | 0.20438 | 0.20862 | 0.20668 | 0.20351
ENS | Preferred Plan | C&I Curtailment | C&I Curtailment-Turnkey-Other | Small Industrial | Miscellaneous | Winter Morning | Marketing & Recruitment Cost | 1 | 338.5898 | 164.2867 | 85.6691 | 92.594 | 98.1423 | 102.7107 | 104.8418 | 103.8677 | 102.2774
ENS | Preferred Plan | C&I Curtailment | C&I Curtailment-Turnkey-Other | Small Industrial | Offices | Winter Morning | Marketing & Recruitment Cost | 1 | 2.136 | 1.0342 | 0.53812 | 0.58022 | 0.6137 | 0.64092 | 0.65421 | 0.64814 | 0.63821
ENS | Preferred Plan | C&I Curtailment | C&I Curtailment-Turnkey-Other | Small Industrial | Retail Trade | Winter Morning | Marketing & Recruitment Cost | 1 | 23.448 | 11.3748 | 5.9304 | 6.408 | 6.791 | 7.106 | 7.2534 | 7.186 | 7.076
ENS | Preferred Plan | C&I Curtailment | C&I Curtailment-Turnkey-Other | Small Industrial | Services | Winter Morning | Marketing & Recruitment Cost | 1 | 7.4078 | 3.5936 | 1.8736 | 2.0244 | 2.1455 | 2.245 | 2.2915 | 2.2703 | 2.2355
ENS | Preferred Plan | C&I Curtailment | C&I Curtailment-Turnkey-Industrial | Small Industrial | Manufacturing | Winter Morning | Marketing & Recruitment Cost | 1 | 82.8504 | 39.9854 | 20.7284 | 22.2532 | 23.4569 | 24.4146 | 24.9212 | 24.6896 | 24.3116
ENS | Preferred Plan | C&I Curtailment | C&I Curtailment-Turnkey-Manual HVAC Control | Small Industrial | Miscellaneous | Winter Evening | Marketing & Recruitment Cost | 1 | 1246.8887 | 597.5518 | 306.9655 | 325.6262 | 338.7217 | 347.1863 | 354.3894 | 350.9793 | 345.6134
ENS | Preferred Plan | C&I Curtailment | C&I Curtailment-Turnkey-Manual HVAC Control | Small Industrial | Offices | Winter Evening | Marketing & Recruitment Cost | 1 | 15.549 | 7.4843 | 3.8642 | 4.1246 | 4.3153 | 4.4491 | 4.5414 | 4.4977 | 4.4289
ENS | Preferred Plan | C&I Curtailment | C&I Curtailment-Turnkey-Manual HVAC Control | Small Industrial | Retail Trade | Winter Evening | Marketing & Recruitment Cost | 1 | 54.0721 | 25.7995 | 13.1856 | 13.9025 | 14.384 | 14.6643 | 14.9685 | 14.8245 | 14.5978
ENS | Preferred Plan | C&I Curtailment | C&I Curtailment-Turnkey-Manual HVAC Control | Small Industrial | Services | Winter Evening | Marketing & Recruitment Cost | 1 | 17.0828 | 8.1507 | 4.1657 | 4.3922 | 4.5443 | 4.6328 | 4.7289 | 4.6834 | 4.6118
ENS | Preferred Plan | C&I Curtailment | C&I Curtailment-Turnkey-Auto-DR HVAC Control | Small Industrial | Miscellaneous | Winter Evening | Marketing & Recruitment Cost | 1 | 31.4069 | 18.8854 | 12.1847 | 16.2535 | 21.2934 | 27.5417 | 35.1413 | 43.504 | 53.5486
ENS | Preferred Plan | C&I Curtailment | C&I Curtailment-Turnkey-Auto-DR HVAC Control | Small Industrial | Offices | Winter Evening | Marketing & Recruitment Cost | 1 | 0.39165 | 0.23654 | 0.15339 | 0.20588 | 0.27128 | 0.35294 | 0.45033 | 0.55749 | 0.68621
ENS | Preferred Plan | C&I Curtailment | C&I Curtailment-Turnkey-Auto-DR HVAC Control | Small Industrial | Retail Trade | Winter Evening | Marketing & Recruitment Cost | 1 | 1.362 | 0.81538 | 0.52339 | 0.69394 | 0.90424 | 1.1633 | 1.4843 | 1.8375 | 2.2618
ENS | Preferred Plan | C&I Curtailment | C&I Curtailment-Turnkey-Auto-DR HVAC Control | Small Industrial | Services | Winter Evening | Marketing & Recruitment Cost | 1 | 0.43028 | 0.2576 | 0.16535 | 0.21923 | 0.28567 | 0.36751 | 0.46892 | 0.58051 | 0.71455
ENS | Preferred Plan | C&I Curtailment | C&I Curtailment-Turnkey-Standard Lighting Control | Small Industrial | Miscellaneous | Winter Evening | Marketing & Recruitment Cost | 1 | 402.0781 | 190.1807 | 96.5251 | 101.3124 | 104.9983 | 107.4245 | 109.6532 | 108.5981 | 106.9378
ENS | Preferred Plan | C&I Curtailment | C&I Curtailment-Turnkey-Standard Lighting Control | Small Industrial | Offices | Winter Evening | Marketing & Recruitment Cost | 1 | 2.2261 | 1.0482 | 0.52935 | 0.5525 | 0.56978 | 0.58001 | 0.59204 | 0.58634 | 0.57738
ENS | Preferred Plan | C&I Curtailment | C&I Curtailment-Turnkey-Standard Lighting Control | Small Industrial | Retail Trade | Winter Evening | Marketing & Recruitment Cost | 1 | 23.5753 | 11.1711 | 5.6795 | 5.9728 | 6.1964 | 6.3463 | 6.478 | 6.4157 | 6.3176
ENS | Preferred Plan | C&I Curtailment | C&I Curtailment-Turnkey-Standard Lighting Control | Small Industrial | Services | Winter Evening | Marketing & Recruitment Cost | 1 | 7.448 | 3.5292 | 1.7943 | 1.887 | 1.9576 | 2.005 | 2.0466 | 2.0269 | 1.9959
ENS | Preferred Plan | C&I Curtailment | C&I Curtailment-Turnkey-Water Heating Control | Small Industrial | Miscellaneous | Winter Evening | Marketing & Recruitment Cost | 1 | 29.2884 | 14.2674 | 7.4691 | 8.105 | 8.6287 | 9.0696 | 9.2578 | 9.1687 | 9.0286
ENS | Preferred Plan | C&I Curtailment | C&I Curtailment-Turnkey-Water Heating Control | Small Industrial | Offices | Winter Evening | Marketing & Recruitment Cost | 1 | 0.15343 | 0.074263 | 0.038611 | 0.041579 | 0.044004 | 0.045972 | 0.046925 | 0.046474 | 0.045763
ENS | Preferred Plan | C&I Curtailment | C&I Curtailment-Turnkey-Water Heating Control | Small Industrial | Retail Trade | Winter Evening | Marketing & Recruitment Cost | 1 | 2.8657 | 1.3927 | 0.72724 | 0.7869 | 0.83562 | 0.87603 | 0.8942 | 0.8856 | 0.87206
ENS | Preferred Plan | C&I Curtailment | C&I Curtailment-Turnkey-Water Heating Control | Small Industrial | Services | Winter Evening | Marketing & Recruitment Cost | 1 | 0.90536 | 0.43998 | 0.22975 | 0.2486 | 0.264 | 0.27676 | 0.2825 | 0.27978 | 0.27551
ENS | Preferred Plan | C&I Curtailment | C&I Curtailment-Turnkey-Other | Small Industrial | Miscellaneous | Winter Evening | Marketing & Recruitment Cost | 1 | 458.5057 | 222.4736 | 116.0083 | 125.3842 | 132.9026 | 139.0878 | 141.9735 | 140.6074 | 138.4577
ENS | Preferred Plan | C&I Curtailment | C&I Curtailment-Turnkey-Other | Small Industrial | Offices | Winter Evening | Marketing & Recruitment Cost | 1 | 2.8925 | 1.4005 | 0.72869 | 0.78569 | 0.83107 | 0.86791 | 0.88592 | 0.87739 | 0.86398
ENS | Preferred Plan | C&I Curtailment | C&I Curtailment-Turnkey-Other | Small Industrial | Retail Trade | Winter Evening | Marketing & Recruitment Cost | 1 | 31.7525 | 15.4035 | 8.0306 | 8.6772 | 9.1963 | 9.6227 | 9.8224 | 9.7278 | 9.5791
ENS | Preferred Plan | C&I Curtailment | C&I Curtailment-Turnkey-Other | Small Industrial | Services | Winter Evening | Marketing & Recruitment Cost | 1 | 10.0314 | 4.8663 | 2.5371 | 2.7414 | 2.9053 | 3.0401 | 3.1031 | 3.0733 | 3.0263
ENS | Preferred Plan | C&I Curtailment | C&I Curtailment-Turnkey-Industrial | Small Industrial | Manufacturing | Winter Evening | Marketing & Recruitment Cost | 1 | 112.1929 | 54.1474 | 28.0693 | 30.1338 | 31.765 | 33.0616 | 33.7475 | 33.4228 | 32.9118
ENS | Preferred Plan | C&I Curtailment | C&I Curtailment-Turnkey-Manual HVAC Control | Medium Industrial | Miscellaneous | Winter Morning | Marketing & Recruitment Cost | 1 | 17624.3231 | 8452.1801 | 4341.3382 | 4606.4349 | 4798.5587 | 4919.6934 | 5020.6386 | 4958.6271 | 4882.7059
ENS | Preferred Plan | C&I Curtailment | C&I Curtailment-Turnkey-Manual HVAC Control | Medium Industrial | Offices | Winter Morning | Marketing & Recruitment Cost | 1 | 276.6579 | 133.26 | 68.7941 | 73.4488 | 76.9543 | 79.3604 | 80.9887 | 79.9884 | 78.7637
ENS | Preferred Plan | C&I Curtailment | C&I Curtailment-Turnkey-Manual HVAC Control | Medium Industrial | Retail Trade | Winter Morning | Marketing & Recruitment Cost | 1 | 3998.4722 | 1909.1506 | 975.595 | 1028.902 | 1066.0637 | 1087.106 | 1109.4119 | 1095.7092 | 1078.9329
ENS | Preferred Plan | C&I Curtailment | C&I Curtailment-Turnkey-Manual HVAC Control | Medium Industrial | Services | Winter Morning | Marketing & Recruitment Cost | 1 | 184.1173 | 87.9105 | 44.9231 | 47.3778 | 49.0889 | 50.0579 | 51.085 | 50.454 | 49.6815
ENS | Preferred Plan | C&I Curtailment | C&I Curtailment-Turnkey-Auto-DR HVAC Control | Medium Industrial | Miscellaneous | Winter Morning | Marketing & Recruitment Cost | 1 | 443.9253 | 267.1285 | 172.3252 | 229.929 | 301.6571 | 390.2702 | 497.8475 | 614.6231 | 756.5157
ENS | Preferred Plan | C&I Curtailment | C&I Curtailment-Turnkey-Auto-DR HVAC Control | Medium Industrial | Offices | Winter Morning | Marketing & Recruitment Cost | 1 | 6.9685 | 4.2116 | 2.7307 | 3.6662 | 4.8377 | 6.2955 | 8.0309 | 9.9146 | 12.2035
ENS | Preferred Plan | C&I Curtailment | C&I Curtailment-Turnkey-Auto-DR HVAC Control | Medium Industrial | Retail Trade | Winter Morning | Marketing & Recruitment Cost | 1 | 100.7144 | 60.3381 | 38.7253 | 51.3574 | 67.0171 | 86.2381 | 110.0095 | 135.8134 | 167.1675
ENS | Preferred Plan | C&I Curtailment | C&I Curtailment-Turnkey-Auto-DR HVAC Control | Medium Industrial | Services | Winter Morning | Marketing & Recruitment Cost | 1 | 4.6376 | 2.7784 | 1.7832 | 2.3648 | 3.0859 | 3.971 | 5.0656 | 6.2538 | 7.6975
ENS | Preferred Plan | C&I Curtailment | C&I Curtailment-Turnkey-Standard Lighting Control | Medium Industrial | Miscellaneous | Winter Morning | Marketing & Recruitment Cost | 1 | 5683.2292 | 2690.0451 | 1365.1314 | 1433.2043 | 1487.4761 | 1522.2246 | 1553.4585 | 1534.2713 | 1510.7802
ENS | Preferred Plan | C&I Curtailment | C&I Curtailment-Turnkey-Standard Lighting Control | Medium Industrial | Offices | Winter Morning | Marketing & Recruitment Cost | 1 | 39.6073 | 18.6639 | 9.4239 | 9.8386 | 10.1609 | 10.3458 | 10.5581 | 10.4277 | 10.268
ENS | Preferred Plan | C&I Curtailment | C&I Curtailment-Turnkey-Standard Lighting Control | Medium Industrial | Retail Trade | Winter Morning | Marketing & Recruitment Cost | 1 | 1743.3238 | 826.6559 | 420.2219 | 442.0411 | 459.2471 | 470.4718 | 480.1252 | 474.195 | 466.9346
ENS | Preferred Plan | C&I Curtailment | C&I Curtailment-Turnkey-Standard Lighting Control | Medium Industrial | Services | Winter Morning | Marketing & Recruitment Cost | 1 | 80.2747 | 38.0649 | 19.3499 | 20.3546 | 21.1469 | 21.6638 | 22.1083 | 21.8352 | 21.5009
ENS | Preferred Plan | C&I Curtailment | C&I Curtailment-Turnkey-Water Heating Control | Medium Industrial | Miscellaneous | Winter Morning | Marketing & Recruitment Cost | 1 | 413.9806 | 201.8078 | 105.6338 | 114.6564 | 122.2405 | 128.5185 | 131.1555 | 129.5356 | 127.5523
ENS | Preferred Plan | C&I Curtailment | C&I Curtailment-Turnkey-Water Heating Control | Medium Industrial | Offices | Winter Morning | Marketing & Recruitment Cost | 1 | 2.73 | 1.3223 | 0.68738 | 0.74041 | 0.78472 | 0.82001 | 0.83684 | 0.8265 | 0.81385
ENS | Preferred Plan | C&I Curtailment | C&I Curtailment-Turnkey-Water Heating Control | Medium Industrial | Retail Trade | Winter Morning | Marketing & Recruitment Cost | 1 | 211.9122 | 103.0577 | 53.8081 | 58.2374 | 61.9319 | 64.9425 | 66.275 | 65.4564 | 64.4542
ENS | Preferred Plan | C&I Curtailment | C&I Curtailment-Turnkey-Water Heating Control | Medium Industrial | Services | Winter Morning | Marketing & Recruitment Cost | 1 | 9.7579 | 4.7455 | 2.4777 | 2.6817 | 2.8518 | 2.9904 | 3.0518 | 3.0141 | 2.9679
ENS | Preferred Plan | C&I Curtailment | C&I Curtailment-Turnkey-Other | Medium Industrial | Miscellaneous | Winter Morning | Marketing & Recruitment Cost | 1 | 6480.8132 | 3146.8177 | 1640.6776 | 1773.734 | 1882.7872 | 1970.9 | 2011.34 | 1986.4974 | 1956.0822
ENS | Preferred Plan | C&I Curtailment | C&I Curtailment-Turnkey-Other | Medium Industrial | Offices | Winter Morning | Marketing & Recruitment Cost | 1 | 51.4659 | 24.9365 | 12.9727 | 13.9912 | 14.8204 | 15.4812 | 15.7989 | 15.6038 | 15.3649
ENS | Preferred Plan | C&I Curtailment | C&I Curtailment-Turnkey-Other | Medium Industrial | Retail Trade | Winter Morning | Marketing & Recruitment Cost | 1 | 2348.0005 | 1139.8489 | 594.1788 | 642.1861 | 681.5771 | 713.3603 | 727.9975 | 719.0058 | 707.9971
ENS | Preferred Plan | C&I Curtailment | C&I Curtailment-Turnkey-Other | Medium Industrial | Services | Winter Morning | Marketing & Recruitment Cost | 1 | 108.1182 | 52.4865 | 27.3601 | 29.5707 | 31.3845 | 32.848 | 33.522 | 33.108 | 32.6011
ENS | Preferred Plan | C&I Curtailment | C&I Curtailment-Turnkey-Manual HVAC Control | Medium Industrial | Miscellaneous | Winter Evening | Marketing & Recruitment Cost | 1 | 16817.8419 | 8065.5091 | 4142.6267 | 4395.5372 | 4579.0465 | 4694.6009 | 4790.9202 | 4730.1607 | 4657.8437
ENS | Preferred Plan | C&I Curtailment | C&I Curtailment-Turnkey-Manual HVAC Control | Medium Industrial | Offices | Winter Evening | Marketing & Recruitment Cost | 1 | 263.9982 | 127.1636 | 65.6452 | 70.086 | 73.434 | 75.7294 | 77.2831 | 76.303 | 75.1364
ENS | Preferred Plan | C&I Curtailment | C&I Curtailment-Turnkey-Manual HVAC Control | Medium Industrial | Retail Trade | Winter Evening | Marketing & Recruitment Cost | 1 | 3815.5039 | 1821.8107 | 930.9401 | 981.7955 | 1017.2961 | 1037.3673 | 1058.651 | 1045.225 | 1029.245
ENS | Preferred Plan | C&I Curtailment | C&I Curtailment-Turnkey-Manual HVAC Control | Medium Industrial | Services | Winter Evening | Marketing & Recruitment Cost | 1 | 175.6921 | 83.8887 | 42.8669 | 45.2086 | 46.8433 | 47.7676 | 48.7476 | 48.1294 | 47.3935
ENS | Preferred Plan | C&I Curtailment | C&I Curtailment-Turnkey-Auto-DR HVAC Control | Medium Industrial | Miscellaneous | Winter Evening | Marketing & Recruitment Cost | 1 | 423.6115 | 254.9079 | 164.4376 | 219.4021 | 287.8576 | 372.414 | 475.0686 | 586.3046 | 721.6761
ENS | Preferred Plan | C&I Curtailment | C&I Curtailment-Turnkey-Auto-DR HVAC Control | Medium Industrial | Offices | Winter Evening | Marketing & Recruitment Cost | 1 | 6.6496 | 4.019 | 2.6057 | 3.4983 | 4.6164 | 6.0075 | 7.6634 | 9.4578 | 11.6415
ENS | Preferred Plan | C&I Curtailment | C&I Curtailment-Turnkey-Auto-DR HVAC Control | Medium Industrial | Retail Trade | Winter Evening | Marketing & Recruitment Cost | 1 | 96.1057 | 57.5777 | 36.9528 | 49.0061 | 63.9514 | 82.2924 | 104.976 | 129.5559 | 159.469
ENS | Preferred Plan | C&I Curtailment | C&I Curtailment-Turnkey-Auto-DR HVAC Control | Medium Industrial | Services | Winter Evening | Marketing & Recruitment Cost | 1 | 4.4254 | 2.6513 | 1.7016 | 2.2566 | 2.9448 | 3.7893 | 4.8338 | 5.9656 | 7.3431
ENS | Preferred Plan | C&I Curtailment | C&I Curtailment-Turnkey-Standard Lighting Control | Medium Industrial | Miscellaneous | Winter Evening | Marketing & Recruitment Cost | 1 | 5423.1672 | 2566.9807 | 1302.6467 | 1367.5876 | 1419.4308 | 1452.5777 | 1482.3803 | 1463.5805 | 1441.2045
ENS | Preferred Plan | C&I Curtailment | C&I Curtailment-Turnkey-Standard Lighting Control | Medium Industrial | Offices | Winter Evening | Marketing & Recruitment Cost | 1 | 37.7949 | 17.8101 | 8.9925 | 9.3881 | 9.6961 | 9.8724 | 10.075 | 9.9472 | 9.7951
ENS | Preferred Plan | C&I Curtailment | C&I Curtailment-Turnkey-Standard Lighting Control | Medium Industrial | Retail Trade | Winter Evening | Marketing & Recruitment Cost | 1 | 1663.5501 | 788.838 | 400.9876 | 421.803 | 438.2387 | 448.9461 | 458.1572 | 452.3467 | 445.431
ENS | Preferred Plan | C&I Curtailment | C&I Curtailment-Turnkey-Standard Lighting Control | Medium Industrial | Services | Winter Evening | Marketing & Recruitment Cost | 1 | 76.6013 | 36.3235 | 18.4642 | 19.4227 | 20.1795 | 20.6726 | 21.0967 | 20.8292 | 20.5107
ENS | Preferred Plan | C&I Curtailment | C&I Curtailment-Turnkey-Water Heating Control | Medium Industrial | Miscellaneous | Winter Evening | Marketing & Recruitment Cost | 1 | 395.037 | 192.5755 | 100.7987 | 109.4071 | 116.6485 | 122.6384 | 125.1545 | 123.5673 | 121.6782
ENS | Preferred Plan | C&I Curtailment | C&I Curtailment-Turnkey-Water Heating Control | Medium Industrial | Offices | Winter Evening | Marketing & Recruitment Cost | 1 | 2.6051 | 1.2618 | 0.65592 | 0.70651 | 0.74882 | 0.7825 | 0.79855 | 0.78842 | 0.77637
ENS | Preferred Plan | C&I Curtailment | C&I Curtailment-Turnkey-Water Heating Control | Medium Industrial | Retail Trade | Winter Evening | Marketing & Recruitment Cost | 1 | 202.2152 | 98.343 | 51.3452 | 55.5711 | 59.0988 | 61.9712 | 63.2426 | 62.4406 | 61.4859
ENS | Preferred Plan | C&I Curtailment | C&I Curtailment-Turnkey-Water Heating Control | Medium Industrial | Services | Winter Evening | Marketing & Recruitment Cost | 1 | 9.3114 | 4.5284 | 2.3643 | 2.5589 | 2.7213 | 2.8536 | 2.9121 | 2.8752 | 2.8312
ENS | Preferred Plan | C&I Curtailment | C&I Curtailment-Turnkey-Other | Medium Industrial | Miscellaneous | Winter Evening | Marketing & Recruitment Cost | 1 | 6184.2541 | 3002.8568 | 1565.5807 | 1692.5266 | 1796.6583 | 1880.7246 | 1919.3116 | 1894.9704 | 1865.9992
ENS | Preferred Plan | C&I Curtailment | C&I Curtailment-Turnkey-Other | Medium Industrial | Offices | Winter Evening | Marketing & Recruitment Cost | 1 | 49.1109 | 23.7957 | 12.379 | 13.3506 | 14.1424 | 14.7729 | 15.076 | 14.8848 | 14.6573
ENS | Preferred Plan | C&I Curtailment | C&I Curtailment-Turnkey-Other | Medium Industrial | Retail Trade | Winter Evening | Marketing & Recruitment Cost | 1 | 2240.557 | 1087.703 | 566.9821 | 612.7848 | 650.3981 | 680.7217 | 694.6881 | 685.8779 | 675.3919
ENS | Preferred Plan | C&I Curtailment | C&I Curtailment-Turnkey-Other | Medium Industrial | Services | Winter Evening | Marketing & Recruitment Cost | 1 | 103.1707 | 50.0854 | 26.1078 | 28.2168 | 29.9488 | 31.3451 | 31.9882 | 31.5826 | 31.0997
ENS | Preferred Plan | C&I Curtailment | C&I Curtailment-Turnkey-Manual HVAC Control | Large Industrial | Miscellaneous | Winter Morning | Marketing & Recruitment Cost | 1 | 370.9536 | 177.8109 | 91.2579 | 96.7235 | 100.6498 | 103.1001 | 105.3245 | 103.2385 | 101.6578
ENS | Preferred Plan | C&I Curtailment | C&I Curtailment-Turnkey-Auto-DR HVAC Control | Large Industrial | Miscellaneous | Winter Morning | Marketing & Recruitment Cost | 1 | 9.3437 | 5.6197 | 3.6224 | 4.8279 | 6.3273 | 8.1787 | 10.444 | 12.7964 | 15.7506
ENS | Preferred Plan | C&I Curtailment | C&I Curtailment-Turnkey-Standard Lighting Control | Large Industrial | Miscellaneous | Winter Morning | Marketing & Recruitment Cost | 1 | 163.4084 | 77.5643 | 39.5167 | 41.6581 | 43.3877 | 44.569 | 45.5306 | 44.6289 | 43.9456
ENS | Preferred Plan | C&I Curtailment | C&I Curtailment-Turnkey-Water Heating Control | Large Industrial | Miscellaneous | Winter Morning | Marketing & Recruitment Cost | 1 | 7.3726 | 3.5816 | 1.8696 | 2.0259 | 2.1563 | 2.2633 | 2.3122 | 2.2664 | 2.2317
ENS | Preferred Plan | C&I Curtailment | C&I Curtailment-Turnkey-Other | Large Industrial | Miscellaneous | Winter Morning | Marketing & Recruitment Cost | 1 | 159.4685 | 77.4139 | 40.3398 | 43.5922 | 46.2406 | 48.3759 | 49.4196 | 48.4408 | 47.6991
ENS | Preferred Plan | C&I Curtailment | C&I Curtailment-Turnkey-Industrial | Large Industrial | Manufacturing | Winter Morning | Marketing & Recruitment Cost | 1 | 32.0004 | 15.4524 | 8.007 | 8.5961 | 9.0711 | 9.4415 | 9.6452 | 9.4541 | 9.3094
ENS | Preferred Plan | C&I Curtailment | C&I Curtailment-Turnkey-Manual HVAC Control | Large Industrial | Miscellaneous | Winter Evening | Marketing & Recruitment Cost | 1 | 363.7469 | 174.3586 | 89.4838 | 94.842 | 98.6959 | 101.0978 | 103.2788 | 101.1994 | 99.6522
ENS | Preferred Plan | C&I Curtailment | C&I Curtailment-Turnkey-Auto-DR HVAC Control | Large Industrial | Miscellaneous | Winter Evening | Marketing & Recruitment Cost | 1 | 9.1621 | 5.5105 | 3.552 | 4.734 | 6.2044 | 8.0199 | 10.2411 | 12.5437 | 15.4399
ENS | Preferred Plan | C&I Curtailment | C&I Curtailment-Turnkey-Standard Lighting Control | Large Industrial | Miscellaneous | Winter Evening | Marketing & Recruitment Cost | 1 | 160.2338 | 76.0583 | 38.7485 | 40.8478 | 42.5455 | 43.7035 | 44.6463 | 43.7474 | 43.0786
ENS | Preferred Plan | C&I Curtailment | C&I Curtailment-Turnkey-Water Heating Control | Large Industrial | Miscellaneous | Winter Evening | Marketing & Recruitment Cost | 1 | 7.2294 | 3.5121 | 1.8333 | 1.9865 | 2.1145 | 2.2194 | 2.2673 | 2.2216 | 2.1877
ENS | Preferred Plan | C&I Curtailment | C&I Curtailment-Turnkey-Other | Large Industrial | Miscellaneous | Winter Evening | Marketing & Recruitment Cost | 1 | 156.3704 | 75.9108 | 39.5556 | 42.7443 | 45.343 | 47.4364 | 48.4597 | 47.484 | 46.7581
ENS | Preferred Plan | C&I Curtailment | C&I Curtailment-Turnkey-Industrial | Large Industrial | Manufacturing | Winter Evening | Marketing & Recruitment Cost | 1 | 31.3787 | 15.1524 | 7.8514 | 8.4289 | 8.895 | 9.2581 | 9.4578 | 9.2674 | 9.1257
ENS | Preferred Plan | C&I Loadshift to BUGs | C&I Loadshift to BUGs | Large General | Miscellaneous | Winter Morning | Marketing & Recruitment Cost | 1 | 0 | 17398.9503 | 5142.5012 | 4569.9783 | 4103.5954 | 3737.2951 | 3432.8453 | 3418.1406 | 3418.1406
ENS | Preferred Plan | C&I Loadshift to BUGs | C&I Loadshift to BUGs | Large General | Miscellaneous | Winter Evening | Marketing & Recruitment Cost | 1 | 0 | 15465.025 | 4569.6451 | 4059.0013 | 3642.9716 | 3316.0629 | 3044.3921 | 3029.8616 | 3029.8616
ENS | Preferred Plan | C&I Loadshift to BUGs | C&I Loadshift to BUGs | Small Industrial | Miscellaneous | Winter Morning | Marketing & Recruitment Cost | 1 | 0 | 4637.1249 | 1378.2774 | 1236.5551 | 1121.5395 | 1032.2952 | 957.9643 | 963.4281 | 963.4281
ENS | Preferred Plan | C&I Loadshift to BUGs | C&I Loadshift to BUGs | Small Industrial | Miscellaneous | Winter Evening | Marketing & Recruitment Cost | 1 | 0 | 6577.9571 | 1954.6066 | 1752.8033 | 1588.9876 | 1461.7865 | 1355.846 | 1362.909 | 1362.909
ENS | Preferred Plan | C&I Loadshift to BUGs | C&I Loadshift to BUGs | Medium Industrial | Manufacturing | Winter Morning | Marketing & Recruitment Cost | 1 | 0 | 3290.1101 | 973.4029 | 869.563 | 785.5553 | 720.71 | 666.5151 | 668.2456 | 668.2456
ENS | Preferred Plan | C&I Loadshift to BUGs | C&I Loadshift to BUGs | Medium Industrial | Miscellaneous | Winter Morning | Marketing & Recruitment Cost | 1 | 0 | 14279.0779 | 4224.5685 | 3773.9036 | 3409.3098 | 3127.8814 | 2892.6753 | 2900.1857 | 2900.1857
ENS | Preferred Plan | C&I Loadshift to BUGs | C&I Loadshift to BUGs | Medium Industrial | Manufacturing | Winter Evening | Marketing & Recruitment Cost | 1 | 0 | 3288.8167 | 972.7525 | 868.5759 | 784.2773 | 719.1634 | 664.7494 | 666.1478 | 666.1478
ENS | Preferred Plan | C&I Loadshift to BUGs | C&I Loadshift to BUGs | Medium Industrial | Miscellaneous | Winter Evening | Marketing & Recruitment Cost | 1 | 0 | 14273.4645 | 4221.7458 | 3769.6195 | 3403.7635 | 3121.1691 | 2885.0125 | 2891.0816 | 2891.0816
ENS | Preferred Plan | BTM Battery Control | BTM Battery Control-BYOB | Residential Charitable | Residential Market Rate | Winter Morning | Marketing & Recruitment Cost | 0 | 57843.1373 | 59000 | 0 | 0 | 0 | 0 | 0 | 0 | 0
ENS | Preferred Plan | BTM Battery Control | BTM Battery Control-BYOB | Residential Charitable | Residential Market Rate | Winter Evening | Marketing & Recruitment Cost | 0 | 57843.1373 | 59000 | 0 | 0 | 0 | 0 | 0 | 0 | 0
ENS | Preferred Plan | EV Charging Control | EV Charging Control | EV Res LDV | EV | Winter Morning | Marketing & Recruitment Cost | 0 | 43228.0043 | 43700.3987 | 0 | 0 | 0 | 0 | 0 | 0 | 0
ENS | Preferred Plan | EV Charging Control | EV Charging Control | EV Res LDV | EV | Winter Evening | Marketing & Recruitment Cost | 0 | 43228.0043 | 43700.3987 | 0 | 0 | 0 | 0 | 0 | 0 | 0
ENS | Preferred Plan | EV Charging Control | EV Charging Control | EV Com LDV | EV | Winter Morning | Marketing & Recruitment Cost | 0 | 14615.133 | 15299.6013 | 0 | 0 | 0 | 0 | 0 | 0 | 0
ENS | Preferred Plan | EV Charging Control | EV Charging Control | EV Com LDV | EV | Winter Evening | Marketing & Recruitment Cost | 0 | 14615.133 | 15299.6013 | 0 | 0 | 0 | 0 | 0 | 0 | 0
ENS | Alternate Scenario | DLC-Water Heating | DLC-Switch-Water Heating | Residential Charitable | Residential LI | Winter Morning | Technology Enablement Cost | 0 | 13496.279 | 33427.0608 | 0 | 0 | 0 | 0 | 0 | 0 | 0
ENS | Alternate Scenario | DLC-Water Heating | DLC-Switch-Water Heating | Residential Charitable | Residential Market Rate | Winter Morning | Technology Enablement Cost | 0 | 156112.0795 | 386652.348 | 0 | 0 | 0 | 0 | 0 | 0 | 0
ENS | Alternate Scenario | DLC-Water Heating | DLC-Switch-Water Heating | Residential Charitable | Residential LI | Winter Evening | Technology Enablement Cost | 0 | 13496.279 | 33427.0608 | 0 | 0 | 0 | 0 | 0 | 0 | 0
ENS | Alternate Scenario | DLC-Water Heating | DLC-Switch-Water Heating | Residential Charitable | Residential Market Rate | Winter Evening | Technology Enablement Cost | 0 | 156112.0795 | 386652.348 | 0 | 0 | 0 | 0 | 0 | 0 | 0
ENS | Alternate Scenario | Dynamic Pricing | Dynamic Pricing with enabling tech. | Small General | Manufacturing | Winter Morning | Technology Enablement Cost | 1 | 337.5623 | 474.9307 | 551.181 | 344.308 | 340.2874 | 153.9359 | 23.7743 | 24.4922 | 25.2319
ENS | Alternate Scenario | Dynamic Pricing | Dynamic Pricing with enabling tech. | Small General | Manufacturing | Winter Evening | Technology Enablement Cost | 1 | 337.5623 | 474.9307 | 551.181 | 344.308 | 340.2874 | 153.9359 | 23.7743 | 24.4922 | 25.2319
ENS | Alternate Scenario | Dynamic Pricing | Dynamic Pricing with enabling tech. | Residential Charitable | Residential LI | Winter Morning | Technology Enablement Cost | 1 | 7281.2386 | 24154.0977 | 64681.5581 | 121850.0512 | 255195.7558 | 450049.2498 | 659219.259 | 28943.5317 | 43148.4518
ENS | Alternate Scenario | Dynamic Pricing | Dynamic Pricing with enabling tech. | Residential Charitable | Residential Market Rate | Winter Morning | Technology Enablement Cost | 1 | 41430.8825 | 136607.7833 | 370996.0979 | 695722.9113 | 1457950.8922 | 2570590.953 | 3764768.6088 | 165575.2053 | 246405.0825
ENS | Alternate Scenario | Dynamic Pricing | Dynamic Pricing with enabling tech. | Residential Charitable | Residential LI | Winter Evening | Technology Enablement Cost | 1 | 7281.2386 | 24154.0977 | 64681.5581 | 121850.0512 | 255195.7558 | 450049.2498 | 659219.259 | 28943.5317 | 43148.4518
ENS | Alternate Scenario | Dynamic Pricing | Dynamic Pricing with enabling tech. | Residential Charitable | Residential Market Rate | Winter Evening | Technology Enablement Cost | 1 | 41430.8825 | 136607.7833 | 370996.0979 | 695722.9113 | 1457950.8922 | 2570590.953 | 3764768.6088 | 165575.2053 | 246405.0825
ENS | Preferred Plan | DLC-Water Heating | DLC-Switch-Water Heating | Residential Charitable | Residential LI | Winter Morning | Technology Enablement Cost | 0 | 13658.328 | 33823.2362 | 10095.8825 | 0 | 0 | 0 | 0 | 0 | 0
ENS | Preferred Plan | DLC-Water Heating | DLC-Switch-Water Heating | Residential Charitable | Residential Market Rate | Winter Morning | Technology Enablement Cost | 0 | 156016.6063 | 386356.698 | 115478.1205 | 0 | 0 | 0 | 0 | 0 | 0
ENS | Preferred Plan | DLC-Water Heating | DLC-Switch-Water Heating | Residential Charitable | Residential LI | Winter Evening | Technology Enablement Cost | 0 | 13658.328 | 33823.2362 | 10095.8825 | 0 | 0 | 0 | 0 | 0 | 0
ENS | Preferred Plan | DLC-Water Heating | DLC-Switch-Water Heating | Residential Charitable | Residential Market Rate | Winter Evening | Technology Enablement Cost | 0 | 156016.6063 | 386356.698 | 115478.1205 | 0 | 0 | 0 | 0 | 0 | 0
ENS | Preferred Plan | Dynamic Pricing | Dynamic Pricing with enabling tech. | Small General | Manufacturing | Winter Morning | Technology Enablement Cost | 1 | 388.1966 | 546.1703 | 633.8581 | 395.9542 | 391.3305 | 177.0262 | 27.3405 | 28.166 | 29.0166
ENS | Preferred Plan | Dynamic Pricing | Dynamic Pricing with enabling tech. | Small General | Manufacturing | Winter Evening | Technology Enablement Cost | 1 | 388.1966 | 546.1703 | 633.8581 | 395.9542 | 391.3305 | 177.0262 | 27.3405 | 28.166 | 29.0166
ENS | Preferred Plan | Dynamic Pricing | Dynamic Pricing with enabling tech. | Residential Charitable | Residential LI | Winter Morning | Technology Enablement Cost | 1 | 8368.1602 | 27729.8852 | 73305.5217 | 138843.1007 | 290788.409 | 513035.5058 | 751520.1951 | 33185.603 | 49293.8929
ENS | Preferred Plan | Dynamic Pricing | Dynamic Pricing with enabling tech. | Residential Charitable | Residential Market Rate | Winter Morning | Technology Enablement Cost | 1 | 47650.9129 | 157145.8731 | 416202.2239 | 787739.7798 | 1651294.1696 | 2913107.5663 | 4268610.423 | 188382.2376 | 280127.5791
ENS | Preferred Plan | Dynamic Pricing | Dynamic Pricing with enabling tech. | Residential Charitable | Residential LI | Winter Evening | Technology Enablement Cost | 1 | 8368.1602 | 27729.8852 | 73305.5217 | 138843.1007 | 290788.409 | 513035.5058 | 751520.1951 | 33185.603 | 49293.8929
ENS | Preferred Plan | Dynamic Pricing | Dynamic Pricing with enabling tech. | Residential Charitable | Residential Market Rate | Winter Evening | Technology Enablement Cost | 1 | 47650.9129 | 157145.8731 | 416202.2239 | 787739.7798 | 1651294.1696 | 2913107.5663 | 4268610.423 | 188382.2376 | 280127.5791
ENS | Alternate Scenario | DLC-Thermostat | DLC-Thermostat-BYOT-Central Heat Pump | Residential Charitable | Residential LI | Winter Morning | Incentives | 0 | 1161.2465 | 1499.5135 | 0 | 0 | 0 | 0 | 0 | 0 | 0
ENS | Alternate Scenario | DLC-Thermostat | DLC-Thermostat-BYOT-Central Heat Pump | Residential Charitable | Residential Market Rate | Winter Morning | Incentives | 0 | 9205.2637 | 11886.7242 | 0 | 0 | 0 | 0 | 0 | 0 | 0
ENS | Alternate Scenario | DLC-Thermostat | DLC-Thermostat-DI-Baseboard Heating | Residential Charitable | Residential LI | Winter Morning | Incentives | 0 | 27742.4491 | 29686.3677 | 0 | 0 | 0 | 0 | 0 | 0 | 0
ENS | Alternate Scenario | DLC-Thermostat | DLC-Thermostat-DI-Baseboard Heating | Residential Charitable | Residential Market Rate | Winter Morning | Incentives | 0 | 290907.2478 | 311291.1725 | 0 | 0 | 0 | 0 | 0 | 0 | 0
ENS | Alternate Scenario | DLC-Thermostat | DLC-Thermostat-BYOT-Baseboard Heating | Residential Charitable | Residential LI | Winter Morning | Incentives | 0 | 2606.4999 | 6382.6002 | 0 | 0 | 0 | 0 | 0 | 0 | 0
ENS | Alternate Scenario | DLC-Thermostat | DLC-Thermostat-BYOT-Baseboard Heating | Residential Charitable | Residential Market Rate | Winter Morning | Incentives | 0 | 27331.7514 | 66927.9289 | 0 | 0 | 0 | 0 | 0 | 0 | 0
ENS | Alternate Scenario | DLC-Thermostat | DLC-Thermostat-DI-MSHP | Residential Charitable | Residential LI | Winter Morning | Incentives | 0 | 8282.1831 | 16980.8189 | 0 | 0 | 0 | 0 | 0 | 0 | 0
ENS | Alternate Scenario | DLC-Thermostat | DLC-Thermostat-DI-MSHP | Residential Charitable | Residential Market Rate | Winter Morning | Incentives | 0 | 102127.3755 | 209390.0194 | 0 | 0 | 0 | 0 | 0 | 0 | 0
ENS | Alternate Scenario | DLC-Thermostat | DLC-Thermostat-BYOT-MSHP | Residential Charitable | Residential LI | Winter Morning | Incentives | 0 | 927.0444 | 781.3419 | 0 | 0 | 0 | 0 | 0 | 0 | 0
ENS | Alternate Scenario | DLC-Thermostat | DLC-Thermostat-BYOT-MSHP | Residential Charitable | Residential Market Rate | Winter Morning | Incentives | 0 | 11431.3594 | 9634.7053 | 0 | 0 | 0 | 0 | 0 | 0 | 0
ENS | Alternate Scenario | DLC-Thermostat | DLC-Thermostat-BYOT-Central Heat Pump | Residential Charitable | Residential LI | Winter Evening | Incentives | 0 | 1161.2465 | 1499.5135 | 0 | 0 | 0 | 0 | 0 | 0 | 0
ENS | Alternate Scenario | DLC-Thermostat | DLC-Thermostat-BYOT-Central Heat Pump | Residential Charitable | Residential Market Rate | Winter Evening | Incentives | 0 | 9205.2637 | 11886.7242 | 0 | 0 | 0 | 0 | 0 | 0 | 0
ENS | Alternate Scenario | DLC-Thermostat | DLC-Thermostat-DI-Baseboard Heating | Residential Charitable | Residential LI | Winter Evening | Incentives | 0 | 27742.4491 | 29686.3677 | 0 | 0 | 0 | 0 | 0 | 0 | 0
ENS | Alternate Scenario | DLC-Thermostat | DLC-Thermostat-DI-Baseboard Heating | Residential Charitable | Residential Market Rate | Winter Evening | Incentives | 0 | 290907.2478 | 311291.1725 | 0 | 0 | 0 | 0 | 0 | 0 | 0
ENS | Alternate Scenario | DLC-Thermostat | DLC-Thermostat-BYOT-Baseboard Heating | Residential Charitable | Residential LI | Winter Evening | Incentives | 0 | 2606.4999 | 6382.6002 | 0 | 0 | 0 | 0 | 0 | 0 | 0
ENS | Alternate Scenario | DLC-Thermostat | DLC-Thermostat-BYOT-Baseboard Heating | Residential Charitable | Residential Market Rate | Winter Evening | Incentives | 0 | 27331.7514 | 66927.9289 | 0 | 0 | 0 | 0 | 0 | 0 | 0
ENS | Alternate Scenario | DLC-Thermostat | DLC-Thermostat-DI-MSHP | Residential Charitable | Residential LI | Winter Evening | Incentives | 0 | 8282.1831 | 16980.8189 | 0 | 0 | 0 | 0 | 0 | 0 | 0
ENS | Alternate Scenario | DLC-Thermostat | DLC-Thermostat-DI-MSHP | Residential Charitable | Residential Market Rate | Winter Evening | Incentives | 0 | 102127.3755 | 209390.0194 | 0 | 0 | 0 | 0 | 0 | 0 | 0
ENS | Alternate Scenario | DLC-Thermostat | DLC-Thermostat-BYOT-MSHP | Residential Charitable | Residential LI | Winter Evening | Incentives | 0 | 927.0444 | 781.3419 | 0 | 0 | 0 | 0 | 0 | 0 | 0
ENS | Alternate Scenario | DLC-Thermostat | DLC-Thermostat-BYOT-MSHP | Residential Charitable | Residential Market Rate | Winter Evening | Incentives | 0 | 11431.3594 | 9634.7053 | 0 | 0 | 0 | 0 | 0 | 0 | 0
ENS | Alternate Scenario | DLC-Water Heating | DLC-Switch-Water Heating | Residential Charitable | Residential LI | Winter Morning | Incentives | 0 | 1019.4449 | 3529.2427 | 0 | 0 | 0 | 0 | 0 | 0 | 0
ENS | Alternate Scenario | DLC-Water Heating | DLC-Switch-Water Heating | Residential Charitable | Residential Market Rate | Winter Morning | Incentives | 0 | 11791.9664 | 40822.9119 | 0 | 0 | 0 | 0 | 0 | 0 | 0
ENS | Alternate Scenario | DLC-Water Heating | DLC-Switch-Water Heating | Residential Charitable | Residential LI | Winter Evening | Incentives | 0 | 1019.4449 | 3529.2427 | 0 | 0 | 0 | 0 | 0 | 0 | 0
ENS | Alternate Scenario | DLC-Water Heating | DLC-Switch-Water Heating | Residential Charitable | Residential Market Rate | Winter Evening | Incentives | 0 | 11791.9664 | 40822.9119 | 0 | 0 | 0 | 0 | 0 | 0 | 0
ENS | Alternate Scenario | C&I Curtailment | C&I Curtailment-Turnkey-Manual HVAC Control | General | Miscellaneous | Winter Morning | Incentives | 1 | 70403.5933 | 57025.2539 | 103086.8017 | 123157.4528 | 141512.2966 | 159667.3078 | 177935.1768 | 179088.8884 | 179088.8884
ENS | Alternate Scenario | C&I Curtailment | C&I Curtailment-Turnkey-Manual HVAC Control | General | Offices | Winter Morning | Incentives | 1 | 4622.0159 | 3772.0905 | 6875.7872 | 8300.5884 | 9629.8408 | 10972.5472 | 12227.9392 | 12307.2238 | 12307.2238
ENS | Alternate Scenario | C&I Curtailment | C&I Curtailment-Turnkey-Manual HVAC Control | General | Retail Trade | Winter Morning | Incentives | 1 | 16596.8704 | 13388.5782 | 24100.2447 | 28627.8543 | 32702.1546 | 36672.4278 | 40868.1966 | 41133.1813 | 41133.1813
ENS | Alternate Scenario | C&I Curtailment | C&I Curtailment-Turnkey-Manual HVAC Control | General | Services | Winter Morning | Incentives | 1 | 10729.0178 | 8655.276 | 15580.338 | 18507.9932 | 21142.9748 | 23711.0274 | 26423.8554 | 26595.1847 | 26595.1847
ENS | Alternate Scenario | C&I Curtailment | C&I Curtailment-Turnkey-Auto-DR HVAC Control | General | Miscellaneous | Winter Morning | Incentives | 1 | 1773.3411 | 1802.2651 | 4091.9308 | 6147.3719 | 8896.043 | 12666.1133 | 17644.0871 | 22198.1117 | 27747.6396
ENS | Alternate Scenario | C&I Curtailment | C&I Curtailment-Turnkey-Auto-DR HVAC Control | General | Offices | Winter Morning | Incentives | 1 | 116.4203 | 119.2157 | 272.9277 | 414.3217 | 605.3713 | 870.432 | 1212.5249 | 1525.4834 | 1906.8543
ENS | Alternate Scenario | C&I Curtailment | C&I Curtailment-Turnkey-Auto-DR HVAC Control | General | Retail Trade | Winter Morning | Incentives | 1 | 418.0456 | 423.1418 | 956.6359 | 1428.9518 | 2055.7915 | 2909.1561 | 4052.4984 | 5098.4679 | 6373.0849
ENS | Alternate Scenario | C&I Curtailment | C&I Curtailment-Turnkey-Auto-DR HVAC Control | General | Services | Winter Morning | Incentives | 1 | 270.2448 | 273.5473 | 618.4464 | 923.8216 | 1329.1341 | 1880.9521 | 2620.1947 | 3296.4797 | 4120.5996
ENS | Alternate Scenario | C&I Curtailment | C&I Curtailment-Turnkey-Standard Lighting Control | General | Miscellaneous | Winter Morning | Incentives | 1 | 29849.5182 | 23952.7259 | 42990.4166 | 51083.3496 | 58745.5644 | 66463.6267 | 74067.8686 | 74548.1163 | 74548.1163
ENS | Alternate Scenario | C&I Curtailment | C&I Curtailment-Turnkey-Standard Lighting Control | General | Offices | Winter Morning | Incentives | 1 | 635.2948 | 502.0364 | 887.0398 | 1034.5098 | 1171.6885 | 1304.7355 | 1454.013 | 1463.4406 | 1463.4406
ENS | Alternate Scenario | C&I Curtailment | C&I Curtailment-Turnkey-Standard Lighting Control | General | Retail Trade | Winter Morning | Incentives | 1 | 6947.4144 | 5514.662 | 9797.5659 | 11499.1623 | 13072.5257 | 14610.2338 | 16281.8211 | 16387.3905 | 16387.3905
ENS | Alternate Scenario | C&I Curtailment | C&I Curtailment-Turnkey-Standard Lighting Control | General | Services | Winter Morning | Incentives | 1 | 4494.0371 | 3567.8669 | 6339.7245 | 7442.1432 | 8461.8052 | 9458.7996 | 10541.0005 | 10609.3472 | 10609.3472
ENS | Alternate Scenario | C&I Curtailment | C&I Curtailment-Turnkey-Water Heating Control | General | Miscellaneous | Winter Morning | Incentives | 1 | 1722.2434 | 1423.9893 | 2634.7361 | 3238.6205 | 3829.3934 | 4456.3148 | 4966.1711 | 4998.3712 | 4998.3712
ENS | Alternate Scenario | C&I Curtailment | C&I Curtailment-Turnkey-Water Heating Control | General | Offices | Winter Morning | Incentives | 1 | 46.447 | 38.2924 | 70.6177 | 86.4956 | 101.9886 | 118.3265 | 131.8645 | 132.7195 | 132.7195
ENS | Alternate Scenario | C&I Curtailment | C&I Curtailment-Turnkey-Water Heating Control | General | Retail Trade | Winter Morning | Incentives | 1 | 910.2196 | 755.7781 | 1403.3433 | 1732.9784 | 2057.057 | 2403.0371 | 2677.9735 | 2695.3372 | 2695.3372
ENS | Alternate Scenario | C&I Curtailment | C&I Curtailment-Turnkey-Water Heating Control | General | Services | Winter Morning | Incentives | 1 | 588.1031 | 488.256 | 906.4984 | 1119.2638 | 1328.4024 | 1551.6322 | 1729.1577 | 1740.3693 | 1740.3693
ENS | Alternate Scenario | C&I Curtailment | C&I Curtailment-Turnkey-Other | General | Miscellaneous | Winter Morning | Incentives | 1 | 31059.9452 | 25544.9411 | 46994.3553 | 57377.8342 | 67367.327 | 77830.5197 | 86735.2715 | 87297.6532 | 87297.6532
ENS | Alternate Scenario | C&I Curtailment | C&I Curtailment-Turnkey-Other | General | Offices | Winter Morning | Incentives | 1 | 856.1604 | 702.5005 | 1289.1793 | 1569.3378 | 1837.4374 | 2116.7799 | 2358.9651 | 2374.2603 | 2374.2603
ENS | Alternate Scenario | C&I Curtailment | C&I Curtailment-Turnkey-Other | General | Retail Trade | Winter Morning | Incentives | 1 | 9793.9885 | 8063.9069 | 14848.0235 | 18150.2082 | 21338.8712 | 24687.192 | 27511.705 | 27690.0878 | 27690.0878
ENS | Alternate Scenario | C&I Curtailment | C&I Curtailment-Turnkey-Other | General | Services | Winter Morning | Incentives | 1 | 6330.8268 | 5212.3493 | 9597.2706 | 11731.3769 | 13792.0051 | 15955.7117 | 17781.2379 | 17896.5294 | 17896.5294
ENS | Alternate Scenario | C&I Curtailment | C&I Curtailment-Turnkey-Manual HVAC Control | General | Miscellaneous | Winter Evening | Incentives | 1 | 82222.5132 | 66833.55 | 119935.286 | 142788.3295 | 165987.1467 | 186826.1243 | 208109.1449 | 209683.8153 | 209683.8153
ENS | Alternate Scenario | C&I Curtailment | C&I Curtailment-Turnkey-Manual HVAC Control | General | Offices | Winter Evening | Incentives | 1 | 5397.9314 | 4420.8869 | 7999.5644 | 9623.6738 | 11295.3421 | 12838.9368 | 14301.5339 | 14409.7474 | 14409.7474
ENS | Alternate Scenario | C&I Curtailment | C&I Curtailment-Turnkey-Manual HVAC Control | General | Retail Trade | Winter Evening | Incentives | 1 | 19383.0503 | 15691.4024 | 28039.1834 | 33191.0364 | 38358.0612 | 42910.2716 | 47798.5612 | 48160.2319 | 48160.2319
ENS | Alternate Scenario | C&I Curtailment | C&I Curtailment-Turnkey-Manual HVAC Control | General | Services | Winter Evening | Incentives | 1 | 12530.1389 | 10143.9763 | 18126.7851 | 21458.104 | 24799.6969 | 27744.1852 | 30904.7713 | 31138.6142 | 31138.6142
ENS | Alternate Scenario | C&I Curtailment | C&I Curtailment-Turnkey-Auto-DR HVAC Control | General | Miscellaneous | Winter Evening | Incentives | 1 | 2071.0387 | 2112.2532 | 4760.7151 | 7127.242 | 10434.6323 | 14820.5721 | 20636.1437 | 25990.3604 | 32487.9505
ENS | Alternate Scenario | C&I Curtailment | C&I Curtailment-Turnkey-Auto-DR HVAC Control | General | Offices | Winter Evening | Incentives | 1 | 135.9643 | 139.7207 | 317.535 | 480.3631 | 710.0715 | 1018.4892 | 1418.1429 | 1786.0917 | 2232.6147
ENS | Alternate Scenario | C&I Curtailment | C&I Curtailment-Turnkey-Auto-DR HVAC Control | General | Retail Trade | Winter Evening | Incentives | 1 | 488.2245 | 495.9218 | 1112.9882 | 1656.7219 | 2411.3449 | 3403.9928 | 4739.7147 | 5969.4726 | 7461.8407
ENS | Alternate Scenario | C&I Curtailment | C&I Curtailment-Turnkey-Auto-DR HVAC Control | General | Services | Winter Evening | Incentives | 1 | 315.6119 | 320.5972 | 719.5252 | 1071.0756 | 1559.0106 | 2200.8951 | 3064.5232 | 3859.6389 | 4824.5486
ENS | Alternate Scenario | C&I Curtailment | C&I Curtailment-Turnkey-Standard Lighting Control | General | Miscellaneous | Winter Evening | Incentives | 1 | 34860.4707 | 28072.5748 | 50016.7608 | 59225.8608 | 68905.7337 | 77768.843 | 86628.1815 | 87283.6589 | 87283.6589
ENS | Alternate Scenario | C&I Curtailment | C&I Curtailment-Turnkey-Standard Lighting Control | General | Offices | Winter Evening | Incentives | 1 | 741.9442 | 588.3862 | 1032.0174 | 1199.4071 | 1374.3345 | 1526.6661 | 1700.5822 | 1713.4498 | 1713.4498
ENS | Alternate Scenario | C&I Curtailment | C&I Curtailment-Turnkey-Standard Lighting Control | General | Retail Trade | Winter Evening | Incentives | 1 | 8113.7033 | 6463.1793 | 11398.8779 | 13332.0895 | 15333.4465 | 17095.3803 | 19042.8667 | 19186.9557 | 19186.9557
ENS | Alternate Scenario | C&I Curtailment | C&I Curtailment-Turnkey-Standard Lighting Control | General | Services | Winter Evening | Incentives | 1 | 5248.4683 | 4181.5371 | 7375.8877 | 8628.3953 | 9925.2922 | 11067.7063 | 12328.5269 | 12421.8114 | 12421.8114
ENS | Alternate Scenario | C&I Curtailment | C&I Curtailment-Turnkey-Water Heating Control | General | Miscellaneous | Winter Evening | Incentives | 1 | 2011.363 | 1668.9143 | 3065.3568 | 3754.8455 | 4491.695 | 5214.3175 | 5808.3266 | 5852.2756 | 5852.2756
ENS | Alternate Scenario | C&I Curtailment | C&I Curtailment-Turnkey-Water Heating Control | General | Offices | Winter Evening | Incentives | 1 | 54.2442 | 44.8787 | 82.1595 | 100.2827 | 119.6277 | 138.4534 | 154.2258 | 155.3928 | 155.3928
ENS | Alternate Scenario | C&I Curtailment | C&I Curtailment-Turnkey-Water Heating Control | General | Retail Trade | Winter Evening | Incentives | 1 | 1063.0216 | 885.7714 | 1632.7054 | 2009.2092 | 2412.8294 | 2811.7847 | 3132.1001 | 3155.7993 | 3155.7993
ENS | Alternate Scenario | C&I Curtailment | C&I Curtailment-Turnkey-Water Heating Control | General | Services | Winter Evening | Incentives | 1 | 686.8302 | 572.2356 | 1054.6563 | 1297.6706 | 1558.1524 | 1815.5591 | 2022.3855 | 2037.688 | 2037.688
ENS | Alternate Scenario | C&I Curtailment | C&I Curtailment-Turnkey-Other | General | Miscellaneous | Winter Evening | Incentives | 1 | 36274.0967 | 29938.6497 | 54675.1025 | 66523.6647 | 79018.6482 | 91069.2023 | 101443.7027 | 102211.2827 | 102211.2827
ENS | Alternate Scenario | C&I Curtailment | C&I Curtailment-Turnkey-Other | General | Offices | Winter Evening | Incentives | 1 | 999.8873 | 823.33 | 1499.8825 | 1819.4849 | 2155.2261 | 2476.8363 | 2758.9947 | 2779.8708 | 2779.8708
ENS | Alternate Scenario | C&I Curtailment | C&I Curtailment-Turnkey-Other | General | Retail Trade | Winter Evening | Incentives | 1 | 11438.1427 | 9450.8922 | 17274.7812 | 21043.2893 | 25029.4739 | 28886.3918 | 32177.0968 | 32420.5668 | 32420.5668
ENS | Alternate Scenario | C&I Curtailment | C&I Curtailment-Turnkey-Other | General | Services | Winter Evening | Incentives | 1 | 7393.6068 | 6108.869 | 11165.8464 | 13601.3182 | 16177.3614 | 18669.7191 | 20796.5523 | 20953.9107 | 20953.9107
ENS | Alternate Scenario | C&I Curtailment | C&I Curtailment-Turnkey-Manual HVAC Control | Large General | Miscellaneous | Winter Morning | Incentives | 1 | 56616.2194 | 45905.9253 | 82994.5311 | 99185.7429 | 114130.1948 | 128822.3046 | 143547.9262 | 142933.1458 | 142933.1458
ENS | Alternate Scenario | C&I Curtailment | C&I Curtailment-Turnkey-Manual HVAC Control | Large General | Retail Trade | Winter Morning | Incentives | 1 | 2446.8666 | 1971.8842 | 3543.4546 | 4202.3664 | 4797.8675 | 5371.0701 | 5985.0348 | 5959.4024 | 5959.4024
ENS | Alternate Scenario | C&I Curtailment | C&I Curtailment-Turnkey-Manual HVAC Control | Large General | Services | Winter Morning | Incentives | 1 | 3918.3821 | 3157.7511 | 5674.4448 | 6729.618 | 7683.2461 | 8601.1658 | 9584.3613 | 9543.3138 | 9543.3138
ENS | Alternate Scenario | C&I Curtailment | C&I Curtailment-Turnkey-Auto-DR HVAC Control | Large General | Miscellaneous | Winter Morning | Incentives | 1 | 1426.0617 | 1450.8422 | 3294.3876 | 4950.8303 | 7174.6918 | 10219.236 | 14234.2406 | 17716.5985 | 22145.7481
ENS | Alternate Scenario | C&I Curtailment | C&I Curtailment-Turnkey-Auto-DR HVAC Control | Large General | Retail Trade | Winter Morning | Incentives | 1 | 61.6322 | 62.3208 | 140.654 | 209.76 | 301.6136 | 426.0771 | 593.4772 | 738.6694 | 923.3367
ENS | Alternate Scenario | C&I Curtailment | C&I Curtailment-Turnkey-Auto-DR HVAC Control | Large General | Services | Winter Morning | Incentives | 1 | 98.6971 | 99.7997 | 225.2416 | 335.9071 | 483.0003 | 682.3146 | 950.3871 | 1182.8961 | 1478.6201
ENS | Alternate Scenario | C&I Curtailment | C&I Curtailment-Turnkey-Standard Lighting Control | Large General | Miscellaneous | Winter Morning | Incentives | 1 | 24939.9527 | 20024.9795 | 35938.5 | 42718.6184 | 49198.8167 | 55688.4752 | 62054.2005 | 61788.4377 | 61788.4377
ENS | Alternate Scenario | C&I Curtailment | C&I Curtailment-Turnkey-Standard Lighting Control | Large General | Retail Trade | Winter Morning | Incentives | 1 | 1020.9559 | 808.9972 | 1433.9608 | 1679.044 | 1906.5966 | 2125.8557 | 2368.8614 | 2358.7161 | 2358.7161
ENS | Alternate Scenario | C&I Curtailment | C&I Curtailment-Turnkey-Standard Lighting Control | Large General | Services | Winter Morning | Incentives | 1 | 1634.9462 | 1295.5182 | 2296.3272 | 2688.8005 | 3053.2004 | 3404.3193 | 3793.4656 | 3777.2191 | 3777.2191
ENS | Alternate Scenario | C&I Curtailment | C&I Curtailment-Turnkey-Water Heating Control | Large General | Miscellaneous | Winter Morning | Incentives | 1 | 1125.2289 | 924.6705 | 1700.3412 | 2077.4865 | 2445.1283 | 2828.0233 | 3151.2934 | 3137.7972 | 3137.7972
ENS | Alternate Scenario | C&I Curtailment | C&I Curtailment-Turnkey-Water Heating Control | Large General | Retail Trade | Winter Morning | Incentives | 1 | 134.5427 | 111.6871 | 207.1687 | 255.6488 | 303.554 | 354.3027 | 394.8029 | 393.1121 | 393.1121
ENS | Alternate Scenario | C&I Curtailment | C&I Curtailment-Turnkey-Water Heating Control | Large General | Services | Winter Morning | Incentives | 1 | 215.455 | 178.8543 | 331.7574 | 409.3928 | 486.1076 | 567.376 | 632.2325 | 629.5248 | 629.5248
ENS | Alternate Scenario | C&I Curtailment | C&I Curtailment-Turnkey-Other | Large General | Miscellaneous | Winter Morning | Incentives | 1 | 24338.6338 | 19986.1543 | 36687.0889 | 44701.934 | 52433.7992 | 60445.0692 | 67354.5188 | 67066.056 | 67066.056
ENS | Alternate Scenario | C&I Curtailment | C&I Curtailment-Turnkey-Other | Large General | Retail Trade | Winter Morning | Incentives | 1 | 1444.4687 | 1188.4593 | 2185.0177 | 2667.4797 | 3135.5235 | 3622.6041 | 4036.7024 | 4019.4142 | 4019.4142
ENS | Alternate Scenario | C&I Curtailment | C&I Curtailment-Turnkey-Other | Large General | Services | Winter Morning | Incentives | 1 | 2313.1545 | 1903.1842 | 3499.0606 | 4271.6693 | 5021.1889 | 5801.1938 | 6464.3257 | 6436.6406 | 6436.6406
ENS | Alternate Scenario | C&I Curtailment | C&I Curtailment-Turnkey-Manual HVAC Control | Large General | Miscellaneous | Winter Evening | Incentives | 1 | 48575.7875 | 39525.6582 | 70937.5929 | 84482.0274 | 98347.6306 | 110737.7585 | 123341.5313 | 122945.4 | 122945.4
ENS | Alternate Scenario | C&I Curtailment | C&I Curtailment-Turnkey-Manual HVAC Control | Large General | Retail Trade | Winter Evening | Incentives | 1 | 2099.3714 | 1697.8205 | 3028.6832 | 3579.3897 | 4134.3914 | 4617.0596 | 5142.5567 | 5126.0406 | 5126.0406
ENS | Alternate Scenario | C&I Curtailment | C&I Curtailment-Turnkey-Manual HVAC Control | Large General | Services | Winter Evening | Incentives | 1 | 3361.9076 | 2718.8689 | 4850.0961 | 5731.9908 | 6620.7637 | 7393.7027 | 8235.2273 | 8208.7785 | 8208.7785
ENS | Alternate Scenario | C&I Curtailment | C&I Curtailment-Turnkey-Auto-DR HVAC Control | Large General | Miscellaneous | Winter Evening | Incentives | 1 | 1223.5376 | 1249.1959 | 2815.7991 | 4216.8982 | 6182.5351 | 8784.6223 | 12230.5705 | 15239.1125 | 19048.8906
ENS | Alternate Scenario | C&I Curtailment | C&I Curtailment-Turnkey-Auto-DR HVAC Control | Large General | Retail Trade | Winter Evening | Incentives | 1 | 52.8794 | 53.6591 | 120.2206 | 178.6643 | 259.9048 | 366.2628 | 509.9369 | 635.374 | 794.2175
ENS | Alternate Scenario | C&I Curtailment | C&I Curtailment-Turnkey-Auto-DR HVAC Control | Large General | Services | Winter Evening | Incentives | 1 | 84.6805 | 85.929 | 192.5199 | 286.1108 | 416.2083 | 586.5288 | 816.6068 | 1017.4801 | 1271.8501
ENS | Alternate Scenario | C&I Curtailment | C&I Curtailment-Turnkey-Standard Lighting Control | Large General | Miscellaneous | Winter Evening | Incentives | 1 | 21398.0703 | 17241.7937 | 30717.5744 | 36385.8292 | 42395.328 | 47870.7234 | 53319.1967 | 53147.9535 | 53147.9535
ENS | Alternate Scenario | C&I Curtailment | C&I Curtailment-Turnkey-Standard Lighting Control | Large General | Retail Trade | Winter Evening | Incentives | 1 | 875.9634 | 696.5582 | 1225.6437 | 1430.1354 | 1642.9417 | 1827.4203 | 2035.4107 | 2028.8737 | 2028.8737
ENS | Alternate Scenario | C&I Curtailment | C&I Curtailment-Turnkey-Standard Lighting Control | Large General | Services | Winter Evening | Incentives | 1 | 1402.757 | 1115.4597 | 1962.7308 | 2290.2013 | 2630.9867 | 2926.4085 | 3259.4818 | 3249.0134 | 3249.0134
ENS | Alternate Scenario | C&I Curtailment | C&I Curtailment-Turnkey-Water Heating Control | Large General | Miscellaneous | Winter Evening | Incentives | 1 | 965.4279 | 796.1545 | 1453.326 | 1769.5111 | 2107.0022 | 2431.015 | 2707.7044 | 2699.0082 | 2699.0082
ENS | Alternate Scenario | C&I Curtailment | C&I Curtailment-Turnkey-Water Heating Control | Large General | Retail Trade | Winter Evening | Incentives | 1 | 115.4354 | 96.1642 | 177.0725 | 217.7503 | 261.5768 | 304.5644 | 339.2288 | 338.1393 | 338.1393
ENS | Alternate Scenario | C&I Curtailment | C&I Curtailment-Turnkey-Water Heating Control | Large General | Services | Winter Evening | Incentives | 1 | 184.8568 | 153.9961 | 283.5617 | 348.7027 | 418.8859 | 487.7257 | 543.2369 | 541.4922 | 541.4922
ENS | Alternate Scenario | C&I Curtailment | C&I Curtailment-Turnkey-Other | Large General | Miscellaneous | Winter Evening | Incentives | 1 | 20882.1485 | 17208.3647 | 31357.4128 | 38075.1296 | 45182.959 | 51959.5694 | 57873.4204 | 57687.5506 | 57687.5506
ENS | Alternate Scenario | C&I Curtailment | C&I Curtailment-Turnkey-Other | Large General | Retail Trade | Winter Evening | Incentives | 1 | 1239.3305 | 1023.2805 | 1867.5917 | 2272.0412 | 2701.9257 | 3114.0497 | 3468.4796 | 3457.34 | 3457.34
ENS | Alternate Scenario | C&I Curtailment | C&I Curtailment-Turnkey-Other | Large General | Services | Winter Evening | Incentives | 1 | 1984.6486 | 1638.6688 | 2990.7385 | 3638.419 | 4326.8307 | 4986.801 | 5554.3807 | 5536.5419 | 5536.5419
ENS | Alternate Scenario | C&I Curtailment | C&I Curtailment-Turnkey-Manual HVAC Control | Small Industrial | Miscellaneous | Winter Morning | Incentives | 1 | 9451.9072 | 7656.9332 | 13852.5541 | 16560.4747 | 19028.6963 | 21481.0857 | 23925.4424 | 24061.9203 | 24061.9203
ENS | Alternate Scenario | C&I Curtailment | C&I Curtailment-Turnkey-Manual HVAC Control | Small Industrial | Offices | Winter Morning | Incentives | 1 | 117.8675 | 95.9025 | 174.3819 | 209.7666 | 242.4237 | 275.2745 | 306.5983 | 308.3473 | 308.3473
ENS | Alternate Scenario | C&I Curtailment | C&I Curtailment-Turnkey-Manual HVAC Control | Small Industrial | Retail Trade | Winter Morning | Incentives | 1 | 409.8878 | 330.5904 | 595.0312 | 707.0429 | 808.0631 | 907.3065 | 1010.5499 | 1016.3144 | 1016.3144
ENS | Alternate Scenario | C&I Curtailment | C&I Curtailment-Turnkey-Manual HVAC Control | Small Industrial | Services | Winter Morning | Incentives | 1 | 129.4942 | 104.4421 | 187.9858 | 223.3732 | 255.2881 | 286.6416 | 319.2589 | 321.08 | 321.08
ENS | Alternate Scenario | C&I Curtailment | C&I Curtailment-Turnkey-Auto-DR HVAC Control | Small Industrial | Miscellaneous | Winter Morning | Incentives | 1 | 238.0767 | 241.9949 | 549.8637 | 826.6117 | 1196.2218 | 1704.0549 | 2372.4516 | 2982.4809 | 3728.1012
ENS | Alternate Scenario | C&I Curtailment | C&I Curtailment-Turnkey-Auto-DR HVAC Control | Small Industrial | Offices | Winter Morning | Incentives | 1 | 2.9689 | 3.031 | 6.9219 | 10.4704 | 15.2397 | 21.837 | 30.4024 | 38.2197 | 47.7747
ENS | Alternate Scenario | C&I Curtailment | C&I Curtailment-Turnkey-Auto-DR HVAC Control | Small Industrial | Retail Trade | Winter Morning | Incentives | 1 | 10.3243 | 10.4482 | 23.6192 | 35.2919 | 50.7982 | 71.975 | 100.2063 | 125.9724 | 157.4655
ENS | Alternate Scenario | C&I Curtailment | C&I Curtailment-Turnkey-Auto-DR HVAC Control | Small Industrial | Services | Winter Morning | Incentives | 1 | 3.2617 | 3.3009 | 7.4619 | 11.1496 | 16.0485 | 22.7388 | 31.6578 | 39.7979 | 49.7474
ENS | Alternate Scenario | C&I Curtailment | C&I Curtailment-Turnkey-Standard Lighting Control | Small Industrial | Miscellaneous | Winter Morning | Incentives | 1 | 3047.9103 | 2436.9447 | 4355.9281 | 5152.4758 | 5898.59 | 6646.5601 | 7402.8795 | 7445.1078 | 7445.1078
ENS | Alternate Scenario | C&I Curtailment | C&I Curtailment-Turnkey-Standard Lighting Control | Small Industrial | Offices | Winter Morning | Incentives | 1 | 16.8743 | 13.4317 | 23.8881 | 28.0986 | 32.0091 | 35.8861 | 39.9696 | 40.1976 | 40.1976
ENS | Alternate Scenario | C&I Curtailment | C&I Curtailment-Turnkey-Standard Lighting Control | Small Industrial | Retail Trade | Winter Morning | Incentives | 1 | 178.7101 | 143.1446 | 256.3002 | 303.7627 | 348.1037 | 392.6591 | 437.3402 | 439.835 | 439.835
ENS | Alternate Scenario | C&I Curtailment | C&I Curtailment-Turnkey-Standard Lighting Control | Small Industrial | Services | Winter Morning | Incentives | 1 | 56.4591 | 45.2231 | 80.9719 | 95.9665 | 109.975 | 124.0512 | 138.1671 | 138.9553 | 138.9553
ENS | Alternate Scenario | C&I Curtailment | C&I Curtailment-Turnkey-Water Heating Control | Small Industrial | Miscellaneous | Winter Morning | Incentives | 1 | 222.0174 | 182.8201 | 337.0614 | 412.1984 | 484.7449 | 561.1564 | 625.011 | 628.5763 | 628.5763
ENS | Alternate Scenario | C&I Curtailment | C&I Curtailment-Turnkey-Water Heating Control | Small Industrial | Offices | Winter Morning | Incentives | 1 | 1.1631 | 0.95159 | 1.7424 | 2.1146 | 2.472 | 2.8444 | 3.168 | 3.1861 | 3.1861
ENS | Alternate Scenario | C&I Curtailment | C&I Curtailment-Turnkey-Water Heating Control | Small Industrial | Retail Trade | Winter Morning | Incentives | 1 | 21.7234 | 17.8456 | 32.8184 | 40.0197 | 46.9437 | 54.2015 | 60.3691 | 60.7135 | 60.7135
ENS | Alternate Scenario | C&I Curtailment | C&I Curtailment-Turnkey-Water Heating Control | Small Industrial | Services | Winter Morning | Incentives | 1 | 6.863 | 5.6379 | 10.3682 | 12.6433 | 14.8307 | 17.1236 | 19.0722 | 19.181 | 19.181
ENS | Alternate Scenario | C&I Curtailment | C&I Curtailment-Turnkey-Other | Small Industrial | Miscellaneous | Winter Morning | Incentives | 1 | 3475.6538 | 2850.7406 | 5235.1544 | 6376.7051 | 7466.1973 | 8605.6319 | 9584.8764 | 9639.5514 | 9639.5514
ENS | Alternate Scenario | C&I Curtailment | C&I Curtailment-Turnkey-Other | Small Industrial | Offices | Winter Morning | Incentives | 1 | 21.9266 | 17.9459 | 32.8838 | 39.9582 | 46.6876 | 53.6993 | 59.8098 | 60.1509 | 60.1509
ENS | Alternate Scenario | C&I Curtailment | C&I Curtailment-Turnkey-Other | Small Industrial | Retail Trade | Winter Morning | Incentives | 1 | 240.6961 | 197.3774 | 362.3993 | 441.2987 | 516.6271 | 595.3756 | 663.1241 | 666.9068 | 666.9068
ENS | Alternate Scenario | C&I Curtailment | C&I Curtailment-Turnkey-Other | Small Industrial | Services | Winter Morning | Incentives | 1 | 76.0421 | 62.3566 | 114.4913 | 139.4177 | 163.2159 | 188.0946 | 209.4981 | 210.6931 | 210.6931
ENS | Alternate Scenario | C&I Curtailment | C&I Curtailment-Turnkey-Industrial | Small Industrial | Manufacturing | Winter Morning | Incentives | 1 | 850.4665 | 693.8356 | 1266.6946 | 1532.5226 | 1784.4926 | 2045.5821 | 2278.3512 | 2291.3476 | 2291.3476
ENS | Alternate Scenario | C&I Curtailment | C&I Curtailment-Turnkey-Manual HVAC Control | Small Industrial | Miscellaneous | Winter Evening | Incentives | 1 | 12942.3486 | 10521.5538 | 18896.0698 | 22511.4007 | 26168.9946 | 29469.6889 | 32808.5509 | 33031.1942 | 33031.1942
ENS | Alternate Scenario | C&I Curtailment | C&I Curtailment-Turnkey-Manual HVAC Control | Small Industrial | Offices | Winter Evening | Incentives | 1 | 161.3942 | 131.7817 | 237.8718 | 285.1452 | 333.3903 | 377.6464 | 420.4331 | 423.2862 | 423.2862
ENS | Alternate Scenario | C&I Curtailment | C&I Curtailment-Turnkey-Manual HVAC Control | Small Industrial | Retail Trade | Winter Evening | Incentives | 1 | 561.253 | 454.2713 | 811.6734 | 961.1153 | 1111.2795 | 1244.7248 | 1385.7499 | 1395.1537 | 1395.1537
ENS | Alternate Scenario | C&I Curtailment | C&I Curtailment-Turnkey-Manual HVAC Control | Small Industrial | Services | Winter Evening | Incentives | 1 | 177.3143 | 143.5161 | 256.4287 | 303.6412 | 351.082 | 393.2408 | 437.7943 | 440.7652 | 440.7652
ENS | Alternate Scenario | C&I Curtailment | C&I Curtailment-Turnkey-Auto-DR HVAC Control | Small Industrial | Miscellaneous | Winter Evening | Incentives | 1 | 325.9947 | 332.5304 | 750.0612 | 1123.6507 | 1645.0903 | 2337.7761 | 3253.3023 | 4094.2246 | 5117.7808
ENS | Alternate Scenario | C&I Curtailment | C&I Curtailment-Turnkey-Auto-DR HVAC Control | Small Industrial | Offices | Winter Evening | Incentives | 1 | 4.0652 | 4.1649 | 9.4421 | 14.2329 | 20.9583 | 29.958 | 41.6902 | 52.4664 | 65.583
ENS | Alternate Scenario | C&I Curtailment | C&I Curtailment-Turnkey-Auto-DR HVAC Control | Small Industrial | Retail Trade | Winter Evening | Incentives | 1 | 14.137 | 14.3571 | 32.2186 | 47.9738 | 69.8596 | 98.7417 | 137.4112 | 172.9296 | 216.1621
ENS | Alternate Scenario | C&I Curtailment | C&I Curtailment-Turnkey-Auto-DR HVAC Control | Small Industrial | Services | Winter Evening | Incentives | 1 | 4.4662 | 4.5358 | 10.1787 | 15.1562 | 22.0705 | 31.1951 | 43.4118 | 54.633 | 68.2912
ENS | Alternate Scenario | C&I Curtailment | C&I Curtailment-Turnkey-Standard Lighting Control | Small Industrial | Miscellaneous | Winter Evening | Incentives | 1 | 4173.4558 | 3348.6572 | 5941.8589 | 7003.9929 | 8111.9677 | 9118.35 | 10151.4424 | 10220.3315 | 10220.3315
ENS | Alternate Scenario | C&I Curtailment | C&I Curtailment-Turnkey-Standard Lighting Control | Small Industrial | Offices | Winter Evening | Incentives | 1 | 23.1058 | 18.4568 | 32.5854 | 38.1957 | 44.0202 | 49.2317 | 54.8096 | 55.1816 | 55.1816
ENS | Alternate Scenario | C&I Curtailment | C&I Curtailment-Turnkey-Standard Lighting Control | Small Industrial | Retail Trade | Winter Evening | Incentives | 1 | 244.7049 | 196.698 | 349.6154 | 412.9183 | 478.7255 | 538.6852 | 599.7172 | 603.787 | 603.787
ENS | Alternate Scenario | C&I Curtailment | C&I Curtailment-Turnkey-Standard Lighting Control | Small Industrial | Services | Winter Evening | Incentives | 1 | 77.3086 | 62.142 | 110.4525 | 130.4516 | 151.2418 | 170.1846 | 189.4662 | 190.7519 | 190.7519
ENS | Alternate Scenario | C&I Curtailment | C&I Curtailment-Turnkey-Water Heating Control | Small Industrial | Miscellaneous | Winter Evening | Incentives | 1 | 304.0049 | 251.217 | 459.7806 | 560.3199 | 666.6398 | 769.8449 | 857.0669 | 862.8831 | 862.8831
ENS | Alternate Scenario | C&I Curtailment | C&I Curtailment-Turnkey-Water Heating Control | Small Industrial | Offices | Winter Evening | Incentives | 1 | 1.5926 | 1.3076 | 2.3768 | 2.8744 | 3.3997 | 3.9021 | 4.3442 | 4.3737 | 4.3737
ENS | Alternate Scenario | C&I Curtailment | C&I Curtailment-Turnkey-Water Heating Control | Small Industrial | Retail Trade | Winter Evening | Incentives | 1 | 29.7455 | 24.522 | 44.7671 | 54.4006 | 64.5587 | 74.3585 | 82.7831 | 83.3449 | 83.3449
ENS | Alternate Scenario | C&I Curtailment | C&I Curtailment-Turnkey-Water Heating Control | Small Industrial | Services | Winter Evening | Incentives | 1 | 9.3974 | 7.7471 | 14.1431 | 17.1866 | 20.3958 | 23.4918 | 26.1533 | 26.3308 | 26.3308
ENS | Alternate Scenario | C&I Curtailment | C&I Curtailment-Turnkey-Other | Small Industrial | Miscellaneous | Winter Evening | Incentives | 1 | 4759.1583 | 3917.2629 | 7141.1988 | 8668.143 | 10267.8015 | 11805.9813 | 13143.5774 | 13232.7715 | 13232.7715
ENS | Alternate Scenario | C&I Curtailment | C&I Curtailment-Turnkey-Other | Small Industrial | Offices | Winter Evening | Incentives | 1 | 30.0237 | 24.6598 | 44.8563 | 54.3169 | 64.2066 | 73.6695 | 82.0161 | 82.5727 | 82.5727
ENS | Alternate Scenario | C&I Curtailment | C&I Curtailment-Turnkey-Other | Small Industrial | Retail Trade | Winter Evening | Incentives | 1 | 329.5814 | 271.2204 | 494.3436 | 599.8773 | 710.4854 | 816.7899 | 909.3308 | 915.5016 | 915.5016
ENS | Alternate Scenario | C&I Curtailment | C&I Curtailment-Turnkey-Other | Small Industrial | Services | Winter Evening | Incentives | 1 | 104.1233 | 85.6855 | 156.176 | 189.5168 | 224.4607 | 258.0451 | 287.2811 | 289.2307 | 289.2307
ENS | Alternate Scenario | C&I Curtailment | C&I Curtailment-Turnkey-Industrial | Small Industrial | Manufacturing | Winter Evening | Incentives | 1 | 1164.5304 | 953.4141 | 1727.8799 | 2083.2271 | 2454.1028 | 2806.3138 | 3124.2641 | 3145.4658 | 3145.4658
ENS | Alternate Scenario | C&I Curtailment | C&I Curtailment-Turnkey-Manual HVAC Control | Medium Industrial | Miscellaneous | Winter Morning | Incentives | 1 | 180915.1868 | 146664.187 | 265294.9983 | 317233.0097 | 365051.4586 | 412197.4376 | 458998.409 | 460190.4849 | 460190.4849
ENS | Alternate Scenario | C&I Curtailment | C&I Curtailment-Turnkey-Manual HVAC Control | Medium Industrial | Offices | Winter Morning | Incentives | 1 | 2839.9172 | 2312.3581 | 4203.9396 | 5058.2217 | 5854.3131 | 6649.2246 | 7404.1787 | 7423.4083 | 7423.4083
ENS | Alternate Scenario | C&I Curtailment | C&I Curtailment-Turnkey-Manual HVAC Control | Medium Industrial | Retail Trade | Winter Morning | Incentives | 1 | 41044.6597 | 33128.0242 | 59617.6692 | 70857.7637 | 81101.0393 | 91083.3847 | 101425.0086 | 101688.422 | 101688.422
ENS | Alternate Scenario | C&I Curtailment | C&I Curtailment-Turnkey-Manual HVAC Control | Medium Industrial | Services | Winter Morning | Incentives | 1 | 1889.9795 | 1525.443 | 2745.2091 | 3262.7807 | 3734.4518 | 4194.1079 | 4670.3077 | 4682.4371 | 4682.4371
ENS | Alternate Scenario | C&I Curtailment | C&I Curtailment-Turnkey-Auto-DR HVAC Control | Medium Industrial | Miscellaneous | Winter Morning | Incentives | 1 | 4556.9313 | 4635.2752 | 10530.6281 | 15834.6024 | 22948.6309 | 32698.8631 | 45514.3724 | 57040.7236 | 71300.9045
ENS | Alternate Scenario | C&I Curtailment | C&I Curtailment-Turnkey-Auto-DR HVAC Control | Medium Industrial | Offices | Winter Morning | Incentives | 1 | 71.5325 | 73.0813 | 166.8713 | 252.4798 | 368.0261 | 527.4707 | 734.1998 | 920.1333 | 1150.1666
ENS | Alternate Scenario | C&I Curtailment | C&I Curtailment-Turnkey-Auto-DR HVAC Control | Medium Industrial | Retail Trade | Winter Morning | Incentives | 1 | 1033.8419 | 1047.0007 | 2366.4657 | 3536.8467 | 5098.3437 | 7225.4771 | 10057.3238 | 12604.3049 | 15755.3811
ENS | Alternate Scenario | C&I Curtailment | C&I Curtailment-Turnkey-Auto-DR HVAC Control | Medium Industrial | Services | Winter Morning | Incentives | 1 | 47.6052 | 48.2111 | 108.9684 | 162.8608 | 234.7629 | 332.7109 | 463.1086 | 580.3892 | 725.4865
ENS | Alternate Scenario | C&I Curtailment | C&I Curtailment-Turnkey-Standard Lighting Control | Medium Industrial | Miscellaneous | Winter Morning | Incentives | 1 | 58338.8351 | 46678.2853 | 83421.8678 | 98700.9999 | 113160.0844 | 127539.8769 | 142020.7775 | 142389.6231 | 142389.6231
ENS | Alternate Scenario | C&I Curtailment | C&I Curtailment-Turnkey-Standard Lighting Control | Medium Industrial | Offices | Winter Morning | Incentives | 1 | 406.5728 | 323.8602 | 575.8853 | 677.5571 | 772.9918 | 866.8239 | 965.2432 | 967.7501 | 967.7501
ENS | Alternate Scenario | C&I Curtailment | C&I Curtailment-Turnkey-Standard Lighting Control | Medium Industrial | Retail Trade | Winter Morning | Incentives | 1 | 17895.3686 | 14344.3253 | 25679.3577 | 30442.2014 | 34937.3309 | 39418.5662 | 43894.1573 | 44008.1559 | 44008.1559
ENS | Alternate Scenario | C&I Curtailment | C&I Curtailment-Turnkey-Standard Lighting Control | Medium Industrial | Services | Winter Morning | Incentives | 1 | 824.0263 | 660.5118 | 1182.4549 | 1401.7691 | 1608.7559 | 1815.103 | 2021.1901 | 2026.4394 | 2026.4394
ENS | Alternate Scenario | C&I Curtailment | C&I Curtailment-Turnkey-Water Heating Control | Medium Industrial | Miscellaneous | Winter Morning | Incentives | 1 | 4249.5463 | 3501.8156 | 6455.1773 | 7896.0864 | 9299.4722 | 10767.9488 | 11990.5436 | 12021.6845 | 12021.6845
ENS | Alternate Scenario | C&I Curtailment | C&I Curtailment-Turnkey-Water Heating Control | Medium Industrial | Offices | Winter Morning | Incentives | 1 | 28.0235 | 22.9444 | 42.0052 | 50.99 | 59.6978 | 68.7051 | 76.5059 | 76.7046 | 76.7046
ENS | Alternate Scenario | C&I Curtailment | C&I Curtailment-Turnkey-Water Heating Control | Medium Industrial | Retail Trade | Winter Morning | Incentives | 1 | 2175.2973 | 1788.2818 | 3288.1588 | 4010.6578 | 4711.4873 | 5441.2189 | 6059.0159 | 6074.7519 | 6074.7519
ENS | Alternate Scenario | C&I Curtailment | C&I Curtailment-Turnkey-Water Heating Control | Medium Industrial | Services | Winter Morning | Incentives | 1 | 100.1657 | 82.3448 | 151.4095 | 184.6784 | 216.9494 | 250.5513 | 278.9989 | 279.7235 | 279.7235
ENS | Alternate Scenario | C&I Curtailment | C&I Curtailment-Turnkey-Other | Medium Industrial | Miscellaneous | Winter Morning | Incentives | 1 | 66526.1029 | 54604.3089 | 100260.2314 | 122152.3759 | 143233.4706 | 165132.223 | 183881.3653 | 184358.9281 | 184358.9281
ENS | Alternate Scenario | C&I Curtailment | C&I Curtailment-Turnkey-Other | Medium Industrial | Offices | Winter Morning | Incentives | 1 | 528.3022 | 432.7036 | 792.7521 | 963.5337 | 1127.4645 | 1297.0994 | 1444.3722 | 1448.1235 | 1448.1235
ENS | Alternate Scenario | C&I Curtailment | C&I Curtailment-Turnkey-Other | Medium Industrial | Retail Trade | Winter Morning | Incentives | 1 | 24102.4261 | 19778.9224 | 36309.6941 | 44225.6637 | 51851.1361 | 59769.0289 | 66555.2152 | 66728.0674 | 66728.0674
ENS | Alternate Scenario | C&I Curtailment | C&I Curtailment-Turnkey-Other | Medium Industrial | Services | Winter Morning | Incentives | 1 | 1109.8421 | 910.7582 | 1671.949 | 2036.4549 | 2387.5843 | 2752.1788 | 3064.6616 | 3072.621 | 3072.621
ENS | Alternate Scenario | C&I Curtailment | C&I Curtailment-Turnkey-Manual HVAC Control | Medium Industrial | Miscellaneous | Winter Evening | Incentives | 1 | 174564.3944 | 142015.6158 | 255010.2818 | 303875.0939 | 353768.4412 | 398484.6617 | 443532.2979 | 445162.5527 | 445162.5527
ENS | Alternate Scenario | C&I Curtailment | C&I Curtailment-Turnkey-Manual HVAC Control | Medium Industrial | Offices | Winter Evening | Incentives | 1 | 2740.2256 | 2239.0672 | 4040.9651 | 4845.2322 | 5673.3679 | 6428.0215 | 7154.6924 | 7180.9903 | 7180.9903
ENS | Alternate Scenario | C&I Curtailment | C&I Curtailment-Turnkey-Manual HVAC Control | Medium Industrial | Retail Trade | Winter Evening | Incentives | 1 | 39603.8403 | 32078.0202 | 57306.4653 | 67874.1144 | 78594.3668 | 88053.2687 | 98007.4577 | 98367.6955 | 98367.6955
ENS | Alternate Scenario | C&I Curtailment | C&I Curtailment-Turnkey-Manual HVAC Control | Medium Industrial | Services | Winter Evening | Incentives | 1 | 1823.6343 | 1477.0935 | 2638.7853 | 3125.3929 | 3619.0273 | 4054.5805 | 4512.9401 | 4529.5279 | 4529.5279
ENS | Alternate Scenario | C&I Curtailment | C&I Curtailment-Turnkey-Auto-DR HVAC Control | Medium Industrial | Miscellaneous | Winter Evening | Incentives | 1 | 4396.9662 | 4488.3586 | 10122.3863 | 15167.8455 | 22239.3341 | 31611.0538 | 43980.7498 | 55178.0077 | 68972.5096
ENS | Alternate Scenario | C&I Curtailment | C&I Curtailment-Turnkey-Auto-DR HVAC Control | Medium Industrial | Offices | Winter Evening | Incentives | 1 | 69.0214 | 70.765 | 160.4022 | 241.8485 | 356.6512 | 509.9231 | 709.4607 | 890.0855 | 1112.6069
ENS | Alternate Scenario | C&I Curtailment | C&I Curtailment-Turnkey-Auto-DR HVAC Control | Medium Industrial | Retail Trade | Winter Evening | Incentives | 1 | 997.5502 | 1013.8157 | 2274.7247 | 3387.9186 | 4940.764 | 6985.1035 | 9718.4388 | 12192.7 | 15240.875
ENS | Alternate Scenario | C&I Curtailment | C&I Curtailment-Turnkey-Auto-DR HVAC Control | Medium Industrial | Services | Winter Evening | Incentives | 1 | 45.9341 | 46.6831 | 104.744 | 156.0032 | 227.5069 | 321.6424 | 447.504 | 561.4361 | 701.7951
ENS | Alternate Scenario | C&I Curtailment | C&I Curtailment-Turnkey-Standard Lighting Control | Medium Industrial | Miscellaneous | Winter Evening | Incentives | 1 | 56290.9262 | 45198.8012 | 80187.8443 | 94544.9392 | 109662.5304 | 123296.9447 | 137235.338 | 137739.7625 | 137739.7625
ENS | Alternate Scenario | C&I Curtailment | C&I Curtailment-Turnkey-Standard Lighting Control | Medium Industrial | Offices | Winter Evening | Incentives | 1 | 392.3006 | 313.5953 | 553.5599 | 649.0268 | 749.1001 | 837.9868 | 932.719 | 936.1473 | 936.1473
ENS | Alternate Scenario | C&I Curtailment | C&I Curtailment-Turnkey-Standard Lighting Control | Medium Industrial | Retail Trade | Winter Evening | Incentives | 1 | 17267.1749 | 13889.677 | 24683.8436 | 29160.3538 | 33857.4873 | 38107.2093 | 42415.1284 | 42571.0302 | 42571.0302
ENS | Alternate Scenario | C&I Curtailment | C&I Curtailment-Turnkey-Standard Lighting Control | Medium Industrial | Services | Winter Evening | Incentives | 1 | 795.1 | 639.5766 | 1136.6146 | 1342.744 | 1559.0325 | 1754.719 | 1953.0854 | 1960.2642 | 1960.2642
ENS | Alternate Scenario | C&I Curtailment | C&I Curtailment-Turnkey-Water Heating Control | Medium Industrial | Miscellaneous | Winter Evening | Incentives | 1 | 4100.3715 | 3390.8244 | 6204.9288 | 7563.6013 | 9012.044 | 10409.7261 | 11586.5181 | 11629.1057 | 11629.1057
ENS | Alternate Scenario | C&I Curtailment | C&I Curtailment-Turnkey-Water Heating Control | Medium Industrial | Offices | Winter Evening | Incentives | 1 | 27.0398 | 22.2171 | 40.3768 | 48.8429 | 57.8526 | 66.4194 | 73.928 | 74.1997 | 74.1997
ENS | Alternate Scenario | C&I Curtailment | C&I Curtailment-Turnkey-Water Heating Control | Medium Industrial | Retail Trade | Winter Evening | Incentives | 1 | 2098.9363 | 1731.6016 | 3160.6864 | 3841.7787 | 4565.8645 | 5260.2032 | 5854.8552 | 5876.3754 | 5876.3754
ENS | Alternate Scenario | C&I Curtailment | C&I Curtailment-Turnkey-Water Heating Control | Medium Industrial | Services | Winter Evening | Incentives | 1 | 96.6495 | 79.7349 | 145.5398 | 176.902 | 210.2439 | 242.2161 | 269.598 | 270.5889 | 270.5889
ENS | Alternate Scenario | C&I Curtailment | C&I Curtailment-Turnkey-Other | Medium Industrial | Miscellaneous | Winter Evening | Incentives | 1 | 64190.7906 | 52873.6068 | 96373.4335 | 117008.8344 | 138806.4078 | 159638.6877 | 177685.4188 | 178338.5223 | 178338.5223
ENS | Alternate Scenario | C&I Curtailment | C&I Curtailment-Turnkey-Other | Medium Industrial | Offices | Winter Evening | Incentives | 1 | 509.7569 | 418.9889 | 762.0194 | 922.9616 | 1092.6168 | 1253.9481 | 1395.7036 | 1400.8337 | 1400.8337
ENS | Alternate Scenario | C&I Curtailment | C&I Curtailment-Turnkey-Other | Medium Industrial | Retail Trade | Winter Evening | Incentives | 1 | 23256.3418 | 19152.0227 | 34902.0727 | 42363.4278 | 50248.5202 | 57780.6631 | 64312.6141 | 64549.0026 | 64549.0026
ENS | Alternate Scenario | C&I Curtailment | C&I Curtailment-Turnkey-Other | Medium Industrial | Services | Winter Evening | Incentives | 1 | 1070.8826 | 881.8914 | 1607.1324 | 1950.7047 | 2313.7888 | 2660.6207 | 2961.3968 | 2972.2818 | 2972.2818
ENS | Alternate Scenario | C&I Curtailment | C&I Curtailment-Turnkey-Manual HVAC Control | Large Industrial | Miscellaneous | Winter Morning | Incentives | 1 | 3807.87 | 3085.4158 | 5576.6821 | 6661.0913 | 7656.9571 | 8638.2617 | 9629.0086 | 9581.1525 | 9581.1525
ENS | Alternate Scenario | C&I Curtailment | C&I Curtailment-Turnkey-Auto-DR HVAC Control | Large Industrial | Miscellaneous | Winter Morning | Incentives | 1 | 95.9135 | 97.5136 | 221.361 | 332.4866 | 481.3477 | 685.2574 | 954.8144 | 1187.5862 | 1484.4828
ENS | Alternate Scenario | C&I Curtailment | C&I Curtailment-Turnkey-Standard Lighting Control | Large Industrial | Miscellaneous | Winter Morning | Incentives | 1 | 1677.4009 | 1345.9131 | 2414.8289 | 2868.8863 | 3300.7324 | 3734.2262 | 4162.5153 | 4141.8276 | 4141.8276
ENS | Alternate Scenario | C&I Curtailment | C&I Curtailment-Turnkey-Water Heating Control | Large Industrial | Miscellaneous | Winter Morning | Incentives | 1 | 75.6802 | 62.1487 | 114.2517 | 139.5193 | 164.0429 | 189.6349 | 211.3847 | 210.3341 | 210.3341
ENS | Alternate Scenario | C&I Curtailment | C&I Curtailment-Turnkey-Other | Large Industrial | Miscellaneous | Winter Morning | Incentives | 1 | 1636.9576 | 1343.3036 | 2465.1291 | 3002.0813 | 3517.7663 | 4053.1826 | 4518.0537 | 4495.599 | 4495.599
ENS | Alternate Scenario | C&I Curtailment | C&I Curtailment-Turnkey-Industrial | Large Industrial | Manufacturing | Winter Morning | Incentives | 1 | 328.487 | 268.1341 | 489.3017 | 591.9921 | 690.0884 | 791.0551 | 881.7834 | 877.401 | 877.401
ENS | Alternate Scenario | C&I Curtailment | C&I Curtailment-Turnkey-Manual HVAC Control | Large Industrial | Miscellaneous | Winter Evening | Incentives | 1 | 3775.5886 | 3070.0654 | 5508.4123 | 6556.6808 | 7625.0577 | 8581.3299 | 9561.3136 | 9524.0279 | 9524.0279
ENS | Alternate Scenario | C&I Curtailment | C&I Curtailment-Turnkey-Auto-DR HVAC Control | Large Industrial | Miscellaneous | Winter Evening | Incentives | 1 | 95.1004 | 97.0284 | 218.6511 | 327.275 | 479.3424 | 680.7411 | 948.1017 | 1180.5056 | 1475.632
ENS | Alternate Scenario | C&I Curtailment | C&I Curtailment-Turnkey-Standard Lighting Control | Large Industrial | Miscellaneous | Winter Evening | Incentives | 1 | 1663.1807 | 1339.217 | 2385.2665 | 2823.9174 | 3286.9813 | 3709.6152 | 4133.2514 | 4117.1332 | 4117.1332
ENS | Alternate Scenario | C&I Curtailment | C&I Curtailment-Turnkey-Water Heating Control | Large Industrial | Miscellaneous | Winter Evening | Incentives | 1 | 75.0386 | 61.8395 | 112.853 | 137.3324 | 163.3594 | 188.3851 | 209.8986 | 209.08 | 209.08
ENS | Alternate Scenario | C&I Curtailment | C&I Curtailment-Turnkey-Other | Large Industrial | Miscellaneous | Winter Evening | Incentives | 1 | 1623.0803 | 1336.6205 | 2434.9509 | 2955.0246 | 3503.111 | 4026.4695 | 4486.2904 | 4468.7954 | 4468.7954
ENS | Alternate Scenario | C&I Curtailment | C&I Curtailment-Turnkey-Industrial | Large Industrial | Manufacturing | Winter Evening | Incentives | 1 | 325.7023 | 266.8001 | 483.3117 | 582.7128 | 687.2134 | 785.8415 | 875.5842 | 872.1697 | 872.1697
ENS | Alternate Scenario | C&I Loadshift to BUGs | C&I Loadshift to BUGs | Large General | Miscellaneous | Winter Morning | Incentives | 1 | 0 | 308971.2958 | 321680.3509 | 321678.9359 | 319363.9387 | 320395.6862 | 320724.9245 | 319351.3387 | 319351.3387
ENS | Alternate Scenario | C&I Loadshift to BUGs | C&I Loadshift to BUGs | Large General | Miscellaneous | Winter Evening | Incentives | 1 | 0 | 266028.7042 | 274948.5954 | 273991.8853 | 275200.4999 | 275417.3684 | 275578.3685 | 274693.304 | 274693.304
ENS | Alternate Scenario | C&I Loadshift to BUGs | C&I Loadshift to BUGs | Small Industrial | Miscellaneous | Winter Morning | Incentives | 1 | 0 | 82346.2611 | 86215.7791 | 87040.6173 | 87284.26 | 88497.9447 | 89500.9875 | 90011.5281 | 90011.5281
ENS | Alternate Scenario | C&I Loadshift to BUGs | C&I Loadshift to BUGs | Small Industrial | Miscellaneous | Winter Evening | Incentives | 1 | 0 | 113153.7389 | 117605.7044 | 118318.2393 | 120036.6691 | 121409.4544 | 122731.177 | 123564.0475 | 123564.0475
ENS | Alternate Scenario | C&I Loadshift to BUGs | C&I Loadshift to BUGs | Medium Industrial | Manufacturing | Winter Morning | Incentives | 1 | 0 | 58425.9146 | 60889.5494 | 61208.1932 | 61136.1504 | 61785.9621 | 62271.3739 | 62433.1004 | 62433.1004
ENS | Alternate Scenario | C&I Loadshift to BUGs | C&I Loadshift to BUGs | Medium Industrial | Miscellaneous | Winter Morning | Incentives | 1 | 0 | 253568.4693 | 264260.6446 | 265643.5585 | 265330.8926 | 268151.0757 | 270257.7629 | 270959.6559 | 270959.6559
ENS | Alternate Scenario | C&I Loadshift to BUGs | C&I Loadshift to BUGs | Medium Industrial | Manufacturing | Winter Evening | Incentives | 1 | 0 | 56574.0854 | 58529.0385 | 58630.864 | 59246.5531 | 59730.498 | 60173.1183 | 60394.2917 | 60394.2917
ENS | Alternate Scenario | C&I Loadshift to BUGs | C&I Loadshift to BUGs | Medium Industrial | Miscellaneous | Winter Evening | Incentives | 1 | 0 | 245531.5307 | 254016.027 | 254457.9499 | 257130.0404 | 259230.3613 | 261151.3336 | 262111.2258 | 262111.2258
ENS | Alternate Scenario | BTM Battery Control | BTM Battery Control-BYOB | Residential Charitable | Residential Market Rate | Winter Morning | Incentives | 0 | 11609 | 57796 | 0 | 0 | 0 | 0 | 0 | 0 | 0
ENS | Alternate Scenario | BTM Battery Control | BTM Battery Control-BYOB | Residential Charitable | Residential Market Rate | Winter Evening | Incentives | 0 | 13091 | 66004 | 0 | 0 | 0 | 0 | 0 | 0 | 0
ENS | Alternate Scenario | EV Charging Control | EV Charging Control | EV Res LDV | EV | Winter Morning | Incentives | 0 | 14699.1403 | 18655.9986 | 0 | 0 | 0 | 0 | 0 | 0 | 0
ENS | Alternate Scenario | EV Charging Control | EV Charging Control | EV Res LDV | EV | Winter Evening | Incentives | 0 | 14699.1403 | 18655.9986 | 0 | 0 | 0 | 0 | 0 | 0 | 0
ENS | Alternate Scenario | EV Charging Control | EV Charging Control | EV Com LDV | EV | Winter Morning | Incentives | 0 | 4969.6925 | 6619.7579 | 0 | 0 | 0 | 0 | 0 | 0 | 0
ENS | Alternate Scenario | EV Charging Control | EV Charging Control | EV Com LDV | EV | Winter Evening | Incentives | 0 | 4969.6925 | 6619.7579 | 0 | 0 | 0 | 0 | 0 | 0 | 0
ENS | Preferred Plan | DLC-Thermostat | DLC-Thermostat-BYOT-Central Heat Pump | Residential Charitable | Residential LI | Winter Morning | Incentives | 0 | 1453.3111 | 1872.5228 | 1024.2952 | 1033.202 | 992.5714 | 988.9157 | 968.7784 | 997.4673 | 997.1076
ENS | Preferred Plan | DLC-Thermostat | DLC-Thermostat-BYOT-Central Heat Pump | Residential Charitable | Residential Market Rate | Winter Morning | Incentives | 0 | 8893.3442 | 11458.6543 | 6268.0382 | 6216.5739 | 6021.5647 | 5945.5697 | 5822.3424 | 5997.9 | 5995.699
ENS | Preferred Plan | DLC-Thermostat | DLC-Thermostat-DI-Baseboard Heating | Residential Charitable | Residential LI | Winter Morning | Incentives | 0 | 5283.4579 | 10018.4899 | 9816.6204 | 9620.4832 | 9427.7998 | 9239.4577 | 9054.577 | 9054.5357 | 9054.5661
ENS | Preferred Plan | DLC-Thermostat | DLC-Thermostat-DI-Baseboard Heating | Residential Charitable | Residential Market Rate | Winter Morning | Incentives | 0 | 50293.3186 | 95366.162 | 93444.5636 | 91577.5302 | 89743.3742 | 87950.5427 | 86190.6602 | 86190.2668 | 86190.5569
ENS | Preferred Plan | DLC-Thermostat | DLC-Thermostat-BYOT-Baseboard Heating | Residential Charitable | Residential LI | Winter Morning | Incentives | 0 | 2848.857 | 6964.33 | 2146.5827 | 2104.3826 | 2062.4577 | 2021.0958 | 1980.3982 | 2076.0364 | 2075.3774
ENS | Preferred Plan | DLC-Thermostat | DLC-Thermostat-BYOT-Baseboard Heating | Residential Charitable | Residential Market Rate | Winter Morning | Incentives | 0 | 27118.314 | 66293.5661 | 20433.3539 | 20089.5931 | 19698.8006 | 19238.8422 | 18859.6737 | 20092.5166 | 20086.2439
ENS | Preferred Plan | DLC-Thermostat | DLC-Thermostat-DI-MSHP | Residential Charitable | Residential LI | Winter Morning | Incentives | 0 | 2808.7023 | 7822.4857 | 7668.0752 | 7514.7568 | 7364.465 | 7217.6947 | 7072.3578 | 7073.0462 | 7072.874
ENS | Preferred Plan | DLC-Thermostat | DLC-Thermostat-DI-MSHP | Residential Charitable | Residential Market Rate | Winter Morning | Incentives | 0 | 26736.0812 | 74462.3638 | 72992.5282 | 71533.0879 | 70102.4573 | 68705.3489 | 67321.885 | 67328.4374 | 67326.7979
ENS | Preferred Plan | DLC-Thermostat | DLC-Thermostat-BYOT-MSHP | Residential Charitable | Residential LI | Winter Morning | Incentives | 0 | 1174.4445 | 995.7205 | 693.0306 | 678.7707 | 667.3628 | 653.1029 | 638.843 | 647.7166 | 651.518
ENS | Preferred Plan | DLC-Thermostat | DLC-Thermostat-BYOT-MSHP | Residential Charitable | Residential Market Rate | Winter Morning | Incentives | 0 | 11179.5555 | 9478.2795 | 6596.9694 | 6461.2293 | 6368.228 | 6216.8971 | 6081.157 | 6329.6241 | 6365.8102
ENS | Preferred Plan | DLC-Thermostat | DLC-Thermostat-BYOT-Central Heat Pump | Residential Charitable | Residential LI | Winter Evening | Incentives | 0 | 1453.3111 | 1872.5228 | 1024.2952 | 1033.202 | 992.5714 | 988.9157 | 968.7784 | 997.4673 | 997.1076
ENS | Preferred Plan | DLC-Thermostat | DLC-Thermostat-BYOT-Central Heat Pump | Residential Charitable | Residential Market Rate | Winter Evening | Incentives | 0 | 8893.3442 | 11458.6543 | 6268.0382 | 6216.5739 | 6021.5647 | 5945.5697 | 5822.3424 | 5997.9 | 5995.699
ENS | Preferred Plan | DLC-Thermostat | DLC-Thermostat-DI-Baseboard Heating | Residential Charitable | Residential LI | Winter Evening | Incentives | 0 | 5283.4579 | 10018.4899 | 9816.6204 | 9620.4832 | 9427.7998 | 9239.4577 | 9054.577 | 9054.5357 | 9054.5661
ENS | Preferred Plan | DLC-Thermostat | DLC-Thermostat-DI-Baseboard Heating | Residential Charitable | Residential Market Rate | Winter Evening | Incentives | 0 | 50293.3186 | 95366.162 | 93444.5636 | 91577.5302 | 89743.3742 | 87950.5427 | 86190.6602 | 86190.2668 | 86190.5569
ENS | Preferred Plan | DLC-Thermostat | DLC-Thermostat-BYOT-Baseboard Heating | Residential Charitable | Residential LI | Winter Evening | Incentives | 0 | 2848.857 | 6964.33 | 2146.5827 | 2104.3826 | 2062.4577 | 2021.0958 | 1980.3982 | 2076.0364 | 2075.3774
ENS | Preferred Plan | DLC-Thermostat | DLC-Thermostat-BYOT-Baseboard Heating | Residential Charitable | Residential Market Rate | Winter Evening | Incentives | 0 | 27118.314 | 66293.5661 | 20433.3539 | 20089.5931 | 19698.8006 | 19238.8422 | 18859.6737 | 20092.5166 | 20086.2439
ENS | Preferred Plan | DLC-Thermostat | DLC-Thermostat-DI-MSHP | Residential Charitable | Residential LI | Winter Evening | Incentives | 0 | 2808.7023 | 7822.4857 | 7668.0752 | 7514.7568 | 7364.465 | 7217.6947 | 7072.3578 | 7073.0462 | 7072.874
ENS | Preferred Plan | DLC-Thermostat | DLC-Thermostat-DI-MSHP | Residential Charitable | Residential Market Rate | Winter Evening | Incentives | 0 | 26736.0812 | 74462.3638 | 72992.5282 | 71533.0879 | 70102.4573 | 68705.3489 | 67321.885 | 67328.4374 | 67326.7979
ENS | Preferred Plan | DLC-Thermostat | DLC-Thermostat-BYOT-MSHP | Residential Charitable | Residential LI | Winter Evening | Incentives | 0 | 1174.4445 | 995.7205 | 693.0306 | 678.7707 | 667.3628 | 653.1029 | 638.843 | 647.7166 | 651.518
ENS | Preferred Plan | DLC-Thermostat | DLC-Thermostat-BYOT-MSHP | Residential Charitable | Residential Market Rate | Winter Evening | Incentives | 0 | 11179.5555 | 9478.2795 | 6596.9694 | 6461.2293 | 6368.228 | 6216.8971 | 6081.157 | 6329.6241 | 6365.8102
ENS | Preferred Plan | DLC-Water Heating | DLC-Switch-Water Heating | Residential Charitable | Residential LI | Winter Morning | Incentives | 0 | 1031.6853 | 3571.229 | 4304.6531 | 4218.234 | 4134.0977 | 4051.348 | 3970.4584 | 3970.5691 | 3970.3207
ENS | Preferred Plan | DLC-Water Heating | DLC-Switch-Water Heating | Residential Charitable | Residential Market Rate | Winter Morning | Incentives | 0 | 11784.7548 | 40793.5021 | 49171.2723 | 48184.1231 | 47223.0489 | 46277.814 | 45353.8271 | 45355.0911 | 45352.2536
ENS | Preferred Plan | DLC-Water Heating | DLC-Switch-Water Heating | Residential Charitable | Residential LI | Winter Evening | Incentives | 0 | 1031.6853 | 3571.229 | 4304.6531 | 4218.234 | 4134.0977 | 4051.348 | 3970.4584 | 3970.5691 | 3970.3207
ENS | Preferred Plan | DLC-Water Heating | DLC-Switch-Water Heating | Residential Charitable | Residential Market Rate | Winter Evening | Incentives | 0 | 11784.7548 | 40793.5021 | 49171.2723 | 48184.1231 | 47223.0489 | 46277.814 | 45353.8271 | 45355.0911 | 45352.2536
ENS | Preferred Plan | C&I Curtailment | C&I Curtailment-Turnkey-Manual HVAC Control | General | Miscellaneous | Winter Morning | Incentives | 1 | 70403.5933 | 57025.2539 | 103086.8017 | 123157.4528 | 141512.2966 | 159667.3078 | 177935.1768 | 179088.8884 | 179088.8884
ENS | Preferred Plan | C&I Curtailment | C&I Curtailment-Turnkey-Manual HVAC Control | General | Offices | Winter Morning | Incentives | 1 | 4622.0159 | 3772.0905 | 6875.7872 | 8300.5884 | 9629.8408 | 10972.5472 | 12227.9392 | 12307.2238 | 12307.2238
ENS | Preferred Plan | C&I Curtailment | C&I Curtailment-Turnkey-Manual HVAC Control | General | Retail Trade | Winter Morning | Incentives | 1 | 16596.8704 | 13388.5782 | 24100.2447 | 28627.8543 | 32702.1546 | 36672.4278 | 40868.1966 | 41133.1813 | 41133.1813
ENS | Preferred Plan | C&I Curtailment | C&I Curtailment-Turnkey-Manual HVAC Control | General | Services | Winter Morning | Incentives | 1 | 10729.0178 | 8655.276 | 15580.338 | 18507.9932 | 21142.9748 | 23711.0274 | 26423.8554 | 26595.1847 | 26595.1847
ENS | Preferred Plan | C&I Curtailment | C&I Curtailment-Turnkey-Auto-DR HVAC Control | General | Miscellaneous | Winter Morning | Incentives | 1 | 1773.3411 | 1802.2651 | 4091.9308 | 6147.3719 | 8896.043 | 12666.1133 | 17644.0871 | 22198.1117 | 27747.6396
ENS | Preferred Plan | C&I Curtailment | C&I Curtailment-Turnkey-Auto-DR HVAC Control | General | Offices | Winter Morning | Incentives | 1 | 116.4203 | 119.2157 | 272.9277 | 414.3217 | 605.3713 | 870.432 | 1212.5249 | 1525.4834 | 1906.8543
ENS | Preferred Plan | C&I Curtailment | C&I Curtailment-Turnkey-Auto-DR HVAC Control | General | Retail Trade | Winter Morning | Incentives | 1 | 418.0456 | 423.1418 | 956.6359 | 1428.9518 | 2055.7915 | 2909.1561 | 4052.4984 | 5098.4679 | 6373.0849
ENS | Preferred Plan | C&I Curtailment | C&I Curtailment-Turnkey-Auto-DR HVAC Control | General | Services | Winter Morning | Incentives | 1 | 270.2448 | 273.5473 | 618.4464 | 923.8216 | 1329.1341 | 1880.9521 | 2620.1947 | 3296.4797 | 4120.5996
ENS | Preferred Plan | C&I Curtailment | C&I Curtailment-Turnkey-Standard Lighting Control | General | Miscellaneous | Winter Morning | Incentives | 1 | 29849.5182 | 23952.7259 | 42990.4166 | 51083.3496 | 58745.5644 | 66463.6267 | 74067.8686 | 74548.1163 | 74548.1163
ENS | Preferred Plan | C&I Curtailment | C&I Curtailment-Turnkey-Standard Lighting Control | General | Offices | Winter Morning | Incentives | 1 | 635.2948 | 502.0364 | 887.0398 | 1034.5098 | 1171.6885 | 1304.7355 | 1454.013 | 1463.4406 | 1463.4406
ENS | Preferred Plan | C&I Curtailment | C&I Curtailment-Turnkey-Standard Lighting Control | General | Retail Trade | Winter Morning | Incentives | 1 | 6947.4144 | 5514.662 | 9797.5659 | 11499.1623 | 13072.5257 | 14610.2338 | 16281.8211 | 16387.3905 | 16387.3905
ENS | Preferred Plan | C&I Curtailment | C&I Curtailment-Turnkey-Standard Lighting Control | General | Services | Winter Morning | Incentives | 1 | 4494.0371 | 3567.8669 | 6339.7245 | 7442.1432 | 8461.8052 | 9458.7996 | 10541.0005 | 10609.3472 | 10609.3472
ENS | Preferred Plan | C&I Curtailment | C&I Curtailment-Turnkey-Water Heating Control | General | Miscellaneous | Winter Morning | Incentives | 1 | 1722.2434 | 1423.9893 | 2634.7361 | 3238.6205 | 3829.3934 | 4456.3148 | 4966.1711 | 4998.3712 | 4998.3712
ENS | Preferred Plan | C&I Curtailment | C&I Curtailment-Turnkey-Water Heating Control | General | Offices | Winter Morning | Incentives | 1 | 46.447 | 38.2924 | 70.6177 | 86.4956 | 101.9886 | 118.3265 | 131.8645 | 132.7195 | 132.7195
ENS | Preferred Plan | C&I Curtailment | C&I Curtailment-Turnkey-Water Heating Control | General | Retail Trade | Winter Morning | Incentives | 1 | 910.2196 | 755.7781 | 1403.3433 | 1732.9784 | 2057.057 | 2403.0371 | 2677.9735 | 2695.3372 | 2695.3372
ENS | Preferred Plan | C&I Curtailment | C&I Curtailment-Turnkey-Water Heating Control | General | Services | Winter Morning | Incentives | 1 | 588.1031 | 488.256 | 906.4984 | 1119.2638 | 1328.4024 | 1551.6322 | 1729.1577 | 1740.3693 | 1740.3693
ENS | Preferred Plan | C&I Curtailment | C&I Curtailment-Turnkey-Other | General | Miscellaneous | Winter Morning | Incentives | 1 | 31059.9452 | 25544.9411 | 46994.3553 | 57377.8342 | 67367.327 | 77830.5197 | 86735.2715 | 87297.6532 | 87297.6532
ENS | Preferred Plan | C&I Curtailment | C&I Curtailment-Turnkey-Other | General | Offices | Winter Morning | Incentives | 1 | 856.1604 | 702.5005 | 1289.1793 | 1569.3378 | 1837.4374 | 2116.7799 | 2358.9651 | 2374.2603 | 2374.2603
ENS | Preferred Plan | C&I Curtailment | C&I Curtailment-Turnkey-Other | General | Retail Trade | Winter Morning | Incentives | 1 | 9793.9885 | 8063.9069 | 14848.0235 | 18150.2082 | 21338.8712 | 24687.192 | 27511.705 | 27690.0878 | 27690.0878
ENS | Preferred Plan | C&I Curtailment | C&I Curtailment-Turnkey-Other | General | Services | Winter Morning | Incentives | 1 | 6330.8268 | 5212.3493 | 9597.2706 | 11731.3769 | 13792.0051 | 15955.7117 | 17781.2379 | 17896.5294 | 17896.5294
ENS | Preferred Plan | C&I Curtailment | C&I Curtailment-Turnkey-Manual HVAC Control | General | Miscellaneous | Winter Evening | Incentives | 1 | 82222.5132 | 66833.55 | 119935.286 | 142788.3295 | 165987.1467 | 186826.1243 | 208109.1449 | 209683.8153 | 209683.8153
ENS | Preferred Plan | C&I Curtailment | C&I Curtailment-Turnkey-Manual HVAC Control | General | Offices | Winter Evening | Incentives | 1 | 5397.9314 | 4420.8869 | 7999.5644 | 9623.6738 | 11295.3421 | 12838.9368 | 14301.5339 | 14409.7474 | 14409.7474
ENS | Preferred Plan | C&I Curtailment | C&I Curtailment-Turnkey-Manual HVAC Control | General | Retail Trade | Winter Evening | Incentives | 1 | 19383.0503 | 15691.4024 | 28039.1834 | 33191.0364 | 38358.0612 | 42910.2716 | 47798.5612 | 48160.2319 | 48160.2319
ENS | Preferred Plan | C&I Curtailment | C&I Curtailment-Turnkey-Manual HVAC Control | General | Services | Winter Evening | Incentives | 1 | 12530.1389 | 10143.9763 | 18126.7851 | 21458.104 | 24799.6969 | 27744.1852 | 30904.7713 | 31138.6142 | 31138.6142
ENS | Preferred Plan | C&I Curtailment | C&I Curtailment-Turnkey-Auto-DR HVAC Control | General | Miscellaneous | Winter Evening | Incentives | 1 | 2071.0387 | 2112.2532 | 4760.7151 | 7127.242 | 10434.6323 | 14820.5721 | 20636.1437 | 25990.3604 | 32487.9505
ENS | Preferred Plan | C&I Curtailment | C&I Curtailment-Turnkey-Auto-DR HVAC Control | General | Offices | Winter Evening | Incentives | 1 | 135.9643 | 139.7207 | 317.535 | 480.3631 | 710.0715 | 1018.4892 | 1418.1429 | 1786.0917 | 2232.6147
ENS | Preferred Plan | C&I Curtailment | C&I Curtailment-Turnkey-Auto-DR HVAC Control | General | Retail Trade | Winter Evening | Incentives | 1 | 488.2245 | 495.9218 | 1112.9882 | 1656.7219 | 2411.3449 | 3403.9928 | 4739.7147 | 5969.4726 | 7461.8407
ENS | Preferred Plan | C&I Curtailment | C&I Curtailment-Turnkey-Auto-DR HVAC Control | General | Services | Winter Evening | Incentives | 1 | 315.6119 | 320.5972 | 719.5252 | 1071.0756 | 1559.0106 | 2200.8951 | 3064.5232 | 3859.6389 | 4824.5486
ENS | Preferred Plan | C&I Curtailment | C&I Curtailment-Turnkey-Standard Lighting Control | General | Miscellaneous | Winter Evening | Incentives | 1 | 34860.4707 | 28072.5748 | 50016.7608 | 59225.8608 | 68905.7337 | 77768.843 | 86628.1815 | 87283.6589 | 87283.6589
ENS | Preferred Plan | C&I Curtailment | C&I Curtailment-Turnkey-Standard Lighting Control | General | Offices | Winter Evening | Incentives | 1 | 741.9442 | 588.3862 | 1032.0174 | 1199.4071 | 1374.3345 | 1526.6661 | 1700.5822 | 1713.4498 | 1713.4498
ENS | Preferred Plan | C&I Curtailment | C&I Curtailment-Turnkey-Standard Lighting Control | General | Retail Trade | Winter Evening | Incentives | 1 | 8113.7033 | 6463.1793 | 11398.8779 | 13332.0895 | 15333.4465 | 17095.3803 | 19042.8667 | 19186.9557 | 19186.9557
ENS | Preferred Plan | C&I Curtailment | C&I Curtailment-Turnkey-Standard Lighting Control | General | Services | Winter Evening | Incentives | 1 | 5248.4683 | 4181.5371 | 7375.8877 | 8628.3953 | 9925.2922 | 11067.7063 | 12328.5269 | 12421.8114 | 12421.8114
ENS | Preferred Plan | C&I Curtailment | C&I Curtailment-Turnkey-Water Heating Control | General | Miscellaneous | Winter Evening | Incentives | 1 | 2011.363 | 1668.9143 | 3065.3568 | 3754.8455 | 4491.695 | 5214.3175 | 5808.3266 | 5852.2756 | 5852.2756
ENS | Preferred Plan | C&I Curtailment | C&I Curtailment-Turnkey-Water Heating Control | General | Offices | Winter Evening | Incentives | 1 | 54.2442 | 44.8787 | 82.1595 | 100.2827 | 119.6277 | 138.4534 | 154.2258 | 155.3928 | 155.3928
ENS | Preferred Plan | C&I Curtailment | C&I Curtailment-Turnkey-Water Heating Control | General | Retail Trade | Winter Evening | Incentives | 1 | 1063.0216 | 885.7714 | 1632.7054 | 2009.2092 | 2412.8294 | 2811.7847 | 3132.1001 | 3155.7993 | 3155.7993
ENS | Preferred Plan | C&I Curtailment | C&I Curtailment-Turnkey-Water Heating Control | General | Services | Winter Evening | Incentives | 1 | 686.8302 | 572.2356 | 1054.6563 | 1297.6706 | 1558.1524 | 1815.5591 | 2022.3855 | 2037.688 | 2037.688
ENS | Preferred Plan | C&I Curtailment | C&I Curtailment-Turnkey-Other | General | Miscellaneous | Winter Evening | Incentives | 1 | 36274.0967 | 29938.6497 | 54675.1025 | 66523.6647 | 79018.6482 | 91069.2023 | 101443.7027 | 102211.2827 | 102211.2827
ENS | Preferred Plan | C&I Curtailment | C&I Curtailment-Turnkey-Other | General | Offices | Winter Evening | Incentives | 1 | 999.8873 | 823.33 | 1499.8825 | 1819.4849 | 2155.2261 | 2476.8363 | 2758.9947 | 2779.8708 | 2779.8708
ENS | Preferred Plan | C&I Curtailment | C&I Curtailment-Turnkey-Other | General | Retail Trade | Winter Evening | Incentives | 1 | 11438.1427 | 9450.8922 | 17274.7812 | 21043.2893 | 25029.4739 | 28886.3918 | 32177.0968 | 32420.5668 | 32420.5668
ENS | Preferred Plan | C&I Curtailment | C&I Curtailment-Turnkey-Other | General | Services | Winter Evening | Incentives | 1 | 7393.6068 | 6108.869 | 11165.8464 | 13601.3182 | 16177.3614 | 18669.7191 | 20796.5523 | 20953.9107 | 20953.9107
ENS | Preferred Plan | C&I Curtailment | C&I Curtailment-Turnkey-Manual HVAC Control | Large General | Miscellaneous | Winter Morning | Incentives | 1 | 56616.2194 | 45905.9253 | 82994.5311 | 99185.7429 | 114130.1948 | 128822.3046 | 143547.9262 | 142933.1458 | 142933.1458
ENS | Preferred Plan | C&I Curtailment | C&I Curtailment-Turnkey-Manual HVAC Control | Large General | Retail Trade | Winter Morning | Incentives | 1 | 2446.8666 | 1971.8842 | 3543.4546 | 4202.3664 | 4797.8675 | 5371.0701 | 5985.0348 | 5959.4024 | 5959.4024
ENS | Preferred Plan | C&I Curtailment | C&I Curtailment-Turnkey-Manual HVAC Control | Large General | Services | Winter Morning | Incentives | 1 | 3918.3821 | 3157.7511 | 5674.4448 | 6729.618 | 7683.2461 | 8601.1658 | 9584.3613 | 9543.3138 | 9543.3138
ENS | Preferred Plan | C&I Curtailment | C&I Curtailment-Turnkey-Auto-DR HVAC Control | Large General | Miscellaneous | Winter Morning | Incentives | 1 | 1426.0617 | 1450.8422 | 3294.3876 | 4950.8303 | 7174.6918 | 10219.236 | 14234.2406 | 17716.5985 | 22145.7481
ENS | Preferred Plan | C&I Curtailment | C&I Curtailment-Turnkey-Auto-DR HVAC Control | Large General | Retail Trade | Winter Morning | Incentives | 1 | 61.6322 | 62.3208 | 140.654 | 209.76 | 301.6136 | 426.0771 | 593.4772 | 738.6694 | 923.3367
ENS | Preferred Plan | C&I Curtailment | C&I Curtailment-Turnkey-Auto-DR HVAC Control | Large General | Services | Winter Morning | Incentives | 1 | 98.6971 | 99.7997 | 225.2416 | 335.9071 | 483.0003 | 682.3146 | 950.3871 | 1182.8961 | 1478.6201
ENS | Preferred Plan | C&I Curtailment | C&I Curtailment-Turnkey-Standard Lighting Control | Large General | Miscellaneous | Winter Morning | Incentives | 1 | 24939.9527 | 20024.9795 | 35938.5 | 42718.6184 | 49198.8167 | 55688.4752 | 62054.2005 | 61788.4377 | 61788.4377
ENS | Preferred Plan | C&I Curtailment | C&I Curtailment-Turnkey-Standard Lighting Control | Large General | Retail Trade | Winter Morning | Incentives | 1 | 1020.9559 | 808.9972 | 1433.9608 | 1679.044 | 1906.5966 | 2125.8557 | 2368.8614 | 2358.7161 | 2358.7161
ENS | Preferred Plan | C&I Curtailment | C&I Curtailment-Turnkey-Standard Lighting Control | Large General | Services | Winter Morning | Incentives | 1 | 1634.9462 | 1295.5182 | 2296.3272 | 2688.8005 | 3053.2004 | 3404.3193 | 3793.4656 | 3777.2191 | 3777.2191
ENS | Preferred Plan | C&I Curtailment | C&I Curtailment-Turnkey-Water Heating Control | Large General | Miscellaneous | Winter Morning | Incentives | 1 | 1125.2289 | 924.6705 | 1700.3412 | 2077.4865 | 2445.1283 | 2828.0233 | 3151.2934 | 3137.7972 | 3137.7972
ENS | Preferred Plan | C&I Curtailment | C&I Curtailment-Turnkey-Water Heating Control | Large General | Retail Trade | Winter Morning | Incentives | 1 | 134.5427 | 111.6871 | 207.1687 | 255.6488 | 303.554 | 354.3027 | 394.8029 | 393.1121 | 393.1121
ENS | Preferred Plan | C&I Curtailment | C&I Curtailment-Turnkey-Water Heating Control | Large General | Services | Winter Morning | Incentives | 1 | 215.455 | 178.8543 | 331.7574 | 409.3928 | 486.1076 | 567.376 | 632.2325 | 629.5248 | 629.5248
ENS | Preferred Plan | C&I Curtailment | C&I Curtailment-Turnkey-Other | Large General | Miscellaneous | Winter Morning | Incentives | 1 | 24338.6338 | 19986.1543 | 36687.0889 | 44701.934 | 52433.7992 | 60445.0692 | 67354.5188 | 67066.056 | 67066.056
ENS | Preferred Plan | C&I Curtailment | C&I Curtailment-Turnkey-Other | Large General | Retail Trade | Winter Morning | Incentives | 1 | 1444.4687 | 1188.4593 | 2185.0177 | 2667.4797 | 3135.5235 | 3622.6041 | 4036.7024 | 4019.4142 | 4019.4142
ENS | Preferred Plan | C&I Curtailment | C&I Curtailment-Turnkey-Other | Large General | Services | Winter Morning | Incentives | 1 | 2313.1545 | 1903.1842 | 3499.0606 | 4271.6693 | 5021.1889 | 5801.1938 | 6464.3257 | 6436.6406 | 6436.6406
ENS | Preferred Plan | C&I Curtailment | C&I Curtailment-Turnkey-Manual HVAC Control | Large General | Miscellaneous | Winter Evening | Incentives | 1 | 48575.7875 | 39525.6582 | 70937.5929 | 84482.0274 | 98347.6306 | 110737.7585 | 123341.5313 | 122945.4 | 122945.4
ENS | Preferred Plan | C&I Curtailment | C&I Curtailment-Turnkey-Manual HVAC Control | Large General | Retail Trade | Winter Evening | Incentives | 1 | 2099.3714 | 1697.8205 | 3028.6832 | 3579.3897 | 4134.3914 | 4617.0596 | 5142.5567 | 5126.0406 | 5126.0406
ENS | Preferred Plan | C&I Curtailment | C&I Curtailment-Turnkey-Manual HVAC Control | Large General | Services | Winter Evening | Incentives | 1 | 3361.9076 | 2718.8689 | 4850.0961 | 5731.9908 | 6620.7637 | 7393.7027 | 8235.2273 | 8208.7785 | 8208.7785
ENS | Preferred Plan | C&I Curtailment | C&I Curtailment-Turnkey-Auto-DR HVAC Control | Large General | Miscellaneous | Winter Evening | Incentives | 1 | 1223.5376 | 1249.1959 | 2815.7991 | 4216.8982 | 6182.5351 | 8784.6223 | 12230.5705 | 15239.1125 | 19048.8906
ENS | Preferred Plan | C&I Curtailment | C&I Curtailment-Turnkey-Auto-DR HVAC Control | Large General | Retail Trade | Winter Evening | Incentives | 1 | 52.8794 | 53.6591 | 120.2206 | 178.6643 | 259.9048 | 366.2628 | 509.9369 | 635.374 | 794.2175
ENS | Preferred Plan | C&I Curtailment | C&I Curtailment-Turnkey-Auto-DR HVAC Control | Large General | Services | Winter Evening | Incentives | 1 | 84.6805 | 85.929 | 192.5199 | 286.1108 | 416.2083 | 586.5288 | 816.6068 | 1017.4801 | 1271.8501
ENS | Preferred Plan | C&I Curtailment | C&I Curtailment-Turnkey-Standard Lighting Control | Large General | Miscellaneous | Winter Evening | Incentives | 1 | 21398.0703 | 17241.7937 | 30717.5744 | 36385.8292 | 42395.328 | 47870.7234 | 53319.1967 | 53147.9535 | 53147.9535
ENS | Preferred Plan | C&I Curtailment | C&I Curtailment-Turnkey-Standard Lighting Control | Large General | Retail Trade | Winter Evening | Incentives | 1 | 875.9634 | 696.5582 | 1225.6437 | 1430.1354 | 1642.9417 | 1827.4203 | 2035.4107 | 2028.8737 | 2028.8737
ENS | Preferred Plan | C&I Curtailment | C&I Curtailment-Turnkey-Standard Lighting Control | Large General | Services | Winter Evening | Incentives | 1 | 1402.757 | 1115.4597 | 1962.7308 | 2290.2013 | 2630.9867 | 2926.4085 | 3259.4818 | 3249.0134 | 3249.0134
ENS | Preferred Plan | C&I Curtailment | C&I Curtailment-Turnkey-Water Heating Control | Large General | Miscellaneous | Winter Evening | Incentives | 1 | 965.4279 | 796.1545 | 1453.326 | 1769.5111 | 2107.0022 | 2431.015 | 2707.7044 | 2699.0082 | 2699.0082
ENS | Preferred Plan | C&I Curtailment | C&I Curtailment-Turnkey-Water Heating Control | Large General | Retail Trade | Winter Evening | Incentives | 1 | 115.4354 | 96.1642 | 177.0725 | 217.7503 | 261.5768 | 304.5644 | 339.2288 | 338.1393 | 338.1393
ENS | Preferred Plan | C&I Curtailment | C&I Curtailment-Turnkey-Water Heating Control | Large General | Services | Winter Evening | Incentives | 1 | 184.8568 | 153.9961 | 283.5617 | 348.7027 | 418.8859 | 487.7257 | 543.2369 | 541.4922 | 541.4922
ENS | Preferred Plan | C&I Curtailment | C&I Curtailment-Turnkey-Other | Large General | Miscellaneous | Winter Evening | Incentives | 1 | 20882.1485 | 17208.3647 | 31357.4128 | 38075.1296 | 45182.959 | 51959.5694 | 57873.4204 | 57687.5506 | 57687.5506
ENS | Preferred Plan | C&I Curtailment | C&I Curtailment-Turnkey-Other | Large General | Retail Trade | Winter Evening | Incentives | 1 | 1239.3305 | 1023.2805 | 1867.5917 | 2272.0412 | 2701.9257 | 3114.0497 | 3468.4796 | 3457.34 | 3457.34
ENS | Preferred Plan | C&I Curtailment | C&I Curtailment-Turnkey-Other | Large General | Services | Winter Evening | Incentives | 1 | 1984.6486 | 1638.6688 | 2990.7385 | 3638.419 | 4326.8307 | 4986.801 | 5554.3807 | 5536.5419 | 5536.5419
ENS | Preferred Plan | C&I Curtailment | C&I Curtailment-Turnkey-Manual HVAC Control | Small Industrial | Miscellaneous | Winter Morning | Incentives | 1 | 9451.9072 | 7656.9332 | 13852.5541 | 16560.4747 | 19028.6963 | 21481.0857 | 23925.4424 | 24061.9203 | 24061.9203
ENS | Preferred Plan | C&I Curtailment | C&I Curtailment-Turnkey-Manual HVAC Control | Small Industrial | Offices | Winter Morning | Incentives | 1 | 117.8675 | 95.9025 | 174.3819 | 209.7666 | 242.4237 | 275.2745 | 306.5983 | 308.3473 | 308.3473
ENS | Preferred Plan | C&I Curtailment | C&I Curtailment-Turnkey-Manual HVAC Control | Small Industrial | Retail Trade | Winter Morning | Incentives | 1 | 409.8878 | 330.5904 | 595.0312 | 707.0429 | 808.0631 | 907.3065 | 1010.5499 | 1016.3144 | 1016.3144
ENS | Preferred Plan | C&I Curtailment | C&I Curtailment-Turnkey-Manual HVAC Control | Small Industrial | Services | Winter Morning | Incentives | 1 | 129.4942 | 104.4421 | 187.9858 | 223.3732 | 255.2881 | 286.6416 | 319.2589 | 321.08 | 321.08
ENS | Preferred Plan | C&I Curtailment | C&I Curtailment-Turnkey-Auto-DR HVAC Control | Small Industrial | Miscellaneous | Winter Morning | Incentives | 1 | 238.0767 | 241.9949 | 549.8637 | 826.6117 | 1196.2218 | 1704.0549 | 2372.4516 | 2982.4809 | 3728.1012
ENS | Preferred Plan | C&I Curtailment | C&I Curtailment-Turnkey-Auto-DR HVAC Control | Small Industrial | Offices | Winter Morning | Incentives | 1 | 2.9689 | 3.031 | 6.9219 | 10.4704 | 15.2397 | 21.837 | 30.4024 | 38.2197 | 47.7747
ENS | Preferred Plan | C&I Curtailment | C&I Curtailment-Turnkey-Auto-DR HVAC Control | Small Industrial | Retail Trade | Winter Morning | Incentives | 1 | 10.3243 | 10.4482 | 23.6192 | 35.2919 | 50.7982 | 71.975 | 100.2063 | 125.9724 | 157.4655
ENS | Preferred Plan | C&I Curtailment | C&I Curtailment-Turnkey-Auto-DR HVAC Control | Small Industrial | Services | Winter Morning | Incentives | 1 | 3.2617 | 3.3009 | 7.4619 | 11.1496 | 16.0485 | 22.7388 | 31.6578 | 39.7979 | 49.7474
ENS | Preferred Plan | C&I Curtailment | C&I Curtailment-Turnkey-Standard Lighting Control | Small Industrial | Miscellaneous | Winter Morning | Incentives | 1 | 3047.9103 | 2436.9447 | 4355.9281 | 5152.4758 | 5898.59 | 6646.5601 | 7402.8795 | 7445.1078 | 7445.1078
ENS | Preferred Plan | C&I Curtailment | C&I Curtailment-Turnkey-Standard Lighting Control | Small Industrial | Offices | Winter Morning | Incentives | 1 | 16.8743 | 13.4317 | 23.8881 | 28.0986 | 32.0091 | 35.8861 | 39.9696 | 40.1976 | 40.1976
ENS | Preferred Plan | C&I Curtailment | C&I Curtailment-Turnkey-Standard Lighting Control | Small Industrial | Retail Trade | Winter Morning | Incentives | 1 | 178.7101 | 143.1446 | 256.3002 | 303.7627 | 348.1037 | 392.6591 | 437.3402 | 439.835 | 439.835
ENS | Preferred Plan | C&I Curtailment | C&I Curtailment-Turnkey-Standard Lighting Control | Small Industrial | Services | Winter Morning | Incentives | 1 | 56.4591 | 45.2231 | 80.9719 | 95.9665 | 109.975 | 124.0512 | 138.1671 | 138.9553 | 138.9553
ENS | Preferred Plan | C&I Curtailment | C&I Curtailment-Turnkey-Water Heating Control | Small Industrial | Miscellaneous | Winter Morning | Incentives | 1 | 222.0174 | 182.8201 | 337.0614 | 412.1984 | 484.7449 | 561.1564 | 625.011 | 628.5763 | 628.5763
ENS | Preferred Plan | C&I Curtailment | C&I Curtailment-Turnkey-Water Heating Control | Small Industrial | Offices | Winter Morning | Incentives | 1 | 1.1631 | 0.95159 | 1.7424 | 2.1146 | 2.472 | 2.8444 | 3.168 | 3.1861 | 3.1861
ENS | Preferred Plan | C&I Curtailment | C&I Curtailment-Turnkey-Water Heating Control | Small Industrial | Retail Trade | Winter Morning | Incentives | 1 | 21.7234 | 17.8456 | 32.8184 | 40.0197 | 46.9437 | 54.2015 | 60.3691 | 60.7135 | 60.7135
ENS | Preferred Plan | C&I Curtailment | C&I Curtailment-Turnkey-Water Heating Control | Small Industrial | Services | Winter Morning | Incentives | 1 | 6.863 | 5.6379 | 10.3682 | 12.6433 | 14.8307 | 17.1236 | 19.0722 | 19.181 | 19.181
ENS | Preferred Plan | C&I Curtailment | C&I Curtailment-Turnkey-Other | Small Industrial | Miscellaneous | Winter Morning | Incentives | 1 | 3475.6538 | 2850.7406 | 5235.1544 | 6376.7051 | 7466.1973 | 8605.6319 | 9584.8764 | 9639.5514 | 9639.5514
ENS | Preferred Plan | C&I Curtailment | C&I Curtailment-Turnkey-Other | Small Industrial | Offices | Winter Morning | Incentives | 1 | 21.9266 | 17.9459 | 32.8838 | 39.9582 | 46.6876 | 53.6993 | 59.8098 | 60.1509 | 60.1509
ENS | Preferred Plan | C&I Curtailment | C&I Curtailment-Turnkey-Other | Small Industrial | Retail Trade | Winter Morning | Incentives | 1 | 240.6961 | 197.3774 | 362.3993 | 441.2987 | 516.6271 | 595.3756 | 663.1241 | 666.9068 | 666.9068
ENS | Preferred Plan | C&I Curtailment | C&I Curtailment-Turnkey-Other | Small Industrial | Services | Winter Morning | Incentives | 1 | 76.0421 | 62.3566 | 114.4913 | 139.4177 | 163.2159 | 188.0946 | 209.4981 | 210.6931 | 210.6931
ENS | Preferred Plan | C&I Curtailment | C&I Curtailment-Turnkey-Industrial | Small Industrial | Manufacturing | Winter Morning | Incentives | 1 | 850.4665 | 693.8356 | 1266.6946 | 1532.5226 | 1784.4926 | 2045.5821 | 2278.3512 | 2291.3476 | 2291.3476
ENS | Preferred Plan | C&I Curtailment | C&I Curtailment-Turnkey-Manual HVAC Control | Small Industrial | Miscellaneous | Winter Evening | Incentives | 1 | 12942.3486 | 10521.5538 | 18896.0698 | 22511.4007 | 26168.9946 | 29469.6889 | 32808.5509 | 33031.1942 | 33031.1942
ENS | Preferred Plan | C&I Curtailment | C&I Curtailment-Turnkey-Manual HVAC Control | Small Industrial | Offices | Winter Evening | Incentives | 1 | 161.3942 | 131.7817 | 237.8718 | 285.1452 | 333.3903 | 377.6464 | 420.4331 | 423.2862 | 423.2862
ENS | Preferred Plan | C&I Curtailment | C&I Curtailment-Turnkey-Manual HVAC Control | Small Industrial | Retail Trade | Winter Evening | Incentives | 1 | 561.253 | 454.2713 | 811.6734 | 961.1153 | 1111.2795 | 1244.7248 | 1385.7499 | 1395.1537 | 1395.1537
ENS | Preferred Plan | C&I Curtailment | C&I Curtailment-Turnkey-Manual HVAC Control | Small Industrial | Services | Winter Evening | Incentives | 1 | 177.3143 | 143.5161 | 256.4287 | 303.6412 | 351.082 | 393.2408 | 437.7943 | 440.7652 | 440.7652
ENS | Preferred Plan | C&I Curtailment | C&I Curtailment-Turnkey-Auto-DR HVAC Control | Small Industrial | Miscellaneous | Winter Evening | Incentives | 1 | 325.9947 | 332.5304 | 750.0612 | 1123.6507 | 1645.0903 | 2337.7761 | 3253.3023 | 4094.2246 | 5117.7808
ENS | Preferred Plan | C&I Curtailment | C&I Curtailment-Turnkey-Auto-DR HVAC Control | Small Industrial | Offices | Winter Evening | Incentives | 1 | 4.0652 | 4.1649 | 9.4421 | 14.2329 | 20.9583 | 29.958 | 41.6902 | 52.4664 | 65.583
ENS | Preferred Plan | C&I Curtailment | C&I Curtailment-Turnkey-Auto-DR HVAC Control | Small Industrial | Retail Trade | Winter Evening | Incentives | 1 | 14.137 | 14.3571 | 32.2186 | 47.9738 | 69.8596 | 98.7417 | 137.4112 | 172.9296 | 216.1621
ENS | Preferred Plan | C&I Curtailment | C&I Curtailment-Turnkey-Auto-DR HVAC Control | Small Industrial | Services | Winter Evening | Incentives | 1 | 4.4662 | 4.5358 | 10.1787 | 15.1562 | 22.0705 | 31.1951 | 43.4118 | 54.633 | 68.2912
ENS | Preferred Plan | C&I Curtailment | C&I Curtailment-Turnkey-Standard Lighting Control | Small Industrial | Miscellaneous | Winter Evening | Incentives | 1 | 4173.4558 | 3348.6572 | 5941.8589 | 7003.9929 | 8111.9677 | 9118.35 | 10151.4424 | 10220.3315 | 10220.3315
ENS | Preferred Plan | C&I Curtailment | C&I Curtailment-Turnkey-Standard Lighting Control | Small Industrial | Offices | Winter Evening | Incentives | 1 | 23.1058 | 18.4568 | 32.5854 | 38.1957 | 44.0202 | 49.2317 | 54.8096 | 55.1816 | 55.1816
ENS | Preferred Plan | C&I Curtailment | C&I Curtailment-Turnkey-Standard Lighting Control | Small Industrial | Retail Trade | Winter Evening | Incentives | 1 | 244.7049 | 196.698 | 349.6154 | 412.9183 | 478.7255 | 538.6852 | 599.7172 | 603.787 | 603.787
ENS | Preferred Plan | C&I Curtailment | C&I Curtailment-Turnkey-Standard Lighting Control | Small Industrial | Services | Winter Evening | Incentives | 1 | 77.3086 | 62.142 | 110.4525 | 130.4516 | 151.2418 | 170.1846 | 189.4662 | 190.7519 | 190.7519
ENS | Preferred Plan | C&I Curtailment | C&I Curtailment-Turnkey-Water Heating Control | Small Industrial | Miscellaneous | Winter Evening | Incentives | 1 | 304.0049 | 251.217 | 459.7806 | 560.3199 | 666.6398 | 769.8449 | 857.0669 | 862.8831 | 862.8831
ENS | Preferred Plan | C&I Curtailment | C&I Curtailment-Turnkey-Water Heating Control | Small Industrial | Offices | Winter Evening | Incentives | 1 | 1.5926 | 1.3076 | 2.3768 | 2.8744 | 3.3997 | 3.9021 | 4.3442 | 4.3737 | 4.3737
ENS | Preferred Plan | C&I Curtailment | C&I Curtailment-Turnkey-Water Heating Control | Small Industrial | Retail Trade | Winter Evening | Incentives | 1 | 29.7455 | 24.522 | 44.7671 | 54.4006 | 64.5587 | 74.3585 | 82.7831 | 83.3449 | 83.3449
ENS | Preferred Plan | C&I Curtailment | C&I Curtailment-Turnkey-Water Heating Control | Small Industrial | Services | Winter Evening | Incentives | 1 | 9.3974 | 7.7471 | 14.1431 | 17.1866 | 20.3958 | 23.4918 | 26.1533 | 26.3308 | 26.3308
ENS | Preferred Plan | C&I Curtailment | C&I Curtailment-Turnkey-Other | Small Industrial | Miscellaneous | Winter Evening | Incentives | 1 | 4759.1583 | 3917.2629 | 7141.1988 | 8668.143 | 10267.8015 | 11805.9813 | 13143.5774 | 13232.7715 | 13232.7715
ENS | Preferred Plan | C&I Curtailment | C&I Curtailment-Turnkey-Other | Small Industrial | Offices | Winter Evening | Incentives | 1 | 30.0237 | 24.6598 | 44.8563 | 54.3169 | 64.2066 | 73.6695 | 82.0161 | 82.5727 | 82.5727
ENS | Preferred Plan | C&I Curtailment | C&I Curtailment-Turnkey-Other | Small Industrial | Retail Trade | Winter Evening | Incentives | 1 | 329.5814 | 271.2204 | 494.3436 | 599.8773 | 710.4854 | 816.7899 | 909.3308 | 915.5016 | 915.5016
ENS | Preferred Plan | C&I Curtailment | C&I Curtailment-Turnkey-Other | Small Industrial | Services | Winter Evening | Incentives | 1 | 104.1233 | 85.6855 | 156.176 | 189.5168 | 224.4607 | 258.0451 | 287.2811 | 289.2307 | 289.2307
ENS | Preferred Plan | C&I Curtailment | C&I Curtailment-Turnkey-Industrial | Small Industrial | Manufacturing | Winter Evening | Incentives | 1 | 1164.5304 | 953.4141 | 1727.8799 | 2083.2271 | 2454.1028 | 2806.3138 | 3124.2641 | 3145.4658 | 3145.4658
ENS | Preferred Plan | C&I Curtailment | C&I Curtailment-Turnkey-Manual HVAC Control | Medium Industrial | Miscellaneous | Winter Morning | Incentives | 1 | 180915.1868 | 146664.187 | 265294.9983 | 317233.0097 | 365051.4586 | 412197.4376 | 458998.409 | 460190.4849 | 460190.4849
ENS | Preferred Plan | C&I Curtailment | C&I Curtailment-Turnkey-Manual HVAC Control | Medium Industrial | Offices | Winter Morning | Incentives | 1 | 2839.9172 | 2312.3581 | 4203.9396 | 5058.2217 | 5854.3131 | 6649.2246 | 7404.1787 | 7423.4083 | 7423.4083
ENS | Preferred Plan | C&I Curtailment | C&I Curtailment-Turnkey-Manual HVAC Control | Medium Industrial | Retail Trade | Winter Morning | Incentives | 1 | 41044.6597 | 33128.0242 | 59617.6692 | 70857.7637 | 81101.0393 | 91083.3847 | 101425.0086 | 101688.422 | 101688.422
ENS | Preferred Plan | C&I Curtailment | C&I Curtailment-Turnkey-Manual HVAC Control | Medium Industrial | Services | Winter Morning | Incentives | 1 | 1889.9795 | 1525.443 | 2745.2091 | 3262.7807 | 3734.4518 | 4194.1079 | 4670.3077 | 4682.4371 | 4682.4371
ENS | Preferred Plan | C&I Curtailment | C&I Curtailment-Turnkey-Auto-DR HVAC Control | Medium Industrial | Miscellaneous | Winter Morning | Incentives | 1 | 4556.9313 | 4635.2752 | 10530.6281 | 15834.6024 | 22948.6309 | 32698.8631 | 45514.3724 | 57040.7236 | 71300.9045
ENS | Preferred Plan | C&I Curtailment | C&I Curtailment-Turnkey-Auto-DR HVAC Control | Medium Industrial | Offices | Winter Morning | Incentives | 1 | 71.5325 | 73.0813 | 166.8713 | 252.4798 | 368.0261 | 527.4707 | 734.1998 | 920.1333 | 1150.1666
ENS | Preferred Plan | C&I Curtailment | C&I Curtailment-Turnkey-Auto-DR HVAC Control | Medium Industrial | Retail Trade | Winter Morning | Incentives | 1 | 1033.8419 | 1047.0007 | 2366.4657 | 3536.8467 | 5098.3437 | 7225.4771 | 10057.3238 | 12604.3049 | 15755.3811
ENS | Preferred Plan | C&I Curtailment | C&I Curtailment-Turnkey-Auto-DR HVAC Control | Medium Industrial | Services | Winter Morning | Incentives | 1 | 47.6052 | 48.2111 | 108.9684 | 162.8608 | 234.7629 | 332.7109 | 463.1086 | 580.3892 | 725.4865
ENS | Preferred Plan | C&I Curtailment | C&I Curtailment-Turnkey-Standard Lighting Control | Medium Industrial | Miscellaneous | Winter Morning | Incentives | 1 | 58338.8351 | 46678.2853 | 83421.8678 | 98700.9999 | 113160.0844 | 127539.8769 | 142020.7775 | 142389.6231 | 142389.6231
ENS | Preferred Plan | C&I Curtailment | C&I Curtailment-Turnkey-Standard Lighting Control | Medium Industrial | Offices | Winter Morning | Incentives | 1 | 406.5728 | 323.8602 | 575.8853 | 677.5571 | 772.9918 | 866.8239 | 965.2432 | 967.7501 | 967.7501
ENS | Preferred Plan | C&I Curtailment | C&I Curtailment-Turnkey-Standard Lighting Control | Medium Industrial | Retail Trade | Winter Morning | Incentives | 1 | 17895.3686 | 14344.3253 | 25679.3577 | 30442.2014 | 34937.3309 | 39418.5662 | 43894.1573 | 44008.1559 | 44008.1559
ENS | Preferred Plan | C&I Curtailment | C&I Curtailment-Turnkey-Standard Lighting Control | Medium Industrial | Services | Winter Morning | Incentives | 1 | 824.0263 | 660.5118 | 1182.4549 | 1401.7691 | 1608.7559 | 1815.103 | 2021.1901 | 2026.4394 | 2026.4394
ENS | Preferred Plan | C&I Curtailment | C&I Curtailment-Turnkey-Water Heating Control | Medium Industrial | Miscellaneous | Winter Morning | Incentives | 1 | 4249.5463 | 3501.8156 | 6455.1773 | 7896.0864 | 9299.4722 | 10767.9488 | 11990.5436 | 12021.6845 | 12021.6845
ENS | Preferred Plan | C&I Curtailment | C&I Curtailment-Turnkey-Water Heating Control | Medium Industrial | Offices | Winter Morning | Incentives | 1 | 28.0235 | 22.9444 | 42.0052 | 50.99 | 59.6978 | 68.7051 | 76.5059 | 76.7046 | 76.7046
ENS | Preferred Plan | C&I Curtailment | C&I Curtailment-Turnkey-Water Heating Control | Medium Industrial | Retail Trade | Winter Morning | Incentives | 1 | 2175.2973 | 1788.2818 | 3288.1588 | 4010.6578 | 4711.4873 | 5441.2189 | 6059.0159 | 6074.7519 | 6074.7519
ENS | Preferred Plan | C&I Curtailment | C&I Curtailment-Turnkey-Water Heating Control | Medium Industrial | Services | Winter Morning | Incentives | 1 | 100.1657 | 82.3448 | 151.4095 | 184.6784 | 216.9494 | 250.5513 | 278.9989 | 279.7235 | 279.7235
ENS | Preferred Plan | C&I Curtailment | C&I Curtailment-Turnkey-Other | Medium Industrial | Miscellaneous | Winter Morning | Incentives | 1 | 66526.1029 | 54604.3089 | 100260.2314 | 122152.3759 | 143233.4706 | 165132.223 | 183881.3653 | 184358.9281 | 184358.9281
ENS | Preferred Plan | C&I Curtailment | C&I Curtailment-Turnkey-Other | Medium Industrial | Offices | Winter Morning | Incentives | 1 | 528.3022 | 432.7036 | 792.7521 | 963.5337 | 1127.4645 | 1297.0994 | 1444.3722 | 1448.1235 | 1448.1235
ENS | Preferred Plan | C&I Curtailment | C&I Curtailment-Turnkey-Other | Medium Industrial | Retail Trade | Winter Morning | Incentives | 1 | 24102.4261 | 19778.9224 | 36309.6941 | 44225.6637 | 51851.1361 | 59769.0289 | 66555.2152 | 66728.0674 | 66728.0674
ENS | Preferred Plan | C&I Curtailment | C&I Curtailment-Turnkey-Other | Medium Industrial | Services | Winter Morning | Incentives | 1 | 1109.8421 | 910.7582 | 1671.949 | 2036.4549 | 2387.5843 | 2752.1788 | 3064.6616 | 3072.621 | 3072.621
ENS | Preferred Plan | C&I Curtailment | C&I Curtailment-Turnkey-Manual HVAC Control | Medium Industrial | Miscellaneous | Winter Evening | Incentives | 1 | 174564.3944 | 142015.6158 | 255010.2818 | 303875.0939 | 353768.4412 | 398484.6617 | 443532.2979 | 445162.5527 | 445162.5527
ENS | Preferred Plan | C&I Curtailment | C&I Curtailment-Turnkey-Manual HVAC Control | Medium Industrial | Offices | Winter Evening | Incentives | 1 | 2740.2256 | 2239.0672 | 4040.9651 | 4845.2322 | 5673.3679 | 6428.0215 | 7154.6924 | 7180.9903 | 7180.9903
ENS | Preferred Plan | C&I Curtailment | C&I Curtailment-Turnkey-Manual HVAC Control | Medium Industrial | Retail Trade | Winter Evening | Incentives | 1 | 39603.8403 | 32078.0202 | 57306.4653 | 67874.1144 | 78594.3668 | 88053.2687 | 98007.4577 | 98367.6955 | 98367.6955
ENS | Preferred Plan | C&I Curtailment | C&I Curtailment-Turnkey-Manual HVAC Control | Medium Industrial | Services | Winter Evening | Incentives | 1 | 1823.6343 | 1477.0935 | 2638.7853 | 3125.3929 | 3619.0273 | 4054.5805 | 4512.9401 | 4529.5279 | 4529.5279
ENS | Preferred Plan | C&I Curtailment | C&I Curtailment-Turnkey-Auto-DR HVAC Control | Medium Industrial | Miscellaneous | Winter Evening | Incentives | 1 | 4396.9662 | 4488.3586 | 10122.3863 | 15167.8455 | 22239.3341 | 31611.0538 | 43980.7498 | 55178.0077 | 68972.5096
ENS | Preferred Plan | C&I Curtailment | C&I Curtailment-Turnkey-Auto-DR HVAC Control | Medium Industrial | Offices | Winter Evening | Incentives | 1 | 69.0214 | 70.765 | 160.4022 | 241.8485 | 356.6512 | 509.9231 | 709.4607 | 890.0855 | 1112.6069
ENS | Preferred Plan | C&I Curtailment | C&I Curtailment-Turnkey-Auto-DR HVAC Control | Medium Industrial | Retail Trade | Winter Evening | Incentives | 1 | 997.5502 | 1013.8157 | 2274.7247 | 3387.9186 | 4940.764 | 6985.1035 | 9718.4388 | 12192.7 | 15240.875
ENS | Preferred Plan | C&I Curtailment | C&I Curtailment-Turnkey-Auto-DR HVAC Control | Medium Industrial | Services | Winter Evening | Incentives | 1 | 45.9341 | 46.6831 | 104.744 | 156.0032 | 227.5069 | 321.6424 | 447.504 | 561.4361 | 701.7951
ENS | Preferred Plan | C&I Curtailment | C&I Curtailment-Turnkey-Standard Lighting Control | Medium Industrial | Miscellaneous | Winter Evening | Incentives | 1 | 56290.9262 | 45198.8012 | 80187.8443 | 94544.9392 | 109662.5304 | 123296.9447 | 137235.338 | 137739.7625 | 137739.7625
ENS | Preferred Plan | C&I Curtailment | C&I Curtailment-Turnkey-Standard Lighting Control | Medium Industrial | Offices | Winter Evening | Incentives | 1 | 392.3006 | 313.5953 | 553.5599 | 649.0268 | 749.1001 | 837.9868 | 932.719 | 936.1473 | 936.1473
ENS | Preferred Plan | C&I Curtailment | C&I Curtailment-Turnkey-Standard Lighting Control | Medium Industrial | Retail Trade | Winter Evening | Incentives | 1 | 17267.1749 | 13889.677 | 24683.8436 | 29160.3538 | 33857.4873 | 38107.2093 | 42415.1284 | 42571.0302 | 42571.0302
ENS | Preferred Plan | C&I Curtailment | C&I Curtailment-Turnkey-Standard Lighting Control | Medium Industrial | Services | Winter Evening | Incentives | 1 | 795.1 | 639.5766 | 1136.6146 | 1342.744 | 1559.0325 | 1754.719 | 1953.0854 | 1960.2642 | 1960.2642
ENS | Preferred Plan | C&I Curtailment | C&I Curtailment-Turnkey-Water Heating Control | Medium Industrial | Miscellaneous | Winter Evening | Incentives | 1 | 4100.3715 | 3390.8244 | 6204.9288 | 7563.6013 | 9012.044 | 10409.7261 | 11586.5181 | 11629.1057 | 11629.1057
ENS | Preferred Plan | C&I Curtailment | C&I Curtailment-Turnkey-Water Heating Control | Medium Industrial | Offices | Winter Evening | Incentives | 1 | 27.0398 | 22.2171 | 40.3768 | 48.8429 | 57.8526 | 66.4194 | 73.928 | 74.1997 | 74.1997
ENS | Preferred Plan | C&I Curtailment | C&I Curtailment-Turnkey-Water Heating Control | Medium Industrial | Retail Trade | Winter Evening | Incentives | 1 | 2098.9363 | 1731.6016 | 3160.6864 | 3841.7787 | 4565.8645 | 5260.2032 | 5854.8552 | 5876.3754 | 5876.3754
ENS | Preferred Plan | C&I Curtailment | C&I Curtailment-Turnkey-Water Heating Control | Medium Industrial | Services | Winter Evening | Incentives | 1 | 96.6495 | 79.7349 | 145.5398 | 176.902 | 210.2439 | 242.2161 | 269.598 | 270.5889 | 270.5889
ENS | Preferred Plan | C&I Curtailment | C&I Curtailment-Turnkey-Other | Medium Industrial | Miscellaneous | Winter Evening | Incentives | 1 | 64190.7906 | 52873.6068 | 96373.4335 | 117008.8344 | 138806.4078 | 159638.6877 | 177685.4188 | 178338.5223 | 178338.5223
ENS | Preferred Plan | C&I Curtailment | C&I Curtailment-Turnkey-Other | Medium Industrial | Offices | Winter Evening | Incentives | 1 | 509.7569 | 418.9889 | 762.0194 | 922.9616 | 1092.6168 | 1253.9481 | 1395.7036 | 1400.8337 | 1400.8337
ENS | Preferred Plan | C&I Curtailment | C&I Curtailment-Turnkey-Other | Medium Industrial | Retail Trade | Winter Evening | Incentives | 1 | 23256.3418 | 19152.0227 | 34902.0727 | 42363.4278 | 50248.5202 | 57780.6631 | 64312.6141 | 64549.0026 | 64549.0026
ENS | Preferred Plan | C&I Curtailment | C&I Curtailment-Turnkey-Other | Medium Industrial | Services | Winter Evening | Incentives | 1 | 1070.8826 | 881.8914 | 1607.1324 | 1950.7047 | 2313.7888 | 2660.6207 | 2961.3968 | 2972.2818 | 2972.2818
ENS | Preferred Plan | C&I Curtailment | C&I Curtailment-Turnkey-Manual HVAC Control | Large Industrial | Miscellaneous | Winter Morning | Incentives | 1 | 3807.87 | 3085.4158 | 5576.6821 | 6661.0913 | 7656.9571 | 8638.2617 | 9629.0086 | 9581.1525 | 9581.1525
ENS | Preferred Plan | C&I Curtailment | C&I Curtailment-Turnkey-Auto-DR HVAC Control | Large Industrial | Miscellaneous | Winter Morning | Incentives | 1 | 95.9135 | 97.5136 | 221.361 | 332.4866 | 481.3477 | 685.2574 | 954.8144 | 1187.5862 | 1484.4828
ENS | Preferred Plan | C&I Curtailment | C&I Curtailment-Turnkey-Standard Lighting Control | Large Industrial | Miscellaneous | Winter Morning | Incentives | 1 | 1677.4009 | 1345.9131 | 2414.8289 | 2868.8863 | 3300.7324 | 3734.2262 | 4162.5153 | 4141.8276 | 4141.8276
ENS | Preferred Plan | C&I Curtailment | C&I Curtailment-Turnkey-Water Heating Control | Large Industrial | Miscellaneous | Winter Morning | Incentives | 1 | 75.6802 | 62.1487 | 114.2517 | 139.5193 | 164.0429 | 189.6349 | 211.3847 | 210.3341 | 210.3341
ENS | Preferred Plan | C&I Curtailment | C&I Curtailment-Turnkey-Other | Large Industrial | Miscellaneous | Winter Morning | Incentives | 1 | 1636.9576 | 1343.3036 | 2465.1291 | 3002.0813 | 3517.7663 | 4053.1826 | 4518.0537 | 4495.599 | 4495.599
ENS | Preferred Plan | C&I Curtailment | C&I Curtailment-Turnkey-Industrial | Large Industrial | Manufacturing | Winter Morning | Incentives | 1 | 328.487 | 268.1341 | 489.3017 | 591.9921 | 690.0884 | 791.0551 | 881.7834 | 877.401 | 877.401
ENS | Preferred Plan | C&I Curtailment | C&I Curtailment-Turnkey-Manual HVAC Control | Large Industrial | Miscellaneous | Winter Evening | Incentives | 1 | 3775.5886 | 3070.0654 | 5508.4123 | 6556.6808 | 7625.0577 | 8581.3299 | 9561.3136 | 9524.0279 | 9524.0279
ENS | Preferred Plan | C&I Curtailment | C&I Curtailment-Turnkey-Auto-DR HVAC Control | Large Industrial | Miscellaneous | Winter Evening | Incentives | 1 | 95.1004 | 97.0284 | 218.6511 | 327.275 | 479.3424 | 680.7411 | 948.1017 | 1180.5056 | 1475.632
ENS | Preferred Plan | C&I Curtailment | C&I Curtailment-Turnkey-Standard Lighting Control | Large Industrial | Miscellaneous | Winter Evening | Incentives | 1 | 1663.1807 | 1339.217 | 2385.2665 | 2823.9174 | 3286.9813 | 3709.6152 | 4133.2514 | 4117.1332 | 4117.1332
ENS | Preferred Plan | C&I Curtailment | C&I Curtailment-Turnkey-Water Heating Control | Large Industrial | Miscellaneous | Winter Evening | Incentives | 1 | 75.0386 | 61.8395 | 112.853 | 137.3324 | 163.3594 | 188.3851 | 209.8986 | 209.08 | 209.08
ENS | Preferred Plan | C&I Curtailment | C&I Curtailment-Turnkey-Other | Large Industrial | Miscellaneous | Winter Evening | Incentives | 1 | 1623.0803 | 1336.6205 | 2434.9509 | 2955.0246 | 3503.111 | 4026.4695 | 4486.2904 | 4468.7954 | 4468.7954
ENS | Preferred Plan | C&I Curtailment | C&I Curtailment-Turnkey-Industrial | Large Industrial | Manufacturing | Winter Evening | Incentives | 1 | 325.7023 | 266.8001 | 483.3117 | 582.7128 | 687.2134 | 785.8415 | 875.5842 | 872.1697 | 872.1697
ENS | Preferred Plan | C&I Loadshift to BUGs | C&I Loadshift to BUGs | Large General | Miscellaneous | Winter Morning | Incentives | 1 | 0 | 308971.2958 | 321680.3509 | 321678.9359 | 319363.9387 | 320395.6862 | 320724.9245 | 319351.3387 | 319351.3387
ENS | Preferred Plan | C&I Loadshift to BUGs | C&I Loadshift to BUGs | Large General | Miscellaneous | Winter Evening | Incentives | 1 | 0 | 266028.7042 | 274948.5954 | 273991.8853 | 275200.4999 | 275417.3684 | 275578.3685 | 274693.304 | 274693.304
ENS | Preferred Plan | C&I Loadshift to BUGs | C&I Loadshift to BUGs | Small Industrial | Miscellaneous | Winter Morning | Incentives | 1 | 0 | 82346.2611 | 86215.7791 | 87040.6173 | 87284.26 | 88497.9447 | 89500.9875 | 90011.5281 | 90011.5281
ENS | Preferred Plan | C&I Loadshift to BUGs | C&I Loadshift to BUGs | Small Industrial | Miscellaneous | Winter Evening | Incentives | 1 | 0 | 113153.7389 | 117605.7044 | 118318.2393 | 120036.6691 | 121409.4544 | 122731.177 | 123564.0475 | 123564.0475
ENS | Preferred Plan | C&I Loadshift to BUGs | C&I Loadshift to BUGs | Medium Industrial | Manufacturing | Winter Morning | Incentives | 1 | 0 | 58425.9146 | 60889.5494 | 61208.1932 | 61136.1504 | 61785.9621 | 62271.3739 | 62433.1004 | 62433.1004
ENS | Preferred Plan | C&I Loadshift to BUGs | C&I Loadshift to BUGs | Medium Industrial | Miscellaneous | Winter Morning | Incentives | 1 | 0 | 253568.4693 | 264260.6446 | 265643.5585 | 265330.8926 | 268151.0757 | 270257.7629 | 270959.6559 | 270959.6559
ENS | Preferred Plan | C&I Loadshift to BUGs | C&I Loadshift to BUGs | Medium Industrial | Manufacturing | Winter Evening | Incentives | 1 | 0 | 56574.0854 | 58529.0385 | 58630.864 | 59246.5531 | 59730.498 | 60173.1183 | 60394.2917 | 60394.2917
ENS | Preferred Plan | C&I Loadshift to BUGs | C&I Loadshift to BUGs | Medium Industrial | Miscellaneous | Winter Evening | Incentives | 1 | 0 | 245531.5307 | 254016.027 | 254457.9499 | 257130.0404 | 259230.3613 | 261151.3336 | 262111.2258 | 262111.2258
ENS | Preferred Plan | BTM Battery Control | BTM Battery Control-BYOB | Residential Charitable | Residential Market Rate | Winter Morning | Incentives | 0 | 11609 | 57796 | 0 | 0 | 0 | 0 | 0 | 0 | 0
ENS | Preferred Plan | BTM Battery Control | BTM Battery Control-BYOB | Residential Charitable | Residential Market Rate | Winter Evening | Incentives | 0 | 13091 | 66004 | 0 | 0 | 0 | 0 | 0 | 0 | 0
ENS | Preferred Plan | EV Charging Control | EV Charging Control | EV Res LDV | EV | Winter Morning | Incentives | 0 | 14699.1403 | 18655.9986 | 0 | 0 | 0 | 0 | 0 | 0 | 0
ENS | Preferred Plan | EV Charging Control | EV Charging Control | EV Res LDV | EV | Winter Evening | Incentives | 0 | 14699.1403 | 18655.9986 | 0 | 0 | 0 | 0 | 0 | 0 | 0
ENS | Preferred Plan | EV Charging Control | EV Charging Control | EV Com LDV | EV | Winter Morning | Incentives | 0 | 4969.6925 | 6619.7579 | 0 | 0 | 0 | 0 | 0 | 0 | 0
ENS | Preferred Plan | EV Charging Control | EV Charging Control | EV Com LDV | EV | Winter Evening | Incentives | 0 | 4969.6925 | 6619.7579 | 0 | 0 | 0 | 0 | 0 | 0 | 0

## All Costs Avg (hidden)
Utility | Cases | DR Option | DR Suboption | Customer Class | Building Type | Cost Category | Cost-Effective (DR Option) | 2025 | 2026 | 2027 | 2028 | 2029 | 2030 | 2031 | 2032 | 2033
ENS | Alternate Scenario | DLC-Thermostat | DLC-Thermostat-BYOT-Central Heat Pump | Residential Charitable | Residential LI | Program Administrative Cost | 0 | 6150.6807 | 7891.647 | 0 | 0 | 0 | 0 | 0 | 0 | 0
ENS | Alternate Scenario | DLC-Thermostat | DLC-Thermostat-BYOT-Central Heat Pump | Residential Charitable | Residential Market Rate | Program Administrative Cost | 0 | 48756.778 | 62557.5124 | 0 | 0 | 0 | 0 | 0 | 0 | 0
ENS | Alternate Scenario | DLC-Thermostat | DLC-Thermostat-DI-Baseboard Heating | Residential Charitable | Residential LI | Program Administrative Cost | 0 | 36424.0385 | 46230.4789 | 0 | 0 | 0 | 0 | 0 | 0 | 0
ENS | Alternate Scenario | DLC-Thermostat | DLC-Thermostat-DI-Baseboard Heating | Residential Charitable | Residential Market Rate | Program Administrative Cost | 0 | 381942.3714 | 484772.6793 | 0 | 0 | 0 | 0 | 0 | 0 | 0
ENS | Alternate Scenario | DLC-Thermostat | DLC-Thermostat-BYOT-Baseboard Heating | Residential Charitable | Residential LI | Program Administrative Cost | 0 | 2517.121 | 5407.7711 | 0 | 0 | 0 | 0 | 0 | 0 | 0
ENS | Alternate Scenario | DLC-Thermostat | DLC-Thermostat-BYOT-Baseboard Heating | Residential Charitable | Residential Market Rate | Program Administrative Cost | 0 | 26394.5241 | 56705.8732 | 0 | 0 | 0 | 0 | 0 | 0 | 0
ENS | Alternate Scenario | DLC-Thermostat | DLC-Thermostat-DI-MSHP | Residential Charitable | Residential LI | Program Administrative Cost | 0 | 12387.8524 | 23078.1715 | 0 | 0 | 0 | 0 | 0 | 0 | 0
ENS | Alternate Scenario | DLC-Thermostat | DLC-Thermostat-DI-MSHP | Residential Charitable | Residential Market Rate | Program Administrative Cost | 0 | 152754.2731 | 284576.3096 | 0 | 0 | 0 | 0 | 0 | 0 | 0
ENS | Alternate Scenario | DLC-Thermostat | DLC-Thermostat-BYOT-MSHP | Residential Charitable | Residential LI | Program Administrative Cost | 0 | 2187.3154 | 2080.0416 | 0 | 0 | 0 | 0 | 0 | 0 | 0
ENS | Alternate Scenario | DLC-Thermostat | DLC-Thermostat-BYOT-MSHP | Residential Charitable | Residential Market Rate | Program Administrative Cost | 0 | 26971.7267 | 25648.9364 | 0 | 0 | 0 | 0 | 0 | 0 | 0
ENS | Alternate Scenario | DLC-Water Heating | DLC-Switch-Water Heating | Residential Charitable | Residential LI | Program Administrative Cost | 0 | 31428.9454 | 29658.3622 | 0 | 0 | 0 | 0 | 0 | 0 | 0
ENS | Alternate Scenario | DLC-Water Heating | DLC-Switch-Water Heating | Residential Charitable | Residential Market Rate | Program Administrative Cost | 0 | 363540.0546 | 343059.6378 | 0 | 0 | 0 | 0 | 0 | 0 | 0
ENS | Alternate Scenario | C&I Curtailment | C&I Curtailment-Turnkey-Manual HVAC Control | General | Miscellaneous | Program Administrative Cost | 1 | 63493.7511 | 41424.0621 | 53764.85 | 59006.8191 | 63542.5936 | 67323.0181 | 71113.6865 | 72845.0566 | 71730.6063
ENS | Alternate Scenario | C&I Curtailment | C&I Curtailment-Turnkey-Manual HVAC Control | General | Offices | Program Administrative Cost | 1 | 4168.3828 | 2740.1072 | 3586.0621 | 3976.9523 | 4324.0416 | 4626.5263 | 4887.026 | 5006.008 | 4929.4215
ENS | Alternate Scenario | C&I Curtailment | C&I Curtailment-Turnkey-Manual HVAC Control | General | Retail Trade | Program Administrative Cost | 1 | 14967.9513 | 9725.6786 | 12569.4659 | 13716.0893 | 14684.093 | 15462.7679 | 16333.4096 | 16731.0711 | 16475.1039
ENS | Alternate Scenario | C&I Curtailment | C&I Curtailment-Turnkey-Manual HVAC Control | General | Services | Program Administrative Cost | 1 | 9676.0059 | 6287.3318 | 8125.9145 | 8867.4927 | 9493.7294 | 9997.6504 | 10560.5749 | 10817.6881 | 10652.1892
ENS | Alternate Scenario | C&I Curtailment | C&I Curtailment-Turnkey-Auto-DR HVAC Control | General | Miscellaneous | Program Administrative Cost | 1 | 1599.2945 | 1309.1944 | 2134.1437 | 2945.3099 | 3994.5479 | 5340.611 | 7051.6471 | 9029.1626 | 11113.7828
ENS | Alternate Scenario | C&I Curtailment | C&I Curtailment-Turnkey-Auto-DR HVAC Control | General | Offices | Program Administrative Cost | 1 | 104.9941 | 86.6002 | 142.3453 | 198.5085 | 271.827 | 367.0138 | 484.5985 | 620.4959 | 763.7538
ENS | Alternate Scenario | C&I Curtailment | C&I Curtailment-Turnkey-Auto-DR HVAC Control | General | Retail Trade | Program Administrative Cost | 1 | 377.016 | 307.377 | 498.9328 | 684.635 | 923.1023 | 1226.6329 | 1619.6241 | 2073.8204 | 2552.6165
ENS | Alternate Scenario | C&I Curtailment | C&I Curtailment-Turnkey-Auto-DR HVAC Control | General | Services | Program Administrative Cost | 1 | 243.7214 | 198.7091 | 322.5503 | 442.6186 | 596.8147 | 793.0952 | 1047.1887 | 1340.8551 | 1650.4268
ENS | Alternate Scenario | C&I Curtailment | C&I Curtailment-Turnkey-Standard Lighting Control | General | Miscellaneous | Program Administrative Cost | 1 | 26919.9027 | 17399.6456 | 22421.622 | 24474.897 | 26378.2414 | 28024.0959 | 29602.0117 | 30322.7174 | 29858.8127
ENS | Alternate Scenario | C&I Curtailment | C&I Curtailment-Turnkey-Standard Lighting Control | General | Offices | Program Administrative Cost | 1 | 572.9431 | 364.6873 | 462.635 | 495.6511 | 526.1177 | 550.136 | 581.1118 | 595.2598 | 586.153
ENS | Alternate Scenario | C&I Curtailment | C&I Curtailment-Turnkey-Standard Lighting Control | General | Retail Trade | Program Administrative Cost | 1 | 6265.5523 | 4005.9392 | 5109.9137 | 5509.4432 | 5869.894 | 6160.3408 | 6507.203 | 6665.6307 | 6563.6538
ENS | Alternate Scenario | C&I Curtailment | C&I Curtailment-Turnkey-Standard Lighting Control | General | Services | Program Administrative Cost | 1 | 4052.9646 | 2591.756 | 3306.4789 | 3565.6567 | 3799.5641 | 3988.2612 | 4212.823 | 4315.3905 | 4249.3698
ENS | Alternate Scenario | C&I Curtailment | C&I Curtailment-Turnkey-Water Heating Control | General | Miscellaneous | Program Administrative Cost | 1 | 1553.2118 | 1034.4088 | 1374.1448 | 1551.6779 | 1719.4943 | 1878.9856 | 1984.7831 | 2033.1057 | 2002.0013
ENS | Alternate Scenario | C&I Curtailment | C&I Curtailment-Turnkey-Water Heating Control | General | Offices | Program Administrative Cost | 1 | 41.8884 | 27.8162 | 36.8306 | 41.4415 | 45.7954 | 49.8918 | 52.701 | 53.9841 | 53.1582
ENS | Alternate Scenario | C&I Curtailment | C&I Curtailment-Turnkey-Water Heating Control | General | Retail Trade | Program Administrative Cost | 1 | 820.885 | 549.0094 | 731.9127 | 830.2993 | 923.6705 | 1013.23 | 1070.2806 | 1096.3382 | 1079.5654
ENS | Alternate Scenario | C&I Curtailment | C&I Curtailment-Turnkey-Water Heating Control | General | Services | Program Administrative Cost | 1 | 530.3831 | 354.677 | 472.7836 | 536.2582 | 596.4862 | 654.2389 | 691.0763 | 707.9015 | 697.0714
ENS | Alternate Scenario | C&I Curtailment | C&I Curtailment-Turnkey-Other | General | Miscellaneous | Program Administrative Cost | 1 | 28011.5309 | 18556.2563 | 24509.8735 | 27490.691 | 30249.6305 | 32816.8963 | 34664.6741 | 35508.6379 | 34965.3943
ENS | Alternate Scenario | C&I Curtailment | C&I Curtailment-Turnkey-Other | General | Offices | Program Administrative Cost | 1 | 772.1315 | 510.3076 | 672.3706 | 751.8963 | 825.0558 | 892.5309 | 942.7855 | 965.739 | 950.9643
ENS | Alternate Scenario | C&I Curtailment | C&I Curtailment-Turnkey-Other | General | Retail Trade | Program Administrative Cost | 1 | 8832.7461 | 5857.7518 | 7743.9764 | 8696.0718 | 9581.6918 | 10409.2459 | 10995.3456 | 11263.0439 | 11090.7316
ENS | Alternate Scenario | C&I Curtailment | C&I Curtailment-Turnkey-Other | General | Services | Program Administrative Cost | 1 | 5709.4804 | 3786.3344 | 5005.4498 | 5620.7011 | 6192.9584 | 6727.6557 | 7106.4609 | 7279.4784 | 7168.1103
ENS | Alternate Scenario | C&I Curtailment | C&I Curtailment-Turnkey-Manual HVAC Control | Large General | Miscellaneous | Program Administrative Cost | 1 | 43798.1683 | 28604.3922 | 37129.9364 | 40763.4102 | 43959.1964 | 46592.6428 | 49211.5517 | 49871.7204 | 49108.6511
ENS | Alternate Scenario | C&I Curtailment | C&I Curtailment-Turnkey-Manual HVAC Control | Large General | Retail Trade | Program Administrative Cost | 1 | 1892.89 | 1228.6986 | 1585.264 | 1727.0908 | 1847.9807 | 1942.6166 | 2051.8085 | 2079.3333 | 2047.5182
ENS | Alternate Scenario | C&I Curtailment | C&I Curtailment-Turnkey-Manual HVAC Control | Large General | Services | Program Administrative Cost | 1 | 3031.2508 | 1967.6229 | 2538.6224 | 2765.742 | 2959.3336 | 3110.8824 | 3285.7409 | 3329.8188 | 3278.8705
ENS | Alternate Scenario | C&I Curtailment | C&I Curtailment-Turnkey-Auto-DR HVAC Control | Large General | Miscellaneous | Program Administrative Cost | 1 | 1103.1978 | 904.0328 | 1473.8369 | 2034.6949 | 2763.4553 | 3696.1085 | 4879.8271 | 6181.612 | 7608.7867
ENS | Alternate Scenario | C&I Curtailment | C&I Curtailment-Turnkey-Auto-DR HVAC Control | Large General | Retail Trade | Program Administrative Cost | 1 | 47.6785 | 38.8326 | 62.9255 | 86.2073 | 116.1716 | 154.1042 | 203.4577 | 257.7339 | 317.238
ENS | Alternate Scenario | C&I Curtailment | C&I Curtailment-Turnkey-Auto-DR HVAC Control | Large General | Services | Program Administrative Cost | 1 | 76.3518 | 62.1861 | 100.7682 | 138.0513 | 186.0358 | 246.7806 | 325.8147 | 412.7319 | 508.021
ENS | Alternate Scenario | C&I Curtailment | C&I Curtailment-Turnkey-Standard Lighting Control | Large General | Miscellaneous | Program Administrative Cost | 1 | 19293.4862 | 12477.7436 | 16078.0982 | 17556.5209 | 18949.7657 | 20141.4906 | 21273.6162 | 21559 | 21229.1335
ENS | Alternate Scenario | C&I Curtailment | C&I Curtailment-Turnkey-Standard Lighting Control | Large General | Retail Trade | Program Administrative Cost | 1 | 789.809 | 504.0934 | 641.5227 | 690.0544 | 734.3583 | 768.8827 | 812.1005 | 822.9948 | 810.4024
ENS | Alternate Scenario | C&I Curtailment | C&I Curtailment-Turnkey-Standard Lighting Control | Large General | Services | Program Administrative Cost | 1 | 1264.7904 | 807.249 | 1027.3265 | 1105.0447 | 1175.9923 | 1231.2793 | 1300.4878 | 1317.9337 | 1297.7685
ENS | Alternate Scenario | C&I Curtailment | C&I Curtailment-Turnkey-Water Heating Control | Large General | Miscellaneous | Program Administrative Cost | 1 | 870.4743 | 576.1704 | 760.6954 | 853.8065 | 941.783 | 1022.8437 | 1080.3363 | 1094.8289 | 1078.0774
ENS | Alternate Scenario | C&I Curtailment | C&I Curtailment-Turnkey-Water Heating Control | Large General | Retail Trade | Program Administrative Cost | 1 | 104.0819 | 69.5932 | 92.6827 | 105.0667 | 116.919 | 128.1447 | 135.3476 | 137.1632 | 135.0646
ENS | Alternate Scenario | C&I Curtailment | C&I Curtailment-Turnkey-Water Heating Control | Large General | Services | Program Administrative Cost | 1 | 166.6754 | 111.4457 | 148.421 | 168.2525 | 187.2327 | 205.2094 | 216.7439 | 219.6515 | 216.2907
ENS | Alternate Scenario | C&I Curtailment | C&I Curtailment-Turnkey-Other | Large General | Miscellaneous | Program Administrative Cost | 1 | 18828.3074 | 12453.5513 | 16413.0005 | 18371.625 | 20195.7745 | 21861.8626 | 23090.688 | 23400.4476 | 23042.4058
ENS | Alternate Scenario | C&I Curtailment | C&I Curtailment-Turnkey-Other | Large General | Retail Trade | Program Administrative Cost | 1 | 1117.4375 | 740.5396 | 977.5291 | 1096.2823 | 1207.7005 | 1310.2288 | 1383.875 | 1402.4396 | 1380.9814
ENS | Alternate Scenario | C&I Curtailment | C&I Curtailment-Turnkey-Other | Large General | Services | Program Administrative Cost | 1 | 1789.4507 | 1185.8911 | 1565.4031 | 1755.573 | 1933.9968 | 2098.1844 | 2216.1205 | 2245.8496 | 2211.4866
ENS | Alternate Scenario | C&I Curtailment | C&I Curtailment-Turnkey-Manual HVAC Control | Small Industrial | Miscellaneous | Program Administrative Cost | 1 | 9312.1413 | 6076.2337 | 7892.5793 | 8667.7786 | 9334.1332 | 9894.5913 | 10445.8885 | 10691.7808 | 10528.2176
ENS | Alternate Scenario | C&I Curtailment | C&I Curtailment-Turnkey-Manual HVAC Control | Small Industrial | Offices | Program Administrative Cost | 1 | 116.1246 | 76.1044 | 99.3552 | 109.7922 | 118.9159 | 126.7966 | 133.8614 | 137.0124 | 134.9164
ENS | Alternate Scenario | C&I Curtailment | C&I Curtailment-Turnkey-Manual HVAC Control | Small Industrial | Retail Trade | Program Administrative Cost | 1 | 403.8268 | 262.3432 | 339.0227 | 370.0674 | 396.3786 | 417.9224 | 441.2078 | 451.5937 | 444.6852
ENS | Alternate Scenario | C&I Curtailment | C&I Curtailment-Turnkey-Manual HVAC Control | Small Industrial | Services | Program Administrative Cost | 1 | 127.5793 | 82.881 | 107.1061 | 116.9139 | 125.2263 | 132.0325 | 139.389 | 142.6701 | 140.4876
ENS | Alternate Scenario | C&I Curtailment | C&I Curtailment-Turnkey-Auto-DR HVAC Control | Small Industrial | Miscellaneous | Program Administrative Cost | 1 | 234.5563 | 192.0374 | 313.2883 | 432.6499 | 586.7819 | 784.9197 | 1035.8164 | 1325.2489 | 1631.2189
ENS | Alternate Scenario | C&I Curtailment | C&I Curtailment-Turnkey-Auto-DR HVAC Control | Small Industrial | Offices | Program Administrative Cost | 1 | 2.925 | 2.4053 | 3.9438 | 5.4802 | 7.4755 | 10.0585 | 13.2737 | 16.9827 | 20.9036
ENS | Alternate Scenario | C&I Curtailment | C&I Curtailment-Turnkey-Auto-DR HVAC Control | Small Industrial | Retail Trade | Program Administrative Cost | 1 | 10.1717 | 8.2913 | 13.4572 | 18.4718 | 24.918 | 33.153 | 43.7503 | 55.9751 | 68.8985
ENS | Alternate Scenario | C&I Curtailment | C&I Curtailment-Turnkey-Auto-DR HVAC Control | Small Industrial | Services | Program Administrative Cost | 1 | 3.2135 | 2.6194 | 4.2515 | 5.8357 | 7.8722 | 10.4739 | 13.8218 | 17.684 | 21.7668
ENS | Alternate Scenario | C&I Curtailment | C&I Curtailment-Turnkey-Standard Lighting Control | Small Industrial | Miscellaneous | Program Administrative Cost | 1 | 3002.8406 | 1933.8611 | 2481.8173 | 2696.814 | 2893.4312 | 3061.5303 | 3232.1097 | 3308.1923 | 3257.5835
ENS | Alternate Scenario | C&I Curtailment | C&I Curtailment-Turnkey-Standard Lighting Control | Small Industrial | Offices | Program Administrative Cost | 1 | 16.6248 | 10.6589 | 13.6104 | 14.7068 | 15.7014 | 16.5298 | 17.4508 | 17.8616 | 17.5883
ENS | Alternate Scenario | C&I Curtailment | C&I Curtailment-Turnkey-Standard Lighting Control | Small Industrial | Retail Trade | Program Administrative Cost | 1 | 176.0675 | 113.5937 | 146.0286 | 158.9899 | 170.755 | 180.8662 | 190.9435 | 195.4382 | 192.4484
ENS | Alternate Scenario | C&I Curtailment | C&I Curtailment-Turnkey-Standard Lighting Control | Small Industrial | Services | Program Administrative Cost | 1 | 55.6243 | 35.8872 | 46.1342 | 50.229 | 53.9459 | 57.1403 | 60.324 | 61.744 | 60.7994
ENS | Alternate Scenario | C&I Curtailment | C&I Curtailment-Turnkey-Water Heating Control | Small Industrial | Miscellaneous | Program Administrative Cost | 1 | 218.7344 | 145.0787 | 192.0428 | 215.7453 | 237.7816 | 258.4792 | 272.8809 | 279.3044 | 275.0316
ENS | Alternate Scenario | C&I Curtailment | C&I Curtailment-Turnkey-Water Heating Control | Small Industrial | Offices | Program Administrative Cost | 1 | 1.1459 | 0.75515 | 0.99274 | 1.1068 | 1.2126 | 1.3102 | 1.3832 | 1.4157 | 1.3941
ENS | Alternate Scenario | C&I Curtailment | C&I Curtailment-Turnkey-Water Heating Control | Small Industrial | Retail Trade | Program Administrative Cost | 1 | 21.4021 | 14.1615 | 18.6985 | 20.9464 | 23.0272 | 24.9662 | 26.3573 | 26.9777 | 26.565
ENS | Alternate Scenario | C&I Curtailment | C&I Curtailment-Turnkey-Water Heating Control | Small Industrial | Services | Program Administrative Cost | 1 | 6.7615 | 4.474 | 5.9073 | 6.6175 | 7.2749 | 7.8875 | 8.3269 | 8.523 | 8.3926
ENS | Alternate Scenario | C&I Curtailment | C&I Curtailment-Turnkey-Other | Small Industrial | Miscellaneous | Program Administrative Cost | 1 | 3424.2591 | 2262.2328 | 2982.7619 | 3337.5775 | 3662.3886 | 3963.9156 | 4184.7732 | 4283.2812 | 4217.7554
ENS | Alternate Scenario | C&I Curtailment | C&I Curtailment-Turnkey-Other | Small Industrial | Offices | Program Administrative Cost | 1 | 21.6024 | 14.2411 | 18.7358 | 20.9142 | 22.9017 | 24.7349 | 26.113 | 26.7277 | 26.3189
ENS | Alternate Scenario | C&I Curtailment | C&I Curtailment-Turnkey-Other | Small Industrial | Retail Trade | Program Administrative Cost | 1 | 237.1369 | 156.6307 | 206.4792 | 230.9765 | 253.4207 | 274.2412 | 289.5211 | 296.3363 | 291.803
ENS | Alternate Scenario | C&I Curtailment | C&I Curtailment-Turnkey-Other | Small Industrial | Services | Program Administrative Cost | 1 | 74.9177 | 49.4837 | 65.2321 | 72.9714 | 80.0622 | 86.6399 | 91.4672 | 93.6203 | 92.1881
ENS | Alternate Scenario | C&I Curtailment | C&I Curtailment-Turnkey-Industrial | Small Industrial | Manufacturing | Program Administrative Cost | 1 | 837.8906 | 550.6 | 721.7072 | 802.1247 | 875.3459 | 942.2335 | 994.732 | 1018.1476 | 1002.5719
ENS | Alternate Scenario | C&I Curtailment | C&I Curtailment-Turnkey-Manual HVAC Control | Medium Industrial | Miscellaneous | Program Administrative Cost | 1 | 147960.7993 | 96615.0474 | 125475.8621 | 137833.8463 | 148648.3263 | 157611.6125 | 166355.7974 | 169750.631 | 167153.4491
ENS | Alternate Scenario | C&I Curtailment | C&I Curtailment-Turnkey-Manual HVAC Control | Medium Industrial | Offices | Program Administrative Cost | 1 | 2322.6155 | 1523.2661 | 1988.326 | 2197.7352 | 2383.8662 | 2542.4588 | 2683.5127 | 2738.2753 | 2696.3797
ENS | Alternate Scenario | C&I Curtailment | C&I Curtailment-Turnkey-Manual HVAC Control | Medium Industrial | Retail Trade | Program Administrative Cost | 1 | 33568.2193 | 21823.0891 | 28197.2087 | 30786.828 | 33024.2038 | 34827.4827 | 36759.6877 | 37509.8451 | 36935.945
ENS | Alternate Scenario | C&I Curtailment | C&I Curtailment-Turnkey-Manual HVAC Control | Medium Industrial | Services | Program Administrative Cost | 1 | 1545.7126 | 1004.8857 | 1298.3942 | 1417.6381 | 1520.6624 | 1603.6978 | 1692.6698 | 1727.2123 | 1700.7859
ENS | Alternate Scenario | C&I Curtailment | C&I Curtailment-Turnkey-Auto-DR HVAC Control | Medium Industrial | Miscellaneous | Program Administrative Cost | 1 | 3726.869 | 3053.488 | 4980.6429 | 6879.9402 | 9344.643 | 12503.0388 | 16495.8735 | 21040.6324 | 25898.3888
ENS | Alternate Scenario | C&I Curtailment | C&I Curtailment-Turnkey-Auto-DR HVAC Control | Medium Industrial | Offices | Program Administrative Cost | 1 | 58.5025 | 48.1423 | 78.9247 | 109.6994 | 149.8596 | 201.6886 | 266.0976 | 339.4099 | 417.7712
ENS | Alternate Scenario | C&I Curtailment | C&I Curtailment-Turnkey-Auto-DR HVAC Control | Medium Industrial | Retail Trade | Program Administrative Cost | 1 | 845.5237 | 689.7118 | 1119.2609 | 1536.7164 | 2076.0368 | 2762.8 | 3645.0979 | 4649.3545 | 5722.7743
ENS | Alternate Scenario | C&I Curtailment | C&I Curtailment-Turnkey-Auto-DR HVAC Control | Medium Industrial | Services | Program Administrative Cost | 1 | 38.9337 | 31.7591 | 51.5385 | 70.761 | 95.5951 | 127.2184 | 167.8455 | 214.0884 | 263.516
ENS | Alternate Scenario | C&I Curtailment | C&I Curtailment-Turnkey-Standard Lighting Control | Medium Industrial | Miscellaneous | Program Administrative Cost | 1 | 47712.195 | 30749.325 | 39455.8165 | 42884.3722 | 46078.5918 | 48767.3232 | 51472.9011 | 52523.3119 | 51719.7061
ENS | Alternate Scenario | C&I Curtailment | C&I Curtailment-Turnkey-Standard Lighting Control | Medium Industrial | Offices | Program Administrative Cost | 1 | 332.514 | 213.3429 | 272.3749 | 294.3902 | 314.7609 | 331.4468 | 349.8352 | 356.9743 | 351.5126
ENS | Alternate Scenario | C&I Curtailment | C&I Curtailment-Turnkey-Standard Lighting Control | Medium Industrial | Retail Trade | Program Administrative Cost | 1 | 14635.6593 | 9449.3257 | 12145.4968 | 13226.7626 | 14226.4211 | 15072.4464 | 15908.6555 | 16233.3044 | 15984.9351
ENS | Alternate Scenario | C&I Curtailment | C&I Curtailment-Turnkey-Standard Lighting Control | Medium Industrial | Services | Program Administrative Cost | 1 | 673.9268 | 435.1122 | 559.2625 | 609.0515 | 655.0827 | 694.0395 | 732.5443 | 747.4934 | 736.0568
ENS | Alternate Scenario | C&I Curtailment | C&I Curtailment-Turnkey-Water Heating Control | Medium Industrial | Miscellaneous | Program Administrative Cost | 1 | 3475.4753 | 2306.8214 | 3053.0878 | 3430.7526 | 3786.7291 | 4117.3322 | 4345.759 | 4434.4431 | 4366.5962
ENS | Alternate Scenario | C&I Curtailment | C&I Curtailment-Turnkey-Water Heating Control | Medium Industrial | Offices | Program Administrative Cost | 1 | 22.9189 | 15.1146 | 19.8671 | 22.1545 | 24.3088 | 26.2707 | 27.7282 | 28.294 | 27.8611
ENS | Alternate Scenario | C&I Curtailment | C&I Curtailment-Turnkey-Water Heating Control | Medium Industrial | Retail Trade | Program Administrative Cost | 1 | 1779.0586 | 1178.0308 | 1555.1916 | 1742.5815 | 1918.5095 | 2080.5546 | 2195.9824 | 2240.7959 | 2206.5118
ENS | Alternate Scenario | C&I Curtailment | C&I Curtailment-Turnkey-Water Heating Control | Medium Industrial | Services | Program Administrative Cost | 1 | 81.9201 | 54.2447 | 71.6118 | 80.2405 | 88.3414 | 95.8031 | 101.1182 | 103.1817 | 101.603
ENS | Alternate Scenario | C&I Curtailment | C&I Curtailment-Turnkey-Other | Medium Industrial | Miscellaneous | Program Administrative Cost | 1 | 54408.1209 | 35970.5938 | 47419.8121 | 53073.707 | 58324.423 | 63141.4792 | 66644.5255 | 68004.5446 | 66964.0762
ENS | Alternate Scenario | C&I Curtailment | C&I Curtailment-Turnkey-Other | Medium Industrial | Offices | Program Administrative Cost | 1 | 432.07 | 285.0435 | 374.9458 | 418.6436 | 459.1016 | 495.9709 | 523.487 | 534.1698 | 525.997
ENS | Alternate Scenario | C&I Curtailment | C&I Curtailment-Turnkey-Other | Medium Industrial | Retail Trade | Program Administrative Cost | 1 | 19712.0778 | 13029.367 | 17173.2984 | 19215.5077 | 21113.6935 | 22853.8369 | 24121.7522 | 24614.0064 | 24237.4125
ENS | Alternate Scenario | C&I Curtailment | C&I Curtailment-Turnkey-Other | Medium Industrial | Services | Program Administrative Cost | 1 | 907.6802 | 599.962 | 790.7772 | 884.8147 | 972.2202 | 1052.3484 | 1110.732 | 1133.3988 | 1116.0578
ENS | Alternate Scenario | C&I Curtailment | C&I Curtailment-Turnkey-Manual HVAC Control | Large Industrial | Miscellaneous | Program Administrative Cost | 1 | 3156.2145 | 2059.905 | 2673.1279 | 2933.1588 | 3159.9118 | 3347.5114 | 3536.8864 | 3581.8162 | 3527.0151
ENS | Alternate Scenario | C&I Curtailment | C&I Curtailment-Turnkey-Auto-DR HVAC Control | Large Industrial | Miscellaneous | Program Administrative Cost | 1 | 79.4994 | 65.1026 | 106.1072 | 146.4079 | 198.645 | 265.5519 | 350.7184 | 443.967 | 546.468
ENS | Alternate Scenario | C&I Curtailment | C&I Curtailment-Turnkey-Standard Lighting Control | Large Industrial | Miscellaneous | Program Administrative Cost | 1 | 1390.3408 | 898.5671 | 1157.5246 | 1263.2914 | 1362.1629 | 1447.0926 | 1528.9574 | 1548.38 | 1524.6901
ENS | Alternate Scenario | C&I Curtailment | C&I Curtailment-Turnkey-Water Heating Control | Large Industrial | Miscellaneous | Program Administrative Cost | 1 | 62.7287 | 41.4921 | 54.7654 | 61.4362 | 67.698 | 73.4876 | 77.6449 | 78.6313 | 77.4282
ENS | Alternate Scenario | C&I Curtailment | C&I Curtailment-Turnkey-Other | Large Industrial | Miscellaneous | Program Administrative Cost | 1 | 1356.8188 | 896.8249 | 1181.6355 | 1321.9427 | 1451.7296 | 1570.6951 | 1659.5522 | 1680.6339 | 1654.9205
ENS | Alternate Scenario | C&I Curtailment | C&I Curtailment-Turnkey-Industrial | Large Industrial | Manufacturing | Program Administrative Cost | 1 | 272.2718 | 179.0134 | 234.542 | 260.679 | 284.7892 | 306.5508 | 323.8929 | 328.0074 | 322.9889
ENS | Alternate Scenario | C&I Loadshift to BUGs | C&I Loadshift to BUGs | Large General | Miscellaneous | Program Administrative Cost | 1 | 0 | 192227.5257 | 143640.3777 | 132122.7644 | 122794.0602 | 115628.9897 | 109822.0986 | 112971.0409 | 112971.0409
ENS | Alternate Scenario | C&I Loadshift to BUGs | C&I Loadshift to BUGs | Small Industrial | Miscellaneous | Program Administrative Cost | 1 | 0 | 65599.1082 | 49292.5757 | 45771.6113 | 42965.6946 | 40886.6454 | 39230.8467 | 40758.1623 | 40758.1623
ENS | Alternate Scenario | C&I Loadshift to BUGs | C&I Loadshift to BUGs | Medium Industrial | Manufacturing | Program Administrative Cost | 1 | 0 | 38481.3709 | 28783.184 | 26613.5436 | 24884.0703 | 23604.5164 | 22571.7003 | 23378.9947 | 23378.9947
ENS | Alternate Scenario | C&I Loadshift to BUGs | C&I Loadshift to BUGs | Medium Industrial | Miscellaneous | Program Administrative Cost | 1 | 0 | 167009.1497 | 124919.0187 | 115502.7791 | 107996.865 | 102443.6013 | 97961.1794 | 101464.8371 | 101464.8371
ENS | Alternate Scenario | Dynamic Pricing | Dynamic Pricing with enabling tech. | Small General | Manufacturing | Program Administrative Cost | 1 | 40.476 | 63.4228 | 87.8989 | 95.7186 | 102.441 | 94.625 | 78.5163 | 80.4492 | 80.4492
ENS | Alternate Scenario | Dynamic Pricing | Dynamic Pricing with enabling tech. | Residential Charitable | Residential LI | Program Administrative Cost | 1 | 632.9613 | 1753.1172 | 4316.5024 | 8262.9566 | 15491.7975 | 25042.3354 | 33883.5376 | 33883.2496 | 33883.2496
ENS | Alternate Scenario | Dynamic Pricing | Dynamic Pricing with enabling tech. | Residential Charitable | Residential Market Rate | Program Administrative Cost | 1 | 3601.6053 | 9929.2517 | 24653.3124 | 47193.1277 | 88479.9979 | 143027.0296 | 193522.7549 | 193521.1099 | 193521.1099
ENS | Alternate Scenario | Dynamic Pricing | Dynamic Pricing w/o enabling tech. | Residential Charitable | Residential LI | Program Administrative Cost | 1 | 30158.7933 | 29775.1909 | 27610.639 | 24301.8245 | 17723.5628 | 8838.802 | 0 | 0 | 0
ENS | Alternate Scenario | Dynamic Pricing | Dynamic Pricing w/o enabling tech. | Residential Charitable | Residential Market Rate | Program Administrative Cost | 1 | 171606.1641 | 168639.8175 | 157695.6633 | 138797.6689 | 101226.5231 | 50482.0167 | 0 | 0 | 0
ENS | Alternate Scenario | BTM Battery Control | BTM Battery Control-BYOB | Residential Charitable | Residential Market Rate | Program Administrative Cost | 0 | 10661.5832 | 39529.1469 | 0 | 0 | 0 | 0 | 0 | 0 | 0
ENS | Alternate Scenario | EV Charging Control | EV Charging Control | EV Res LDV | EV | Program Administrative Cost | 0 | 5185.5364 | 6135.4116 | 0 | 0 | 0 | 0 | 0 | 0 | 0
ENS | Alternate Scenario | EV Charging Control | EV Charging Control | EV Com LDV | EV | Program Administrative Cost | 0 | 1753.1992 | 2148.0205 | 0 | 0 | 0 | 0 | 0 | 0 | 0
ENS | Alternate Scenario | Behavioral DR | Behavioral DR | Residential Charitable | Residential LI | Program Administrative Cost | 1 | 0 | 48828.3368 | 31561.3067 | 17189.0721 | 17671.4969 | 18234.8509 | 18234.851 | 18234.851 | 18234.851
ENS | Alternate Scenario | Behavioral DR | Behavioral DR | Residential Charitable | Residential Market Rate | Program Administrative Cost | 1 | 0 | 277968.8632 | 180259.5433 | 98173.8279 | 100929.1531 | 104146.6991 | 104146.699 | 104146.699 | 104146.699
ENS | Preferred Plan | DLC-Thermostat | DLC-Thermostat-BYOT-Central Heat Pump | Residential Charitable | Residential LI | Program Administrative Cost | 0 | 7700.4742 | 9862.2267 | 1591.2333 | 1662.0799 | 1704.3236 | 1755.2378 | 1810.452 | 1853.6554 | 1852.4744
ENS | Preferred Plan | DLC-Thermostat | DLC-Thermostat-BYOT-Central Heat Pump | Residential Charitable | Residential Market Rate | Program Administrative Cost | 0 | 47122.0292 | 60350.5865 | 9737.3406 | 10170.8775 | 10429.3822 | 10740.9446 | 11078.8208 | 11343.1981 | 11335.9709
ENS | Preferred Plan | DLC-Thermostat | DLC-Thermostat-DI-Baseboard Heating | Residential Charitable | Residential LI | Program Administrative Cost | 0 | 39785.8702 | 50495.494 | 8127.4389 | 8446.7575 | 8702.4707 | 8937.0071 | 9206.1947 | 9431.4877 | 9430.3817
ENS | Preferred Plan | DLC-Thermostat | DLC-Thermostat-DI-Baseboard Heating | Residential Charitable | Residential Market Rate | Program Administrative Cost | 0 | 378722.3217 | 480667.3985 | 77365.2184 | 80404.817 | 82838.9548 | 85071.5104 | 87633.9112 | 89778.4792 | 89767.9515
ENS | Preferred Plan | DLC-Thermostat | DLC-Thermostat-BYOT-Baseboard Heating | Residential Charitable | Residential LI | Program Administrative Cost | 0 | 2752.1819 | 5903.253 | 950.0008 | 987.6487 | 1017.6581 | 1045.0021 | 1076.3392 | 1102.7696 | 1102.6133
ENS | Preferred Plan | DLC-Thermostat | DLC-Thermostat-BYOT-Baseboard Heating | Residential Charitable | Residential Market Rate | Program Administrative Cost | 0 | 26198.0627 | 56193.1576 | 9043.0725 | 9401.4434 | 9687.1037 | 9947.3911 | 10245.6897 | 10497.2809 | 10495.7934
ENS | Preferred Plan | DLC-Thermostat | DLC-Thermostat-DI-MSHP | Residential Charitable | Residential LI | Program Administrative Cost | 0 | 15689.6694 | 29247.7602 | 4709.5082 | 4894.4686 | 5042.7901 | 5178.9486 | 5334.2539 | 5465.3501 | 5464.5578
ENS | Preferred Plan | DLC-Thermostat | DLC-Thermostat-DI-MSHP | Residential Charitable | Residential Market Rate | Program Administrative Cost | 0 | 149350.2088 | 278409.8872 | 44829.882 | 46590.5233 | 48002.3978 | 49298.4929 | 50776.8469 | 52024.7531 | 52017.2108
ENS | Preferred Plan | DLC-Thermostat | DLC-Thermostat-BYOT-MSHP | Residential Charitable | Residential LI | Program Administrative Cost | 0 | 2772.0655 | 2644.5128 | 425.6392 | 442.0931 | 456.9742 | 468.6242 | 481.8409 | 496.5318 | 499.3857
ENS | Preferred Plan | DLC-Thermostat | DLC-Thermostat-BYOT-MSHP | Residential Charitable | Residential Market Rate | Program Administrative Cost | 0 | 26387.3347 | 25173.1585 | 4051.6662 | 4208.291 | 4349.9448 | 4460.8413 | 4586.6508 | 4726.4942 | 4753.6606
ENS | Preferred Plan | DLC-Water Heating | DLC-Switch-Water Heating | Residential Charitable | Residential LI | Program Administrative Cost | 0 | 31793.8309 | 30002.6915 | 16911.5402 | 17563.7272 | 18111.9924 | 18637.316 | 19221 | 19742.9427 | 19742.9427
ENS | Preferred Plan | DLC-Water Heating | DLC-Switch-Water Heating | Residential Charitable | Residential Market Rate | Program Administrative Cost | 0 | 363175.1691 | 342715.3085 | 193177.4598 | 200627.2728 | 206890.0076 | 212890.684 | 219558 | 225520.0573 | 225520.0573
ENS | Preferred Plan | C&I Curtailment | C&I Curtailment-Turnkey-Manual HVAC Control | General | Miscellaneous | Program Administrative Cost | 1 | 63493.7511 | 41424.0621 | 53764.85 | 59006.8191 | 63542.5936 | 67323.0181 | 71113.6865 | 72845.0566 | 71730.6063
ENS | Preferred Plan | C&I Curtailment | C&I Curtailment-Turnkey-Manual HVAC Control | General | Offices | Program Administrative Cost | 1 | 4168.3828 | 2740.1072 | 3586.0621 | 3976.9523 | 4324.0416 | 4626.5263 | 4887.026 | 5006.008 | 4929.4215
ENS | Preferred Plan | C&I Curtailment | C&I Curtailment-Turnkey-Manual HVAC Control | General | Retail Trade | Program Administrative Cost | 1 | 14967.9513 | 9725.6786 | 12569.4659 | 13716.0893 | 14684.093 | 15462.7679 | 16333.4096 | 16731.0711 | 16475.1039
ENS | Preferred Plan | C&I Curtailment | C&I Curtailment-Turnkey-Manual HVAC Control | General | Services | Program Administrative Cost | 1 | 9676.0059 | 6287.3318 | 8125.9145 | 8867.4927 | 9493.7294 | 9997.6504 | 10560.5749 | 10817.6881 | 10652.1892
ENS | Preferred Plan | C&I Curtailment | C&I Curtailment-Turnkey-Auto-DR HVAC Control | General | Miscellaneous | Program Administrative Cost | 1 | 1599.2945 | 1309.1944 | 2134.1437 | 2945.3099 | 3994.5479 | 5340.611 | 7051.6471 | 9029.1626 | 11113.7828
ENS | Preferred Plan | C&I Curtailment | C&I Curtailment-Turnkey-Auto-DR HVAC Control | General | Offices | Program Administrative Cost | 1 | 104.9941 | 86.6002 | 142.3453 | 198.5085 | 271.827 | 367.0138 | 484.5985 | 620.4959 | 763.7538
ENS | Preferred Plan | C&I Curtailment | C&I Curtailment-Turnkey-Auto-DR HVAC Control | General | Retail Trade | Program Administrative Cost | 1 | 377.016 | 307.377 | 498.9328 | 684.635 | 923.1023 | 1226.6329 | 1619.6241 | 2073.8204 | 2552.6165
ENS | Preferred Plan | C&I Curtailment | C&I Curtailment-Turnkey-Auto-DR HVAC Control | General | Services | Program Administrative Cost | 1 | 243.7214 | 198.7091 | 322.5503 | 442.6186 | 596.8147 | 793.0952 | 1047.1887 | 1340.8551 | 1650.4268
ENS | Preferred Plan | C&I Curtailment | C&I Curtailment-Turnkey-Standard Lighting Control | General | Miscellaneous | Program Administrative Cost | 1 | 26919.9027 | 17399.6456 | 22421.622 | 24474.897 | 26378.2414 | 28024.0959 | 29602.0117 | 30322.7174 | 29858.8127
ENS | Preferred Plan | C&I Curtailment | C&I Curtailment-Turnkey-Standard Lighting Control | General | Offices | Program Administrative Cost | 1 | 572.9431 | 364.6873 | 462.635 | 495.6511 | 526.1177 | 550.136 | 581.1118 | 595.2598 | 586.153
ENS | Preferred Plan | C&I Curtailment | C&I Curtailment-Turnkey-Standard Lighting Control | General | Retail Trade | Program Administrative Cost | 1 | 6265.5523 | 4005.9392 | 5109.9137 | 5509.4432 | 5869.894 | 6160.3408 | 6507.203 | 6665.6307 | 6563.6538
ENS | Preferred Plan | C&I Curtailment | C&I Curtailment-Turnkey-Standard Lighting Control | General | Services | Program Administrative Cost | 1 | 4052.9646 | 2591.756 | 3306.4789 | 3565.6567 | 3799.5641 | 3988.2612 | 4212.823 | 4315.3905 | 4249.3698
ENS | Preferred Plan | C&I Curtailment | C&I Curtailment-Turnkey-Water Heating Control | General | Miscellaneous | Program Administrative Cost | 1 | 1553.2118 | 1034.4088 | 1374.1448 | 1551.6779 | 1719.4943 | 1878.9856 | 1984.7831 | 2033.1057 | 2002.0013
ENS | Preferred Plan | C&I Curtailment | C&I Curtailment-Turnkey-Water Heating Control | General | Offices | Program Administrative Cost | 1 | 41.8884 | 27.8162 | 36.8306 | 41.4415 | 45.7954 | 49.8918 | 52.701 | 53.9841 | 53.1582
ENS | Preferred Plan | C&I Curtailment | C&I Curtailment-Turnkey-Water Heating Control | General | Retail Trade | Program Administrative Cost | 1 | 820.885 | 549.0094 | 731.9127 | 830.2993 | 923.6705 | 1013.23 | 1070.2806 | 1096.3382 | 1079.5654
ENS | Preferred Plan | C&I Curtailment | C&I Curtailment-Turnkey-Water Heating Control | General | Services | Program Administrative Cost | 1 | 530.3831 | 354.677 | 472.7836 | 536.2582 | 596.4862 | 654.2389 | 691.0763 | 707.9015 | 697.0714
ENS | Preferred Plan | C&I Curtailment | C&I Curtailment-Turnkey-Other | General | Miscellaneous | Program Administrative Cost | 1 | 28011.5309 | 18556.2563 | 24509.8735 | 27490.691 | 30249.6305 | 32816.8963 | 34664.6741 | 35508.6379 | 34965.3943
ENS | Preferred Plan | C&I Curtailment | C&I Curtailment-Turnkey-Other | General | Offices | Program Administrative Cost | 1 | 772.1315 | 510.3076 | 672.3706 | 751.8963 | 825.0558 | 892.5309 | 942.7855 | 965.739 | 950.9643
ENS | Preferred Plan | C&I Curtailment | C&I Curtailment-Turnkey-Other | General | Retail Trade | Program Administrative Cost | 1 | 8832.7461 | 5857.7518 | 7743.9764 | 8696.0718 | 9581.6918 | 10409.2459 | 10995.3456 | 11263.0439 | 11090.7316
ENS | Preferred Plan | C&I Curtailment | C&I Curtailment-Turnkey-Other | General | Services | Program Administrative Cost | 1 | 5709.4804 | 3786.3344 | 5005.4498 | 5620.7011 | 6192.9584 | 6727.6557 | 7106.4609 | 7279.4784 | 7168.1103
ENS | Preferred Plan | C&I Curtailment | C&I Curtailment-Turnkey-Manual HVAC Control | Large General | Miscellaneous | Program Administrative Cost | 1 | 43798.1683 | 28604.3922 | 37129.9364 | 40763.4102 | 43959.1964 | 46592.6428 | 49211.5517 | 49871.7204 | 49108.6511
ENS | Preferred Plan | C&I Curtailment | C&I Curtailment-Turnkey-Manual HVAC Control | Large General | Retail Trade | Program Administrative Cost | 1 | 1892.89 | 1228.6986 | 1585.264 | 1727.0908 | 1847.9807 | 1942.6166 | 2051.8085 | 2079.3333 | 2047.5182
ENS | Preferred Plan | C&I Curtailment | C&I Curtailment-Turnkey-Manual HVAC Control | Large General | Services | Program Administrative Cost | 1 | 3031.2508 | 1967.6229 | 2538.6224 | 2765.742 | 2959.3336 | 3110.8824 | 3285.7409 | 3329.8188 | 3278.8705
ENS | Preferred Plan | C&I Curtailment | C&I Curtailment-Turnkey-Auto-DR HVAC Control | Large General | Miscellaneous | Program Administrative Cost | 1 | 1103.1978 | 904.0328 | 1473.8369 | 2034.6949 | 2763.4553 | 3696.1085 | 4879.8271 | 6181.612 | 7608.7867
ENS | Preferred Plan | C&I Curtailment | C&I Curtailment-Turnkey-Auto-DR HVAC Control | Large General | Retail Trade | Program Administrative Cost | 1 | 47.6785 | 38.8326 | 62.9255 | 86.2073 | 116.1716 | 154.1042 | 203.4577 | 257.7339 | 317.238
ENS | Preferred Plan | C&I Curtailment | C&I Curtailment-Turnkey-Auto-DR HVAC Control | Large General | Services | Program Administrative Cost | 1 | 76.3518 | 62.1861 | 100.7682 | 138.0513 | 186.0358 | 246.7806 | 325.8147 | 412.7319 | 508.021
ENS | Preferred Plan | C&I Curtailment | C&I Curtailment-Turnkey-Standard Lighting Control | Large General | Miscellaneous | Program Administrative Cost | 1 | 19293.4862 | 12477.7436 | 16078.0982 | 17556.5209 | 18949.7657 | 20141.4906 | 21273.6162 | 21559 | 21229.1335
ENS | Preferred Plan | C&I Curtailment | C&I Curtailment-Turnkey-Standard Lighting Control | Large General | Retail Trade | Program Administrative Cost | 1 | 789.809 | 504.0934 | 641.5227 | 690.0544 | 734.3583 | 768.8827 | 812.1005 | 822.9948 | 810.4024
ENS | Preferred Plan | C&I Curtailment | C&I Curtailment-Turnkey-Standard Lighting Control | Large General | Services | Program Administrative Cost | 1 | 1264.7904 | 807.249 | 1027.3265 | 1105.0447 | 1175.9923 | 1231.2793 | 1300.4878 | 1317.9337 | 1297.7685
ENS | Preferred Plan | C&I Curtailment | C&I Curtailment-Turnkey-Water Heating Control | Large General | Miscellaneous | Program Administrative Cost | 1 | 870.4743 | 576.1704 | 760.6954 | 853.8065 | 941.783 | 1022.8437 | 1080.3363 | 1094.8289 | 1078.0774
ENS | Preferred Plan | C&I Curtailment | C&I Curtailment-Turnkey-Water Heating Control | Large General | Retail Trade | Program Administrative Cost | 1 | 104.0819 | 69.5932 | 92.6827 | 105.0667 | 116.919 | 128.1447 | 135.3476 | 137.1632 | 135.0646
ENS | Preferred Plan | C&I Curtailment | C&I Curtailment-Turnkey-Water Heating Control | Large General | Services | Program Administrative Cost | 1 | 166.6754 | 111.4457 | 148.421 | 168.2525 | 187.2327 | 205.2094 | 216.7439 | 219.6515 | 216.2907
ENS | Preferred Plan | C&I Curtailment | C&I Curtailment-Turnkey-Other | Large General | Miscellaneous | Program Administrative Cost | 1 | 18828.3074 | 12453.5513 | 16413.0005 | 18371.625 | 20195.7745 | 21861.8626 | 23090.688 | 23400.4476 | 23042.4058
ENS | Preferred Plan | C&I Curtailment | C&I Curtailment-Turnkey-Other | Large General | Retail Trade | Program Administrative Cost | 1 | 1117.4375 | 740.5396 | 977.5291 | 1096.2823 | 1207.7005 | 1310.2288 | 1383.875 | 1402.4396 | 1380.9814
ENS | Preferred Plan | C&I Curtailment | C&I Curtailment-Turnkey-Other | Large General | Services | Program Administrative Cost | 1 | 1789.4507 | 1185.8911 | 1565.4031 | 1755.573 | 1933.9968 | 2098.1844 | 2216.1205 | 2245.8496 | 2211.4866
ENS | Preferred Plan | C&I Curtailment | C&I Curtailment-Turnkey-Manual HVAC Control | Small Industrial | Miscellaneous | Program Administrative Cost | 1 | 9312.1413 | 6076.2337 | 7892.5793 | 8667.7786 | 9334.1332 | 9894.5913 | 10445.8885 | 10691.7808 | 10528.2176
ENS | Preferred Plan | C&I Curtailment | C&I Curtailment-Turnkey-Manual HVAC Control | Small Industrial | Offices | Program Administrative Cost | 1 | 116.1246 | 76.1044 | 99.3552 | 109.7922 | 118.9159 | 126.7966 | 133.8614 | 137.0124 | 134.9164
ENS | Preferred Plan | C&I Curtailment | C&I Curtailment-Turnkey-Manual HVAC Control | Small Industrial | Retail Trade | Program Administrative Cost | 1 | 403.8268 | 262.3432 | 339.0227 | 370.0674 | 396.3786 | 417.9224 | 441.2078 | 451.5937 | 444.6852
ENS | Preferred Plan | C&I Curtailment | C&I Curtailment-Turnkey-Manual HVAC Control | Small Industrial | Services | Program Administrative Cost | 1 | 127.5793 | 82.881 | 107.1061 | 116.9139 | 125.2263 | 132.0325 | 139.389 | 142.6701 | 140.4876
ENS | Preferred Plan | C&I Curtailment | C&I Curtailment-Turnkey-Auto-DR HVAC Control | Small Industrial | Miscellaneous | Program Administrative Cost | 1 | 234.5563 | 192.0374 | 313.2883 | 432.6499 | 586.7819 | 784.9197 | 1035.8164 | 1325.2489 | 1631.2189
ENS | Preferred Plan | C&I Curtailment | C&I Curtailment-Turnkey-Auto-DR HVAC Control | Small Industrial | Offices | Program Administrative Cost | 1 | 2.925 | 2.4053 | 3.9438 | 5.4802 | 7.4755 | 10.0585 | 13.2737 | 16.9827 | 20.9036
ENS | Preferred Plan | C&I Curtailment | C&I Curtailment-Turnkey-Auto-DR HVAC Control | Small Industrial | Retail Trade | Program Administrative Cost | 1 | 10.1717 | 8.2913 | 13.4572 | 18.4718 | 24.918 | 33.153 | 43.7503 | 55.9751 | 68.8985
ENS | Preferred Plan | C&I Curtailment | C&I Curtailment-Turnkey-Auto-DR HVAC Control | Small Industrial | Services | Program Administrative Cost | 1 | 3.2135 | 2.6194 | 4.2515 | 5.8357 | 7.8722 | 10.4739 | 13.8218 | 17.684 | 21.7668
ENS | Preferred Plan | C&I Curtailment | C&I Curtailment-Turnkey-Standard Lighting Control | Small Industrial | Miscellaneous | Program Administrative Cost | 1 | 3002.8406 | 1933.8611 | 2481.8173 | 2696.814 | 2893.4312 | 3061.5303 | 3232.1097 | 3308.1923 | 3257.5835
ENS | Preferred Plan | C&I Curtailment | C&I Curtailment-Turnkey-Standard Lighting Control | Small Industrial | Offices | Program Administrative Cost | 1 | 16.6248 | 10.6589 | 13.6104 | 14.7068 | 15.7014 | 16.5298 | 17.4508 | 17.8616 | 17.5883
ENS | Preferred Plan | C&I Curtailment | C&I Curtailment-Turnkey-Standard Lighting Control | Small Industrial | Retail Trade | Program Administrative Cost | 1 | 176.0675 | 113.5937 | 146.0286 | 158.9899 | 170.755 | 180.8662 | 190.9435 | 195.4382 | 192.4484
ENS | Preferred Plan | C&I Curtailment | C&I Curtailment-Turnkey-Standard Lighting Control | Small Industrial | Services | Program Administrative Cost | 1 | 55.6243 | 35.8872 | 46.1342 | 50.229 | 53.9459 | 57.1403 | 60.324 | 61.744 | 60.7994
ENS | Preferred Plan | C&I Curtailment | C&I Curtailment-Turnkey-Water Heating Control | Small Industrial | Miscellaneous | Program Administrative Cost | 1 | 218.7344 | 145.0787 | 192.0428 | 215.7453 | 237.7816 | 258.4792 | 272.8809 | 279.3044 | 275.0316
ENS | Preferred Plan | C&I Curtailment | C&I Curtailment-Turnkey-Water Heating Control | Small Industrial | Offices | Program Administrative Cost | 1 | 1.1459 | 0.75515 | 0.99274 | 1.1068 | 1.2126 | 1.3102 | 1.3832 | 1.4157 | 1.3941
ENS | Preferred Plan | C&I Curtailment | C&I Curtailment-Turnkey-Water Heating Control | Small Industrial | Retail Trade | Program Administrative Cost | 1 | 21.4021 | 14.1615 | 18.6985 | 20.9464 | 23.0272 | 24.9662 | 26.3573 | 26.9777 | 26.565
ENS | Preferred Plan | C&I Curtailment | C&I Curtailment-Turnkey-Water Heating Control | Small Industrial | Services | Program Administrative Cost | 1 | 6.7615 | 4.474 | 5.9073 | 6.6175 | 7.2749 | 7.8875 | 8.3269 | 8.523 | 8.3926
ENS | Preferred Plan | C&I Curtailment | C&I Curtailment-Turnkey-Other | Small Industrial | Miscellaneous | Program Administrative Cost | 1 | 3424.2591 | 2262.2328 | 2982.7619 | 3337.5775 | 3662.3886 | 3963.9156 | 4184.7732 | 4283.2812 | 4217.7554
ENS | Preferred Plan | C&I Curtailment | C&I Curtailment-Turnkey-Other | Small Industrial | Offices | Program Administrative Cost | 1 | 21.6024 | 14.2411 | 18.7358 | 20.9142 | 22.9017 | 24.7349 | 26.113 | 26.7277 | 26.3189
ENS | Preferred Plan | C&I Curtailment | C&I Curtailment-Turnkey-Other | Small Industrial | Retail Trade | Program Administrative Cost | 1 | 237.1369 | 156.6307 | 206.4792 | 230.9765 | 253.4207 | 274.2412 | 289.5211 | 296.3363 | 291.803
ENS | Preferred Plan | C&I Curtailment | C&I Curtailment-Turnkey-Other | Small Industrial | Services | Program Administrative Cost | 1 | 74.9177 | 49.4837 | 65.2321 | 72.9714 | 80.0622 | 86.6399 | 91.4672 | 93.6203 | 92.1881
ENS | Preferred Plan | C&I Curtailment | C&I Curtailment-Turnkey-Industrial | Small Industrial | Manufacturing | Program Administrative Cost | 1 | 837.8906 | 550.6 | 721.7072 | 802.1247 | 875.3459 | 942.2335 | 994.732 | 1018.1476 | 1002.5719
ENS | Preferred Plan | C&I Curtailment | C&I Curtailment-Turnkey-Manual HVAC Control | Medium Industrial | Miscellaneous | Program Administrative Cost | 1 | 147960.7993 | 96615.0474 | 125475.8621 | 137833.8463 | 148648.3263 | 157611.6125 | 166355.7974 | 169750.631 | 167153.4491
ENS | Preferred Plan | C&I Curtailment | C&I Curtailment-Turnkey-Manual HVAC Control | Medium Industrial | Offices | Program Administrative Cost | 1 | 2322.6155 | 1523.2661 | 1988.326 | 2197.7352 | 2383.8662 | 2542.4588 | 2683.5127 | 2738.2753 | 2696.3797
ENS | Preferred Plan | C&I Curtailment | C&I Curtailment-Turnkey-Manual HVAC Control | Medium Industrial | Retail Trade | Program Administrative Cost | 1 | 33568.2193 | 21823.0891 | 28197.2087 | 30786.828 | 33024.2038 | 34827.4827 | 36759.6877 | 37509.8451 | 36935.945
ENS | Preferred Plan | C&I Curtailment | C&I Curtailment-Turnkey-Manual HVAC Control | Medium Industrial | Services | Program Administrative Cost | 1 | 1545.7126 | 1004.8857 | 1298.3942 | 1417.6381 | 1520.6624 | 1603.6978 | 1692.6698 | 1727.2123 | 1700.7859
ENS | Preferred Plan | C&I Curtailment | C&I Curtailment-Turnkey-Auto-DR HVAC Control | Medium Industrial | Miscellaneous | Program Administrative Cost | 1 | 3726.869 | 3053.488 | 4980.6429 | 6879.9402 | 9344.643 | 12503.0388 | 16495.8735 | 21040.6324 | 25898.3888
ENS | Preferred Plan | C&I Curtailment | C&I Curtailment-Turnkey-Auto-DR HVAC Control | Medium Industrial | Offices | Program Administrative Cost | 1 | 58.5025 | 48.1423 | 78.9247 | 109.6994 | 149.8596 | 201.6886 | 266.0976 | 339.4099 | 417.7712
ENS | Preferred Plan | C&I Curtailment | C&I Curtailment-Turnkey-Auto-DR HVAC Control | Medium Industrial | Retail Trade | Program Administrative Cost | 1 | 845.5237 | 689.7118 | 1119.2609 | 1536.7164 | 2076.0368 | 2762.8 | 3645.0979 | 4649.3545 | 5722.7743
ENS | Preferred Plan | C&I Curtailment | C&I Curtailment-Turnkey-Auto-DR HVAC Control | Medium Industrial | Services | Program Administrative Cost | 1 | 38.9337 | 31.7591 | 51.5385 | 70.761 | 95.5951 | 127.2184 | 167.8455 | 214.0884 | 263.516
ENS | Preferred Plan | C&I Curtailment | C&I Curtailment-Turnkey-Standard Lighting Control | Medium Industrial | Miscellaneous | Program Administrative Cost | 1 | 47712.195 | 30749.325 | 39455.8165 | 42884.3722 | 46078.5918 | 48767.3232 | 51472.9011 | 52523.3119 | 51719.7061
ENS | Preferred Plan | C&I Curtailment | C&I Curtailment-Turnkey-Standard Lighting Control | Medium Industrial | Offices | Program Administrative Cost | 1 | 332.514 | 213.3429 | 272.3749 | 294.3902 | 314.7609 | 331.4468 | 349.8352 | 356.9743 | 351.5126
ENS | Preferred Plan | C&I Curtailment | C&I Curtailment-Turnkey-Standard Lighting Control | Medium Industrial | Retail Trade | Program Administrative Cost | 1 | 14635.6593 | 9449.3257 | 12145.4968 | 13226.7626 | 14226.4211 | 15072.4464 | 15908.6555 | 16233.3044 | 15984.9351
ENS | Preferred Plan | C&I Curtailment | C&I Curtailment-Turnkey-Standard Lighting Control | Medium Industrial | Services | Program Administrative Cost | 1 | 673.9268 | 435.1122 | 559.2625 | 609.0515 | 655.0827 | 694.0395 | 732.5443 | 747.4934 | 736.0568
ENS | Preferred Plan | C&I Curtailment | C&I Curtailment-Turnkey-Water Heating Control | Medium Industrial | Miscellaneous | Program Administrative Cost | 1 | 3475.4753 | 2306.8214 | 3053.0878 | 3430.7526 | 3786.7291 | 4117.3322 | 4345.759 | 4434.4431 | 4366.5962
ENS | Preferred Plan | C&I Curtailment | C&I Curtailment-Turnkey-Water Heating Control | Medium Industrial | Offices | Program Administrative Cost | 1 | 22.9189 | 15.1146 | 19.8671 | 22.1545 | 24.3088 | 26.2707 | 27.7282 | 28.294 | 27.8611
ENS | Preferred Plan | C&I Curtailment | C&I Curtailment-Turnkey-Water Heating Control | Medium Industrial | Retail Trade | Program Administrative Cost | 1 | 1779.0586 | 1178.0308 | 1555.1916 | 1742.5815 | 1918.5095 | 2080.5546 | 2195.9824 | 2240.7959 | 2206.5118
ENS | Preferred Plan | C&I Curtailment | C&I Curtailment-Turnkey-Water Heating Control | Medium Industrial | Services | Program Administrative Cost | 1 | 81.9201 | 54.2447 | 71.6118 | 80.2405 | 88.3414 | 95.8031 | 101.1182 | 103.1817 | 101.603
ENS | Preferred Plan | C&I Curtailment | C&I Curtailment-Turnkey-Other | Medium Industrial | Miscellaneous | Program Administrative Cost | 1 | 54408.1209 | 35970.5938 | 47419.8121 | 53073.707 | 58324.423 | 63141.4792 | 66644.5255 | 68004.5446 | 66964.0762
ENS | Preferred Plan | C&I Curtailment | C&I Curtailment-Turnkey-Other | Medium Industrial | Offices | Program Administrative Cost | 1 | 432.07 | 285.0435 | 374.9458 | 418.6436 | 459.1016 | 495.9709 | 523.487 | 534.1698 | 525.997
ENS | Preferred Plan | C&I Curtailment | C&I Curtailment-Turnkey-Other | Medium Industrial | Retail Trade | Program Administrative Cost | 1 | 19712.0778 | 13029.367 | 17173.2984 | 19215.5077 | 21113.6935 | 22853.8369 | 24121.7522 | 24614.0064 | 24237.4125
ENS | Preferred Plan | C&I Curtailment | C&I Curtailment-Turnkey-Other | Medium Industrial | Services | Program Administrative Cost | 1 | 907.6802 | 599.962 | 790.7772 | 884.8147 | 972.2202 | 1052.3484 | 1110.732 | 1133.3988 | 1116.0578
ENS | Preferred Plan | C&I Curtailment | C&I Curtailment-Turnkey-Manual HVAC Control | Large Industrial | Miscellaneous | Program Administrative Cost | 1 | 3156.2145 | 2059.905 | 2673.1279 | 2933.1588 | 3159.9118 | 3347.5114 | 3536.8864 | 3581.8162 | 3527.0151
ENS | Preferred Plan | C&I Curtailment | C&I Curtailment-Turnkey-Auto-DR HVAC Control | Large Industrial | Miscellaneous | Program Administrative Cost | 1 | 79.4994 | 65.1026 | 106.1072 | 146.4079 | 198.645 | 265.5519 | 350.7184 | 443.967 | 546.468
ENS | Preferred Plan | C&I Curtailment | C&I Curtailment-Turnkey-Standard Lighting Control | Large Industrial | Miscellaneous | Program Administrative Cost | 1 | 1390.3408 | 898.5671 | 1157.5246 | 1263.2914 | 1362.1629 | 1447.0926 | 1528.9574 | 1548.38 | 1524.6901
ENS | Preferred Plan | C&I Curtailment | C&I Curtailment-Turnkey-Water Heating Control | Large Industrial | Miscellaneous | Program Administrative Cost | 1 | 62.7287 | 41.4921 | 54.7654 | 61.4362 | 67.698 | 73.4876 | 77.6449 | 78.6313 | 77.4282
ENS | Preferred Plan | C&I Curtailment | C&I Curtailment-Turnkey-Other | Large Industrial | Miscellaneous | Program Administrative Cost | 1 | 1356.8188 | 896.8249 | 1181.6355 | 1321.9427 | 1451.7296 | 1570.6951 | 1659.5522 | 1680.6339 | 1654.9205
ENS | Preferred Plan | C&I Curtailment | C&I Curtailment-Turnkey-Industrial | Large Industrial | Manufacturing | Program Administrative Cost | 1 | 272.2718 | 179.0134 | 234.542 | 260.679 | 284.7892 | 306.5508 | 323.8929 | 328.0074 | 322.9889
ENS | Preferred Plan | C&I Loadshift to BUGs | C&I Loadshift to BUGs | Large General | Miscellaneous | Program Administrative Cost | 1 | 0 | 192227.5257 | 143640.3777 | 132122.7644 | 122794.0602 | 115628.9897 | 109822.0986 | 112971.0409 | 112971.0409
ENS | Preferred Plan | C&I Loadshift to BUGs | C&I Loadshift to BUGs | Small Industrial | Miscellaneous | Program Administrative Cost | 1 | 0 | 65599.1082 | 49292.5757 | 45771.6113 | 42965.6946 | 40886.6454 | 39230.8467 | 40758.1623 | 40758.1623
ENS | Preferred Plan | C&I Loadshift to BUGs | C&I Loadshift to BUGs | Medium Industrial | Manufacturing | Program Administrative Cost | 1 | 0 | 38481.3709 | 28783.184 | 26613.5436 | 24884.0703 | 23604.5164 | 22571.7003 | 23378.9947 | 23378.9947
ENS | Preferred Plan | C&I Loadshift to BUGs | C&I Loadshift to BUGs | Medium Industrial | Miscellaneous | Program Administrative Cost | 1 | 0 | 167009.1497 | 124919.0187 | 115502.7791 | 107996.865 | 102443.6013 | 97961.1794 | 101464.8371 | 101464.8371
ENS | Preferred Plan | Dynamic Pricing | Dynamic Pricing with enabling tech. | Small General | Manufacturing | Program Administrative Cost | 1 | 39.5166 | 60.6639 | 82.4564 | 84.6214 | 83.4711 | 69.1088 | 52.1653 | 53.4455 | 53.4413
ENS | Preferred Plan | Dynamic Pricing | Dynamic Pricing with enabling tech. | Residential Charitable | Residential LI | Program Administrative Cost | 1 | 617.5692 | 1674.4243 | 4008.7747 | 7234.1202 | 12504.1057 | 18121.9043 | 22311.1096 | 22310.3655 | 22309.7454
ENS | Preferred Plan | Dynamic Pricing | Dynamic Pricing with enabling tech. | Residential Charitable | Residential Market Rate | Program Administrative Cost | 1 | 3516.6318 | 9499.7544 | 22748.2856 | 41058.8132 | 70982.5559 | 102890.8716 | 126696.4843 | 126696.3897 | 126697.0126
ENS | Preferred Plan | Dynamic Pricing | Dynamic Pricing w/o enabling tech. | Residential Charitable | Residential LI | Program Administrative Cost | 1 | 30154.8971 | 29808.5853 | 28095.144 | 25506.4381 | 20886.5691 | 15934.0498 | 11742.6893 | 11742.2976 | 11741.9713
ENS | Preferred Plan | Dynamic Pricing | Dynamic Pricing w/o enabling tech. | Residential Charitable | Residential Market Rate | Program Administrative Cost | 1 | 171711.3852 | 169117.372 | 159429.3553 | 144767.3034 | 118567.6204 | 90468.8742 | 66682.3602 | 66682.3104 | 66682.6382
ENS | Preferred Plan | BTM Battery Control | BTM Battery Control-BYOB | Residential Charitable | Residential Market Rate | Program Administrative Cost | 0 | 10665.5096 | 39530.7913 | 0 | 0 | 0 | 0 | 0 | 0 | 0
ENS | Preferred Plan | EV Charging Control | EV Charging Control | EV Res LDV | EV | Program Administrative Cost | 0 | 5187.4319 | 6135.6647 | 0 | 0 | 0 | 0 | 0 | 0 | 0
ENS | Preferred Plan | EV Charging Control | EV Charging Control | EV Com LDV | EV | Program Administrative Cost | 0 | 1753.8401 | 2148.1091 | 0 | 0 | 0 | 0 | 0 | 0 | 0
ENS | Preferred Plan | Behavioral DR | Behavioral DR | Residential Charitable | Residential LI | Program Administrative Cost | 1 | 0 | 48811.1435 | 31627.5838 | 17222.9358 | 17705.3111 | 18268.7746 | 18267.8582 | 18267.66 | 18267.4644
ENS | Preferred Plan | Behavioral DR | Behavioral DR | Residential Charitable | Residential Market Rate | Program Administrative Cost | 1 | 0 | 277986.0565 | 180193.2662 | 98139.9642 | 100895.3389 | 104112.7754 | 104113.6918 | 104113.89 | 104114.0856
ENS | Alternate Scenario | DLC-Thermostat | DLC-Thermostat-BYOT-Central Heat Pump | Residential Charitable | Residential LI | Program Delivery Cost | 0 | 582.3651 | 1069.2531 | 0 | 0 | 0 | 0 | 0 | 0 | 0
ENS | Alternate Scenario | DLC-Thermostat | DLC-Thermostat-BYOT-Central Heat Pump | Residential Charitable | Residential Market Rate | Program Delivery Cost | 0 | 4616.4397 | 8476.0267 | 0 | 0 | 0 | 0 | 0 | 0 | 0
ENS | Alternate Scenario | DLC-Thermostat | DLC-Thermostat-DI-Baseboard Heating | Residential Charitable | Residential LI | Program Delivery Cost | 0 | 12838.3022 | 22641.8371 | 0 | 0 | 0 | 0 | 0 | 0 | 0
ENS | Alternate Scenario | DLC-Thermostat | DLC-Thermostat-DI-Baseboard Heating | Residential Charitable | Residential Market Rate | Program Delivery Cost | 0 | 134622.4029 | 237422.2435 | 0 | 0 | 0 | 0 | 0 | 0 | 0
ENS | Alternate Scenario | DLC-Thermostat | DLC-Thermostat-BYOT-Baseboard Heating | Residential Charitable | Residential LI | Program Delivery Cost | 0 | 2263.276 | 6756.4023 | 0 | 0 | 0 | 0 | 0 | 0 | 0
ENS | Alternate Scenario | DLC-Thermostat | DLC-Thermostat-BYOT-Baseboard Heating | Residential Charitable | Residential Market Rate | Program Delivery Cost | 0 | 23732.7064 | 70847.6164 | 0 | 0 | 0 | 0 | 0 | 0 | 0
ENS | Alternate Scenario | DLC-Thermostat | DLC-Thermostat-DI-MSHP | Residential Charitable | Residential LI | Program Delivery Cost | 0 | 5340.2333 | 14236.6 | 0 | 0 | 0 | 0 | 0 | 0 | 0
ENS | Alternate Scenario | DLC-Thermostat | DLC-Thermostat-DI-MSHP | Residential Charitable | Residential Market Rate | Program Delivery Cost | 0 | 65850.2727 | 175551.1301 | 0 | 0 | 0 | 0 | 0 | 0 | 0
ENS | Alternate Scenario | DLC-Thermostat | DLC-Thermostat-BYOT-MSHP | Residential Charitable | Residential LI | Program Delivery Cost | 0 | 942.9217 | 1283.1484 | 0 | 0 | 0 | 0 | 0 | 0 | 0
ENS | Alternate Scenario | DLC-Thermostat | DLC-Thermostat-BYOT-MSHP | Residential Charitable | Residential Market Rate | Program Delivery Cost | 0 | 11627.1416 | 15822.4688 | 0 | 0 | 0 | 0 | 0 | 0 | 0
ENS | Alternate Scenario | DLC-Water Heating | DLC-Switch-Water Heating | Residential Charitable | Residential LI | Program Delivery Cost | 0 | 4132.7115 | 7646.4284 | 0 | 0 | 0 | 0 | 0 | 0 | 0
ENS | Alternate Scenario | DLC-Water Heating | DLC-Switch-Water Heating | Residential Charitable | Residential Market Rate | Program Delivery Cost | 0 | 47803.2643 | 88446.5881 | 0 | 0 | 0 | 0 | 0 | 0 | 0
ENS | Alternate Scenario | C&I Curtailment | C&I Curtailment-Turnkey-Manual HVAC Control | General | Miscellaneous | Program Delivery Cost | 1 | 16058.9208 | 13032.1002 | 23465.8023 | 27982.1214 | 32354.2893 | 36457.135 | 40618.5765 | 40905.6497 | 40905.6497
ENS | Alternate Scenario | C&I Curtailment | C&I Curtailment-Turnkey-Manual HVAC Control | General | Offices | Program Delivery Cost | 1 | 1054.2727 | 862.0437 | 1565.1457 | 1885.9441 | 2201.6932 | 2505.3822 | 2791.362 | 2811.09 | 2811.09
ENS | Alternate Scenario | C&I Curtailment | C&I Curtailment-Turnkey-Manual HVAC Control | General | Retail Trade | Program Delivery Cost | 1 | 3785.7134 | 3059.7197 | 5485.9746 | 6504.4224 | 7476.7705 | 8373.484 | 9329.285 | 9395.22 | 9395.22
ENS | Alternate Scenario | C&I Curtailment | C&I Curtailment-Turnkey-Manual HVAC Control | General | Services | Program Delivery Cost | 1 | 2447.2678 | 1978.0083 | 3546.5756 | 4205.1285 | 4833.9681 | 5413.9832 | 6031.9686 | 6074.5997 | 6074.5997
ENS | Alternate Scenario | C&I Curtailment | C&I Curtailment-Turnkey-Auto-DR HVAC Control | General | Miscellaneous | Program Delivery Cost | 1 | 404.4956 | 411.8754 | 931.4523 | 1396.7202 | 2033.9232 | 2892.0773 | 4027.746 | 5070.2653 | 6337.8317
ENS | Alternate Scenario | C&I Curtailment | C&I Curtailment-Turnkey-Auto-DR HVAC Control | General | Offices | Program Delivery Cost | 1 | 26.5553 | 27.2446 | 62.1269 | 94.1364 | 138.4075 | 198.7474 | 276.792 | 348.4353 | 435.5441
ENS | Alternate Scenario | C&I Curtailment | C&I Curtailment-Turnkey-Auto-DR HVAC Control | General | Retail Trade | Program Delivery Cost | 1 | 95.3554 | 96.7015 | 217.7605 | 324.6665 | 470.0204 | 664.2531 | 925.0937 | 1164.5398 | 1455.6748
ENS | Alternate Scenario | C&I Curtailment | C&I Curtailment-Turnkey-Auto-DR HVAC Control | General | Services | Program Delivery Cost | 1 | 61.6423 | 62.5143 | 140.7779 | 209.8979 | 303.883 | 429.4813 | 598.1312 | 752.9481 | 941.1852
ENS | Alternate Scenario | C&I Curtailment | C&I Curtailment-Turnkey-Standard Lighting Control | General | Miscellaneous | Program Delivery Cost | 1 | 6808.6162 | 5473.9664 | 9785.9726 | 11606.4474 | 13431.1366 | 15175.7642 | 16908.0192 | 17027.5172 | 17027.5172
ENS | Alternate Scenario | C&I Curtailment | C&I Curtailment-Turnkey-Standard Lighting Control | General | Offices | Program Delivery Cost | 1 | 144.9095 | 114.7314 | 201.9182 | 235.0469 | 267.8859 | 297.9127 | 331.9183 | 334.2641 | 334.2641
ENS | Alternate Scenario | C&I Curtailment | C&I Curtailment-Turnkey-Standard Lighting Control | General | Retail Trade | Program Delivery Cost | 1 | 1584.6915 | 1260.2772 | 2230.2345 | 2612.6795 | 2988.8023 | 3335.982 | 3716.7715 | 3743.0399 | 3743.0399
ENS | Alternate Scenario | C&I Curtailment | C&I Curtailment-Turnkey-Standard Lighting Control | General | Services | Program Delivery Cost | 1 | 1025.081 | 815.3721 | 1443.1209 | 1690.9001 | 1934.6424 | 2159.7454 | 2406.272 | 2423.2784 | 2423.2784
ENS | Alternate Scenario | C&I Curtailment | C&I Curtailment-Turnkey-Water Heating Control | General | Miscellaneous | Program Delivery Cost | 1 | 392.8403 | 325.4273 | 599.7489 | 735.8342 | 875.5232 | 1017.5187 | 1133.6645 | 1141.6768 | 1141.6768
ENS | Alternate Scenario | C&I Curtailment | C&I Curtailment-Turnkey-Water Heating Control | General | Offices | Program Delivery Cost | 1 | 10.5945 | 8.751 | 16.0748 | 19.6523 | 23.3179 | 27.0177 | 30.1017 | 30.3144 | 30.3144
ENS | Alternate Scenario | C&I Curtailment | C&I Curtailment-Turnkey-Water Heating Control | General | Retail Trade | Program Delivery Cost | 1 | 207.6193 | 172.7196 | 319.4451 | 393.7432 | 470.3098 | 548.6899 | 611.3208 | 615.6413 | 615.6413
ENS | Alternate Scenario | C&I Curtailment | C&I Curtailment-Turnkey-Water Heating Control | General | Services | Program Delivery Cost | 1 | 134.1452 | 111.5822 | 206.3476 | 254.3035 | 303.7158 | 354.2871 | 394.7276 | 397.5173 | 397.5173
ENS | Alternate Scenario | C&I Curtailment | C&I Curtailment-Turnkey-Other | General | Miscellaneous | Program Delivery Cost | 1 | 7084.7122 | 5837.8387 | 10697.3951 | 13036.5925 | 15402.3504 | 17771.1881 | 19799.7008 | 19939.6359 | 19939.6359
ENS | Alternate Scenario | C&I Curtailment | C&I Curtailment-Turnkey-Other | General | Offices | Program Delivery Cost | 1 | 195.2885 | 160.5439 | 293.4578 | 356.5631 | 420.0976 | 483.3283 | 538.4984 | 542.3042 | 542.3042
ENS | Alternate Scenario | C&I Curtailment | C&I Curtailment-Turnkey-Other | General | Retail Trade | Program Delivery Cost | 1 | 2233.9894 | 1842.8615 | 3379.8777 | 4123.8376 | 4878.7563 | 5636.8727 | 6280.3 | 6324.6863 | 6324.6863
ENS | Alternate Scenario | C&I Curtailment | C&I Curtailment-Turnkey-Other | General | Services | Program Delivery Cost | 1 | 1444.0491 | 1191.1891 | 2184.641 | 2665.4401 | 3153.2986 | 3643.1975 | 4059.0544 | 4087.742 | 4087.742
ENS | Alternate Scenario | C&I Curtailment | C&I Curtailment-Turnkey-Manual HVAC Control | Large General | Miscellaneous | Program Delivery Cost | 1 | 11068.0286 | 8988.8884 | 16196.3365 | 19325.0437 | 22356.3625 | 25205.8849 | 28081.4125 | 27975.047 | 27975.047
ENS | Alternate Scenario | C&I Curtailment | C&I Curtailment-Turnkey-Manual HVAC Control | Large General | Retail Trade | Program Delivery Cost | 1 | 478.3433 | 386.1168 | 691.5032 | 818.7761 | 939.829 | 1050.925 | 1170.8162 | 1166.3814 | 1166.3814
ENS | Alternate Scenario | C&I Curtailment | C&I Curtailment-Turnkey-Manual HVAC Control | Large General | Services | Program Delivery Cost | 1 | 766.0131 | 618.3226 | 1107.3647 | 1311.178 | 1505.0306 | 1682.9383 | 1874.9306 | 1867.8288 | 1867.8288
ENS | Alternate Scenario | C&I Curtailment | C&I Curtailment-Turnkey-Auto-DR HVAC Control | Large General | Miscellaneous | Program Delivery Cost | 1 | 278.7839 | 284.091 | 642.8979 | 964.6045 | 1405.4126 | 1999.5364 | 2784.5584 | 3467.5139 | 4334.3924
ENS | Alternate Scenario | C&I Curtailment | C&I Curtailment-Turnkey-Auto-DR HVAC Control | Large General | Retail Trade | Program Delivery Cost | 1 | 12.0486 | 12.2031 | 27.4486 | 40.869 | 59.0815 | 83.3679 | 116.0984 | 144.5733 | 180.7166
ENS | Alternate Scenario | C&I Curtailment | C&I Curtailment-Turnkey-Auto-DR HVAC Control | Large General | Services | Program Delivery Cost | 1 | 19.2945 | 19.5419 | 43.9558 | 65.4471 | 94.6124 | 133.5044 | 185.9185 | 231.5178 | 289.3973
ENS | Alternate Scenario | C&I Curtailment | C&I Curtailment-Turnkey-Standard Lighting Control | Large General | Miscellaneous | Program Delivery Cost | 1 | 4875.5659 | 3921.1127 | 7013.3783 | 8323.1636 | 9637.297 | 10896.2287 | 12139.2879 | 12093.3072 | 12093.3072
ENS | Alternate Scenario | C&I Curtailment | C&I Curtailment-Turnkey-Standard Lighting Control | Large General | Retail Trade | Program Delivery Cost | 1 | 199.5889 | 158.4106 | 279.8366 | 327.1397 | 373.4732 | 415.9534 | 463.406 | 461.6508 | 461.6508
ENS | Alternate Scenario | C&I Curtailment | C&I Curtailment-Turnkey-Standard Lighting Control | Large General | Services | Program Delivery Cost | 1 | 319.6192 | 253.6768 | 448.127 | 523.8776 | 598.0753 | 666.1027 | 742.0927 | 739.2819 | 739.2819
ENS | Alternate Scenario | C&I Curtailment | C&I Curtailment-Turnkey-Water Heating Control | Large General | Miscellaneous | Program Delivery Cost | 1 | 219.9735 | 181.0607 | 331.8206 | 404.7711 | 478.9633 | 553.3423 | 616.4685 | 614.1334 | 614.1334
ENS | Alternate Scenario | C&I Curtailment | C&I Curtailment-Turnkey-Water Heating Control | Large General | Retail Trade | Program Delivery Cost | 1 | 26.302 | 21.8696 | 40.4289 | 49.8098 | 59.4616 | 69.3243 | 77.2329 | 76.9404 | 76.9404
ENS | Alternate Scenario | C&I Curtailment | C&I Curtailment-Turnkey-Water Heating Control | Large General | Services | Program Delivery Cost | 1 | 42.1198 | 35.0217 | 64.7423 | 79.7648 | 95.2211 | 111.015 | 123.6798 | 123.2114 | 123.2114
ENS | Alternate Scenario | C&I Curtailment | C&I Curtailment-Turnkey-Other | Large General | Miscellaneous | Program Delivery Cost | 1 | 4758.0128 | 3913.5103 | 7159.465 | 8709.5867 | 10270.9807 | 11826.9228 | 13176.1571 | 13126.249 | 13126.249
ENS | Alternate Scenario | C&I Curtailment | C&I Curtailment-Turnkey-Other | Large General | Retail Trade | Program Delivery Cost | 1 | 282.3824 | 232.7135 | 426.405 | 519.7235 | 614.2012 | 708.8131 | 789.6757 | 786.6846 | 786.6846
ENS | Alternate Scenario | C&I Curtailment | C&I Curtailment-Turnkey-Other | Large General | Services | Program Delivery Cost | 1 | 452.2036 | 372.6645 | 682.8397 | 832.2789 | 983.5742 | 1135.0847 | 1264.5769 | 1259.787 | 1259.787
ENS | Alternate Scenario | C&I Curtailment | C&I Curtailment-Turnkey-Manual HVAC Control | Small Industrial | Miscellaneous | Program Delivery Cost | 1 | 2356.2652 | 1912.693 | 3445.7248 | 4111.0408 | 4755.5831 | 5360.9076 | 5969.4028 | 6007.1886 | 6007.1886
ENS | Alternate Scenario | C&I Curtailment | C&I Curtailment-Turnkey-Manual HVAC Control | Small Industrial | Offices | Program Delivery Cost | 1 | 29.3832 | 23.9563 | 43.3763 | 52.0733 | 60.5856 | 68.6986 | 76.4963 | 76.9806 | 76.9806
ENS | Alternate Scenario | C&I Curtailment | C&I Curtailment-Turnkey-Manual HVAC Control | Small Industrial | Retail Trade | Program Delivery Cost | 1 | 102.1809 | 82.5811 | 148.0098 | 175.5193 | 201.9482 | 226.4311 | 252.1324 | 253.7284 | 253.7284
ENS | Alternate Scenario | C&I Curtailment | C&I Curtailment-Turnkey-Manual HVAC Control | Small Industrial | Services | Program Delivery Cost | 1 | 32.2816 | 26.0895 | 46.7601 | 55.4511 | 63.8007 | 71.5355 | 79.6552 | 80.1594 | 80.1594
ENS | Alternate Scenario | C&I Curtailment | C&I Curtailment-Turnkey-Auto-DR HVAC Control | Small Industrial | Miscellaneous | Program Delivery Cost | 1 | 59.3501 | 60.4501 | 136.7747 | 205.2015 | 298.9554 | 425.2709 | 591.9272 | 744.5925 | 930.7406
ENS | Alternate Scenario | C&I Curtailment | C&I Curtailment-Turnkey-Auto-DR HVAC Control | Small Industrial | Offices | Program Delivery Cost | 1 | 0.74011 | 0.75713 | 1.7218 | 2.5992 | 3.8087 | 5.4497 | 7.5854 | 9.5418 | 11.9272
ENS | Alternate Scenario | C&I Curtailment | C&I Curtailment-Turnkey-Auto-DR HVAC Control | Small Industrial | Retail Trade | Program Delivery Cost | 1 | 2.5738 | 2.6099 | 5.8751 | 8.761 | 12.6953 | 17.9624 | 25.0015 | 31.4497 | 39.3121
ENS | Alternate Scenario | C&I Curtailment | C&I Curtailment-Turnkey-Auto-DR HVAC Control | Small Industrial | Services | Program Delivery Cost | 1 | 0.81312 | 0.82455 | 1.8561 | 2.7678 | 4.0108 | 5.6748 | 7.8986 | 9.9358 | 12.4197
ENS | Alternate Scenario | C&I Curtailment | C&I Curtailment-Turnkey-Standard Lighting Control | Small Industrial | Miscellaneous | Program Delivery Cost | 1 | 759.8133 | 608.7459 | 1083.5063 | 1279.0719 | 1474.1543 | 1658.7427 | 1847.02 | 1858.7114 | 1858.7114
ENS | Alternate Scenario | C&I Curtailment | C&I Curtailment-Turnkey-Standard Lighting Control | Small Industrial | Offices | Program Delivery Cost | 1 | 4.2066 | 3.3552 | 5.942 | 6.9753 | 7.9996 | 8.9559 | 9.9724 | 10.0355 | 10.0355
ENS | Alternate Scenario | C&I Curtailment | C&I Curtailment-Turnkey-Standard Lighting Control | Small Industrial | Retail Trade | Program Delivery Cost | 1 | 44.5506 | 35.7573 | 63.7528 | 75.4073 | 86.9968 | 97.9936 | 109.1165 | 109.8072 | 109.8072
ENS | Alternate Scenario | C&I Curtailment | C&I Curtailment-Turnkey-Standard Lighting Control | Small Industrial | Services | Program Delivery Cost | 1 | 14.0747 | 11.2967 | 20.1412 | 23.8231 | 27.4845 | 30.9587 | 34.4727 | 34.6909 | 34.6909
ENS | Alternate Scenario | C&I Curtailment | C&I Curtailment-Turnkey-Water Heating Control | Small Industrial | Miscellaneous | Program Delivery Cost | 1 | 55.3467 | 45.6683 | 83.8416 | 102.3258 | 121.1457 | 140.0445 | 155.9404 | 156.9275 | 156.9275
ENS | Alternate Scenario | C&I Curtailment | C&I Curtailment-Turnkey-Water Heating Control | Small Industrial | Offices | Program Delivery Cost | 1 | 0.28994 | 0.23771 | 0.43341 | 0.52493 | 0.61781 | 0.70985 | 0.79042 | 0.79542 | 0.79542
ENS | Alternate Scenario | C&I Curtailment | C&I Curtailment-Turnkey-Water Heating Control | Small Industrial | Retail Trade | Program Delivery Cost | 1 | 5.4154 | 4.4578 | 8.1633 | 9.9347 | 11.732 | 13.5267 | 15.0621 | 15.1574 | 15.1574
ENS | Alternate Scenario | C&I Curtailment | C&I Curtailment-Turnkey-Water Heating Control | Small Industrial | Services | Program Delivery Cost | 1 | 1.7109 | 1.4083 | 2.579 | 3.1386 | 3.7064 | 4.2734 | 4.7585 | 4.7886 | 4.7886
ENS | Alternate Scenario | C&I Curtailment | C&I Curtailment-Turnkey-Other | Small Industrial | Miscellaneous | Program Delivery Cost | 1 | 866.4454 | 712.1117 | 1302.2076 | 1582.9797 | 1865.9251 | 2147.6567 | 2391.4286 | 2406.5662 | 2406.5662
ENS | Alternate Scenario | C&I Curtailment | C&I Curtailment-Turnkey-Other | Small Industrial | Offices | Program Delivery Cost | 1 | 5.4661 | 4.4829 | 8.1796 | 9.9194 | 11.668 | 13.4014 | 14.9225 | 15.017 | 15.017
ENS | Alternate Scenario | C&I Curtailment | C&I Curtailment-Turnkey-Other | Small Industrial | Retail Trade | Program Delivery Cost | 1 | 60.0031 | 49.3046 | 90.1443 | 109.5498 | 129.1136 | 148.5844 | 165.4496 | 166.4969 | 166.4969
ENS | Alternate Scenario | C&I Curtailment | C&I Curtailment-Turnkey-Other | Small Industrial | Services | Program Delivery Cost | 1 | 18.9565 | 15.5766 | 28.4789 | 34.6096 | 40.7903 | 46.9417 | 52.2698 | 52.6007 | 52.6007
ENS | Alternate Scenario | C&I Curtailment | C&I Curtailment-Turnkey-Industrial | Small Industrial | Manufacturing | Program Delivery Cost | 1 | 212.0127 | 173.3193 | 315.0813 | 380.4397 | 445.9739 | 510.5038 | 568.4491 | 572.0473 | 572.0473
ENS | Alternate Scenario | C&I Curtailment | C&I Curtailment-Turnkey-Manual HVAC Control | Medium Industrial | Miscellaneous | Program Delivery Cost | 1 | 37402.6342 | 30374.1358 | 54745.1643 | 65351.3744 | 75632.3547 | 85297.8557 | 94961.9266 | 95258.8848 | 95258.8848
ENS | Alternate Scenario | C&I Curtailment | C&I Curtailment-Turnkey-Manual HVAC Control | Medium Industrial | Offices | Program Delivery Cost | 1 | 587.1281 | 478.8891 | 867.5074 | 1042.0156 | 1212.9125 | 1375.9537 | 1531.8464 | 1536.6367 | 1536.6367
ENS | Alternate Scenario | C&I Curtailment | C&I Curtailment-Turnkey-Manual HVAC Control | Medium Industrial | Retail Trade | Program Delivery Cost | 1 | 8485.6248 | 6860.8099 | 12302.4524 | 14597.0063 | 16802.734 | 18848.2914 | 20983.7638 | 21049.3828 | 21049.3828
ENS | Alternate Scenario | C&I Curtailment | C&I Curtailment-Turnkey-Manual HVAC Control | Medium Industrial | Services | Program Delivery Cost | 1 | 390.7368 | 315.9191 | 566.4899 | 672.147 | 773.7139 | 867.9055 | 966.2374 | 969.2589 | 969.2589
ENS | Alternate Scenario | C&I Curtailment | C&I Curtailment-Turnkey-Auto-DR HVAC Control | Medium Industrial | Miscellaneous | Program Delivery Cost | 1 | 942.1057 | 959.9649 | 2173.0563 | 3261.9967 | 4754.5598 | 6766.5217 | 9416.4433 | 11807.3622 | 14759.2027
ENS | Alternate Scenario | C&I Curtailment | C&I Curtailment-Turnkey-Auto-DR HVAC Control | Medium Industrial | Offices | Program Delivery Cost | 1 | 14.7887 | 15.1351 | 34.4349 | 52.0119 | 76.2487 | 109.1519 | 151.8982 | 190.4665 | 238.0831
ENS | Alternate Scenario | C&I Curtailment | C&I Curtailment-Turnkey-Auto-DR HVAC Control | Medium Industrial | Retail Trade | Program Delivery Cost | 1 | 213.7378 | 216.8337 | 488.3339 | 728.6057 | 1056.2887 | 1495.2002 | 2080.7541 | 2609.0762 | 3261.3452
ENS | Alternate Scenario | C&I Curtailment | C&I Curtailment-Turnkey-Auto-DR HVAC Control | Medium Industrial | Services | Program Delivery Cost | 1 | 9.842 | 9.9845 | 22.4863 | 33.55 | 48.6388 | 68.8493 | 95.8123 | 120.1399 | 150.1749
ENS | Alternate Scenario | C&I Curtailment | C&I Curtailment-Turnkey-Standard Lighting Control | Medium Industrial | Miscellaneous | Program Delivery Cost | 1 | 12061.0445 | 9667.0674 | 17214.5871 | 20332.8336 | 23444.8142 | 26392.396 | 29382.6 | 29474.4832 | 29474.4832
ENS | Alternate Scenario | C&I Curtailment | C&I Curtailment-Turnkey-Standard Lighting Control | Medium Industrial | Offices | Program Delivery Cost | 1 | 84.0554 | 67.0714 | 118.8373 | 139.5797 | 160.1505 | 179.3757 | 199.6986 | 200.3231 | 200.3231
ENS | Alternate Scenario | C&I Curtailment | C&I Curtailment-Turnkey-Standard Lighting Control | Medium Industrial | Retail Trade | Program Delivery Cost | 1 | 3699.7111 | 2970.7081 | 5299.0847 | 6271.2254 | 7238.4113 | 8157.0599 | 9081.2379 | 9109.6361 | 9109.6361
ENS | Alternate Scenario | C&I Curtailment | C&I Curtailment-Turnkey-Standard Lighting Control | Medium Industrial | Services | Program Delivery Cost | 1 | 170.3602 | 136.7919 | 244.0064 | 288.7705 | 333.3064 | 375.6074 | 418.1629 | 419.4705 | 419.4705
ENS | Alternate Scenario | C&I Curtailment | C&I Curtailment-Turnkey-Water Heating Control | Medium Industrial | Miscellaneous | Program Delivery Cost | 1 | 878.5566 | 725.2256 | 1332.0633 | 1626.628 | 1926.69 | 2228.2597 | 2480.7169 | 2488.4745 | 2488.4745
ENS | Alternate Scenario | C&I Curtailment | C&I Curtailment-Turnkey-Water Heating Control | Medium Industrial | Offices | Program Delivery Cost | 1 | 5.7936 | 4.7518 | 8.668 | 10.5042 | 12.3683 | 14.2174 | 15.8283 | 15.8778 | 15.8778
ENS | Alternate Scenario | C&I Curtailment | C&I Curtailment-Turnkey-Water Heating Control | Medium Industrial | Retail Trade | Program Delivery Cost | 1 | 449.7237 | 370.353 | 678.5307 | 826.2129 | 976.1388 | 1125.9757 | 1253.5464 | 1257.4664 | 1257.4664
ENS | Alternate Scenario | C&I Curtailment | C&I Curtailment-Turnkey-Water Heating Control | Medium Industrial | Services | Program Delivery Cost | 1 | 20.7084 | 17.0536 | 31.2442 | 38.0445 | 44.9482 | 51.8477 | 57.7219 | 57.9024 | 57.9024
ENS | Alternate Scenario | C&I Curtailment | C&I Curtailment-Turnkey-Other | Medium Industrial | Miscellaneous | Program Delivery Cost | 1 | 13753.6905 | 11308.5459 | 20689.2813 | 25163.9186 | 29675.5003 | 34171.548 | 38043.1138 | 38162.0796 | 38162.0796
ENS | Alternate Scenario | C&I Curtailment | C&I Curtailment-Turnkey-Other | Medium Industrial | Offices | Program Delivery Cost | 1 | 109.2219 | 89.6129 | 163.589 | 198.4921 | 233.5912 | 268.4146 | 298.8254 | 299.7598 | 299.7598
ENS | Alternate Scenario | C&I Curtailment | C&I Curtailment-Turnkey-Other | Medium Industrial | Retail Trade | Program Delivery Cost | 1 | 4982.966 | 4096.2125 | 7492.7163 | 9110.6783 | 10742.6595 | 12368.2719 | 13769.5716 | 13812.6308 | 13812.6308
ENS | Alternate Scenario | C&I Curtailment | C&I Curtailment-Turnkey-Other | Medium Industrial | Services | Program Delivery Cost | 1 | 229.4502 | 188.6179 | 345.0164 | 419.5185 | 494.6662 | 569.5206 | 634.0462 | 636.0289 | 636.0289
ENS | Alternate Scenario | C&I Curtailment | C&I Curtailment-Turnkey-Manual HVAC Control | Large Industrial | Miscellaneous | Program Delivery Cost | 1 | 797.9117 | 647.6637 | 1166.3447 | 1390.7395 | 1607.9337 | 1811.8005 | 2019.1556 | 2010.1972 | 2010.1972
ENS | Alternate Scenario | C&I Curtailment | C&I Curtailment-Turnkey-Auto-DR HVAC Control | Large Industrial | Miscellaneous | Program Delivery Cost | 1 | 20.098 | 20.4692 | 46.2969 | 69.4184 | 101.0813 | 143.7268 | 200.2199 | 249.1644 | 311.4556
ENS | Alternate Scenario | C&I Curtailment | C&I Curtailment-Turnkey-Standard Lighting Control | Large Industrial | Miscellaneous | Program Delivery Cost | 1 | 351.4873 | 282.5224 | 505.0535 | 598.982 | 693.142 | 783.2216 | 872.8589 | 868.9863 | 868.9863
ENS | Alternate Scenario | C&I Curtailment | C&I Curtailment-Turnkey-Water Heating Control | Large Industrial | Miscellaneous | Program Delivery Cost | 1 | 15.8582 | 13.0457 | 23.8954 | 29.1296 | 34.4484 | 39.7743 | 44.3263 | 44.1297 | 44.1297
ENS | Alternate Scenario | C&I Curtailment | C&I Curtailment-Turnkey-Other | Large Industrial | Miscellaneous | Program Delivery Cost | 1 | 343.0127 | 281.9746 | 515.5736 | 626.7911 | 738.7184 | 850.1199 | 947.4136 | 943.2102 | 943.2102
ENS | Alternate Scenario | C&I Curtailment | C&I Curtailment-Turnkey-Industrial | Large Industrial | Manufacturing | Program Delivery Cost | 1 | 68.8321 | 56.2844 | 102.3358 | 123.5994 | 144.9161 | 165.9169 | 184.9056 | 184.0853 | 184.0853
ENS | Alternate Scenario | C&I Loadshift to BUGs | C&I Loadshift to BUGs | Large General | Miscellaneous | Program Delivery Cost | 1 | 0 | 60500 | 62775.7413 | 62674.9299 | 62558.5192 | 62689.8953 | 62741.4769 | 62503.8276 | 62503.8276
ENS | Alternate Scenario | C&I Loadshift to BUGs | C&I Loadshift to BUGs | Small Industrial | Miscellaneous | Program Delivery Cost | 1 | 0 | 20570 | 21445.5648 | 21607.3232 | 21813.7673 | 22085.9089 | 22330.5147 | 22471.8649 | 22471.8649
ENS | Alternate Scenario | C&I Loadshift to BUGs | C&I Loadshift to BUGs | Medium Industrial | Manufacturing | Program Delivery Cost | 1 | 0 | 12100 | 12564.9123 | 12609.153 | 12666.354 | 12785.6449 | 12883.2901 | 12923.5778 | 12923.5778
ENS | Alternate Scenario | C&I Loadshift to BUGs | C&I Loadshift to BUGs | Medium Industrial | Miscellaneous | Program Delivery Cost | 1 | 0 | 52514 | 54531.7194 | 54723.7239 | 54971.9764 | 55489.699 | 55913.4788 | 56088.3276 | 56088.3276
ENS | Alternate Scenario | BTM Battery Control | BTM Battery Control-BYOB | Residential Charitable | Residential Market Rate | Program Delivery Cost | 0 | 2146.56 | 11767.68 | 0 | 0 | 0 | 0 | 0 | 0 | 0
ENS | Alternate Scenario | EV Charging Control | EV Charging Control | EV Res LDV | EV | Program Delivery Cost | 0 | 11041.9942 | 19098.4897 | 0 | 0 | 0 | 0 | 0 | 0 | 0
ENS | Alternate Scenario | EV Charging Control | EV Charging Control | EV Com LDV | EV | Program Delivery Cost | 0 | 3733.233 | 6686.4213 | 0 | 0 | 0 | 0 | 0 | 0 | 0
ENS | Alternate Scenario | Behavioral DR | Behavioral DR | Residential Charitable | Residential LI | Program Delivery Cost | 1 | 0 | 3217.9672 | 7248.0369 | 16231.2158 | 26027.4648 | 30903.0267 | 32293.7906 | 32483.3231 | 32673.9679
ENS | Alternate Scenario | Behavioral DR | Behavioral DR | Residential Charitable | Residential Market Rate | Program Delivery Cost | 1 | 0 | 18319.1714 | 41396.5063 | 92703.1185 | 148653.5067 | 176499.8369 | 184443.0591 | 185525.5566 | 186614.4072
ENS | Preferred Plan | DLC-Thermostat | DLC-Thermostat-BYOT-Central Heat Pump | Residential Charitable | Residential LI | Program Delivery Cost | 0 | 8656.3589 | 8415.0199 | 8406.4921 | 8419.9537 | 8356.0941 | 8353.4008 | 8339.4654 | 8333.3825 | 8328.2194
ENS | Preferred Plan | DLC-Thermostat | DLC-Thermostat-BYOT-Central Heat Pump | Residential Charitable | Residential Market Rate | Program Delivery Cost | 0 | 52971.4385 | 51494.5969 | 51442.4119 | 51524.7886 | 51134.0085 | 51117.5269 | 51032.2512 | 50995.0274 | 50963.4329
ENS | Preferred Plan | DLC-Thermostat | DLC-Thermostat-DI-Baseboard Heating | Residential Charitable | Residential LI | Program Delivery Cost | 0 | 54977.0307 | 60973.867 | 60465.0555 | 59968.0996 | 59500.6833 | 59029.5841 | 58573.5119 | 58567.6944 | 58563.5226
ENS | Preferred Plan | DLC-Thermostat | DLC-Thermostat-DI-Baseboard Heating | Residential Charitable | Residential Market Rate | Program Delivery Cost | 0 | 523327.2163 | 580411.1945 | 575567.8099 | 570837.2794 | 566387.9359 | 561903.535 | 557562.177 | 557506.7998 | 557467.0891
ENS | Preferred Plan | DLC-Thermostat | DLC-Thermostat-BYOT-Baseboard Heating | Residential Charitable | Residential LI | Program Delivery Cost | 0 | 5307.0497 | 11612.3307 | 11460.6863 | 11318.5302 | 11178.8272 | 11038.544 | 10901.0432 | 10901.2373 | 10900.4967
ENS | Preferred Plan | DLC-Thermostat | DLC-Thermostat-BYOT-Baseboard Heating | Residential Charitable | Residential Market Rate | Program Delivery Cost | 0 | 50517.8894 | 110537.9582 | 109094.4521 | 107741.2659 | 106411.4314 | 105076.0734 | 103767.2007 | 103769.0485 | 103761.9988
ENS | Preferred Plan | DLC-Thermostat | DLC-Thermostat-DI-MSHP | Residential Charitable | Residential LI | Program Delivery Cost | 0 | 22913.3889 | 39034.9897 | 38681.5556 | 38320.2134 | 37978.9524 | 37637.875 | 37300.1317 | 37300.5459 | 37297.106
ENS | Preferred Plan | DLC-Thermostat | DLC-Thermostat-DI-MSHP | Residential Charitable | Residential Market Rate | Program Delivery Cost | 0 | 218112.9077 | 371574.6785 | 368210.3339 | 364770.7115 | 361522.2425 | 358275.5212 | 355060.5378 | 355064.4804 | 355031.7363
ENS | Preferred Plan | DLC-Thermostat | DLC-Thermostat-BYOT-MSHP | Residential Charitable | Residential LI | Program Delivery Cost | 0 | 4048.359 | 3529.4507 | 3495.9885 | 3461.2749 | 3441.6269 | 3405.7144 | 3369.3049 | 3388.7872 | 3408.4446
ENS | Preferred Plan | DLC-Thermostat | DLC-Thermostat-BYOT-MSHP | Residential Charitable | Residential Market Rate | Program Delivery Cost | 0 | 38536.3927 | 33596.8969 | 33278.3691 | 32947.9303 | 32760.9007 | 32419.0485 | 32072.4659 | 32257.918 | 32445.0376
ENS | Preferred Plan | DLC-Water Heating | DLC-Switch-Water Heating | Residential Charitable | Residential LI | Program Delivery Cost | 0 | 4181.2585 | 7736.6196 | 8763.4133 | 8642.4266 | 8524.6358 | 8408.7862 | 8295.5408 | 8295.6957 | 8295.3479
ENS | Preferred Plan | DLC-Water Heating | DLC-Switch-Water Heating | Residential Charitable | Residential Market Rate | Program Delivery Cost | 0 | 47761.7577 | 88374.004 | 100102.8822 | 98720.8734 | 97375.3695 | 96052.0407 | 94758.459 | 94760.2285 | 94756.2561
ENS | Preferred Plan | C&I Curtailment | C&I Curtailment-Turnkey-Manual HVAC Control | General | Miscellaneous | Program Delivery Cost | 1 | 16058.9208 | 13032.1002 | 23465.8023 | 27982.1214 | 32354.2893 | 36457.135 | 40618.5765 | 40905.6497 | 40905.6497
ENS | Preferred Plan | C&I Curtailment | C&I Curtailment-Turnkey-Manual HVAC Control | General | Offices | Program Delivery Cost | 1 | 1054.2727 | 862.0437 | 1565.1457 | 1885.9441 | 2201.6932 | 2505.3822 | 2791.362 | 2811.09 | 2811.09
ENS | Preferred Plan | C&I Curtailment | C&I Curtailment-Turnkey-Manual HVAC Control | General | Retail Trade | Program Delivery Cost | 1 | 3785.7134 | 3059.7197 | 5485.9746 | 6504.4224 | 7476.7705 | 8373.484 | 9329.285 | 9395.22 | 9395.22
ENS | Preferred Plan | C&I Curtailment | C&I Curtailment-Turnkey-Manual HVAC Control | General | Services | Program Delivery Cost | 1 | 2447.2678 | 1978.0083 | 3546.5756 | 4205.1285 | 4833.9681 | 5413.9832 | 6031.9686 | 6074.5997 | 6074.5997
ENS | Preferred Plan | C&I Curtailment | C&I Curtailment-Turnkey-Auto-DR HVAC Control | General | Miscellaneous | Program Delivery Cost | 1 | 404.4956 | 411.8754 | 931.4523 | 1396.7202 | 2033.9232 | 2892.0773 | 4027.746 | 5070.2653 | 6337.8317
ENS | Preferred Plan | C&I Curtailment | C&I Curtailment-Turnkey-Auto-DR HVAC Control | General | Offices | Program Delivery Cost | 1 | 26.5553 | 27.2446 | 62.1269 | 94.1364 | 138.4075 | 198.7474 | 276.792 | 348.4353 | 435.5441
ENS | Preferred Plan | C&I Curtailment | C&I Curtailment-Turnkey-Auto-DR HVAC Control | General | Retail Trade | Program Delivery Cost | 1 | 95.3554 | 96.7015 | 217.7605 | 324.6665 | 470.0204 | 664.2531 | 925.0937 | 1164.5398 | 1455.6748
ENS | Preferred Plan | C&I Curtailment | C&I Curtailment-Turnkey-Auto-DR HVAC Control | General | Services | Program Delivery Cost | 1 | 61.6423 | 62.5143 | 140.7779 | 209.8979 | 303.883 | 429.4813 | 598.1312 | 752.9481 | 941.1852
ENS | Preferred Plan | C&I Curtailment | C&I Curtailment-Turnkey-Standard Lighting Control | General | Miscellaneous | Program Delivery Cost | 1 | 6808.6162 | 5473.9664 | 9785.9726 | 11606.4474 | 13431.1366 | 15175.7642 | 16908.0192 | 17027.5172 | 17027.5172
ENS | Preferred Plan | C&I Curtailment | C&I Curtailment-Turnkey-Standard Lighting Control | General | Offices | Program Delivery Cost | 1 | 144.9095 | 114.7314 | 201.9182 | 235.0469 | 267.8859 | 297.9127 | 331.9183 | 334.2641 | 334.2641
ENS | Preferred Plan | C&I Curtailment | C&I Curtailment-Turnkey-Standard Lighting Control | General | Retail Trade | Program Delivery Cost | 1 | 1584.6915 | 1260.2772 | 2230.2345 | 2612.6795 | 2988.8023 | 3335.982 | 3716.7715 | 3743.0399 | 3743.0399
ENS | Preferred Plan | C&I Curtailment | C&I Curtailment-Turnkey-Standard Lighting Control | General | Services | Program Delivery Cost | 1 | 1025.081 | 815.3721 | 1443.1209 | 1690.9001 | 1934.6424 | 2159.7454 | 2406.272 | 2423.2784 | 2423.2784
ENS | Preferred Plan | C&I Curtailment | C&I Curtailment-Turnkey-Water Heating Control | General | Miscellaneous | Program Delivery Cost | 1 | 392.8403 | 325.4273 | 599.7489 | 735.8342 | 875.5232 | 1017.5187 | 1133.6645 | 1141.6768 | 1141.6768
ENS | Preferred Plan | C&I Curtailment | C&I Curtailment-Turnkey-Water Heating Control | General | Offices | Program Delivery Cost | 1 | 10.5945 | 8.751 | 16.0748 | 19.6523 | 23.3179 | 27.0177 | 30.1017 | 30.3144 | 30.3144
ENS | Preferred Plan | C&I Curtailment | C&I Curtailment-Turnkey-Water Heating Control | General | Retail Trade | Program Delivery Cost | 1 | 207.6193 | 172.7196 | 319.4451 | 393.7432 | 470.3098 | 548.6899 | 611.3208 | 615.6413 | 615.6413
ENS | Preferred Plan | C&I Curtailment | C&I Curtailment-Turnkey-Water Heating Control | General | Services | Program Delivery Cost | 1 | 134.1452 | 111.5822 | 206.3476 | 254.3035 | 303.7158 | 354.2871 | 394.7276 | 397.5173 | 397.5173
ENS | Preferred Plan | C&I Curtailment | C&I Curtailment-Turnkey-Other | General | Miscellaneous | Program Delivery Cost | 1 | 7084.7122 | 5837.8387 | 10697.3951 | 13036.5925 | 15402.3504 | 17771.1881 | 19799.7008 | 19939.6359 | 19939.6359
ENS | Preferred Plan | C&I Curtailment | C&I Curtailment-Turnkey-Other | General | Offices | Program Delivery Cost | 1 | 195.2885 | 160.5439 | 293.4578 | 356.5631 | 420.0976 | 483.3283 | 538.4984 | 542.3042 | 542.3042
ENS | Preferred Plan | C&I Curtailment | C&I Curtailment-Turnkey-Other | General | Retail Trade | Program Delivery Cost | 1 | 2233.9894 | 1842.8615 | 3379.8777 | 4123.8376 | 4878.7563 | 5636.8727 | 6280.3 | 6324.6863 | 6324.6863
ENS | Preferred Plan | C&I Curtailment | C&I Curtailment-Turnkey-Other | General | Services | Program Delivery Cost | 1 | 1444.0491 | 1191.1891 | 2184.641 | 2665.4401 | 3153.2986 | 3643.1975 | 4059.0544 | 4087.742 | 4087.742
ENS | Preferred Plan | C&I Curtailment | C&I Curtailment-Turnkey-Manual HVAC Control | Large General | Miscellaneous | Program Delivery Cost | 1 | 11068.0286 | 8988.8884 | 16196.3365 | 19325.0437 | 22356.3625 | 25205.8849 | 28081.4125 | 27975.047 | 27975.047
ENS | Preferred Plan | C&I Curtailment | C&I Curtailment-Turnkey-Manual HVAC Control | Large General | Retail Trade | Program Delivery Cost | 1 | 478.3433 | 386.1168 | 691.5032 | 818.7761 | 939.829 | 1050.925 | 1170.8162 | 1166.3814 | 1166.3814
ENS | Preferred Plan | C&I Curtailment | C&I Curtailment-Turnkey-Manual HVAC Control | Large General | Services | Program Delivery Cost | 1 | 766.0131 | 618.3226 | 1107.3647 | 1311.178 | 1505.0306 | 1682.9383 | 1874.9306 | 1867.8288 | 1867.8288
ENS | Preferred Plan | C&I Curtailment | C&I Curtailment-Turnkey-Auto-DR HVAC Control | Large General | Miscellaneous | Program Delivery Cost | 1 | 278.7839 | 284.091 | 642.8979 | 964.6045 | 1405.4126 | 1999.5364 | 2784.5584 | 3467.5139 | 4334.3924
ENS | Preferred Plan | C&I Curtailment | C&I Curtailment-Turnkey-Auto-DR HVAC Control | Large General | Retail Trade | Program Delivery Cost | 1 | 12.0486 | 12.2031 | 27.4486 | 40.869 | 59.0815 | 83.3679 | 116.0984 | 144.5733 | 180.7166
ENS | Preferred Plan | C&I Curtailment | C&I Curtailment-Turnkey-Auto-DR HVAC Control | Large General | Services | Program Delivery Cost | 1 | 19.2945 | 19.5419 | 43.9558 | 65.4471 | 94.6124 | 133.5044 | 185.9185 | 231.5178 | 289.3973
ENS | Preferred Plan | C&I Curtailment | C&I Curtailment-Turnkey-Standard Lighting Control | Large General | Miscellaneous | Program Delivery Cost | 1 | 4875.5659 | 3921.1127 | 7013.3783 | 8323.1636 | 9637.297 | 10896.2287 | 12139.2879 | 12093.3072 | 12093.3072
ENS | Preferred Plan | C&I Curtailment | C&I Curtailment-Turnkey-Standard Lighting Control | Large General | Retail Trade | Program Delivery Cost | 1 | 199.5889 | 158.4106 | 279.8366 | 327.1397 | 373.4732 | 415.9534 | 463.406 | 461.6508 | 461.6508
ENS | Preferred Plan | C&I Curtailment | C&I Curtailment-Turnkey-Standard Lighting Control | Large General | Services | Program Delivery Cost | 1 | 319.6192 | 253.6768 | 448.127 | 523.8776 | 598.0753 | 666.1027 | 742.0927 | 739.2819 | 739.2819
ENS | Preferred Plan | C&I Curtailment | C&I Curtailment-Turnkey-Water Heating Control | Large General | Miscellaneous | Program Delivery Cost | 1 | 219.9735 | 181.0607 | 331.8206 | 404.7711 | 478.9633 | 553.3423 | 616.4685 | 614.1334 | 614.1334
ENS | Preferred Plan | C&I Curtailment | C&I Curtailment-Turnkey-Water Heating Control | Large General | Retail Trade | Program Delivery Cost | 1 | 26.302 | 21.8696 | 40.4289 | 49.8098 | 59.4616 | 69.3243 | 77.2329 | 76.9404 | 76.9404
ENS | Preferred Plan | C&I Curtailment | C&I Curtailment-Turnkey-Water Heating Control | Large General | Services | Program Delivery Cost | 1 | 42.1198 | 35.0217 | 64.7423 | 79.7648 | 95.2211 | 111.015 | 123.6798 | 123.2114 | 123.2114
ENS | Preferred Plan | C&I Curtailment | C&I Curtailment-Turnkey-Other | Large General | Miscellaneous | Program Delivery Cost | 1 | 4758.0128 | 3913.5103 | 7159.465 | 8709.5867 | 10270.9807 | 11826.9228 | 13176.1571 | 13126.249 | 13126.249
ENS | Preferred Plan | C&I Curtailment | C&I Curtailment-Turnkey-Other | Large General | Retail Trade | Program Delivery Cost | 1 | 282.3824 | 232.7135 | 426.405 | 519.7235 | 614.2012 | 708.8131 | 789.6757 | 786.6846 | 786.6846
ENS | Preferred Plan | C&I Curtailment | C&I Curtailment-Turnkey-Other | Large General | Services | Program Delivery Cost | 1 | 452.2036 | 372.6645 | 682.8397 | 832.2789 | 983.5742 | 1135.0847 | 1264.5769 | 1259.787 | 1259.787
ENS | Preferred Plan | C&I Curtailment | C&I Curtailment-Turnkey-Manual HVAC Control | Small Industrial | Miscellaneous | Program Delivery Cost | 1 | 2356.2652 | 1912.693 | 3445.7248 | 4111.0408 | 4755.5831 | 5360.9076 | 5969.4028 | 6007.1886 | 6007.1886
ENS | Preferred Plan | C&I Curtailment | C&I Curtailment-Turnkey-Manual HVAC Control | Small Industrial | Offices | Program Delivery Cost | 1 | 29.3832 | 23.9563 | 43.3763 | 52.0733 | 60.5856 | 68.6986 | 76.4963 | 76.9806 | 76.9806
ENS | Preferred Plan | C&I Curtailment | C&I Curtailment-Turnkey-Manual HVAC Control | Small Industrial | Retail Trade | Program Delivery Cost | 1 | 102.1809 | 82.5811 | 148.0098 | 175.5193 | 201.9482 | 226.4311 | 252.1324 | 253.7284 | 253.7284
ENS | Preferred Plan | C&I Curtailment | C&I Curtailment-Turnkey-Manual HVAC Control | Small Industrial | Services | Program Delivery Cost | 1 | 32.2816 | 26.0895 | 46.7601 | 55.4511 | 63.8007 | 71.5355 | 79.6552 | 80.1594 | 80.1594
ENS | Preferred Plan | C&I Curtailment | C&I Curtailment-Turnkey-Auto-DR HVAC Control | Small Industrial | Miscellaneous | Program Delivery Cost | 1 | 59.3501 | 60.4501 | 136.7747 | 205.2015 | 298.9554 | 425.2709 | 591.9272 | 744.5925 | 930.7406
ENS | Preferred Plan | C&I Curtailment | C&I Curtailment-Turnkey-Auto-DR HVAC Control | Small Industrial | Offices | Program Delivery Cost | 1 | 0.74011 | 0.75713 | 1.7218 | 2.5992 | 3.8087 | 5.4497 | 7.5854 | 9.5418 | 11.9272
ENS | Preferred Plan | C&I Curtailment | C&I Curtailment-Turnkey-Auto-DR HVAC Control | Small Industrial | Retail Trade | Program Delivery Cost | 1 | 2.5738 | 2.6099 | 5.8751 | 8.761 | 12.6953 | 17.9624 | 25.0015 | 31.4497 | 39.3121
ENS | Preferred Plan | C&I Curtailment | C&I Curtailment-Turnkey-Auto-DR HVAC Control | Small Industrial | Services | Program Delivery Cost | 1 | 0.81312 | 0.82455 | 1.8561 | 2.7678 | 4.0108 | 5.6748 | 7.8986 | 9.9358 | 12.4197
ENS | Preferred Plan | C&I Curtailment | C&I Curtailment-Turnkey-Standard Lighting Control | Small Industrial | Miscellaneous | Program Delivery Cost | 1 | 759.8133 | 608.7459 | 1083.5063 | 1279.0719 | 1474.1543 | 1658.7427 | 1847.02 | 1858.7114 | 1858.7114
ENS | Preferred Plan | C&I Curtailment | C&I Curtailment-Turnkey-Standard Lighting Control | Small Industrial | Offices | Program Delivery Cost | 1 | 4.2066 | 3.3552 | 5.942 | 6.9753 | 7.9996 | 8.9559 | 9.9724 | 10.0355 | 10.0355
ENS | Preferred Plan | C&I Curtailment | C&I Curtailment-Turnkey-Standard Lighting Control | Small Industrial | Retail Trade | Program Delivery Cost | 1 | 44.5506 | 35.7573 | 63.7528 | 75.4073 | 86.9968 | 97.9936 | 109.1165 | 109.8072 | 109.8072
ENS | Preferred Plan | C&I Curtailment | C&I Curtailment-Turnkey-Standard Lighting Control | Small Industrial | Services | Program Delivery Cost | 1 | 14.0747 | 11.2967 | 20.1412 | 23.8231 | 27.4845 | 30.9587 | 34.4727 | 34.6909 | 34.6909
ENS | Preferred Plan | C&I Curtailment | C&I Curtailment-Turnkey-Water Heating Control | Small Industrial | Miscellaneous | Program Delivery Cost | 1 | 55.3467 | 45.6683 | 83.8416 | 102.3258 | 121.1457 | 140.0445 | 155.9404 | 156.9275 | 156.9275
ENS | Preferred Plan | C&I Curtailment | C&I Curtailment-Turnkey-Water Heating Control | Small Industrial | Offices | Program Delivery Cost | 1 | 0.28994 | 0.23771 | 0.43341 | 0.52493 | 0.61781 | 0.70985 | 0.79042 | 0.79542 | 0.79542
ENS | Preferred Plan | C&I Curtailment | C&I Curtailment-Turnkey-Water Heating Control | Small Industrial | Retail Trade | Program Delivery Cost | 1 | 5.4154 | 4.4578 | 8.1633 | 9.9347 | 11.732 | 13.5267 | 15.0621 | 15.1574 | 15.1574
ENS | Preferred Plan | C&I Curtailment | C&I Curtailment-Turnkey-Water Heating Control | Small Industrial | Services | Program Delivery Cost | 1 | 1.7109 | 1.4083 | 2.579 | 3.1386 | 3.7064 | 4.2734 | 4.7585 | 4.7886 | 4.7886
ENS | Preferred Plan | C&I Curtailment | C&I Curtailment-Turnkey-Other | Small Industrial | Miscellaneous | Program Delivery Cost | 1 | 866.4454 | 712.1117 | 1302.2076 | 1582.9797 | 1865.9251 | 2147.6567 | 2391.4286 | 2406.5662 | 2406.5662
ENS | Preferred Plan | C&I Curtailment | C&I Curtailment-Turnkey-Other | Small Industrial | Offices | Program Delivery Cost | 1 | 5.4661 | 4.4829 | 8.1796 | 9.9194 | 11.668 | 13.4014 | 14.9225 | 15.017 | 15.017
ENS | Preferred Plan | C&I Curtailment | C&I Curtailment-Turnkey-Other | Small Industrial | Retail Trade | Program Delivery Cost | 1 | 60.0031 | 49.3046 | 90.1443 | 109.5498 | 129.1136 | 148.5844 | 165.4496 | 166.4969 | 166.4969
ENS | Preferred Plan | C&I Curtailment | C&I Curtailment-Turnkey-Other | Small Industrial | Services | Program Delivery Cost | 1 | 18.9565 | 15.5766 | 28.4789 | 34.6096 | 40.7903 | 46.9417 | 52.2698 | 52.6007 | 52.6007
ENS | Preferred Plan | C&I Curtailment | C&I Curtailment-Turnkey-Industrial | Small Industrial | Manufacturing | Program Delivery Cost | 1 | 212.0127 | 173.3193 | 315.0813 | 380.4397 | 445.9739 | 510.5038 | 568.4491 | 572.0473 | 572.0473
ENS | Preferred Plan | C&I Curtailment | C&I Curtailment-Turnkey-Manual HVAC Control | Medium Industrial | Miscellaneous | Program Delivery Cost | 1 | 37402.6342 | 30374.1358 | 54745.1643 | 65351.3744 | 75632.3547 | 85297.8557 | 94961.9266 | 95258.8848 | 95258.8848
ENS | Preferred Plan | C&I Curtailment | C&I Curtailment-Turnkey-Manual HVAC Control | Medium Industrial | Offices | Program Delivery Cost | 1 | 587.1281 | 478.8891 | 867.5074 | 1042.0156 | 1212.9125 | 1375.9537 | 1531.8464 | 1536.6367 | 1536.6367
ENS | Preferred Plan | C&I Curtailment | C&I Curtailment-Turnkey-Manual HVAC Control | Medium Industrial | Retail Trade | Program Delivery Cost | 1 | 8485.6248 | 6860.8099 | 12302.4524 | 14597.0063 | 16802.734 | 18848.2914 | 20983.7638 | 21049.3828 | 21049.3828
ENS | Preferred Plan | C&I Curtailment | C&I Curtailment-Turnkey-Manual HVAC Control | Medium Industrial | Services | Program Delivery Cost | 1 | 390.7368 | 315.9191 | 566.4899 | 672.147 | 773.7139 | 867.9055 | 966.2374 | 969.2589 | 969.2589
ENS | Preferred Plan | C&I Curtailment | C&I Curtailment-Turnkey-Auto-DR HVAC Control | Medium Industrial | Miscellaneous | Program Delivery Cost | 1 | 942.1057 | 959.9649 | 2173.0563 | 3261.9967 | 4754.5598 | 6766.5217 | 9416.4433 | 11807.3622 | 14759.2027
ENS | Preferred Plan | C&I Curtailment | C&I Curtailment-Turnkey-Auto-DR HVAC Control | Medium Industrial | Offices | Program Delivery Cost | 1 | 14.7887 | 15.1351 | 34.4349 | 52.0119 | 76.2487 | 109.1519 | 151.8982 | 190.4665 | 238.0831
ENS | Preferred Plan | C&I Curtailment | C&I Curtailment-Turnkey-Auto-DR HVAC Control | Medium Industrial | Retail Trade | Program Delivery Cost | 1 | 213.7378 | 216.8337 | 488.3339 | 728.6057 | 1056.2887 | 1495.2002 | 2080.7541 | 2609.0762 | 3261.3452
ENS | Preferred Plan | C&I Curtailment | C&I Curtailment-Turnkey-Auto-DR HVAC Control | Medium Industrial | Services | Program Delivery Cost | 1 | 9.842 | 9.9845 | 22.4863 | 33.55 | 48.6388 | 68.8493 | 95.8123 | 120.1399 | 150.1749
ENS | Preferred Plan | C&I Curtailment | C&I Curtailment-Turnkey-Standard Lighting Control | Medium Industrial | Miscellaneous | Program Delivery Cost | 1 | 12061.0445 | 9667.0674 | 17214.5871 | 20332.8336 | 23444.8142 | 26392.396 | 29382.6 | 29474.4832 | 29474.4832
ENS | Preferred Plan | C&I Curtailment | C&I Curtailment-Turnkey-Standard Lighting Control | Medium Industrial | Offices | Program Delivery Cost | 1 | 84.0554 | 67.0714 | 118.8373 | 139.5797 | 160.1505 | 179.3757 | 199.6986 | 200.3231 | 200.3231
ENS | Preferred Plan | C&I Curtailment | C&I Curtailment-Turnkey-Standard Lighting Control | Medium Industrial | Retail Trade | Program Delivery Cost | 1 | 3699.7111 | 2970.7081 | 5299.0847 | 6271.2254 | 7238.4113 | 8157.0599 | 9081.2379 | 9109.6361 | 9109.6361
ENS | Preferred Plan | C&I Curtailment | C&I Curtailment-Turnkey-Standard Lighting Control | Medium Industrial | Services | Program Delivery Cost | 1 | 170.3602 | 136.7919 | 244.0064 | 288.7705 | 333.3064 | 375.6074 | 418.1629 | 419.4705 | 419.4705
ENS | Preferred Plan | C&I Curtailment | C&I Curtailment-Turnkey-Water Heating Control | Medium Industrial | Miscellaneous | Program Delivery Cost | 1 | 878.5566 | 725.2256 | 1332.0633 | 1626.628 | 1926.69 | 2228.2597 | 2480.7169 | 2488.4745 | 2488.4745
ENS | Preferred Plan | C&I Curtailment | C&I Curtailment-Turnkey-Water Heating Control | Medium Industrial | Offices | Program Delivery Cost | 1 | 5.7936 | 4.7518 | 8.668 | 10.5042 | 12.3683 | 14.2174 | 15.8283 | 15.8778 | 15.8778
ENS | Preferred Plan | C&I Curtailment | C&I Curtailment-Turnkey-Water Heating Control | Medium Industrial | Retail Trade | Program Delivery Cost | 1 | 449.7237 | 370.353 | 678.5307 | 826.2129 | 976.1388 | 1125.9757 | 1253.5464 | 1257.4664 | 1257.4664
ENS | Preferred Plan | C&I Curtailment | C&I Curtailment-Turnkey-Water Heating Control | Medium Industrial | Services | Program Delivery Cost | 1 | 20.7084 | 17.0536 | 31.2442 | 38.0445 | 44.9482 | 51.8477 | 57.7219 | 57.9024 | 57.9024
ENS | Preferred Plan | C&I Curtailment | C&I Curtailment-Turnkey-Other | Medium Industrial | Miscellaneous | Program Delivery Cost | 1 | 13753.6905 | 11308.5459 | 20689.2813 | 25163.9186 | 29675.5003 | 34171.548 | 38043.1138 | 38162.0796 | 38162.0796
ENS | Preferred Plan | C&I Curtailment | C&I Curtailment-Turnkey-Other | Medium Industrial | Offices | Program Delivery Cost | 1 | 109.2219 | 89.6129 | 163.589 | 198.4921 | 233.5912 | 268.4146 | 298.8254 | 299.7598 | 299.7598
ENS | Preferred Plan | C&I Curtailment | C&I Curtailment-Turnkey-Other | Medium Industrial | Retail Trade | Program Delivery Cost | 1 | 4982.966 | 4096.2125 | 7492.7163 | 9110.6783 | 10742.6595 | 12368.2719 | 13769.5716 | 13812.6308 | 13812.6308
ENS | Preferred Plan | C&I Curtailment | C&I Curtailment-Turnkey-Other | Medium Industrial | Services | Program Delivery Cost | 1 | 229.4502 | 188.6179 | 345.0164 | 419.5185 | 494.6662 | 569.5206 | 634.0462 | 636.0289 | 636.0289
ENS | Preferred Plan | C&I Curtailment | C&I Curtailment-Turnkey-Manual HVAC Control | Large Industrial | Miscellaneous | Program Delivery Cost | 1 | 797.9117 | 647.6637 | 1166.3447 | 1390.7395 | 1607.9337 | 1811.8005 | 2019.1556 | 2010.1972 | 2010.1972
ENS | Preferred Plan | C&I Curtailment | C&I Curtailment-Turnkey-Auto-DR HVAC Control | Large Industrial | Miscellaneous | Program Delivery Cost | 1 | 20.098 | 20.4692 | 46.2969 | 69.4184 | 101.0813 | 143.7268 | 200.2199 | 249.1644 | 311.4556
ENS | Preferred Plan | C&I Curtailment | C&I Curtailment-Turnkey-Standard Lighting Control | Large Industrial | Miscellaneous | Program Delivery Cost | 1 | 351.4873 | 282.5224 | 505.0535 | 598.982 | 693.142 | 783.2216 | 872.8589 | 868.9863 | 868.9863
ENS | Preferred Plan | C&I Curtailment | C&I Curtailment-Turnkey-Water Heating Control | Large Industrial | Miscellaneous | Program Delivery Cost | 1 | 15.8582 | 13.0457 | 23.8954 | 29.1296 | 34.4484 | 39.7743 | 44.3263 | 44.1297 | 44.1297
ENS | Preferred Plan | C&I Curtailment | C&I Curtailment-Turnkey-Other | Large Industrial | Miscellaneous | Program Delivery Cost | 1 | 343.0127 | 281.9746 | 515.5736 | 626.7911 | 738.7184 | 850.1199 | 947.4136 | 943.2102 | 943.2102
ENS | Preferred Plan | C&I Curtailment | C&I Curtailment-Turnkey-Industrial | Large Industrial | Manufacturing | Program Delivery Cost | 1 | 68.8321 | 56.2844 | 102.3358 | 123.5994 | 144.9161 | 165.9169 | 184.9056 | 184.0853 | 184.0853
ENS | Preferred Plan | C&I Loadshift to BUGs | C&I Loadshift to BUGs | Large General | Miscellaneous | Program Delivery Cost | 1 | 0 | 60500 | 62775.7413 | 62674.9299 | 62558.5192 | 62689.8953 | 62741.4769 | 62503.8276 | 62503.8276
ENS | Preferred Plan | C&I Loadshift to BUGs | C&I Loadshift to BUGs | Small Industrial | Miscellaneous | Program Delivery Cost | 1 | 0 | 20570 | 21445.5648 | 21607.3232 | 21813.7673 | 22085.9089 | 22330.5147 | 22471.8649 | 22471.8649
ENS | Preferred Plan | C&I Loadshift to BUGs | C&I Loadshift to BUGs | Medium Industrial | Manufacturing | Program Delivery Cost | 1 | 0 | 12100 | 12564.9123 | 12609.153 | 12666.354 | 12785.6449 | 12883.2901 | 12923.5778 | 12923.5778
ENS | Preferred Plan | C&I Loadshift to BUGs | C&I Loadshift to BUGs | Medium Industrial | Miscellaneous | Program Delivery Cost | 1 | 0 | 52514 | 54531.7194 | 54723.7239 | 54971.9764 | 55489.699 | 55913.4788 | 56088.3276 | 56088.3276
ENS | Preferred Plan | BTM Battery Control | BTM Battery Control-BYOB | Residential Charitable | Residential Market Rate | Program Delivery Cost | 0 | 2146.56 | 11767.68 | 0 | 0 | 0 | 0 | 0 | 0 | 0
ENS | Preferred Plan | EV Charging Control | EV Charging Control | EV Res LDV | EV | Program Delivery Cost | 0 | 11041.9942 | 19098.4897 | 0 | 0 | 0 | 0 | 0 | 0 | 0
ENS | Preferred Plan | EV Charging Control | EV Charging Control | EV Com LDV | EV | Program Delivery Cost | 0 | 3733.233 | 6686.4213 | 0 | 0 | 0 | 0 | 0 | 0 | 0
ENS | Preferred Plan | Behavioral DR | Behavioral DR | Residential Charitable | Residential LI | Program Delivery Cost | 1 | 0 | 3605.1562 | 8001.3795 | 17595.606 | 27514.0723 | 32206.275 | 36042.8996 | 36255.1067 | 36468.5548
ENS | Preferred Plan | Behavioral DR | Behavioral DR | Residential Charitable | Residential Market Rate | Program Delivery Cost | 1 | 0 | 20531.8515 | 45586.6222 | 100263.5185 | 156791.4642 | 183541.8499 | 205418.6811 | 206630.7444 | 207849.8773
ENS | Alternate Scenario | DLC-Thermostat | DLC-Thermostat-BYOT-Central Heat Pump | Residential Charitable | Residential LI | Marketing & Recruitment Cost | 0 | 510.8133 | 466.0968 | 0 | 0 | 0 | 0 | 0 | 0 | 0
ENS | Alternate Scenario | DLC-Thermostat | DLC-Thermostat-BYOT-Central Heat Pump | Residential Charitable | Residential Market Rate | Marketing & Recruitment Cost | 0 | 4049.2447 | 3694.7749 | 0 | 0 | 0 | 0 | 0 | 0 | 0
ENS | Alternate Scenario | DLC-Thermostat | DLC-Thermostat-DI-Baseboard Heating | Residential Charitable | Residential LI | Marketing & Recruitment Cost | 0 | 3025.0121 | 2730.4668 | 0 | 0 | 0 | 0 | 0 | 0 | 0
ENS | Alternate Scenario | DLC-Thermostat | DLC-Thermostat-DI-Baseboard Heating | Residential Charitable | Residential Market Rate | Marketing & Recruitment Cost | 0 | 31720.2692 | 28631.6679 | 0 | 0 | 0 | 0 | 0 | 0 | 0
ENS | Alternate Scenario | DLC-Thermostat | DLC-Thermostat-BYOT-Baseboard Heating | Residential Charitable | Residential LI | Marketing & Recruitment Cost | 0 | 209.0466 | 319.394 | 0 | 0 | 0 | 0 | 0 | 0 | 0
ENS | Alternate Scenario | DLC-Thermostat | DLC-Thermostat-BYOT-Baseboard Heating | Residential Charitable | Residential Market Rate | Marketing & Recruitment Cost | 0 | 2192.0621 | 3349.1651 | 0 | 0 | 0 | 0 | 0 | 0 | 0
ENS | Alternate Scenario | DLC-Thermostat | DLC-Thermostat-DI-MSHP | Residential Charitable | Residential LI | Marketing & Recruitment Cost | 0 | 1028.8097 | 1363.0441 | 0 | 0 | 0 | 0 | 0 | 0 | 0
ENS | Alternate Scenario | DLC-Thermostat | DLC-Thermostat-DI-MSHP | Residential Charitable | Residential Market Rate | Marketing & Recruitment Cost | 0 | 12686.2245 | 16807.66 | 0 | 0 | 0 | 0 | 0 | 0 | 0
ENS | Alternate Scenario | DLC-Thermostat | DLC-Thermostat-BYOT-MSHP | Residential Charitable | Residential LI | Marketing & Recruitment Cost | 0 | 181.6563 | 122.8515 | 0 | 0 | 0 | 0 | 0 | 0 | 0
ENS | Alternate Scenario | DLC-Thermostat | DLC-Thermostat-BYOT-MSHP | Residential Charitable | Residential Market Rate | Marketing & Recruitment Cost | 0 | 2239.9987 | 1514.8787 | 0 | 0 | 0 | 0 | 0 | 0 | 0
ENS | Alternate Scenario | DLC-Water Heating | DLC-Switch-Water Heating | Residential Charitable | Residential LI | Marketing & Recruitment Cost | 0 | 4602.7633 | 4694.8185 | 0 | 0 | 0 | 0 | 0 | 0 | 0
ENS | Alternate Scenario | DLC-Water Heating | DLC-Switch-Water Heating | Residential Charitable | Residential Market Rate | Marketing & Recruitment Cost | 0 | 53240.374 | 54305.1815 | 0 | 0 | 0 | 0 | 0 | 0 | 0
ENS | Alternate Scenario | C&I Curtailment | C&I Curtailment-Turnkey-Manual HVAC Control | General | Miscellaneous | Marketing & Recruitment Cost | 1 | 7390.0055 | 3541.0104 | 1817.6369 | 1926.877 | 2004.3191 | 2053.349 | 2097.1199 | 2078.8739 | 2047.0693
ENS | Alternate Scenario | C&I Curtailment | C&I Curtailment-Turnkey-Manual HVAC Control | General | Offices | Marketing & Recruitment Cost | 1 | 485.156 | 234.2298 | 121.2346 | 129.868 | 136.3929 | 141.1088 | 144.1168 | 142.8629 | 140.6773
ENS | Alternate Scenario | C&I Curtailment | C&I Curtailment-Turnkey-Manual HVAC Control | General | Retail Trade | Marketing & Recruitment Cost | 1 | 1742.1123 | 831.3702 | 424.9379 | 447.9011 | 463.1792 | 471.6137 | 481.667 | 477.4763 | 470.1714
ENS | Alternate Scenario | C&I Curtailment | C&I Curtailment-Turnkey-Manual HVAC Control | General | Services | Marketing & Recruitment Cost | 1 | 1126.1854 | 537.4535 | 274.7141 | 289.5694 | 299.46 | 304.9279 | 311.428 | 308.7184 | 303.9953
ENS | Alternate Scenario | C&I Curtailment | C&I Curtailment-Turnkey-Auto-DR HVAC Control | General | Miscellaneous | Marketing & Recruitment Cost | 1 | 186.1411 | 111.9125 | 72.1493 | 96.1796 | 125.9997 | 162.8884 | 207.9508 | 257.6769 | 317.1684
ENS | Alternate Scenario | C&I Curtailment | C&I Curtailment-Turnkey-Auto-DR HVAC Control | General | Offices | Marketing & Recruitment Cost | 1 | 12.2202 | 7.4028 | 4.8123 | 6.4823 | 8.5742 | 11.1939 | 14.2907 | 17.7079 | 21.7962
ENS | Alternate Scenario | C&I Curtailment | C&I Curtailment-Turnkey-Auto-DR HVAC Control | General | Retail Trade | Marketing & Recruitment Cost | 1 | 43.8807 | 26.2752 | 16.8675 | 22.3569 | 29.1173 | 37.4122 | 47.7622 | 59.1833 | 72.8473
ENS | Alternate Scenario | C&I Curtailment | C&I Curtailment-Turnkey-Auto-DR HVAC Control | General | Services | Marketing & Recruitment Cost | 1 | 28.3666 | 16.986 | 10.9045 | 14.4538 | 18.8253 | 24.1894 | 30.8813 | 38.2657 | 47.1004
ENS | Alternate Scenario | C&I Curtailment | C&I Curtailment-Turnkey-Standard Lighting Control | General | Miscellaneous | Marketing & Recruitment Cost | 1 | 3133.1938 | 1487.356 | 758.0113 | 799.2316 | 832.0468 | 854.7337 | 872.9539 | 865.3587 | 852.1197
ENS | Alternate Scenario | C&I Curtailment | C&I Curtailment-Turnkey-Standard Lighting Control | General | Offices | Marketing & Recruitment Cost | 1 | 66.6846 | 31.1742 | 15.6404 | 16.1856 | 16.5953 | 16.7791 | 17.1368 | 16.9877 | 16.7278
ENS | Alternate Scenario | C&I Curtailment | C&I Curtailment-Turnkey-Standard Lighting Control | General | Retail Trade | Marketing & Recruitment Cost | 1 | 729.2445 | 342.4356 | 172.7517 | 179.9117 | 185.1536 | 187.8901 | 191.8953 | 190.2257 | 187.3155
ENS | Alternate Scenario | C&I Curtailment | C&I Curtailment-Turnkey-Standard Lighting Control | General | Services | Marketing & Recruitment Cost | 1 | 471.7225 | 221.5484 | 111.7827 | 116.4371 | 119.8494 | 121.6418 | 124.2348 | 123.1539 | 121.2698
ENS | Alternate Scenario | C&I Curtailment | C&I Curtailment-Turnkey-Water Heating Control | General | Miscellaneous | Marketing & Recruitment Cost | 1 | 180.7775 | 88.4233 | 46.4559 | 50.6703 | 54.2379 | 57.309 | 58.5306 | 58.0214 | 57.1337
ENS | Alternate Scenario | C&I Curtailment | C&I Curtailment-Turnkey-Water Heating Control | General | Offices | Marketing & Recruitment Cost | 1 | 4.8754 | 2.3778 | 1.2451 | 1.3533 | 1.4445 | 1.5217 | 1.5541 | 1.5406 | 1.517
ENS | Alternate Scenario | C&I Curtailment | C&I Curtailment-Turnkey-Water Heating Control | General | Retail Trade | Marketing & Recruitment Cost | 1 | 95.5424 | 46.9304 | 24.7439 | 27.1136 | 29.1353 | 30.9035 | 31.5622 | 31.2876 | 30.809
ENS | Alternate Scenario | C&I Curtailment | C&I Curtailment-Turnkey-Water Heating Control | General | Services | Marketing & Recruitment Cost | 1 | 61.731 | 30.3185 | 15.9835 | 17.5116 | 18.8149 | 19.9543 | 20.3796 | 20.2023 | 19.8932
ENS | Alternate Scenario | C&I Curtailment | C&I Curtailment-Turnkey-Other | General | Miscellaneous | Marketing & Recruitment Cost | 1 | 3260.2479 | 1586.2253 | 828.6092 | 897.7129 | 954.1617 | 1000.9139 | 1022.2502 | 1013.3561 | 997.8528
ENS | Alternate Scenario | C&I Curtailment | C&I Curtailment-Turnkey-Other | General | Offices | Marketing & Recruitment Cost | 1 | 89.868 | 43.6221 | 22.7309 | 24.5533 | 26.0247 | 27.2222 | 27.8024 | 27.5605 | 27.1389
ENS | Alternate Scenario | C&I Curtailment | C&I Curtailment-Turnkey-Other | General | Retail Trade | Marketing & Recruitment Cost | 1 | 1028.0388 | 500.7322 | 261.8018 | 283.9716 | 302.2346 | 317.4815 | 324.2492 | 321.4281 | 316.5106
ENS | Alternate Scenario | C&I Curtailment | C&I Curtailment-Turnkey-Other | General | Services | Marketing & Recruitment Cost | 1 | 664.5235 | 323.6633 | 169.22 | 183.5449 | 195.344 | 205.1932 | 209.5673 | 207.7439 | 204.5657
ENS | Alternate Scenario | C&I Curtailment | C&I Curtailment-Turnkey-Manual HVAC Control | Large General | Miscellaneous | Marketing & Recruitment Cost | 1 | 5097.6466 | 2445.1598 | 1255.2577 | 1331.1356 | 1386.6015 | 1421.0735 | 1451.233 | 1423.254 | 1401.4773
ENS | Alternate Scenario | C&I Curtailment | C&I Curtailment-Turnkey-Manual HVAC Control | Large General | Retail Trade | Marketing & Recruitment Cost | 1 | 220.3125 | 105.0316 | 53.5933 | 56.3984 | 58.2907 | 59.2497 | 60.5072 | 59.3406 | 58.4327
ENS | Alternate Scenario | C&I Curtailment | C&I Curtailment-Turnkey-Manual HVAC Control | Large General | Services | Marketing & Recruitment Cost | 1 | 352.8057 | 168.1963 | 85.8236 | 90.3157 | 93.346 | 94.8818 | 96.8955 | 95.0274 | 93.5734
ENS | Alternate Scenario | C&I Curtailment | C&I Curtailment-Turnkey-Auto-DR HVAC Control | Large General | Miscellaneous | Marketing & Recruitment Cost | 1 | 128.4006 | 77.2785 | 49.8262 | 66.4433 | 87.1675 | 112.7311 | 143.9045 | 176.4127 | 217.1418
ENS | Alternate Scenario | C&I Curtailment | C&I Curtailment-Turnkey-Auto-DR HVAC Control | Large General | Retail Trade | Marketing & Recruitment Cost | 1 | 5.5493 | 3.3195 | 2.1273 | 2.8151 | 3.6644 | 4.7002 | 5.9999 | 7.3553 | 9.0534
ENS | Alternate Scenario | C&I Curtailment | C&I Curtailment-Turnkey-Auto-DR HVAC Control | Large General | Services | Marketing & Recruitment Cost | 1 | 8.8865 | 5.3158 | 3.4067 | 4.5081 | 5.8681 | 7.5268 | 9.6082 | 11.7787 | 14.4981
ENS | Alternate Scenario | C&I Curtailment | C&I Curtailment-Turnkey-Standard Lighting Control | Large General | Miscellaneous | Marketing & Recruitment Cost | 1 | 2245.5591 | 1066.6221 | 543.5548 | 573.311 | 597.731 | 614.3146 | 627.3522 | 615.2571 | 605.8433
ENS | Alternate Scenario | C&I Curtailment | C&I Curtailment-Turnkey-Standard Lighting Control | Large General | Retail Trade | Marketing & Recruitment Cost | 1 | 91.9255 | 43.0909 | 21.6881 | 22.5338 | 23.1638 | 23.4509 | 23.9486 | 23.4869 | 23.1275
ENS | Alternate Scenario | C&I Curtailment | C&I Curtailment-Turnkey-Standard Lighting Control | Large General | Services | Marketing & Recruitment Cost | 1 | 147.2083 | 69.0052 | 34.731 | 36.0854 | 37.0942 | 37.554 | 38.351 | 37.6116 | 37.0361
ENS | Alternate Scenario | C&I Curtailment | C&I Curtailment-Turnkey-Water Heating Control | Large General | Miscellaneous | Marketing & Recruitment Cost | 1 | 101.3141 | 49.2522 | 25.717 | 27.8812 | 29.7066 | 31.1967 | 31.8588 | 31.2446 | 30.7665
ENS | Alternate Scenario | C&I Curtailment | C&I Curtailment-Turnkey-Water Heating Control | Large General | Retail Trade | Marketing & Recruitment Cost | 1 | 12.114 | 5.949 | 3.1333 | 3.431 | 3.688 | 3.9084 | 3.9914 | 3.9144 | 3.8545
ENS | Alternate Scenario | C&I Curtailment | C&I Curtailment-Turnkey-Water Heating Control | Large General | Services | Marketing & Recruitment Cost | 1 | 19.3993 | 9.5266 | 5.0177 | 5.4943 | 5.9059 | 6.2589 | 6.3917 | 6.2685 | 6.1726
ENS | Alternate Scenario | C&I Curtailment | C&I Curtailment-Turnkey-Other | Large General | Miscellaneous | Marketing & Recruitment Cost | 1 | 2191.4172 | 1064.5541 | 554.8769 | 599.9283 | 637.0337 | 666.7858 | 680.937 | 667.8089 | 657.591
ENS | Alternate Scenario | C&I Curtailment | C&I Curtailment-Turnkey-Other | Large General | Retail Trade | Marketing & Recruitment Cost | 1 | 130.058 | 63.3028 | 33.0475 | 35.7993 | 38.0944 | 39.9619 | 40.81 | 40.0232 | 39.4109
ENS | Alternate Scenario | C&I Curtailment | C&I Curtailment-Turnkey-Other | Large General | Services | Marketing & Recruitment Cost | 1 | 208.2733 | 101.3723 | 52.9218 | 57.3285 | 61.0039 | 63.9945 | 65.3527 | 64.0927 | 63.1121
ENS | Alternate Scenario | C&I Curtailment | C&I Curtailment-Turnkey-Manual HVAC Control | Small Industrial | Miscellaneous | Marketing & Recruitment Cost | 1 | 1083.8354 | 519.4084 | 266.8257 | 283.0477 | 294.4258 | 301.7846 | 308.0459 | 305.1252 | 300.4574
ENS | Alternate Scenario | C&I Curtailment | C&I Curtailment-Turnkey-Manual HVAC Control | Small Industrial | Offices | Marketing & Recruitment Cost | 1 | 13.5157 | 6.5056 | 3.3589 | 3.5853 | 3.751 | 3.8673 | 3.9475 | 3.9101 | 3.8503
ENS | Alternate Scenario | C&I Curtailment | C&I Curtailment-Turnkey-Manual HVAC Control | Small Industrial | Retail Trade | Marketing & Recruitment Cost | 1 | 47.0012 | 22.4256 | 11.4614 | 12.0846 | 12.5029 | 12.7466 | 13.0111 | 12.8877 | 12.6906
ENS | Alternate Scenario | C&I Curtailment | C&I Curtailment-Turnkey-Manual HVAC Control | Small Industrial | Services | Marketing & Recruitment Cost | 1 | 14.8489 | 7.0848 | 3.621 | 3.8178 | 3.95 | 4.027 | 4.1105 | 4.0716 | 4.0093
ENS | Alternate Scenario | C&I Curtailment | C&I Curtailment-Turnkey-Auto-DR HVAC Control | Small Industrial | Miscellaneous | Marketing & Recruitment Cost | 1 | 27.2999 | 16.4157 | 10.5914 | 14.1283 | 18.5088 | 23.94 | 30.5459 | 37.8203 | 46.5522
ENS | Alternate Scenario | C&I Curtailment | C&I Curtailment-Turnkey-Auto-DR HVAC Control | Small Industrial | Offices | Marketing & Recruitment Cost | 1 | 0.34044 | 0.20561 | 0.13333 | 0.17896 | 0.2358 | 0.30679 | 0.39144 | 0.48466 | 0.59655
ENS | Alternate Scenario | C&I Curtailment | C&I Curtailment-Turnkey-Auto-DR HVAC Control | Small Industrial | Retail Trade | Marketing & Recruitment Cost | 1 | 1.1839 | 0.70875 | 0.45495 | 0.6032 | 0.78599 | 1.0112 | 1.2902 | 1.5974 | 1.9662
ENS | Alternate Scenario | C&I Curtailment | C&I Curtailment-Turnkey-Auto-DR HVAC Control | Small Industrial | Services | Marketing & Recruitment Cost | 1 | 0.37402 | 0.22391 | 0.14373 | 0.19057 | 0.24831 | 0.31945 | 0.4076 | 0.50467 | 0.62119
ENS | Alternate Scenario | C&I Curtailment | C&I Curtailment-Turnkey-Standard Lighting Control | Small Industrial | Miscellaneous | Marketing & Recruitment Cost | 1 | 349.4991 | 165.3103 | 83.9032 | 88.0649 | 91.2673 | 93.3765 | 95.3139 | 94.4102 | 92.9659
ENS | Alternate Scenario | C&I Curtailment | C&I Curtailment-Turnkey-Standard Lighting Control | Small Industrial | Offices | Marketing & Recruitment Cost | 1 | 1.935 | 0.91114 | 0.46013 | 0.48025 | 0.49527 | 0.50416 | 0.51462 | 0.50974 | 0.50194
ENS | Alternate Scenario | C&I Curtailment | C&I Curtailment-Turnkey-Standard Lighting Control | Small Industrial | Retail Trade | Marketing & Recruitment Cost | 1 | 20.4924 | 9.7102 | 4.9368 | 5.1918 | 5.3861 | 5.5164 | 5.6309 | 5.5775 | 5.4921
ENS | Alternate Scenario | C&I Curtailment | C&I Curtailment-Turnkey-Standard Lighting Control | Small Industrial | Services | Marketing & Recruitment Cost | 1 | 6.4741 | 3.0677 | 1.5597 | 1.6402 | 1.7016 | 1.7428 | 1.7789 | 1.7621 | 1.7351
ENS | Alternate Scenario | C&I Curtailment | C&I Curtailment-Turnkey-Water Heating Control | Small Industrial | Miscellaneous | Marketing & Recruitment Cost | 1 | 25.4584 | 12.4016 | 6.4924 | 7.0452 | 7.5003 | 7.8836 | 8.0472 | 7.9709 | 7.8489
ENS | Alternate Scenario | C&I Curtailment | C&I Curtailment-Turnkey-Water Heating Control | Small Industrial | Offices | Marketing & Recruitment Cost | 1 | 0.13337 | 0.064551 | 0.033562 | 0.036142 | 0.038249 | 0.03996 | 0.040789 | 0.040402 | 0.039784
ENS | Alternate Scenario | C&I Curtailment | C&I Curtailment-Turnkey-Water Heating Control | Small Industrial | Retail Trade | Marketing & Recruitment Cost | 1 | 2.491 | 1.2106 | 0.63214 | 0.68401 | 0.72635 | 0.76147 | 0.77727 | 0.7699 | 0.75812
ENS | Alternate Scenario | C&I Curtailment | C&I Curtailment-Turnkey-Water Heating Control | Small Industrial | Services | Marketing & Recruitment Cost | 1 | 0.78697 | 0.38245 | 0.19971 | 0.2161 | 0.22947 | 0.24057 | 0.24556 | 0.24323 | 0.23951
ENS | Alternate Scenario | C&I Curtailment | C&I Curtailment-Turnkey-Other | Small Industrial | Miscellaneous | Marketing & Recruitment Cost | 1 | 398.5478 | 193.3801 | 100.8387 | 108.9891 | 115.5224 | 120.8992 | 123.4076 | 122.2376 | 120.3676
ENS | Alternate Scenario | C&I Curtailment | C&I Curtailment-Turnkey-Other | Small Industrial | Offices | Marketing & Recruitment Cost | 1 | 2.5143 | 1.2174 | 0.6334 | 0.68296 | 0.72239 | 0.75441 | 0.77007 | 0.76276 | 0.7511
ENS | Alternate Scenario | C&I Curtailment | C&I Curtailment-Turnkey-Other | Small Industrial | Retail Trade | Marketing & Recruitment Cost | 1 | 27.6002 | 13.3891 | 6.9805 | 7.5426 | 7.9936 | 8.3643 | 8.5379 | 8.4569 | 8.3276
ENS | Alternate Scenario | C&I Curtailment | C&I Curtailment-Turnkey-Other | Small Industrial | Services | Marketing & Recruitment Cost | 1 | 8.7196 | 4.23 | 2.2053 | 2.3829 | 2.5254 | 2.6425 | 2.6973 | 2.6718 | 2.6309
ENS | Alternate Scenario | C&I Curtailment | C&I Curtailment-Turnkey-Industrial | Small Industrial | Manufacturing | Marketing & Recruitment Cost | 1 | 97.5217 | 47.0664 | 24.3989 | 26.1935 | 27.611 | 28.7381 | 29.3343 | 29.0562 | 28.6117
ENS | Alternate Scenario | C&I Curtailment | C&I Curtailment-Turnkey-Manual HVAC Control | Medium Industrial | Miscellaneous | Marketing & Recruitment Cost | 1 | 17221.0825 | 8258.8446 | 4241.9825 | 4500.9861 | 4688.8026 | 4807.1471 | 4905.7794 | 4844.3939 | 4770.2748
ENS | Alternate Scenario | C&I Curtailment | C&I Curtailment-Turnkey-Manual HVAC Control | Medium Industrial | Offices | Marketing & Recruitment Cost | 1 | 270.328 | 130.2118 | 67.2197 | 71.7674 | 75.1941 | 77.5449 | 79.1359 | 78.1457 | 76.9501
ENS | Alternate Scenario | C&I Curtailment | C&I Curtailment-Turnkey-Manual HVAC Control | Medium Industrial | Retail Trade | Marketing & Recruitment Cost | 1 | 3906.988 | 1865.4807 | 953.2675 | 1005.3487 | 1041.6799 | 1062.2367 | 1084.0315 | 1070.4671 | 1054.089
ENS | Alternate Scenario | C&I Curtailment | C&I Curtailment-Turnkey-Manual HVAC Control | Medium Industrial | Services | Marketing & Recruitment Cost | 1 | 179.9047 | 85.8996 | 43.895 | 46.2932 | 47.9661 | 48.9127 | 49.9163 | 49.2917 | 48.5375
ENS | Alternate Scenario | C&I Curtailment | C&I Curtailment-Turnkey-Auto-DR HVAC Control | Medium Industrial | Miscellaneous | Marketing & Recruitment Cost | 1 | 433.7684 | 261.0182 | 168.3814 | 224.6655 | 294.7573 | 381.3421 | 486.458 | 600.4638 | 739.0959
ENS | Alternate Scenario | C&I Curtailment | C&I Curtailment-Turnkey-Auto-DR HVAC Control | Medium Industrial | Offices | Marketing & Recruitment Cost | 1 | 6.8091 | 4.1153 | 2.6682 | 3.5823 | 4.727 | 6.1515 | 7.8471 | 9.6862 | 11.9225
ENS | Alternate Scenario | C&I Curtailment | C&I Curtailment-Turnkey-Auto-DR HVAC Control | Medium Industrial | Retail Trade | Marketing & Recruitment Cost | 1 | 98.4101 | 58.9579 | 37.839 | 50.1817 | 65.4843 | 84.2653 | 107.4928 | 132.6847 | 163.3182
ENS | Alternate Scenario | C&I Curtailment | C&I Curtailment-Turnkey-Auto-DR HVAC Control | Medium Industrial | Services | Marketing & Recruitment Cost | 1 | 4.5315 | 2.7148 | 1.7424 | 2.3107 | 3.0153 | 3.8802 | 4.9497 | 6.1097 | 7.5203
ENS | Alternate Scenario | C&I Curtailment | C&I Curtailment-Turnkey-Standard Lighting Control | Medium Industrial | Miscellaneous | Marketing & Recruitment Cost | 1 | 5553.1982 | 2628.5129 | 1333.8891 | 1400.396 | 1453.4534 | 1487.4012 | 1517.9194 | 1498.9259 | 1475.9923
ENS | Alternate Scenario | C&I Curtailment | C&I Curtailment-Turnkey-Standard Lighting Control | Medium Industrial | Offices | Marketing & Recruitment Cost | 1 | 38.7011 | 18.237 | 9.2082 | 9.6134 | 9.9285 | 10.1091 | 10.3165 | 10.1874 | 10.0316
ENS | Alternate Scenario | C&I Curtailment | C&I Curtailment-Turnkey-Standard Lighting Control | Medium Industrial | Retail Trade | Marketing & Recruitment Cost | 1 | 1703.437 | 807.747 | 410.6047 | 431.922 | 448.7429 | 459.7089 | 469.1412 | 463.2709 | 456.1828
ENS | Alternate Scenario | C&I Curtailment | C&I Curtailment-Turnkey-Standard Lighting Control | Medium Industrial | Services | Marketing & Recruitment Cost | 1 | 78.438 | 37.1942 | 18.9071 | 19.8887 | 20.6632 | 21.1682 | 21.6025 | 21.3322 | 21.0058
ENS | Alternate Scenario | C&I Curtailment | C&I Curtailment-Turnkey-Water Heating Control | Medium Industrial | Miscellaneous | Marketing & Recruitment Cost | 1 | 404.5088 | 197.1916 | 103.2162 | 112.0318 | 119.4445 | 125.5784 | 128.155 | 126.5515 | 124.6152
ENS | Alternate Scenario | C&I Curtailment | C&I Curtailment-Turnkey-Water Heating Control | Medium Industrial | Offices | Marketing & Recruitment Cost | 1 | 2.6675 | 1.292 | 0.67165 | 0.72346 | 0.76677 | 0.80126 | 0.8177 | 0.80746 | 0.79511
ENS | Alternate Scenario | C&I Curtailment | C&I Curtailment-Turnkey-Water Heating Control | Medium Industrial | Retail Trade | Marketing & Recruitment Cost | 1 | 207.0637 | 100.7004 | 52.5766 | 56.9043 | 60.5154 | 63.4568 | 64.7588 | 63.9485 | 62.9701
ENS | Alternate Scenario | C&I Curtailment | C&I Curtailment-Turnkey-Water Heating Control | Medium Industrial | Services | Marketing & Recruitment Cost | 1 | 9.5346 | 4.6369 | 2.421 | 2.6203 | 2.7865 | 2.922 | 2.9819 | 2.9446 | 2.8996
ENS | Alternate Scenario | C&I Curtailment | C&I Curtailment-Turnkey-Other | Medium Industrial | Miscellaneous | Marketing & Recruitment Cost | 1 | 6332.5336 | 3074.8372 | 1603.1291 | 1733.1303 | 1839.7227 | 1925.8123 | 1965.3258 | 1940.7339 | 1911.0407
ENS | Alternate Scenario | C&I Curtailment | C&I Curtailment-Turnkey-Other | Medium Industrial | Offices | Marketing & Recruitment Cost | 1 | 50.2884 | 24.3661 | 12.6759 | 13.6709 | 14.4814 | 15.1271 | 15.4375 | 15.2443 | 15.0111
ENS | Alternate Scenario | C&I Curtailment | C&I Curtailment-Turnkey-Other | Medium Industrial | Retail Trade | Marketing & Recruitment Cost | 1 | 2294.2788 | 1113.776 | 580.5804 | 627.4854 | 665.9876 | 697.041 | 711.3428 | 702.4418 | 691.6945
ENS | Alternate Scenario | C&I Curtailment | C&I Curtailment-Turnkey-Other | Medium Industrial | Services | Marketing & Recruitment Cost | 1 | 105.6444 | 51.2859 | 26.7339 | 28.8938 | 30.6667 | 32.0966 | 32.7551 | 32.3453 | 31.8504
ENS | Alternate Scenario | C&I Curtailment | C&I Curtailment-Turnkey-Manual HVAC Control | Large Industrial | Miscellaneous | Marketing & Recruitment Cost | 1 | 367.3502 | 176.0847 | 90.3709 | 95.7828 | 99.6729 | 102.0989 | 104.3017 | 102.2189 | 100.655
ENS | Alternate Scenario | C&I Curtailment | C&I Curtailment-Turnkey-Auto-DR HVAC Control | Large Industrial | Miscellaneous | Marketing & Recruitment Cost | 1 | 9.2529 | 5.5651 | 3.5872 | 4.781 | 6.2658 | 8.0993 | 10.3426 | 12.6701 | 15.5953
ENS | Alternate Scenario | C&I Curtailment | C&I Curtailment-Turnkey-Standard Lighting Control | Large Industrial | Miscellaneous | Marketing & Recruitment Cost | 1 | 161.8211 | 76.8113 | 39.1326 | 41.253 | 42.9666 | 44.1363 | 45.0885 | 44.1881 | 43.5121
ENS | Alternate Scenario | C&I Curtailment | C&I Curtailment-Turnkey-Water Heating Control | Large Industrial | Miscellaneous | Marketing & Recruitment Cost | 1 | 7.301 | 3.5468 | 1.8515 | 2.0062 | 2.1354 | 2.2414 | 2.2897 | 2.244 | 2.2097
ENS | Alternate Scenario | C&I Curtailment | C&I Curtailment-Turnkey-Other | Large Industrial | Miscellaneous | Marketing & Recruitment Cost | 1 | 157.9195 | 76.6624 | 39.9477 | 43.1682 | 45.7918 | 47.9061 | 48.9397 | 47.9624 | 47.2286
ENS | Alternate Scenario | C&I Curtailment | C&I Curtailment-Turnkey-Industrial | Large Industrial | Manufacturing | Marketing & Recruitment Cost | 1 | 31.6896 | 15.3024 | 7.9292 | 8.5125 | 8.9831 | 9.3498 | 9.5515 | 9.3608 | 9.2176
ENS | Alternate Scenario | C&I Loadshift to BUGs | C&I Loadshift to BUGs | Large General | Miscellaneous | Marketing & Recruitment Cost | 1 | 0 | 16431.9876 | 4856.0732 | 4314.4898 | 3873.2835 | 3526.679 | 3238.6187 | 3224.0011 | 3224.0011
ENS | Alternate Scenario | C&I Loadshift to BUGs | C&I Loadshift to BUGs | Small Industrial | Miscellaneous | Marketing & Recruitment Cost | 1 | 0 | 5607.541 | 1666.442 | 1494.6792 | 1355.2636 | 1247.0409 | 1156.9052 | 1163.1685 | 1163.1685
ENS | Alternate Scenario | C&I Loadshift to BUGs | C&I Loadshift to BUGs | Medium Industrial | Manufacturing | Marketing & Recruitment Cost | 1 | 0 | 3289.4634 | 973.0777 | 869.0695 | 784.9163 | 719.9367 | 665.6322 | 667.1967 | 667.1967
ENS | Alternate Scenario | C&I Loadshift to BUGs | C&I Loadshift to BUGs | Medium Industrial | Miscellaneous | Marketing & Recruitment Cost | 1 | 0 | 14276.2712 | 4223.1572 | 3771.7615 | 3406.5367 | 3124.5252 | 2888.8439 | 2895.6337 | 2895.6337
ENS | Alternate Scenario | BTM Battery Control | BTM Battery Control-BYOB | Residential Charitable | Residential Market Rate | Marketing & Recruitment Cost | 0 | 57843.1373 | 59000 | 0 | 0 | 0 | 0 | 0 | 0 | 0
ENS | Alternate Scenario | EV Charging Control | EV Charging Control | EV Res LDV | EV | Marketing & Recruitment Cost | 0 | 43228.0043 | 43700.3987 | 0 | 0 | 0 | 0 | 0 | 0 | 0
ENS | Alternate Scenario | EV Charging Control | EV Charging Control | EV Com LDV | EV | Marketing & Recruitment Cost | 0 | 14615.133 | 15299.6013 | 0 | 0 | 0 | 0 | 0 | 0 | 0
ENS | Preferred Plan | DLC-Thermostat | DLC-Thermostat-BYOT-Central Heat Pump | Residential Charitable | Residential LI | Marketing & Recruitment Cost | 0 | 639.5294 | 582.4845 | 242.3986 | 248.5034 | 247.3878 | 257.9715 | 258.3082 | 258.114 | 263.1085
ENS | Preferred Plan | DLC-Thermostat | DLC-Thermostat-BYOT-Central Heat Pump | Residential Charitable | Residential Market Rate | Marketing & Recruitment Cost | 0 | 3913.5153 | 3564.4364 | 1483.3263 | 1520.6833 | 1513.8566 | 1578.6221 | 1580.6824 | 1579.4942 | 1610.0576
ENS | Preferred Plan | DLC-Thermostat | DLC-Thermostat-DI-Baseboard Heating | Residential Charitable | Residential LI | Marketing & Recruitment Cost | 0 | 3304.2425 | 2982.3733 | 1238.0838 | 1262.9041 | 1263.1902 | 1313.4931 | 1313.5035 | 1313.2963 | 1339.4051
ENS | Preferred Plan | DLC-Thermostat | DLC-Thermostat-DI-Baseboard Heating | Residential Charitable | Residential Market Rate | Marketing & Recruitment Cost | 0 | 31453.1363 | 28389.2581 | 11785.339 | 12021.6043 | 12024.3269 | 12503.1614 | 12503.2606 | 12501.2878 | 12749.8183
ENS | Preferred Plan | DLC-Thermostat | DLC-Thermostat-BYOT-Baseboard Heating | Residential Charitable | Residential LI | Marketing & Recruitment Cost | 0 | 228.5705 | 348.6589 | 144.7172 | 147.6668 | 147.7162 | 153.5864 | 153.5678 | 153.5562 | 156.6051
ENS | Preferred Plan | DLC-Thermostat | DLC-Thermostat-BYOT-Baseboard Heating | Residential Charitable | Residential Market Rate | Marketing & Recruitment Cost | 0 | 2175.7662 | 3318.8896 | 1377.5657 | 1405.6425 | 1406.1126 | 1461.9916 | 1461.8146 | 1461.7036 | 1490.7264
ENS | Preferred Plan | DLC-Thermostat | DLC-Thermostat-DI-MSHP | Residential Charitable | Residential LI | Marketing & Recruitment Cost | 0 | 1303.0373 | 1727.4361 | 717.4174 | 731.789 | 731.9764 | 761.1623 | 761.0703 | 761.0278 | 776.1358
ENS | Preferred Plan | DLC-Thermostat | DLC-Thermostat-DI-MSHP | Residential Charitable | Residential Market Rate | Marketing & Recruitment Cost | 0 | 12403.6324 | 16443.4912 | 6829.107 | 6965.9114 | 6967.6944 | 7245.5163 | 7244.6401 | 7244.2351 | 7388.0486
ENS | Preferred Plan | DLC-Thermostat | DLC-Thermostat-BYOT-MSHP | Residential Charitable | Residential LI | Marketing & Recruitment Cost | 0 | 230.2218 | 156.1907 | 64.8392 | 66.0989 | 66.3312 | 68.8748 | 68.7472 | 69.14 | 70.9282
ENS | Preferred Plan | DLC-Thermostat | DLC-Thermostat-BYOT-MSHP | Residential Charitable | Residential Market Rate | Marketing & Recruitment Cost | 0 | 2191.4854 | 1486.7813 | 617.2058 | 629.1962 | 631.4077 | 655.6204 | 654.4052 | 658.1451 | 675.1664
ENS | Preferred Plan | DLC-Water Heating | DLC-Switch-Water Heating | Residential Charitable | Residential LI | Marketing & Recruitment Cost | 0 | 4656.2007 | 4749.3247 | 281.7396 | 281.7396 | 362.2366 | 362.2366 | 402.4851 | 402.4851 | 410.5348
ENS | Preferred Plan | DLC-Water Heating | DLC-Switch-Water Heating | Residential Charitable | Residential Market Rate | Marketing & Recruitment Cost | 0 | 53186.9366 | 54250.6753 | 3218.2604 | 3218.2604 | 4137.7634 | 4137.7634 | 4597.5149 | 4597.5149 | 4689.4652
ENS | Preferred Plan | C&I Curtailment | C&I Curtailment-Turnkey-Manual HVAC Control | General | Miscellaneous | Marketing & Recruitment Cost | 1 | 7390.0055 | 3541.0104 | 1817.6369 | 1926.877 | 2004.3191 | 2053.349 | 2097.1199 | 2078.8739 | 2047.0693
ENS | Preferred Plan | C&I Curtailment | C&I Curtailment-Turnkey-Manual HVAC Control | General | Offices | Marketing & Recruitment Cost | 1 | 485.156 | 234.2298 | 121.2346 | 129.868 | 136.3929 | 141.1088 | 144.1168 | 142.8629 | 140.6773
ENS | Preferred Plan | C&I Curtailment | C&I Curtailment-Turnkey-Manual HVAC Control | General | Retail Trade | Marketing & Recruitment Cost | 1 | 1742.1123 | 831.3702 | 424.9379 | 447.9011 | 463.1792 | 471.6137 | 481.667 | 477.4763 | 470.1714
ENS | Preferred Plan | C&I Curtailment | C&I Curtailment-Turnkey-Manual HVAC Control | General | Services | Marketing & Recruitment Cost | 1 | 1126.1854 | 537.4535 | 274.7141 | 289.5694 | 299.46 | 304.9279 | 311.428 | 308.7184 | 303.9953
ENS | Preferred Plan | C&I Curtailment | C&I Curtailment-Turnkey-Auto-DR HVAC Control | General | Miscellaneous | Marketing & Recruitment Cost | 1 | 186.1411 | 111.9125 | 72.1493 | 96.1796 | 125.9997 | 162.8884 | 207.9508 | 257.6769 | 317.1684
ENS | Preferred Plan | C&I Curtailment | C&I Curtailment-Turnkey-Auto-DR HVAC Control | General | Offices | Marketing & Recruitment Cost | 1 | 12.2202 | 7.4028 | 4.8123 | 6.4823 | 8.5742 | 11.1939 | 14.2907 | 17.7079 | 21.7962
ENS | Preferred Plan | C&I Curtailment | C&I Curtailment-Turnkey-Auto-DR HVAC Control | General | Retail Trade | Marketing & Recruitment Cost | 1 | 43.8807 | 26.2752 | 16.8675 | 22.3569 | 29.1173 | 37.4122 | 47.7622 | 59.1833 | 72.8473
ENS | Preferred Plan | C&I Curtailment | C&I Curtailment-Turnkey-Auto-DR HVAC Control | General | Services | Marketing & Recruitment Cost | 1 | 28.3666 | 16.986 | 10.9045 | 14.4538 | 18.8253 | 24.1894 | 30.8813 | 38.2657 | 47.1004
ENS | Preferred Plan | C&I Curtailment | C&I Curtailment-Turnkey-Standard Lighting Control | General | Miscellaneous | Marketing & Recruitment Cost | 1 | 3133.1938 | 1487.356 | 758.0113 | 799.2316 | 832.0468 | 854.7337 | 872.9539 | 865.3587 | 852.1197
ENS | Preferred Plan | C&I Curtailment | C&I Curtailment-Turnkey-Standard Lighting Control | General | Offices | Marketing & Recruitment Cost | 1 | 66.6846 | 31.1742 | 15.6404 | 16.1856 | 16.5953 | 16.7791 | 17.1368 | 16.9877 | 16.7278
ENS | Preferred Plan | C&I Curtailment | C&I Curtailment-Turnkey-Standard Lighting Control | General | Retail Trade | Marketing & Recruitment Cost | 1 | 729.2445 | 342.4356 | 172.7517 | 179.9117 | 185.1536 | 187.8901 | 191.8953 | 190.2257 | 187.3155
ENS | Preferred Plan | C&I Curtailment | C&I Curtailment-Turnkey-Standard Lighting Control | General | Services | Marketing & Recruitment Cost | 1 | 471.7225 | 221.5484 | 111.7827 | 116.4371 | 119.8494 | 121.6418 | 124.2348 | 123.1539 | 121.2698
ENS | Preferred Plan | C&I Curtailment | C&I Curtailment-Turnkey-Water Heating Control | General | Miscellaneous | Marketing & Recruitment Cost | 1 | 180.7775 | 88.4233 | 46.4559 | 50.6703 | 54.2379 | 57.309 | 58.5306 | 58.0214 | 57.1337
ENS | Preferred Plan | C&I Curtailment | C&I Curtailment-Turnkey-Water Heating Control | General | Offices | Marketing & Recruitment Cost | 1 | 4.8754 | 2.3778 | 1.2451 | 1.3533 | 1.4445 | 1.5217 | 1.5541 | 1.5406 | 1.517
ENS | Preferred Plan | C&I Curtailment | C&I Curtailment-Turnkey-Water Heating Control | General | Retail Trade | Marketing & Recruitment Cost | 1 | 95.5424 | 46.9304 | 24.7439 | 27.1136 | 29.1353 | 30.9035 | 31.5622 | 31.2876 | 30.809
ENS | Preferred Plan | C&I Curtailment | C&I Curtailment-Turnkey-Water Heating Control | General | Services | Marketing & Recruitment Cost | 1 | 61.731 | 30.3185 | 15.9835 | 17.5116 | 18.8149 | 19.9543 | 20.3796 | 20.2023 | 19.8932
ENS | Preferred Plan | C&I Curtailment | C&I Curtailment-Turnkey-Other | General | Miscellaneous | Marketing & Recruitment Cost | 1 | 3260.2479 | 1586.2253 | 828.6092 | 897.7129 | 954.1617 | 1000.9139 | 1022.2502 | 1013.3561 | 997.8528
ENS | Preferred Plan | C&I Curtailment | C&I Curtailment-Turnkey-Other | General | Offices | Marketing & Recruitment Cost | 1 | 89.868 | 43.6221 | 22.7309 | 24.5533 | 26.0247 | 27.2222 | 27.8024 | 27.5605 | 27.1389
ENS | Preferred Plan | C&I Curtailment | C&I Curtailment-Turnkey-Other | General | Retail Trade | Marketing & Recruitment Cost | 1 | 1028.0388 | 500.7322 | 261.8018 | 283.9716 | 302.2346 | 317.4815 | 324.2492 | 321.4281 | 316.5106
ENS | Preferred Plan | C&I Curtailment | C&I Curtailment-Turnkey-Other | General | Services | Marketing & Recruitment Cost | 1 | 664.5235 | 323.6633 | 169.22 | 183.5449 | 195.344 | 205.1932 | 209.5673 | 207.7439 | 204.5657
ENS | Preferred Plan | C&I Curtailment | C&I Curtailment-Turnkey-Manual HVAC Control | Large General | Miscellaneous | Marketing & Recruitment Cost | 1 | 5097.6466 | 2445.1598 | 1255.2577 | 1331.1356 | 1386.6015 | 1421.0735 | 1451.233 | 1423.254 | 1401.4773
ENS | Preferred Plan | C&I Curtailment | C&I Curtailment-Turnkey-Manual HVAC Control | Large General | Retail Trade | Marketing & Recruitment Cost | 1 | 220.3125 | 105.0316 | 53.5933 | 56.3984 | 58.2907 | 59.2497 | 60.5072 | 59.3406 | 58.4327
ENS | Preferred Plan | C&I Curtailment | C&I Curtailment-Turnkey-Manual HVAC Control | Large General | Services | Marketing & Recruitment Cost | 1 | 352.8057 | 168.1963 | 85.8236 | 90.3157 | 93.346 | 94.8818 | 96.8955 | 95.0274 | 93.5734
ENS | Preferred Plan | C&I Curtailment | C&I Curtailment-Turnkey-Auto-DR HVAC Control | Large General | Miscellaneous | Marketing & Recruitment Cost | 1 | 128.4006 | 77.2785 | 49.8262 | 66.4433 | 87.1675 | 112.7311 | 143.9045 | 176.4127 | 217.1418
ENS | Preferred Plan | C&I Curtailment | C&I Curtailment-Turnkey-Auto-DR HVAC Control | Large General | Retail Trade | Marketing & Recruitment Cost | 1 | 5.5493 | 3.3195 | 2.1273 | 2.8151 | 3.6644 | 4.7002 | 5.9999 | 7.3553 | 9.0534
ENS | Preferred Plan | C&I Curtailment | C&I Curtailment-Turnkey-Auto-DR HVAC Control | Large General | Services | Marketing & Recruitment Cost | 1 | 8.8865 | 5.3158 | 3.4067 | 4.5081 | 5.8681 | 7.5268 | 9.6082 | 11.7787 | 14.4981
ENS | Preferred Plan | C&I Curtailment | C&I Curtailment-Turnkey-Standard Lighting Control | Large General | Miscellaneous | Marketing & Recruitment Cost | 1 | 2245.5591 | 1066.6221 | 543.5548 | 573.311 | 597.731 | 614.3146 | 627.3522 | 615.2571 | 605.8433
ENS | Preferred Plan | C&I Curtailment | C&I Curtailment-Turnkey-Standard Lighting Control | Large General | Retail Trade | Marketing & Recruitment Cost | 1 | 91.9255 | 43.0909 | 21.6881 | 22.5338 | 23.1638 | 23.4509 | 23.9486 | 23.4869 | 23.1275
ENS | Preferred Plan | C&I Curtailment | C&I Curtailment-Turnkey-Standard Lighting Control | Large General | Services | Marketing & Recruitment Cost | 1 | 147.2083 | 69.0052 | 34.731 | 36.0854 | 37.0942 | 37.554 | 38.351 | 37.6116 | 37.0361
ENS | Preferred Plan | C&I Curtailment | C&I Curtailment-Turnkey-Water Heating Control | Large General | Miscellaneous | Marketing & Recruitment Cost | 1 | 101.3141 | 49.2522 | 25.717 | 27.8812 | 29.7066 | 31.1967 | 31.8588 | 31.2446 | 30.7665
ENS | Preferred Plan | C&I Curtailment | C&I Curtailment-Turnkey-Water Heating Control | Large General | Retail Trade | Marketing & Recruitment Cost | 1 | 12.114 | 5.949 | 3.1333 | 3.431 | 3.688 | 3.9084 | 3.9914 | 3.9144 | 3.8545
ENS | Preferred Plan | C&I Curtailment | C&I Curtailment-Turnkey-Water Heating Control | Large General | Services | Marketing & Recruitment Cost | 1 | 19.3993 | 9.5266 | 5.0177 | 5.4943 | 5.9059 | 6.2589 | 6.3917 | 6.2685 | 6.1726
ENS | Preferred Plan | C&I Curtailment | C&I Curtailment-Turnkey-Other | Large General | Miscellaneous | Marketing & Recruitment Cost | 1 | 2191.4172 | 1064.5541 | 554.8769 | 599.9283 | 637.0337 | 666.7858 | 680.937 | 667.8089 | 657.591
ENS | Preferred Plan | C&I Curtailment | C&I Curtailment-Turnkey-Other | Large General | Retail Trade | Marketing & Recruitment Cost | 1 | 130.058 | 63.3028 | 33.0475 | 35.7993 | 38.0944 | 39.9619 | 40.81 | 40.0232 | 39.4109
ENS | Preferred Plan | C&I Curtailment | C&I Curtailment-Turnkey-Other | Large General | Services | Marketing & Recruitment Cost | 1 | 208.2733 | 101.3723 | 52.9218 | 57.3285 | 61.0039 | 63.9945 | 65.3527 | 64.0927 | 63.1121
ENS | Preferred Plan | C&I Curtailment | C&I Curtailment-Turnkey-Manual HVAC Control | Small Industrial | Miscellaneous | Marketing & Recruitment Cost | 1 | 1083.8354 | 519.4084 | 266.8257 | 283.0477 | 294.4258 | 301.7846 | 308.0459 | 305.1252 | 300.4574
ENS | Preferred Plan | C&I Curtailment | C&I Curtailment-Turnkey-Manual HVAC Control | Small Industrial | Offices | Marketing & Recruitment Cost | 1 | 13.5157 | 6.5056 | 3.3589 | 3.5853 | 3.751 | 3.8673 | 3.9475 | 3.9101 | 3.8503
ENS | Preferred Plan | C&I Curtailment | C&I Curtailment-Turnkey-Manual HVAC Control | Small Industrial | Retail Trade | Marketing & Recruitment Cost | 1 | 47.0012 | 22.4256 | 11.4614 | 12.0846 | 12.5029 | 12.7466 | 13.0111 | 12.8877 | 12.6906
ENS | Preferred Plan | C&I Curtailment | C&I Curtailment-Turnkey-Manual HVAC Control | Small Industrial | Services | Marketing & Recruitment Cost | 1 | 14.8489 | 7.0848 | 3.621 | 3.8178 | 3.95 | 4.027 | 4.1105 | 4.0716 | 4.0093
ENS | Preferred Plan | C&I Curtailment | C&I Curtailment-Turnkey-Auto-DR HVAC Control | Small Industrial | Miscellaneous | Marketing & Recruitment Cost | 1 | 27.2999 | 16.4157 | 10.5914 | 14.1283 | 18.5088 | 23.94 | 30.5459 | 37.8203 | 46.5522
ENS | Preferred Plan | C&I Curtailment | C&I Curtailment-Turnkey-Auto-DR HVAC Control | Small Industrial | Offices | Marketing & Recruitment Cost | 1 | 0.34044 | 0.20561 | 0.13333 | 0.17896 | 0.2358 | 0.30679 | 0.39144 | 0.48466 | 0.59655
ENS | Preferred Plan | C&I Curtailment | C&I Curtailment-Turnkey-Auto-DR HVAC Control | Small Industrial | Retail Trade | Marketing & Recruitment Cost | 1 | 1.1839 | 0.70875 | 0.45495 | 0.6032 | 0.78599 | 1.0112 | 1.2902 | 1.5974 | 1.9662
ENS | Preferred Plan | C&I Curtailment | C&I Curtailment-Turnkey-Auto-DR HVAC Control | Small Industrial | Services | Marketing & Recruitment Cost | 1 | 0.37402 | 0.22391 | 0.14373 | 0.19057 | 0.24831 | 0.31945 | 0.4076 | 0.50467 | 0.62119
ENS | Preferred Plan | C&I Curtailment | C&I Curtailment-Turnkey-Standard Lighting Control | Small Industrial | Miscellaneous | Marketing & Recruitment Cost | 1 | 349.4991 | 165.3103 | 83.9032 | 88.0649 | 91.2673 | 93.3765 | 95.3139 | 94.4102 | 92.9659
ENS | Preferred Plan | C&I Curtailment | C&I Curtailment-Turnkey-Standard Lighting Control | Small Industrial | Offices | Marketing & Recruitment Cost | 1 | 1.935 | 0.91114 | 0.46013 | 0.48025 | 0.49527 | 0.50416 | 0.51462 | 0.50974 | 0.50194
ENS | Preferred Plan | C&I Curtailment | C&I Curtailment-Turnkey-Standard Lighting Control | Small Industrial | Retail Trade | Marketing & Recruitment Cost | 1 | 20.4924 | 9.7102 | 4.9368 | 5.1918 | 5.3861 | 5.5164 | 5.6309 | 5.5775 | 5.4921
ENS | Preferred Plan | C&I Curtailment | C&I Curtailment-Turnkey-Standard Lighting Control | Small Industrial | Services | Marketing & Recruitment Cost | 1 | 6.4741 | 3.0677 | 1.5597 | 1.6402 | 1.7016 | 1.7428 | 1.7789 | 1.7621 | 1.7351
ENS | Preferred Plan | C&I Curtailment | C&I Curtailment-Turnkey-Water Heating Control | Small Industrial | Miscellaneous | Marketing & Recruitment Cost | 1 | 25.4584 | 12.4016 | 6.4924 | 7.0452 | 7.5003 | 7.8836 | 8.0472 | 7.9709 | 7.8489
ENS | Preferred Plan | C&I Curtailment | C&I Curtailment-Turnkey-Water Heating Control | Small Industrial | Offices | Marketing & Recruitment Cost | 1 | 0.13337 | 0.064551 | 0.033562 | 0.036142 | 0.038249 | 0.03996 | 0.040789 | 0.040402 | 0.039784
ENS | Preferred Plan | C&I Curtailment | C&I Curtailment-Turnkey-Water Heating Control | Small Industrial | Retail Trade | Marketing & Recruitment Cost | 1 | 2.491 | 1.2106 | 0.63214 | 0.68401 | 0.72635 | 0.76147 | 0.77727 | 0.7699 | 0.75812
ENS | Preferred Plan | C&I Curtailment | C&I Curtailment-Turnkey-Water Heating Control | Small Industrial | Services | Marketing & Recruitment Cost | 1 | 0.78697 | 0.38245 | 0.19971 | 0.2161 | 0.22947 | 0.24057 | 0.24556 | 0.24323 | 0.23951
ENS | Preferred Plan | C&I Curtailment | C&I Curtailment-Turnkey-Other | Small Industrial | Miscellaneous | Marketing & Recruitment Cost | 1 | 398.5478 | 193.3801 | 100.8387 | 108.9891 | 115.5224 | 120.8992 | 123.4076 | 122.2376 | 120.3676
ENS | Preferred Plan | C&I Curtailment | C&I Curtailment-Turnkey-Other | Small Industrial | Offices | Marketing & Recruitment Cost | 1 | 2.5143 | 1.2174 | 0.6334 | 0.68296 | 0.72239 | 0.75441 | 0.77007 | 0.76276 | 0.7511
ENS | Preferred Plan | C&I Curtailment | C&I Curtailment-Turnkey-Other | Small Industrial | Retail Trade | Marketing & Recruitment Cost | 1 | 27.6002 | 13.3891 | 6.9805 | 7.5426 | 7.9936 | 8.3643 | 8.5379 | 8.4569 | 8.3276
ENS | Preferred Plan | C&I Curtailment | C&I Curtailment-Turnkey-Other | Small Industrial | Services | Marketing & Recruitment Cost | 1 | 8.7196 | 4.23 | 2.2053 | 2.3829 | 2.5254 | 2.6425 | 2.6973 | 2.6718 | 2.6309
ENS | Preferred Plan | C&I Curtailment | C&I Curtailment-Turnkey-Industrial | Small Industrial | Manufacturing | Marketing & Recruitment Cost | 1 | 97.5217 | 47.0664 | 24.3989 | 26.1935 | 27.611 | 28.7381 | 29.3343 | 29.0562 | 28.6117
ENS | Preferred Plan | C&I Curtailment | C&I Curtailment-Turnkey-Manual HVAC Control | Medium Industrial | Miscellaneous | Marketing & Recruitment Cost | 1 | 17221.0825 | 8258.8446 | 4241.9825 | 4500.9861 | 4688.8026 | 4807.1471 | 4905.7794 | 4844.3939 | 4770.2748
ENS | Preferred Plan | C&I Curtailment | C&I Curtailment-Turnkey-Manual HVAC Control | Medium Industrial | Offices | Marketing & Recruitment Cost | 1 | 270.328 | 130.2118 | 67.2197 | 71.7674 | 75.1941 | 77.5449 | 79.1359 | 78.1457 | 76.9501
ENS | Preferred Plan | C&I Curtailment | C&I Curtailment-Turnkey-Manual HVAC Control | Medium Industrial | Retail Trade | Marketing & Recruitment Cost | 1 | 3906.988 | 1865.4807 | 953.2675 | 1005.3487 | 1041.6799 | 1062.2367 | 1084.0315 | 1070.4671 | 1054.089
ENS | Preferred Plan | C&I Curtailment | C&I Curtailment-Turnkey-Manual HVAC Control | Medium Industrial | Services | Marketing & Recruitment Cost | 1 | 179.9047 | 85.8996 | 43.895 | 46.2932 | 47.9661 | 48.9127 | 49.9163 | 49.2917 | 48.5375
ENS | Preferred Plan | C&I Curtailment | C&I Curtailment-Turnkey-Auto-DR HVAC Control | Medium Industrial | Miscellaneous | Marketing & Recruitment Cost | 1 | 433.7684 | 261.0182 | 168.3814 | 224.6655 | 294.7573 | 381.3421 | 486.458 | 600.4638 | 739.0959
ENS | Preferred Plan | C&I Curtailment | C&I Curtailment-Turnkey-Auto-DR HVAC Control | Medium Industrial | Offices | Marketing & Recruitment Cost | 1 | 6.8091 | 4.1153 | 2.6682 | 3.5823 | 4.727 | 6.1515 | 7.8471 | 9.6862 | 11.9225
ENS | Preferred Plan | C&I Curtailment | C&I Curtailment-Turnkey-Auto-DR HVAC Control | Medium Industrial | Retail Trade | Marketing & Recruitment Cost | 1 | 98.4101 | 58.9579 | 37.839 | 50.1817 | 65.4843 | 84.2653 | 107.4928 | 132.6847 | 163.3182
ENS | Preferred Plan | C&I Curtailment | C&I Curtailment-Turnkey-Auto-DR HVAC Control | Medium Industrial | Services | Marketing & Recruitment Cost | 1 | 4.5315 | 2.7148 | 1.7424 | 2.3107 | 3.0153 | 3.8802 | 4.9497 | 6.1097 | 7.5203
ENS | Preferred Plan | C&I Curtailment | C&I Curtailment-Turnkey-Standard Lighting Control | Medium Industrial | Miscellaneous | Marketing & Recruitment Cost | 1 | 5553.1982 | 2628.5129 | 1333.8891 | 1400.396 | 1453.4534 | 1487.4012 | 1517.9194 | 1498.9259 | 1475.9923
ENS | Preferred Plan | C&I Curtailment | C&I Curtailment-Turnkey-Standard Lighting Control | Medium Industrial | Offices | Marketing & Recruitment Cost | 1 | 38.7011 | 18.237 | 9.2082 | 9.6134 | 9.9285 | 10.1091 | 10.3165 | 10.1874 | 10.0316
ENS | Preferred Plan | C&I Curtailment | C&I Curtailment-Turnkey-Standard Lighting Control | Medium Industrial | Retail Trade | Marketing & Recruitment Cost | 1 | 1703.437 | 807.747 | 410.6047 | 431.922 | 448.7429 | 459.7089 | 469.1412 | 463.2709 | 456.1828
ENS | Preferred Plan | C&I Curtailment | C&I Curtailment-Turnkey-Standard Lighting Control | Medium Industrial | Services | Marketing & Recruitment Cost | 1 | 78.438 | 37.1942 | 18.9071 | 19.8887 | 20.6632 | 21.1682 | 21.6025 | 21.3322 | 21.0058
ENS | Preferred Plan | C&I Curtailment | C&I Curtailment-Turnkey-Water Heating Control | Medium Industrial | Miscellaneous | Marketing & Recruitment Cost | 1 | 404.5088 | 197.1916 | 103.2162 | 112.0318 | 119.4445 | 125.5784 | 128.155 | 126.5515 | 124.6152
ENS | Preferred Plan | C&I Curtailment | C&I Curtailment-Turnkey-Water Heating Control | Medium Industrial | Offices | Marketing & Recruitment Cost | 1 | 2.6675 | 1.292 | 0.67165 | 0.72346 | 0.76677 | 0.80126 | 0.8177 | 0.80746 | 0.79511
ENS | Preferred Plan | C&I Curtailment | C&I Curtailment-Turnkey-Water Heating Control | Medium Industrial | Retail Trade | Marketing & Recruitment Cost | 1 | 207.0637 | 100.7004 | 52.5766 | 56.9043 | 60.5154 | 63.4568 | 64.7588 | 63.9485 | 62.9701
ENS | Preferred Plan | C&I Curtailment | C&I Curtailment-Turnkey-Water Heating Control | Medium Industrial | Services | Marketing & Recruitment Cost | 1 | 9.5346 | 4.6369 | 2.421 | 2.6203 | 2.7865 | 2.922 | 2.9819 | 2.9446 | 2.8996
ENS | Preferred Plan | C&I Curtailment | C&I Curtailment-Turnkey-Other | Medium Industrial | Miscellaneous | Marketing & Recruitment Cost | 1 | 6332.5336 | 3074.8372 | 1603.1291 | 1733.1303 | 1839.7227 | 1925.8123 | 1965.3258 | 1940.7339 | 1911.0407
ENS | Preferred Plan | C&I Curtailment | C&I Curtailment-Turnkey-Other | Medium Industrial | Offices | Marketing & Recruitment Cost | 1 | 50.2884 | 24.3661 | 12.6759 | 13.6709 | 14.4814 | 15.1271 | 15.4375 | 15.2443 | 15.0111
ENS | Preferred Plan | C&I Curtailment | C&I Curtailment-Turnkey-Other | Medium Industrial | Retail Trade | Marketing & Recruitment Cost | 1 | 2294.2788 | 1113.776 | 580.5804 | 627.4854 | 665.9876 | 697.041 | 711.3428 | 702.4418 | 691.6945
ENS | Preferred Plan | C&I Curtailment | C&I Curtailment-Turnkey-Other | Medium Industrial | Services | Marketing & Recruitment Cost | 1 | 105.6444 | 51.2859 | 26.7339 | 28.8938 | 30.6667 | 32.0966 | 32.7551 | 32.3453 | 31.8504
ENS | Preferred Plan | C&I Curtailment | C&I Curtailment-Turnkey-Manual HVAC Control | Large Industrial | Miscellaneous | Marketing & Recruitment Cost | 1 | 367.3502 | 176.0847 | 90.3709 | 95.7828 | 99.6729 | 102.0989 | 104.3017 | 102.2189 | 100.655
ENS | Preferred Plan | C&I Curtailment | C&I Curtailment-Turnkey-Auto-DR HVAC Control | Large Industrial | Miscellaneous | Marketing & Recruitment Cost | 1 | 9.2529 | 5.5651 | 3.5872 | 4.781 | 6.2658 | 8.0993 | 10.3426 | 12.6701 | 15.5953
ENS | Preferred Plan | C&I Curtailment | C&I Curtailment-Turnkey-Standard Lighting Control | Large Industrial | Miscellaneous | Marketing & Recruitment Cost | 1 | 161.8211 | 76.8113 | 39.1326 | 41.253 | 42.9666 | 44.1363 | 45.0885 | 44.1881 | 43.5121
ENS | Preferred Plan | C&I Curtailment | C&I Curtailment-Turnkey-Water Heating Control | Large Industrial | Miscellaneous | Marketing & Recruitment Cost | 1 | 7.301 | 3.5468 | 1.8515 | 2.0062 | 2.1354 | 2.2414 | 2.2897 | 2.244 | 2.2097
ENS | Preferred Plan | C&I Curtailment | C&I Curtailment-Turnkey-Other | Large Industrial | Miscellaneous | Marketing & Recruitment Cost | 1 | 157.9195 | 76.6624 | 39.9477 | 43.1682 | 45.7918 | 47.9061 | 48.9397 | 47.9624 | 47.2286
ENS | Preferred Plan | C&I Curtailment | C&I Curtailment-Turnkey-Industrial | Large Industrial | Manufacturing | Marketing & Recruitment Cost | 1 | 31.6896 | 15.3024 | 7.9292 | 8.5125 | 8.9831 | 9.3498 | 9.5515 | 9.3608 | 9.2176
ENS | Preferred Plan | C&I Loadshift to BUGs | C&I Loadshift to BUGs | Large General | Miscellaneous | Marketing & Recruitment Cost | 1 | 0 | 16431.9876 | 4856.0732 | 4314.4898 | 3873.2835 | 3526.679 | 3238.6187 | 3224.0011 | 3224.0011
ENS | Preferred Plan | C&I Loadshift to BUGs | C&I Loadshift to BUGs | Small Industrial | Miscellaneous | Marketing & Recruitment Cost | 1 | 0 | 5607.541 | 1666.442 | 1494.6792 | 1355.2636 | 1247.0409 | 1156.9052 | 1163.1685 | 1163.1685
ENS | Preferred Plan | C&I Loadshift to BUGs | C&I Loadshift to BUGs | Medium Industrial | Manufacturing | Marketing & Recruitment Cost | 1 | 0 | 3289.4634 | 973.0777 | 869.0695 | 784.9163 | 719.9367 | 665.6322 | 667.1967 | 667.1967
ENS | Preferred Plan | C&I Loadshift to BUGs | C&I Loadshift to BUGs | Medium Industrial | Miscellaneous | Marketing & Recruitment Cost | 1 | 0 | 14276.2712 | 4223.1572 | 3771.7615 | 3406.5367 | 3124.5252 | 2888.8439 | 2895.6337 | 2895.6337
ENS | Preferred Plan | BTM Battery Control | BTM Battery Control-BYOB | Residential Charitable | Residential Market Rate | Marketing & Recruitment Cost | 0 | 57843.1373 | 59000 | 0 | 0 | 0 | 0 | 0 | 0 | 0
ENS | Preferred Plan | EV Charging Control | EV Charging Control | EV Res LDV | EV | Marketing & Recruitment Cost | 0 | 43228.0043 | 43700.3987 | 0 | 0 | 0 | 0 | 0 | 0 | 0
ENS | Preferred Plan | EV Charging Control | EV Charging Control | EV Com LDV | EV | Marketing & Recruitment Cost | 0 | 14615.133 | 15299.6013 | 0 | 0 | 0 | 0 | 0 | 0 | 0
ENS | Alternate Scenario | DLC-Water Heating | DLC-Switch-Water Heating | Residential Charitable | Residential LI | Technology Enablement Cost | 0 | 13496.279 | 33427.0608 | 0 | 0 | 0 | 0 | 0 | 0 | 0
ENS | Alternate Scenario | DLC-Water Heating | DLC-Switch-Water Heating | Residential Charitable | Residential Market Rate | Technology Enablement Cost | 0 | 156112.0795 | 386652.348 | 0 | 0 | 0 | 0 | 0 | 0 | 0
ENS | Alternate Scenario | Dynamic Pricing | Dynamic Pricing with enabling tech. | Small General | Manufacturing | Technology Enablement Cost | 1 | 337.5623 | 474.9307 | 551.181 | 344.308 | 340.2874 | 153.9359 | 23.7743 | 24.4922 | 25.2319
ENS | Alternate Scenario | Dynamic Pricing | Dynamic Pricing with enabling tech. | Residential Charitable | Residential LI | Technology Enablement Cost | 1 | 7281.2386 | 24154.0977 | 64681.5581 | 121850.0512 | 255195.7558 | 450049.2498 | 659219.259 | 28943.5317 | 43148.4518
ENS | Alternate Scenario | Dynamic Pricing | Dynamic Pricing with enabling tech. | Residential Charitable | Residential Market Rate | Technology Enablement Cost | 1 | 41430.8825 | 136607.7833 | 370996.0979 | 695722.9113 | 1457950.8922 | 2570590.953 | 3764768.6088 | 165575.2053 | 246405.0825
ENS | Preferred Plan | DLC-Water Heating | DLC-Switch-Water Heating | Residential Charitable | Residential LI | Technology Enablement Cost | 0 | 13658.328 | 33823.2362 | 10095.8825 | 0 | 0 | 0 | 0 | 0 | 0
ENS | Preferred Plan | DLC-Water Heating | DLC-Switch-Water Heating | Residential Charitable | Residential Market Rate | Technology Enablement Cost | 0 | 156016.6063 | 386356.698 | 115478.1205 | 0 | 0 | 0 | 0 | 0 | 0
ENS | Preferred Plan | Dynamic Pricing | Dynamic Pricing with enabling tech. | Small General | Manufacturing | Technology Enablement Cost | 1 | 388.1966 | 546.1703 | 633.8581 | 395.9542 | 391.3305 | 177.0262 | 27.3405 | 28.166 | 29.0166
ENS | Preferred Plan | Dynamic Pricing | Dynamic Pricing with enabling tech. | Residential Charitable | Residential LI | Technology Enablement Cost | 1 | 8368.1602 | 27729.8852 | 73305.5217 | 138843.1007 | 290788.409 | 513035.5058 | 751520.1951 | 33185.603 | 49293.8929
ENS | Preferred Plan | Dynamic Pricing | Dynamic Pricing with enabling tech. | Residential Charitable | Residential Market Rate | Technology Enablement Cost | 1 | 47650.9129 | 157145.8731 | 416202.2239 | 787739.7798 | 1651294.1696 | 2913107.5663 | 4268610.423 | 188382.2376 | 280127.5791
ENS | Alternate Scenario | DLC-Thermostat | DLC-Thermostat-BYOT-Central Heat Pump | Residential Charitable | Residential LI | Incentives | 0 | 1161.2465 | 1499.5135 | 0 | 0 | 0 | 0 | 0 | 0 | 0
ENS | Alternate Scenario | DLC-Thermostat | DLC-Thermostat-BYOT-Central Heat Pump | Residential Charitable | Residential Market Rate | Incentives | 0 | 9205.2637 | 11886.7242 | 0 | 0 | 0 | 0 | 0 | 0 | 0
ENS | Alternate Scenario | DLC-Thermostat | DLC-Thermostat-DI-Baseboard Heating | Residential Charitable | Residential LI | Incentives | 0 | 27742.4491 | 29686.3677 | 0 | 0 | 0 | 0 | 0 | 0 | 0
ENS | Alternate Scenario | DLC-Thermostat | DLC-Thermostat-DI-Baseboard Heating | Residential Charitable | Residential Market Rate | Incentives | 0 | 290907.2478 | 311291.1725 | 0 | 0 | 0 | 0 | 0 | 0 | 0
ENS | Alternate Scenario | DLC-Thermostat | DLC-Thermostat-BYOT-Baseboard Heating | Residential Charitable | Residential LI | Incentives | 0 | 2606.4999 | 6382.6002 | 0 | 0 | 0 | 0 | 0 | 0 | 0
ENS | Alternate Scenario | DLC-Thermostat | DLC-Thermostat-BYOT-Baseboard Heating | Residential Charitable | Residential Market Rate | Incentives | 0 | 27331.7514 | 66927.9289 | 0 | 0 | 0 | 0 | 0 | 0 | 0
ENS | Alternate Scenario | DLC-Thermostat | DLC-Thermostat-DI-MSHP | Residential Charitable | Residential LI | Incentives | 0 | 8282.1831 | 16980.8189 | 0 | 0 | 0 | 0 | 0 | 0 | 0
ENS | Alternate Scenario | DLC-Thermostat | DLC-Thermostat-DI-MSHP | Residential Charitable | Residential Market Rate | Incentives | 0 | 102127.3755 | 209390.0194 | 0 | 0 | 0 | 0 | 0 | 0 | 0
ENS | Alternate Scenario | DLC-Thermostat | DLC-Thermostat-BYOT-MSHP | Residential Charitable | Residential LI | Incentives | 0 | 927.0444 | 781.3419 | 0 | 0 | 0 | 0 | 0 | 0 | 0
ENS | Alternate Scenario | DLC-Thermostat | DLC-Thermostat-BYOT-MSHP | Residential Charitable | Residential Market Rate | Incentives | 0 | 11431.3594 | 9634.7053 | 0 | 0 | 0 | 0 | 0 | 0 | 0
ENS | Alternate Scenario | DLC-Water Heating | DLC-Switch-Water Heating | Residential Charitable | Residential LI | Incentives | 0 | 1019.4449 | 3529.2427 | 0 | 0 | 0 | 0 | 0 | 0 | 0
ENS | Alternate Scenario | DLC-Water Heating | DLC-Switch-Water Heating | Residential Charitable | Residential Market Rate | Incentives | 0 | 11791.9664 | 40822.9119 | 0 | 0 | 0 | 0 | 0 | 0 | 0
ENS | Alternate Scenario | C&I Curtailment | C&I Curtailment-Turnkey-Manual HVAC Control | General | Miscellaneous | Incentives | 1 | 76313.0532 | 61929.4019 | 111511.0438 | 132972.8912 | 153749.7217 | 173246.716 | 193022.1608 | 194386.3519 | 194386.3519
ENS | Alternate Scenario | C&I Curtailment | C&I Curtailment-Turnkey-Manual HVAC Control | General | Offices | Incentives | 1 | 5009.9737 | 4096.4887 | 7437.6758 | 8962.1311 | 10462.5914 | 11905.742 | 13264.7366 | 13358.4856 | 13358.4856
ENS | Alternate Scenario | C&I Curtailment | C&I Curtailment-Turnkey-Manual HVAC Control | General | Retail Trade | Incentives | 1 | 17989.9604 | 14539.9903 | 26069.714 | 30909.4454 | 35530.1079 | 39791.3497 | 44333.3789 | 44646.7066 | 44646.7066
ENS | Alternate Scenario | C&I Curtailment | C&I Curtailment-Turnkey-Manual HVAC Control | General | Services | Incentives | 1 | 11629.5784 | 9399.6261 | 16853.5616 | 19983.0486 | 22971.3359 | 25727.6063 | 28664.3134 | 28866.8994 | 28866.8994
ENS | Alternate Scenario | C&I Curtailment | C&I Curtailment-Turnkey-Auto-DR HVAC Control | General | Miscellaneous | Incentives | 1 | 1922.1899 | 1957.2591 | 4426.3229 | 6637.3069 | 9665.3377 | 13743.3427 | 19140.1154 | 24094.236 | 30117.795
ENS | Alternate Scenario | C&I Curtailment | C&I Curtailment-Turnkey-Auto-DR HVAC Control | General | Offices | Incentives | 1 | 126.1923 | 129.4682 | 295.2313 | 447.3424 | 657.7214 | 944.4606 | 1315.3339 | 1655.7876 | 2069.7345
ENS | Alternate Scenario | C&I Curtailment | C&I Curtailment-Turnkey-Auto-DR HVAC Control | General | Retail Trade | Incentives | 1 | 453.1351 | 459.5318 | 1034.8121 | 1542.8368 | 2233.5682 | 3156.5744 | 4396.1066 | 5533.9702 | 6917.4628
ENS | Alternate Scenario | C&I Curtailment | C&I Curtailment-Turnkey-Auto-DR HVAC Control | General | Services | Incentives | 1 | 292.9284 | 297.0722 | 668.9858 | 997.4486 | 1444.0723 | 2040.9236 | 2842.3589 | 3578.0593 | 4472.5741
ENS | Alternate Scenario | C&I Curtailment | C&I Curtailment-Turnkey-Standard Lighting Control | General | Miscellaneous | Incentives | 1 | 32354.9945 | 26012.6503 | 46503.5887 | 55154.6052 | 63825.6491 | 72116.2348 | 80348.025 | 80915.8876 | 80915.8876
ENS | Alternate Scenario | C&I Curtailment | C&I Curtailment-Turnkey-Standard Lighting Control | General | Offices | Incentives | 1 | 688.6195 | 545.2113 | 959.5286 | 1116.9585 | 1273.0115 | 1415.7008 | 1577.2976 | 1588.4452 | 1588.4452
ENS | Alternate Scenario | C&I Curtailment | C&I Curtailment-Turnkey-Standard Lighting Control | General | Retail Trade | Incentives | 1 | 7530.5588 | 5988.9206 | 10598.2219 | 12415.6259 | 14202.9861 | 15852.8071 | 17662.3439 | 17787.1731 | 17787.1731
ENS | Alternate Scenario | C&I Curtailment | C&I Curtailment-Turnkey-Standard Lighting Control | General | Services | Incentives | 1 | 4871.2527 | 3874.702 | 6857.8061 | 8035.2692 | 9193.5487 | 10263.2529 | 11434.7637 | 11515.5793 | 11515.5793
ENS | Alternate Scenario | C&I Curtailment | C&I Curtailment-Turnkey-Water Heating Control | General | Miscellaneous | Incentives | 1 | 1866.8032 | 1546.4518 | 2850.0465 | 3496.733 | 4160.5442 | 4835.3161 | 5387.2488 | 5425.3234 | 5425.3234
ENS | Alternate Scenario | C&I Curtailment | C&I Curtailment-Turnkey-Water Heating Control | General | Offices | Incentives | 1 | 50.3456 | 41.5856 | 76.3886 | 93.3891 | 110.8081 | 128.3899 | 143.0452 | 144.0561 | 144.0561
ENS | Alternate Scenario | C&I Curtailment | C&I Curtailment-Turnkey-Water Heating Control | General | Retail Trade | Incentives | 1 | 986.6206 | 820.7748 | 1518.0244 | 1871.0938 | 2234.9432 | 2607.4109 | 2905.0368 | 2925.5682 | 2925.5682
ENS | Alternate Scenario | C&I Curtailment | C&I Curtailment-Turnkey-Water Heating Control | General | Services | Incentives | 1 | 637.4667 | 530.2458 | 980.5773 | 1208.4672 | 1443.2774 | 1683.5956 | 1875.7716 | 1889.0287 | 1889.0287
ENS | Alternate Scenario | C&I Curtailment | C&I Curtailment-Turnkey-Other | General | Miscellaneous | Incentives | 1 | 33667.0209 | 27741.7954 | 50834.7289 | 61950.7495 | 73192.9876 | 84449.861 | 94089.4871 | 94754.4679 | 94754.4679
ENS | Alternate Scenario | C&I Curtailment | C&I Curtailment-Turnkey-Other | General | Offices | Incentives | 1 | 928.0238 | 762.9152 | 1394.5309 | 1694.4113 | 1996.3317 | 2296.8081 | 2558.9799 | 2577.0655 | 2577.0655
ENS | Alternate Scenario | C&I Curtailment | C&I Curtailment-Turnkey-Other | General | Retail Trade | Incentives | 1 | 10616.0656 | 8757.3996 | 16061.4024 | 19596.7487 | 23184.1726 | 26786.7919 | 29844.4009 | 30055.3273 | 30055.3273
ENS | Alternate Scenario | C&I Curtailment | C&I Curtailment-Turnkey-Other | General | Services | Incentives | 1 | 6862.2168 | 5660.6092 | 10381.5585 | 12666.3475 | 14984.6833 | 17312.7154 | 19288.8951 | 19425.2201 | 19425.2201
ENS | Alternate Scenario | C&I Curtailment | C&I Curtailment-Turnkey-Manual HVAC Control | Large General | Miscellaneous | Incentives | 1 | 52596.0034 | 42715.7918 | 76966.062 | 91833.8851 | 106238.9127 | 119780.0316 | 133444.7287 | 132939.2729 | 132939.2729
ENS | Alternate Scenario | C&I Curtailment | C&I Curtailment-Turnkey-Manual HVAC Control | Large General | Retail Trade | Incentives | 1 | 2273.119 | 1834.8523 | 3286.0689 | 3890.8781 | 4466.1294 | 4994.0649 | 5563.7958 | 5542.7215 | 5542.7215
ENS | Alternate Scenario | C&I Curtailment | C&I Curtailment-Turnkey-Manual HVAC Control | Large General | Services | Incentives | 1 | 3640.1449 | 2938.31 | 5262.2705 | 6230.8044 | 7152.0049 | 7997.4342 | 8909.7943 | 8876.0462 | 8876.0462
ENS | Alternate Scenario | C&I Curtailment | C&I Curtailment-Turnkey-Auto-DR HVAC Control | Large General | Miscellaneous | Incentives | 1 | 1324.7996 | 1350.0191 | 3055.0933 | 4583.8643 | 6678.6135 | 9501.9292 | 13232.4055 | 16477.8555 | 20597.3194
ENS | Alternate Scenario | C&I Curtailment | C&I Curtailment-Turnkey-Auto-DR HVAC Control | Large General | Retail Trade | Incentives | 1 | 57.2558 | 57.9899 | 130.4373 | 194.2122 | 280.7592 | 396.17 | 551.7071 | 687.0217 | 858.7771
ENS | Alternate Scenario | C&I Curtailment | C&I Curtailment-Turnkey-Auto-DR HVAC Control | Large General | Services | Incentives | 1 | 91.6888 | 92.8644 | 208.8807 | 311.009 | 449.6043 | 634.4217 | 883.497 | 1100.1881 | 1375.2351
ENS | Alternate Scenario | C&I Curtailment | C&I Curtailment-Turnkey-Standard Lighting Control | Large General | Miscellaneous | Incentives | 1 | 23169.0115 | 18633.3866 | 33328.0372 | 39552.2238 | 45797.0723 | 51779.5993 | 57686.6986 | 57468.1956 | 57468.1956
ENS | Alternate Scenario | C&I Curtailment | C&I Curtailment-Turnkey-Standard Lighting Control | Large General | Retail Trade | Incentives | 1 | 948.4596 | 752.7777 | 1329.8022 | 1554.5897 | 1774.7691 | 1976.638 | 2202.1361 | 2193.7949 | 2193.7949
ENS | Alternate Scenario | C&I Curtailment | C&I Curtailment-Turnkey-Standard Lighting Control | Large General | Services | Incentives | 1 | 1518.8516 | 1205.489 | 2129.529 | 2489.5009 | 2842.0935 | 3165.3639 | 3526.4737 | 3513.1163 | 3513.1163
ENS | Alternate Scenario | C&I Curtailment | C&I Curtailment-Turnkey-Water Heating Control | Large General | Miscellaneous | Incentives | 1 | 1045.3284 | 860.4125 | 1576.8336 | 1923.4988 | 2276.0653 | 2629.5192 | 2929.4989 | 2918.4027 | 2918.4027
ENS | Alternate Scenario | C&I Curtailment | C&I Curtailment-Turnkey-Water Heating Control | Large General | Retail Trade | Incentives | 1 | 124.989 | 103.9256 | 192.1206 | 236.6996 | 282.5654 | 329.4336 | 367.0159 | 365.6257 | 365.6257
ENS | Alternate Scenario | C&I Curtailment | C&I Curtailment-Turnkey-Water Heating Control | Large General | Services | Incentives | 1 | 200.1559 | 166.4252 | 307.6595 | 379.0478 | 452.4968 | 527.5509 | 587.7347 | 585.5085 | 585.5085
ENS | Alternate Scenario | C&I Curtailment | C&I Curtailment-Turnkey-Other | Large General | Miscellaneous | Incentives | 1 | 22610.3912 | 18597.2595 | 34022.2509 | 41388.5318 | 48808.3791 | 56202.3193 | 62613.9696 | 62376.8033 | 62376.8033
ENS | Alternate Scenario | C&I Curtailment | C&I Curtailment-Turnkey-Other | Large General | Retail Trade | Incentives | 1 | 1341.8996 | 1105.8699 | 2026.3047 | 2469.7605 | 2918.7246 | 3368.3269 | 3752.591 | 3738.3771 | 3738.3771
ENS | Alternate Scenario | C&I Curtailment | C&I Curtailment-Turnkey-Other | Large General | Services | Incentives | 1 | 2148.9016 | 1770.9265 | 3244.8995 | 3955.0441 | 4674.0098 | 5393.9974 | 6009.3532 | 5986.5913 | 5986.5913
ENS | Alternate Scenario | C&I Curtailment | C&I Curtailment-Turnkey-Manual HVAC Control | Small Industrial | Miscellaneous | Incentives | 1 | 11197.1279 | 9089.2435 | 16374.3119 | 19535.9377 | 22598.8455 | 25475.3873 | 28366.9966 | 28546.5572 | 28546.5572
ENS | Alternate Scenario | C&I Curtailment | C&I Curtailment-Turnkey-Manual HVAC Control | Small Industrial | Offices | Incentives | 1 | 139.6309 | 113.8421 | 206.1269 | 247.4559 | 287.907 | 326.4605 | 363.5157 | 365.8167 | 365.8167
ENS | Alternate Scenario | C&I Curtailment | C&I Curtailment-Turnkey-Manual HVAC Control | Small Industrial | Retail Trade | Incentives | 1 | 485.5704 | 392.4308 | 703.3523 | 834.0791 | 959.6713 | 1076.0157 | 1198.1499 | 1205.7341 | 1205.7341
ENS | Alternate Scenario | C&I Curtailment | C&I Curtailment-Turnkey-Manual HVAC Control | Small Industrial | Services | Incentives | 1 | 153.4043 | 123.9791 | 222.2072 | 263.5072 | 303.185 | 339.9412 | 378.5266 | 380.9226 | 380.9226
ENS | Alternate Scenario | C&I Curtailment | C&I Curtailment-Turnkey-Auto-DR HVAC Control | Small Industrial | Miscellaneous | Incentives | 1 | 282.0357 | 287.2627 | 649.9625 | 975.1312 | 1420.656 | 2020.9155 | 2812.877 | 3538.3528 | 4422.941
ENS | Alternate Scenario | C&I Curtailment | C&I Curtailment-Turnkey-Auto-DR HVAC Control | Small Industrial | Offices | Incentives | 1 | 3.5171 | 3.5979 | 8.182 | 12.3517 | 18.099 | 25.8975 | 36.0463 | 45.3431 | 56.6788
ENS | Alternate Scenario | C&I Curtailment | C&I Curtailment-Turnkey-Auto-DR HVAC Control | Small Industrial | Retail Trade | Incentives | 1 | 12.2307 | 12.4027 | 27.9189 | 41.6328 | 60.3289 | 85.3583 | 118.8088 | 149.451 | 186.8138
ENS | Alternate Scenario | C&I Curtailment | C&I Curtailment-Turnkey-Auto-DR HVAC Control | Small Industrial | Services | Incentives | 1 | 3.864 | 3.9183 | 8.8203 | 13.1529 | 19.0595 | 26.9669 | 37.5348 | 47.2155 | 59.0193
ENS | Alternate Scenario | C&I Curtailment | C&I Curtailment-Turnkey-Standard Lighting Control | Small Industrial | Miscellaneous | Incentives | 1 | 3610.6831 | 2892.801 | 5148.8935 | 6078.2344 | 7005.2788 | 7882.455 | 8777.161 | 8832.7196 | 8832.7196
ENS | Alternate Scenario | C&I Curtailment | C&I Curtailment-Turnkey-Standard Lighting Control | Small Industrial | Offices | Incentives | 1 | 19.9901 | 15.9443 | 28.2367 | 33.1471 | 38.0147 | 42.5589 | 47.3896 | 47.6896 | 47.6896
ENS | Alternate Scenario | C&I Curtailment | C&I Curtailment-Turnkey-Standard Lighting Control | Small Industrial | Retail Trade | Incentives | 1 | 211.7075 | 169.9213 | 302.9578 | 358.3405 | 413.4146 | 465.6721 | 518.5287 | 521.811 | 521.811
ENS | Alternate Scenario | C&I Curtailment | C&I Curtailment-Turnkey-Standard Lighting Control | Small Industrial | Services | Incentives | 1 | 66.8839 | 53.6825 | 95.7122 | 113.209 | 130.6084 | 147.1179 | 163.8167 | 164.8536 | 164.8536
ENS | Alternate Scenario | C&I Curtailment | C&I Curtailment-Turnkey-Water Heating Control | Small Industrial | Miscellaneous | Incentives | 1 | 263.0112 | 217.0186 | 398.421 | 486.2591 | 575.6924 | 665.5007 | 741.039 | 745.7297 | 745.7297
ENS | Alternate Scenario | C&I Curtailment | C&I Curtailment-Turnkey-Water Heating Control | Small Industrial | Offices | Incentives | 1 | 1.3778 | 1.1296 | 2.0596 | 2.4945 | 2.9359 | 3.3732 | 3.7561 | 3.7799 | 3.7799
ENS | Alternate Scenario | C&I Curtailment | C&I Curtailment-Turnkey-Water Heating Control | Small Industrial | Retail Trade | Incentives | 1 | 25.7344 | 21.1838 | 38.7928 | 47.2102 | 55.7512 | 64.28 | 71.5761 | 72.0292 | 72.0292
ENS | Alternate Scenario | C&I Curtailment | C&I Curtailment-Turnkey-Water Heating Control | Small Industrial | Services | Incentives | 1 | 8.1302 | 6.6925 | 12.2556 | 14.9149 | 17.6132 | 20.3077 | 22.6128 | 22.7559 | 22.7559
ENS | Alternate Scenario | C&I Curtailment | C&I Curtailment-Turnkey-Other | Small Industrial | Miscellaneous | Incentives | 1 | 4117.406 | 3384.0017 | 6188.1766 | 7522.424 | 8866.9994 | 10205.8066 | 11364.2269 | 11436.1615 | 11436.1615
ENS | Alternate Scenario | C&I Curtailment | C&I Curtailment-Turnkey-Other | Small Industrial | Offices | Incentives | 1 | 25.9752 | 21.3029 | 38.8701 | 47.1375 | 55.4471 | 63.6844 | 70.9129 | 71.3618 | 71.3618
ENS | Alternate Scenario | C&I Curtailment | C&I Curtailment-Turnkey-Other | Small Industrial | Retail Trade | Incentives | 1 | 285.1388 | 234.2989 | 428.3714 | 520.588 | 613.5562 | 706.0828 | 786.2274 | 791.2042 | 791.2042
ENS | Alternate Scenario | C&I Curtailment | C&I Curtailment-Turnkey-Other | Small Industrial | Services | Incentives | 1 | 90.0827 | 74.0211 | 135.3336 | 164.4672 | 193.8383 | 223.0698 | 248.3896 | 249.9619 | 249.9619
ENS | Alternate Scenario | C&I Curtailment | C&I Curtailment-Turnkey-Industrial | Small Industrial | Manufacturing | Incentives | 1 | 1007.4984 | 823.6249 | 1497.2872 | 1807.8748 | 2119.2977 | 2425.948 | 2701.3076 | 2718.4067 | 2718.4067
ENS | Alternate Scenario | C&I Curtailment | C&I Curtailment-Turnkey-Manual HVAC Control | Medium Industrial | Miscellaneous | Incentives | 1 | 177739.7906 | 144339.9014 | 260152.6401 | 310554.0518 | 359409.9499 | 405341.0497 | 451265.3535 | 452676.5188 | 452676.5188
ENS | Alternate Scenario | C&I Curtailment | C&I Curtailment-Turnkey-Manual HVAC Control | Medium Industrial | Offices | Incentives | 1 | 2790.0714 | 2275.7126 | 4122.4524 | 4951.727 | 5763.8405 | 6538.6231 | 7279.4355 | 7302.1993 | 7302.1993
ENS | Alternate Scenario | C&I Curtailment | C&I Curtailment-Turnkey-Manual HVAC Control | Medium Industrial | Retail Trade | Incentives | 1 | 40324.25 | 32603.0222 | 58462.0673 | 69365.939 | 79847.7031 | 89568.3267 | 99716.2331 | 100028.0587 | 100028.0587
ENS | Alternate Scenario | C&I Curtailment | C&I Curtailment-Turnkey-Manual HVAC Control | Medium Industrial | Services | Incentives | 1 | 1856.8069 | 1501.2683 | 2691.9972 | 3194.0868 | 3676.7396 | 4124.3442 | 4591.6239 | 4605.9825 | 4605.9825
ENS | Alternate Scenario | C&I Curtailment | C&I Curtailment-Turnkey-Auto-DR HVAC Control | Medium Industrial | Miscellaneous | Incentives | 1 | 4476.9487 | 4561.8169 | 10326.5072 | 15501.2239 | 22593.9825 | 32154.9585 | 44747.5611 | 56109.3656 | 70136.707
ENS | Alternate Scenario | C&I Curtailment | C&I Curtailment-Turnkey-Auto-DR HVAC Control | Medium Industrial | Offices | Incentives | 1 | 70.2769 | 71.9232 | 163.6368 | 247.1642 | 362.3386 | 518.6969 | 721.8303 | 905.1094 | 1131.3867
ENS | Alternate Scenario | C&I Curtailment | C&I Curtailment-Turnkey-Auto-DR HVAC Control | Medium Industrial | Retail Trade | Incentives | 1 | 1015.696 | 1030.4082 | 2320.5952 | 3462.3826 | 5019.5539 | 7105.2903 | 9887.8813 | 12398.5024 | 15498.128
ENS | Alternate Scenario | C&I Curtailment | C&I Curtailment-Turnkey-Auto-DR HVAC Control | Medium Industrial | Services | Incentives | 1 | 46.7697 | 47.4471 | 106.8562 | 159.432 | 231.1349 | 327.1766 | 455.3063 | 570.9127 | 713.6408
ENS | Alternate Scenario | C&I Curtailment | C&I Curtailment-Turnkey-Standard Lighting Control | Medium Industrial | Miscellaneous | Incentives | 1 | 57314.8807 | 45938.5433 | 81804.8561 | 96622.9695 | 111411.3074 | 125418.4108 | 139628.0577 | 140064.6928 | 140064.6928
ENS | Alternate Scenario | C&I Curtailment | C&I Curtailment-Turnkey-Standard Lighting Control | Medium Industrial | Offices | Incentives | 1 | 399.4367 | 318.7278 | 564.7226 | 663.2919 | 761.046 | 852.4054 | 948.9811 | 951.9487 | 951.9487
ENS | Alternate Scenario | C&I Curtailment | C&I Curtailment-Turnkey-Standard Lighting Control | Medium Industrial | Retail Trade | Incentives | 1 | 17581.2718 | 14117.0012 | 25181.6007 | 29801.2776 | 34397.4091 | 38762.8877 | 43154.6429 | 43289.593 | 43289.593
ENS | Alternate Scenario | C&I Curtailment | C&I Curtailment-Turnkey-Standard Lighting Control | Medium Industrial | Services | Incentives | 1 | 809.5631 | 650.0442 | 1159.5348 | 1372.2566 | 1583.8942 | 1784.911 | 1987.1377 | 1993.3518 | 1993.3518
ENS | Alternate Scenario | C&I Curtailment | C&I Curtailment-Turnkey-Water Heating Control | Medium Industrial | Miscellaneous | Incentives | 1 | 4174.9589 | 3446.32 | 6330.0531 | 7729.8438 | 9155.7581 | 10588.8374 | 11788.5308 | 11825.3951 | 11825.3951
ENS | Alternate Scenario | C&I Curtailment | C&I Curtailment-Turnkey-Water Heating Control | Medium Industrial | Offices | Incentives | 1 | 27.5316 | 22.5808 | 41.191 | 49.9164 | 58.7752 | 67.5623 | 75.2169 | 75.4521 | 75.4521
ENS | Alternate Scenario | C&I Curtailment | C&I Curtailment-Turnkey-Water Heating Control | Medium Industrial | Retail Trade | Incentives | 1 | 2137.1168 | 1759.9417 | 3224.4226 | 3926.2182 | 4638.6759 | 5350.711 | 5956.9355 | 5975.5636 | 5975.5636
ENS | Alternate Scenario | C&I Curtailment | C&I Curtailment-Turnkey-Water Heating Control | Medium Industrial | Services | Incentives | 1 | 98.4076 | 81.0399 | 148.4747 | 180.7902 | 213.5967 | 246.3837 | 274.2984 | 275.1562 | 275.1562
ENS | Alternate Scenario | C&I Curtailment | C&I Curtailment-Turnkey-Other | Medium Industrial | Miscellaneous | Incentives | 1 | 65358.4467 | 53738.9579 | 98316.8324 | 119580.6051 | 141019.9392 | 162385.4553 | 180783.3921 | 181348.7252 | 181348.7252
ENS | Alternate Scenario | C&I Curtailment | C&I Curtailment-Turnkey-Other | Medium Industrial | Offices | Incentives | 1 | 519.0295 | 425.8462 | 777.3857 | 943.2477 | 1110.0406 | 1275.5237 | 1420.0379 | 1424.4786 | 1424.4786
ENS | Alternate Scenario | C&I Curtailment | C&I Curtailment-Turnkey-Other | Medium Industrial | Retail Trade | Incentives | 1 | 23679.3839 | 19465.4725 | 35605.8834 | 43294.5458 | 51049.8282 | 58774.846 | 65433.9146 | 65638.535 | 65638.535
ENS | Alternate Scenario | C&I Curtailment | C&I Curtailment-Turnkey-Other | Medium Industrial | Services | Incentives | 1 | 1090.3623 | 896.3248 | 1639.5407 | 1993.5798 | 2350.6866 | 2706.3997 | 3013.0292 | 3022.4514 | 3022.4514
ENS | Alternate Scenario | C&I Curtailment | C&I Curtailment-Turnkey-Manual HVAC Control | Large Industrial | Miscellaneous | Incentives | 1 | 3791.7293 | 3077.7406 | 5542.5472 | 6608.886 | 7641.0074 | 8609.7958 | 9595.1611 | 9552.5902 | 9552.5902
ENS | Alternate Scenario | C&I Curtailment | C&I Curtailment-Turnkey-Auto-DR HVAC Control | Large Industrial | Miscellaneous | Incentives | 1 | 95.5069 | 97.271 | 220.006 | 329.8808 | 480.345 | 682.9992 | 951.4581 | 1184.0459 | 1480.0574
ENS | Alternate Scenario | C&I Curtailment | C&I Curtailment-Turnkey-Standard Lighting Control | Large Industrial | Miscellaneous | Incentives | 1 | 1670.2908 | 1342.5651 | 2400.0477 | 2846.4018 | 3293.8568 | 3721.9207 | 4147.8833 | 4129.4804 | 4129.4804
ENS | Alternate Scenario | C&I Curtailment | C&I Curtailment-Turnkey-Water Heating Control | Large Industrial | Miscellaneous | Incentives | 1 | 75.3594 | 61.9941 | 113.5523 | 138.4259 | 163.7011 | 189.01 | 210.6416 | 209.7071 | 209.7071
ENS | Alternate Scenario | C&I Curtailment | C&I Curtailment-Turnkey-Other | Large Industrial | Miscellaneous | Incentives | 1 | 1630.019 | 1339.9621 | 2450.04 | 2978.553 | 3510.4387 | 4039.8261 | 4502.172 | 4482.1972 | 4482.1972
ENS | Alternate Scenario | C&I Curtailment | C&I Curtailment-Turnkey-Industrial | Large Industrial | Manufacturing | Incentives | 1 | 327.0947 | 267.4671 | 486.3067 | 587.3525 | 688.6509 | 788.4483 | 878.6838 | 874.7853 | 874.7853
ENS | Alternate Scenario | C&I Loadshift to BUGs | C&I Loadshift to BUGs | Large General | Miscellaneous | Incentives | 1 | 0 | 287500 | 298314.4731 | 297835.4106 | 297282.2193 | 297906.5273 | 298151.6465 | 297022.3213 | 297022.3213
ENS | Alternate Scenario | C&I Loadshift to BUGs | C&I Loadshift to BUGs | Small Industrial | Miscellaneous | Incentives | 1 | 0 | 97750 | 101910.7417 | 102679.4283 | 103660.4646 | 104953.6996 | 106116.0823 | 106787.7878 | 106787.7878
ENS | Alternate Scenario | C&I Loadshift to BUGs | C&I Loadshift to BUGs | Medium Industrial | Manufacturing | Incentives | 1 | 0 | 57500 | 59709.294 | 59919.5286 | 60191.3517 | 60758.2301 | 61222.2461 | 61413.696 | 61413.696
ENS | Alternate Scenario | C&I Loadshift to BUGs | C&I Loadshift to BUGs | Medium Industrial | Miscellaneous | Incentives | 1 | 0 | 249550 | 259138.3358 | 260050.7542 | 261230.4665 | 263690.7185 | 265704.5483 | 266535.4409 | 266535.4409
ENS | Alternate Scenario | BTM Battery Control | BTM Battery Control-BYOB | Residential Charitable | Residential Market Rate | Incentives | 0 | 12350 | 61900 | 0 | 0 | 0 | 0 | 0 | 0 | 0
ENS | Alternate Scenario | EV Charging Control | EV Charging Control | EV Res LDV | EV | Incentives | 0 | 14699.1403 | 18655.9986 | 0 | 0 | 0 | 0 | 0 | 0 | 0
ENS | Alternate Scenario | EV Charging Control | EV Charging Control | EV Com LDV | EV | Incentives | 0 | 4969.6925 | 6619.7579 | 0 | 0 | 0 | 0 | 0 | 0 | 0
ENS | Preferred Plan | DLC-Thermostat | DLC-Thermostat-BYOT-Central Heat Pump | Residential Charitable | Residential LI | Incentives | 0 | 1453.3111 | 1872.5228 | 1024.2952 | 1033.202 | 992.5714 | 988.9157 | 968.7784 | 997.4673 | 997.1076
ENS | Preferred Plan | DLC-Thermostat | DLC-Thermostat-BYOT-Central Heat Pump | Residential Charitable | Residential Market Rate | Incentives | 0 | 8893.3442 | 11458.6543 | 6268.0382 | 6216.5739 | 6021.5647 | 5945.5697 | 5822.3424 | 5997.9 | 5995.699
ENS | Preferred Plan | DLC-Thermostat | DLC-Thermostat-DI-Baseboard Heating | Residential Charitable | Residential LI | Incentives | 0 | 5283.4579 | 10018.4899 | 9816.6204 | 9620.4832 | 9427.7998 | 9239.4577 | 9054.577 | 9054.5357 | 9054.5661
ENS | Preferred Plan | DLC-Thermostat | DLC-Thermostat-DI-Baseboard Heating | Residential Charitable | Residential Market Rate | Incentives | 0 | 50293.3186 | 95366.162 | 93444.5636 | 91577.5302 | 89743.3742 | 87950.5427 | 86190.6602 | 86190.2668 | 86190.5569
ENS | Preferred Plan | DLC-Thermostat | DLC-Thermostat-BYOT-Baseboard Heating | Residential Charitable | Residential LI | Incentives | 0 | 2848.857 | 6964.33 | 2146.5827 | 2104.3826 | 2062.4577 | 2021.0958 | 1980.3982 | 2076.0364 | 2075.3774
ENS | Preferred Plan | DLC-Thermostat | DLC-Thermostat-BYOT-Baseboard Heating | Residential Charitable | Residential Market Rate | Incentives | 0 | 27118.314 | 66293.5661 | 20433.3539 | 20089.5931 | 19698.8006 | 19238.8422 | 18859.6737 | 20092.5166 | 20086.2439
ENS | Preferred Plan | DLC-Thermostat | DLC-Thermostat-DI-MSHP | Residential Charitable | Residential LI | Incentives | 0 | 2808.7023 | 7822.4857 | 7668.0752 | 7514.7568 | 7364.465 | 7217.6947 | 7072.3578 | 7073.0462 | 7072.874
ENS | Preferred Plan | DLC-Thermostat | DLC-Thermostat-DI-MSHP | Residential Charitable | Residential Market Rate | Incentives | 0 | 26736.0812 | 74462.3638 | 72992.5282 | 71533.0879 | 70102.4573 | 68705.3489 | 67321.885 | 67328.4374 | 67326.7979
ENS | Preferred Plan | DLC-Thermostat | DLC-Thermostat-BYOT-MSHP | Residential Charitable | Residential LI | Incentives | 0 | 1174.4445 | 995.7205 | 693.0306 | 678.7707 | 667.3628 | 653.1029 | 638.843 | 647.7166 | 651.518
ENS | Preferred Plan | DLC-Thermostat | DLC-Thermostat-BYOT-MSHP | Residential Charitable | Residential Market Rate | Incentives | 0 | 11179.5555 | 9478.2795 | 6596.9694 | 6461.2293 | 6368.228 | 6216.8971 | 6081.157 | 6329.6241 | 6365.8102
ENS | Preferred Plan | DLC-Water Heating | DLC-Switch-Water Heating | Residential Charitable | Residential LI | Incentives | 0 | 1031.6853 | 3571.229 | 4304.6531 | 4218.234 | 4134.0977 | 4051.348 | 3970.4584 | 3970.5691 | 3970.3207
ENS | Preferred Plan | DLC-Water Heating | DLC-Switch-Water Heating | Residential Charitable | Residential Market Rate | Incentives | 0 | 11784.7548 | 40793.5021 | 49171.2723 | 48184.1231 | 47223.0489 | 46277.814 | 45353.8271 | 45355.0911 | 45352.2536
ENS | Preferred Plan | C&I Curtailment | C&I Curtailment-Turnkey-Manual HVAC Control | General | Miscellaneous | Incentives | 1 | 76313.0532 | 61929.4019 | 111511.0438 | 132972.8912 | 153749.7217 | 173246.716 | 193022.1608 | 194386.3519 | 194386.3519
ENS | Preferred Plan | C&I Curtailment | C&I Curtailment-Turnkey-Manual HVAC Control | General | Offices | Incentives | 1 | 5009.9737 | 4096.4887 | 7437.6758 | 8962.1311 | 10462.5914 | 11905.742 | 13264.7366 | 13358.4856 | 13358.4856
ENS | Preferred Plan | C&I Curtailment | C&I Curtailment-Turnkey-Manual HVAC Control | General | Retail Trade | Incentives | 1 | 17989.9604 | 14539.9903 | 26069.714 | 30909.4454 | 35530.1079 | 39791.3497 | 44333.3789 | 44646.7066 | 44646.7066
ENS | Preferred Plan | C&I Curtailment | C&I Curtailment-Turnkey-Manual HVAC Control | General | Services | Incentives | 1 | 11629.5784 | 9399.6261 | 16853.5616 | 19983.0486 | 22971.3359 | 25727.6063 | 28664.3134 | 28866.8994 | 28866.8994
ENS | Preferred Plan | C&I Curtailment | C&I Curtailment-Turnkey-Auto-DR HVAC Control | General | Miscellaneous | Incentives | 1 | 1922.1899 | 1957.2591 | 4426.3229 | 6637.3069 | 9665.3377 | 13743.3427 | 19140.1154 | 24094.236 | 30117.795
ENS | Preferred Plan | C&I Curtailment | C&I Curtailment-Turnkey-Auto-DR HVAC Control | General | Offices | Incentives | 1 | 126.1923 | 129.4682 | 295.2313 | 447.3424 | 657.7214 | 944.4606 | 1315.3339 | 1655.7876 | 2069.7345
ENS | Preferred Plan | C&I Curtailment | C&I Curtailment-Turnkey-Auto-DR HVAC Control | General | Retail Trade | Incentives | 1 | 453.1351 | 459.5318 | 1034.8121 | 1542.8368 | 2233.5682 | 3156.5744 | 4396.1066 | 5533.9702 | 6917.4628
ENS | Preferred Plan | C&I Curtailment | C&I Curtailment-Turnkey-Auto-DR HVAC Control | General | Services | Incentives | 1 | 292.9284 | 297.0722 | 668.9858 | 997.4486 | 1444.0723 | 2040.9236 | 2842.3589 | 3578.0593 | 4472.5741
ENS | Preferred Plan | C&I Curtailment | C&I Curtailment-Turnkey-Standard Lighting Control | General | Miscellaneous | Incentives | 1 | 32354.9945 | 26012.6503 | 46503.5887 | 55154.6052 | 63825.6491 | 72116.2348 | 80348.025 | 80915.8876 | 80915.8876
ENS | Preferred Plan | C&I Curtailment | C&I Curtailment-Turnkey-Standard Lighting Control | General | Offices | Incentives | 1 | 688.6195 | 545.2113 | 959.5286 | 1116.9585 | 1273.0115 | 1415.7008 | 1577.2976 | 1588.4452 | 1588.4452
ENS | Preferred Plan | C&I Curtailment | C&I Curtailment-Turnkey-Standard Lighting Control | General | Retail Trade | Incentives | 1 | 7530.5588 | 5988.9206 | 10598.2219 | 12415.6259 | 14202.9861 | 15852.8071 | 17662.3439 | 17787.1731 | 17787.1731
ENS | Preferred Plan | C&I Curtailment | C&I Curtailment-Turnkey-Standard Lighting Control | General | Services | Incentives | 1 | 4871.2527 | 3874.702 | 6857.8061 | 8035.2692 | 9193.5487 | 10263.2529 | 11434.7637 | 11515.5793 | 11515.5793
ENS | Preferred Plan | C&I Curtailment | C&I Curtailment-Turnkey-Water Heating Control | General | Miscellaneous | Incentives | 1 | 1866.8032 | 1546.4518 | 2850.0465 | 3496.733 | 4160.5442 | 4835.3161 | 5387.2488 | 5425.3234 | 5425.3234
ENS | Preferred Plan | C&I Curtailment | C&I Curtailment-Turnkey-Water Heating Control | General | Offices | Incentives | 1 | 50.3456 | 41.5856 | 76.3886 | 93.3891 | 110.8081 | 128.3899 | 143.0452 | 144.0561 | 144.0561
ENS | Preferred Plan | C&I Curtailment | C&I Curtailment-Turnkey-Water Heating Control | General | Retail Trade | Incentives | 1 | 986.6206 | 820.7748 | 1518.0244 | 1871.0938 | 2234.9432 | 2607.4109 | 2905.0368 | 2925.5682 | 2925.5682
ENS | Preferred Plan | C&I Curtailment | C&I Curtailment-Turnkey-Water Heating Control | General | Services | Incentives | 1 | 637.4667 | 530.2458 | 980.5773 | 1208.4672 | 1443.2774 | 1683.5956 | 1875.7716 | 1889.0287 | 1889.0287
ENS | Preferred Plan | C&I Curtailment | C&I Curtailment-Turnkey-Other | General | Miscellaneous | Incentives | 1 | 33667.0209 | 27741.7954 | 50834.7289 | 61950.7495 | 73192.9876 | 84449.861 | 94089.4871 | 94754.4679 | 94754.4679
ENS | Preferred Plan | C&I Curtailment | C&I Curtailment-Turnkey-Other | General | Offices | Incentives | 1 | 928.0238 | 762.9152 | 1394.5309 | 1694.4113 | 1996.3317 | 2296.8081 | 2558.9799 | 2577.0655 | 2577.0655
ENS | Preferred Plan | C&I Curtailment | C&I Curtailment-Turnkey-Other | General | Retail Trade | Incentives | 1 | 10616.0656 | 8757.3996 | 16061.4024 | 19596.7487 | 23184.1726 | 26786.7919 | 29844.4009 | 30055.3273 | 30055.3273
ENS | Preferred Plan | C&I Curtailment | C&I Curtailment-Turnkey-Other | General | Services | Incentives | 1 | 6862.2168 | 5660.6092 | 10381.5585 | 12666.3475 | 14984.6833 | 17312.7154 | 19288.8951 | 19425.2201 | 19425.2201
ENS | Preferred Plan | C&I Curtailment | C&I Curtailment-Turnkey-Manual HVAC Control | Large General | Miscellaneous | Incentives | 1 | 52596.0034 | 42715.7918 | 76966.062 | 91833.8851 | 106238.9127 | 119780.0316 | 133444.7287 | 132939.2729 | 132939.2729
ENS | Preferred Plan | C&I Curtailment | C&I Curtailment-Turnkey-Manual HVAC Control | Large General | Retail Trade | Incentives | 1 | 2273.119 | 1834.8523 | 3286.0689 | 3890.8781 | 4466.1294 | 4994.0649 | 5563.7958 | 5542.7215 | 5542.7215
ENS | Preferred Plan | C&I Curtailment | C&I Curtailment-Turnkey-Manual HVAC Control | Large General | Services | Incentives | 1 | 3640.1449 | 2938.31 | 5262.2705 | 6230.8044 | 7152.0049 | 7997.4342 | 8909.7943 | 8876.0462 | 8876.0462
ENS | Preferred Plan | C&I Curtailment | C&I Curtailment-Turnkey-Auto-DR HVAC Control | Large General | Miscellaneous | Incentives | 1 | 1324.7996 | 1350.0191 | 3055.0933 | 4583.8643 | 6678.6135 | 9501.9292 | 13232.4055 | 16477.8555 | 20597.3194
ENS | Preferred Plan | C&I Curtailment | C&I Curtailment-Turnkey-Auto-DR HVAC Control | Large General | Retail Trade | Incentives | 1 | 57.2558 | 57.9899 | 130.4373 | 194.2122 | 280.7592 | 396.17 | 551.7071 | 687.0217 | 858.7771
ENS | Preferred Plan | C&I Curtailment | C&I Curtailment-Turnkey-Auto-DR HVAC Control | Large General | Services | Incentives | 1 | 91.6888 | 92.8644 | 208.8807 | 311.009 | 449.6043 | 634.4217 | 883.497 | 1100.1881 | 1375.2351
ENS | Preferred Plan | C&I Curtailment | C&I Curtailment-Turnkey-Standard Lighting Control | Large General | Miscellaneous | Incentives | 1 | 23169.0115 | 18633.3866 | 33328.0372 | 39552.2238 | 45797.0723 | 51779.5993 | 57686.6986 | 57468.1956 | 57468.1956
ENS | Preferred Plan | C&I Curtailment | C&I Curtailment-Turnkey-Standard Lighting Control | Large General | Retail Trade | Incentives | 1 | 948.4596 | 752.7777 | 1329.8022 | 1554.5897 | 1774.7691 | 1976.638 | 2202.1361 | 2193.7949 | 2193.7949
ENS | Preferred Plan | C&I Curtailment | C&I Curtailment-Turnkey-Standard Lighting Control | Large General | Services | Incentives | 1 | 1518.8516 | 1205.489 | 2129.529 | 2489.5009 | 2842.0935 | 3165.3639 | 3526.4737 | 3513.1163 | 3513.1163
ENS | Preferred Plan | C&I Curtailment | C&I Curtailment-Turnkey-Water Heating Control | Large General | Miscellaneous | Incentives | 1 | 1045.3284 | 860.4125 | 1576.8336 | 1923.4988 | 2276.0653 | 2629.5192 | 2929.4989 | 2918.4027 | 2918.4027
ENS | Preferred Plan | C&I Curtailment | C&I Curtailment-Turnkey-Water Heating Control | Large General | Retail Trade | Incentives | 1 | 124.989 | 103.9256 | 192.1206 | 236.6996 | 282.5654 | 329.4336 | 367.0159 | 365.6257 | 365.6257
ENS | Preferred Plan | C&I Curtailment | C&I Curtailment-Turnkey-Water Heating Control | Large General | Services | Incentives | 1 | 200.1559 | 166.4252 | 307.6595 | 379.0478 | 452.4968 | 527.5509 | 587.7347 | 585.5085 | 585.5085
ENS | Preferred Plan | C&I Curtailment | C&I Curtailment-Turnkey-Other | Large General | Miscellaneous | Incentives | 1 | 22610.3912 | 18597.2595 | 34022.2509 | 41388.5318 | 48808.3791 | 56202.3193 | 62613.9696 | 62376.8033 | 62376.8033
ENS | Preferred Plan | C&I Curtailment | C&I Curtailment-Turnkey-Other | Large General | Retail Trade | Incentives | 1 | 1341.8996 | 1105.8699 | 2026.3047 | 2469.7605 | 2918.7246 | 3368.3269 | 3752.591 | 3738.3771 | 3738.3771
ENS | Preferred Plan | C&I Curtailment | C&I Curtailment-Turnkey-Other | Large General | Services | Incentives | 1 | 2148.9016 | 1770.9265 | 3244.8995 | 3955.0441 | 4674.0098 | 5393.9974 | 6009.3532 | 5986.5913 | 5986.5913
ENS | Preferred Plan | C&I Curtailment | C&I Curtailment-Turnkey-Manual HVAC Control | Small Industrial | Miscellaneous | Incentives | 1 | 11197.1279 | 9089.2435 | 16374.3119 | 19535.9377 | 22598.8455 | 25475.3873 | 28366.9966 | 28546.5572 | 28546.5572
ENS | Preferred Plan | C&I Curtailment | C&I Curtailment-Turnkey-Manual HVAC Control | Small Industrial | Offices | Incentives | 1 | 139.6309 | 113.8421 | 206.1269 | 247.4559 | 287.907 | 326.4605 | 363.5157 | 365.8167 | 365.8167
ENS | Preferred Plan | C&I Curtailment | C&I Curtailment-Turnkey-Manual HVAC Control | Small Industrial | Retail Trade | Incentives | 1 | 485.5704 | 392.4308 | 703.3523 | 834.0791 | 959.6713 | 1076.0157 | 1198.1499 | 1205.7341 | 1205.7341
ENS | Preferred Plan | C&I Curtailment | C&I Curtailment-Turnkey-Manual HVAC Control | Small Industrial | Services | Incentives | 1 | 153.4043 | 123.9791 | 222.2072 | 263.5072 | 303.185 | 339.9412 | 378.5266 | 380.9226 | 380.9226
ENS | Preferred Plan | C&I Curtailment | C&I Curtailment-Turnkey-Auto-DR HVAC Control | Small Industrial | Miscellaneous | Incentives | 1 | 282.0357 | 287.2627 | 649.9625 | 975.1312 | 1420.656 | 2020.9155 | 2812.877 | 3538.3528 | 4422.941
ENS | Preferred Plan | C&I Curtailment | C&I Curtailment-Turnkey-Auto-DR HVAC Control | Small Industrial | Offices | Incentives | 1 | 3.5171 | 3.5979 | 8.182 | 12.3517 | 18.099 | 25.8975 | 36.0463 | 45.3431 | 56.6788
ENS | Preferred Plan | C&I Curtailment | C&I Curtailment-Turnkey-Auto-DR HVAC Control | Small Industrial | Retail Trade | Incentives | 1 | 12.2307 | 12.4027 | 27.9189 | 41.6328 | 60.3289 | 85.3583 | 118.8088 | 149.451 | 186.8138
ENS | Preferred Plan | C&I Curtailment | C&I Curtailment-Turnkey-Auto-DR HVAC Control | Small Industrial | Services | Incentives | 1 | 3.864 | 3.9183 | 8.8203 | 13.1529 | 19.0595 | 26.9669 | 37.5348 | 47.2155 | 59.0193
ENS | Preferred Plan | C&I Curtailment | C&I Curtailment-Turnkey-Standard Lighting Control | Small Industrial | Miscellaneous | Incentives | 1 | 3610.6831 | 2892.801 | 5148.8935 | 6078.2344 | 7005.2788 | 7882.455 | 8777.161 | 8832.7196 | 8832.7196
ENS | Preferred Plan | C&I Curtailment | C&I Curtailment-Turnkey-Standard Lighting Control | Small Industrial | Offices | Incentives | 1 | 19.9901 | 15.9443 | 28.2367 | 33.1471 | 38.0147 | 42.5589 | 47.3896 | 47.6896 | 47.6896
ENS | Preferred Plan | C&I Curtailment | C&I Curtailment-Turnkey-Standard Lighting Control | Small Industrial | Retail Trade | Incentives | 1 | 211.7075 | 169.9213 | 302.9578 | 358.3405 | 413.4146 | 465.6721 | 518.5287 | 521.811 | 521.811
ENS | Preferred Plan | C&I Curtailment | C&I Curtailment-Turnkey-Standard Lighting Control | Small Industrial | Services | Incentives | 1 | 66.8839 | 53.6825 | 95.7122 | 113.209 | 130.6084 | 147.1179 | 163.8167 | 164.8536 | 164.8536
ENS | Preferred Plan | C&I Curtailment | C&I Curtailment-Turnkey-Water Heating Control | Small Industrial | Miscellaneous | Incentives | 1 | 263.0112 | 217.0186 | 398.421 | 486.2591 | 575.6924 | 665.5007 | 741.039 | 745.7297 | 745.7297
ENS | Preferred Plan | C&I Curtailment | C&I Curtailment-Turnkey-Water Heating Control | Small Industrial | Offices | Incentives | 1 | 1.3778 | 1.1296 | 2.0596 | 2.4945 | 2.9359 | 3.3732 | 3.7561 | 3.7799 | 3.7799
ENS | Preferred Plan | C&I Curtailment | C&I Curtailment-Turnkey-Water Heating Control | Small Industrial | Retail Trade | Incentives | 1 | 25.7344 | 21.1838 | 38.7928 | 47.2102 | 55.7512 | 64.28 | 71.5761 | 72.0292 | 72.0292
ENS | Preferred Plan | C&I Curtailment | C&I Curtailment-Turnkey-Water Heating Control | Small Industrial | Services | Incentives | 1 | 8.1302 | 6.6925 | 12.2556 | 14.9149 | 17.6132 | 20.3077 | 22.6128 | 22.7559 | 22.7559
ENS | Preferred Plan | C&I Curtailment | C&I Curtailment-Turnkey-Other | Small Industrial | Miscellaneous | Incentives | 1 | 4117.406 | 3384.0017 | 6188.1766 | 7522.424 | 8866.9994 | 10205.8066 | 11364.2269 | 11436.1615 | 11436.1615
ENS | Preferred Plan | C&I Curtailment | C&I Curtailment-Turnkey-Other | Small Industrial | Offices | Incentives | 1 | 25.9752 | 21.3029 | 38.8701 | 47.1375 | 55.4471 | 63.6844 | 70.9129 | 71.3618 | 71.3618
ENS | Preferred Plan | C&I Curtailment | C&I Curtailment-Turnkey-Other | Small Industrial | Retail Trade | Incentives | 1 | 285.1388 | 234.2989 | 428.3714 | 520.588 | 613.5562 | 706.0828 | 786.2274 | 791.2042 | 791.2042
ENS | Preferred Plan | C&I Curtailment | C&I Curtailment-Turnkey-Other | Small Industrial | Services | Incentives | 1 | 90.0827 | 74.0211 | 135.3336 | 164.4672 | 193.8383 | 223.0698 | 248.3896 | 249.9619 | 249.9619
ENS | Preferred Plan | C&I Curtailment | C&I Curtailment-Turnkey-Industrial | Small Industrial | Manufacturing | Incentives | 1 | 1007.4984 | 823.6249 | 1497.2872 | 1807.8748 | 2119.2977 | 2425.948 | 2701.3076 | 2718.4067 | 2718.4067
ENS | Preferred Plan | C&I Curtailment | C&I Curtailment-Turnkey-Manual HVAC Control | Medium Industrial | Miscellaneous | Incentives | 1 | 177739.7906 | 144339.9014 | 260152.6401 | 310554.0518 | 359409.9499 | 405341.0497 | 451265.3535 | 452676.5188 | 452676.5188
ENS | Preferred Plan | C&I Curtailment | C&I Curtailment-Turnkey-Manual HVAC Control | Medium Industrial | Offices | Incentives | 1 | 2790.0714 | 2275.7126 | 4122.4524 | 4951.727 | 5763.8405 | 6538.6231 | 7279.4355 | 7302.1993 | 7302.1993
ENS | Preferred Plan | C&I Curtailment | C&I Curtailment-Turnkey-Manual HVAC Control | Medium Industrial | Retail Trade | Incentives | 1 | 40324.25 | 32603.0222 | 58462.0673 | 69365.939 | 79847.7031 | 89568.3267 | 99716.2331 | 100028.0587 | 100028.0587
ENS | Preferred Plan | C&I Curtailment | C&I Curtailment-Turnkey-Manual HVAC Control | Medium Industrial | Services | Incentives | 1 | 1856.8069 | 1501.2683 | 2691.9972 | 3194.0868 | 3676.7396 | 4124.3442 | 4591.6239 | 4605.9825 | 4605.9825
ENS | Preferred Plan | C&I Curtailment | C&I Curtailment-Turnkey-Auto-DR HVAC Control | Medium Industrial | Miscellaneous | Incentives | 1 | 4476.9487 | 4561.8169 | 10326.5072 | 15501.2239 | 22593.9825 | 32154.9585 | 44747.5611 | 56109.3656 | 70136.707
ENS | Preferred Plan | C&I Curtailment | C&I Curtailment-Turnkey-Auto-DR HVAC Control | Medium Industrial | Offices | Incentives | 1 | 70.2769 | 71.9232 | 163.6368 | 247.1642 | 362.3386 | 518.6969 | 721.8303 | 905.1094 | 1131.3867
ENS | Preferred Plan | C&I Curtailment | C&I Curtailment-Turnkey-Auto-DR HVAC Control | Medium Industrial | Retail Trade | Incentives | 1 | 1015.696 | 1030.4082 | 2320.5952 | 3462.3826 | 5019.5539 | 7105.2903 | 9887.8813 | 12398.5024 | 15498.128
ENS | Preferred Plan | C&I Curtailment | C&I Curtailment-Turnkey-Auto-DR HVAC Control | Medium Industrial | Services | Incentives | 1 | 46.7697 | 47.4471 | 106.8562 | 159.432 | 231.1349 | 327.1766 | 455.3063 | 570.9127 | 713.6408
ENS | Preferred Plan | C&I Curtailment | C&I Curtailment-Turnkey-Standard Lighting Control | Medium Industrial | Miscellaneous | Incentives | 1 | 57314.8807 | 45938.5433 | 81804.8561 | 96622.9695 | 111411.3074 | 125418.4108 | 139628.0577 | 140064.6928 | 140064.6928
ENS | Preferred Plan | C&I Curtailment | C&I Curtailment-Turnkey-Standard Lighting Control | Medium Industrial | Offices | Incentives | 1 | 399.4367 | 318.7278 | 564.7226 | 663.2919 | 761.046 | 852.4054 | 948.9811 | 951.9487 | 951.9487
ENS | Preferred Plan | C&I Curtailment | C&I Curtailment-Turnkey-Standard Lighting Control | Medium Industrial | Retail Trade | Incentives | 1 | 17581.2718 | 14117.0012 | 25181.6007 | 29801.2776 | 34397.4091 | 38762.8877 | 43154.6429 | 43289.593 | 43289.593
ENS | Preferred Plan | C&I Curtailment | C&I Curtailment-Turnkey-Standard Lighting Control | Medium Industrial | Services | Incentives | 1 | 809.5631 | 650.0442 | 1159.5348 | 1372.2566 | 1583.8942 | 1784.911 | 1987.1377 | 1993.3518 | 1993.3518
ENS | Preferred Plan | C&I Curtailment | C&I Curtailment-Turnkey-Water Heating Control | Medium Industrial | Miscellaneous | Incentives | 1 | 4174.9589 | 3446.32 | 6330.0531 | 7729.8438 | 9155.7581 | 10588.8374 | 11788.5308 | 11825.3951 | 11825.3951
ENS | Preferred Plan | C&I Curtailment | C&I Curtailment-Turnkey-Water Heating Control | Medium Industrial | Offices | Incentives | 1 | 27.5316 | 22.5808 | 41.191 | 49.9164 | 58.7752 | 67.5623 | 75.2169 | 75.4521 | 75.4521
ENS | Preferred Plan | C&I Curtailment | C&I Curtailment-Turnkey-Water Heating Control | Medium Industrial | Retail Trade | Incentives | 1 | 2137.1168 | 1759.9417 | 3224.4226 | 3926.2182 | 4638.6759 | 5350.711 | 5956.9355 | 5975.5636 | 5975.5636
ENS | Preferred Plan | C&I Curtailment | C&I Curtailment-Turnkey-Water Heating Control | Medium Industrial | Services | Incentives | 1 | 98.4076 | 81.0399 | 148.4747 | 180.7902 | 213.5967 | 246.3837 | 274.2984 | 275.1562 | 275.1562
ENS | Preferred Plan | C&I Curtailment | C&I Curtailment-Turnkey-Other | Medium Industrial | Miscellaneous | Incentives | 1 | 65358.4467 | 53738.9579 | 98316.8324 | 119580.6051 | 141019.9392 | 162385.4553 | 180783.3921 | 181348.7252 | 181348.7252
ENS | Preferred Plan | C&I Curtailment | C&I Curtailment-Turnkey-Other | Medium Industrial | Offices | Incentives | 1 | 519.0295 | 425.8462 | 777.3857 | 943.2477 | 1110.0406 | 1275.5237 | 1420.0379 | 1424.4786 | 1424.4786
ENS | Preferred Plan | C&I Curtailment | C&I Curtailment-Turnkey-Other | Medium Industrial | Retail Trade | Incentives | 1 | 23679.3839 | 19465.4725 | 35605.8834 | 43294.5458 | 51049.8282 | 58774.846 | 65433.9146 | 65638.535 | 65638.535
ENS | Preferred Plan | C&I Curtailment | C&I Curtailment-Turnkey-Other | Medium Industrial | Services | Incentives | 1 | 1090.3623 | 896.3248 | 1639.5407 | 1993.5798 | 2350.6866 | 2706.3997 | 3013.0292 | 3022.4514 | 3022.4514
ENS | Preferred Plan | C&I Curtailment | C&I Curtailment-Turnkey-Manual HVAC Control | Large Industrial | Miscellaneous | Incentives | 1 | 3791.7293 | 3077.7406 | 5542.5472 | 6608.886 | 7641.0074 | 8609.7958 | 9595.1611 | 9552.5902 | 9552.5902
ENS | Preferred Plan | C&I Curtailment | C&I Curtailment-Turnkey-Auto-DR HVAC Control | Large Industrial | Miscellaneous | Incentives | 1 | 95.5069 | 97.271 | 220.006 | 329.8808 | 480.345 | 682.9992 | 951.4581 | 1184.0459 | 1480.0574
ENS | Preferred Plan | C&I Curtailment | C&I Curtailment-Turnkey-Standard Lighting Control | Large Industrial | Miscellaneous | Incentives | 1 | 1670.2908 | 1342.5651 | 2400.0477 | 2846.4018 | 3293.8568 | 3721.9207 | 4147.8833 | 4129.4804 | 4129.4804
ENS | Preferred Plan | C&I Curtailment | C&I Curtailment-Turnkey-Water Heating Control | Large Industrial | Miscellaneous | Incentives | 1 | 75.3594 | 61.9941 | 113.5523 | 138.4259 | 163.7011 | 189.01 | 210.6416 | 209.7071 | 209.7071
ENS | Preferred Plan | C&I Curtailment | C&I Curtailment-Turnkey-Other | Large Industrial | Miscellaneous | Incentives | 1 | 1630.019 | 1339.9621 | 2450.04 | 2978.553 | 3510.4387 | 4039.8261 | 4502.172 | 4482.1972 | 4482.1972
ENS | Preferred Plan | C&I Curtailment | C&I Curtailment-Turnkey-Industrial | Large Industrial | Manufacturing | Incentives | 1 | 327.0947 | 267.4671 | 486.3067 | 587.3525 | 688.6509 | 788.4483 | 878.6838 | 874.7853 | 874.7853
ENS | Preferred Plan | C&I Loadshift to BUGs | C&I Loadshift to BUGs | Large General | Miscellaneous | Incentives | 1 | 0 | 287500 | 298314.4731 | 297835.4106 | 297282.2193 | 297906.5273 | 298151.6465 | 297022.3213 | 297022.3213
ENS | Preferred Plan | C&I Loadshift to BUGs | C&I Loadshift to BUGs | Small Industrial | Miscellaneous | Incentives | 1 | 0 | 97750 | 101910.7417 | 102679.4283 | 103660.4646 | 104953.6996 | 106116.0823 | 106787.7878 | 106787.7878
ENS | Preferred Plan | C&I Loadshift to BUGs | C&I Loadshift to BUGs | Medium Industrial | Manufacturing | Incentives | 1 | 0 | 57500 | 59709.294 | 59919.5286 | 60191.3517 | 60758.2301 | 61222.2461 | 61413.696 | 61413.696
ENS | Preferred Plan | C&I Loadshift to BUGs | C&I Loadshift to BUGs | Medium Industrial | Miscellaneous | Incentives | 1 | 0 | 249550 | 259138.3358 | 260050.7542 | 261230.4665 | 263690.7185 | 265704.5483 | 266535.4409 | 266535.4409
ENS | Preferred Plan | BTM Battery Control | BTM Battery Control-BYOB | Residential Charitable | Residential Market Rate | Incentives | 0 | 12350 | 61900 | 0 | 0 | 0 | 0 | 0 | 0 | 0
ENS | Preferred Plan | EV Charging Control | EV Charging Control | EV Res LDV | EV | Incentives | 0 | 14699.1403 | 18655.9986 | 0 | 0 | 0 | 0 | 0 | 0 | 0
ENS | Preferred Plan | EV Charging Control | EV Charging Control | EV Com LDV | EV | Incentives | 0 | 4969.6925 | 6619.7579 | 0 | 0 | 0 | 0 | 0 | 0 | 0

## Energy Impacts (hidden)
Cases | All Forecast Years | Customer Class | Peak Period | DR SubOption | Utility | Building Type | Energy Impact ($)
Alternate Scenario | 2026 | Small General | Winter Morning | Dynamic Pricing with enabling tech. | ENS | Manufacturing | 12.882
Alternate Scenario | 2026 | Small General | Winter Evening | Dynamic Pricing with enabling tech. | ENS | Manufacturing | 14.9674
Alternate Scenario | 2026 | General | Winter Morning | C&I Curtailment-Turnkey-Manual HVAC Control | ENS | Miscellaneous | 2856.2214
Alternate Scenario | 2026 | General | Winter Morning | C&I Curtailment-Turnkey-Manual HVAC Control | ENS | Offices | 188.9325
Alternate Scenario | 2026 | General | Winter Morning | C&I Curtailment-Turnkey-Manual HVAC Control | ENS | Retail Trade | 670.5931
Alternate Scenario | 2026 | General | Winter Morning | C&I Curtailment-Turnkey-Manual HVAC Control | ENS | Services | 433.5164
Alternate Scenario | 2026 | General | Winter Morning | C&I Curtailment-Turnkey-Auto-DR HVAC Control | ENS | Miscellaneous | 90.27
Alternate Scenario | 2026 | General | Winter Morning | C&I Curtailment-Turnkey-Auto-DR HVAC Control | ENS | Offices | 5.9712
Alternate Scenario | 2026 | General | Winter Morning | C&I Curtailment-Turnkey-Auto-DR HVAC Control | ENS | Retail Trade | 21.1939
Alternate Scenario | 2026 | General | Winter Morning | C&I Curtailment-Turnkey-Auto-DR HVAC Control | ENS | Services | 13.7011
Alternate Scenario | 2026 | General | Winter Morning | C&I Curtailment-Turnkey-Standard Lighting Control | ENS | Miscellaneous | 1199.7191
Alternate Scenario | 2026 | General | Winter Morning | C&I Curtailment-Turnkey-Standard Lighting Control | ENS | Offices | 25.1455
Alternate Scenario | 2026 | General | Winter Morning | C&I Curtailment-Turnkey-Standard Lighting Control | ENS | Retail Trade | 276.2126
Alternate Scenario | 2026 | General | Winter Morning | C&I Curtailment-Turnkey-Standard Lighting Control | ENS | Services | 178.7036
Alternate Scenario | 2026 | General | Winter Morning | C&I Curtailment-Turnkey-Water Heating Control | ENS | Miscellaneous | 71.3233
Alternate Scenario | 2026 | General | Winter Morning | C&I Curtailment-Turnkey-Water Heating Control | ENS | Offices | 1.918
Alternate Scenario | 2026 | General | Winter Morning | C&I Curtailment-Turnkey-Water Heating Control | ENS | Retail Trade | 37.8546
Alternate Scenario | 2026 | General | Winter Morning | C&I Curtailment-Turnkey-Water Heating Control | ENS | Services | 24.4553
Alternate Scenario | 2026 | General | Winter Morning | C&I Curtailment-Turnkey-Other | ENS | Miscellaneous | 1279.4684
Alternate Scenario | 2026 | General | Winter Morning | C&I Curtailment-Turnkey-Other | ENS | Offices | 35.1861
Alternate Scenario | 2026 | General | Winter Morning | C&I Curtailment-Turnkey-Other | ENS | Retail Trade | 403.8966
Alternate Scenario | 2026 | General | Winter Morning | C&I Curtailment-Turnkey-Other | ENS | Services | 261.0707
Alternate Scenario | 2026 | General | Winter Evening | C&I Curtailment-Turnkey-Manual HVAC Control | ENS | Miscellaneous | 3347.4891
Alternate Scenario | 2026 | General | Winter Evening | C&I Curtailment-Turnkey-Manual HVAC Control | ENS | Offices | 221.4288
Alternate Scenario | 2026 | General | Winter Evening | C&I Curtailment-Turnkey-Manual HVAC Control | ENS | Retail Trade | 785.9346
Alternate Scenario | 2026 | General | Winter Evening | C&I Curtailment-Turnkey-Manual HVAC Control | ENS | Services | 508.0809
Alternate Scenario | 2026 | General | Winter Evening | C&I Curtailment-Turnkey-Auto-DR HVAC Control | ENS | Miscellaneous | 105.7963
Alternate Scenario | 2026 | General | Winter Evening | C&I Curtailment-Turnkey-Auto-DR HVAC Control | ENS | Offices | 6.9982
Alternate Scenario | 2026 | General | Winter Evening | C&I Curtailment-Turnkey-Auto-DR HVAC Control | ENS | Retail Trade | 24.8392
Alternate Scenario | 2026 | General | Winter Evening | C&I Curtailment-Turnkey-Auto-DR HVAC Control | ENS | Services | 16.0577
Alternate Scenario | 2026 | General | Winter Evening | C&I Curtailment-Turnkey-Standard Lighting Control | ENS | Miscellaneous | 1406.0698
Alternate Scenario | 2026 | General | Winter Evening | C&I Curtailment-Turnkey-Standard Lighting Control | ENS | Offices | 29.4705
Alternate Scenario | 2026 | General | Winter Evening | C&I Curtailment-Turnkey-Standard Lighting Control | ENS | Retail Trade | 323.721
Alternate Scenario | 2026 | General | Winter Evening | C&I Curtailment-Turnkey-Standard Lighting Control | ENS | Services | 209.4405
Alternate Scenario | 2026 | General | Winter Evening | C&I Curtailment-Turnkey-Water Heating Control | ENS | Miscellaneous | 83.5908
Alternate Scenario | 2026 | General | Winter Evening | C&I Curtailment-Turnkey-Water Heating Control | ENS | Offices | 2.2478
Alternate Scenario | 2026 | General | Winter Evening | C&I Curtailment-Turnkey-Water Heating Control | ENS | Retail Trade | 44.3656
Alternate Scenario | 2026 | General | Winter Evening | C&I Curtailment-Turnkey-Water Heating Control | ENS | Services | 28.6615
Alternate Scenario | 2026 | General | Winter Evening | C&I Curtailment-Turnkey-Other | ENS | Miscellaneous | 1499.5358
Alternate Scenario | 2026 | General | Winter Evening | C&I Curtailment-Turnkey-Other | ENS | Offices | 41.2381
Alternate Scenario | 2026 | General | Winter Evening | C&I Curtailment-Turnkey-Other | ENS | Retail Trade | 473.3664
Alternate Scenario | 2026 | General | Winter Evening | C&I Curtailment-Turnkey-Other | ENS | Services | 305.9747
Alternate Scenario | 2026 | Large General | Winter Morning | C&I Curtailment-Turnkey-Manual HVAC Control | ENS | Miscellaneous | 2299.2881
Alternate Scenario | 2026 | Large General | Winter Morning | C&I Curtailment-Turnkey-Manual HVAC Control | ENS | Retail Trade | 98.7657
Alternate Scenario | 2026 | Large General | Winter Morning | C&I Curtailment-Turnkey-Manual HVAC Control | ENS | Services | 158.1621
Alternate Scenario | 2026 | Large General | Winter Morning | C&I Curtailment-Turnkey-Auto-DR HVAC Control | ENS | Miscellaneous | 72.6683
Alternate Scenario | 2026 | Large General | Winter Morning | C&I Curtailment-Turnkey-Auto-DR HVAC Control | ENS | Retail Trade | 3.1215
Alternate Scenario | 2026 | Large General | Winter Morning | C&I Curtailment-Turnkey-Auto-DR HVAC Control | ENS | Services | 4.9987
Alternate Scenario | 2026 | Large General | Winter Morning | C&I Curtailment-Turnkey-Standard Lighting Control | ENS | Miscellaneous | 1002.9903
Alternate Scenario | 2026 | Large General | Winter Morning | C&I Curtailment-Turnkey-Standard Lighting Control | ENS | Retail Trade | 40.5202
Alternate Scenario | 2026 | Large General | Winter Morning | C&I Curtailment-Turnkey-Standard Lighting Control | ENS | Services | 64.8886
Alternate Scenario | 2026 | Large General | Winter Morning | C&I Curtailment-Turnkey-Water Heating Control | ENS | Miscellaneous | 46.3139
Alternate Scenario | 2026 | Large General | Winter Morning | C&I Curtailment-Turnkey-Water Heating Control | ENS | Retail Trade | 5.5941
Alternate Scenario | 2026 | Large General | Winter Morning | C&I Curtailment-Turnkey-Water Heating Control | ENS | Services | 8.9583
Alternate Scenario | 2026 | Large General | Winter Morning | C&I Curtailment-Turnkey-Other | ENS | Miscellaneous | 1001.0456
Alternate Scenario | 2026 | Large General | Winter Morning | C&I Curtailment-Turnkey-Other | ENS | Retail Trade | 59.5263
Alternate Scenario | 2026 | Large General | Winter Morning | C&I Curtailment-Turnkey-Other | ENS | Services | 95.3247
Alternate Scenario | 2026 | Large General | Winter Morning | C&I Loadshift to BUGs | ENS | Miscellaneous | 15475.4319
Alternate Scenario | 2026 | Large General | Winter Evening | C&I Curtailment-Turnkey-Manual HVAC Control | ENS | Miscellaneous | 1979.7199
Alternate Scenario | 2026 | Large General | Winter Evening | C&I Curtailment-Turnkey-Manual HVAC Control | ENS | Retail Trade | 85.0387
Alternate Scenario | 2026 | Large General | Winter Evening | C&I Curtailment-Turnkey-Manual HVAC Control | ENS | Services | 136.1799
Alternate Scenario | 2026 | Large General | Winter Evening | C&I Curtailment-Turnkey-Auto-DR HVAC Control | ENS | Miscellaneous | 62.5684
Alternate Scenario | 2026 | Large General | Winter Evening | C&I Curtailment-Turnkey-Auto-DR HVAC Control | ENS | Retail Trade | 2.6876
Alternate Scenario | 2026 | Large General | Winter Evening | C&I Curtailment-Turnkey-Auto-DR HVAC Control | ENS | Services | 4.3039
Alternate Scenario | 2026 | Large General | Winter Evening | C&I Curtailment-Turnkey-Standard Lighting Control | ENS | Miscellaneous | 863.589
Alternate Scenario | 2026 | Large General | Winter Evening | C&I Curtailment-Turnkey-Standard Lighting Control | ENS | Retail Trade | 34.8885
Alternate Scenario | 2026 | Large General | Winter Evening | C&I Curtailment-Turnkey-Standard Lighting Control | ENS | Services | 55.87
Alternate Scenario | 2026 | Large General | Winter Evening | C&I Curtailment-Turnkey-Water Heating Control | ENS | Miscellaneous | 39.877
Alternate Scenario | 2026 | Large General | Winter Evening | C&I Curtailment-Turnkey-Water Heating Control | ENS | Retail Trade | 4.8166
Alternate Scenario | 2026 | Large General | Winter Evening | C&I Curtailment-Turnkey-Water Heating Control | ENS | Services | 7.7132
Alternate Scenario | 2026 | Large General | Winter Evening | C&I Curtailment-Turnkey-Other | ENS | Miscellaneous | 861.9146
Alternate Scenario | 2026 | Large General | Winter Evening | C&I Curtailment-Turnkey-Other | ENS | Retail Trade | 51.253
Alternate Scenario | 2026 | Large General | Winter Evening | C&I Curtailment-Turnkey-Other | ENS | Services | 82.0759
Alternate Scenario | 2026 | Large General | Winter Evening | C&I Loadshift to BUGs | ENS | Miscellaneous | 13324.5681
Alternate Scenario | 2026 | Medium Industrial | Winter Morning | C&I Curtailment-Turnkey-Manual HVAC Control | ENS | Miscellaneous | 7345.9628
Alternate Scenario | 2026 | Medium Industrial | Winter Morning | C&I Curtailment-Turnkey-Manual HVAC Control | ENS | Offices | 115.819
Alternate Scenario | 2026 | Medium Industrial | Winter Morning | C&I Curtailment-Turnkey-Manual HVAC Control | ENS | Retail Trade | 1659.2819
Alternate Scenario | 2026 | Medium Industrial | Winter Morning | C&I Curtailment-Turnkey-Manual HVAC Control | ENS | Services | 76.4048
Alternate Scenario | 2026 | Medium Industrial | Winter Morning | C&I Curtailment-Turnkey-Auto-DR HVAC Control | ENS | Miscellaneous | 232.1668
Alternate Scenario | 2026 | Medium Industrial | Winter Morning | C&I Curtailment-Turnkey-Auto-DR HVAC Control | ENS | Offices | 3.6604
Alternate Scenario | 2026 | Medium Industrial | Winter Morning | C&I Curtailment-Turnkey-Auto-DR HVAC Control | ENS | Retail Trade | 52.4411
Alternate Scenario | 2026 | Medium Industrial | Winter Morning | C&I Curtailment-Turnkey-Auto-DR HVAC Control | ENS | Services | 2.4147
Alternate Scenario | 2026 | Medium Industrial | Winter Morning | C&I Curtailment-Turnkey-Standard Lighting Control | ENS | Miscellaneous | 2337.9732
Alternate Scenario | 2026 | Medium Industrial | Winter Morning | C&I Curtailment-Turnkey-Standard Lighting Control | ENS | Offices | 16.2212
Alternate Scenario | 2026 | Medium Industrial | Winter Morning | C&I Curtailment-Turnkey-Standard Lighting Control | ENS | Retail Trade | 718.4636
Alternate Scenario | 2026 | Medium Industrial | Winter Morning | C&I Curtailment-Turnkey-Standard Lighting Control | ENS | Services | 33.083
Alternate Scenario | 2026 | Medium Industrial | Winter Morning | C&I Curtailment-Turnkey-Water Heating Control | ENS | Miscellaneous | 175.3953
Alternate Scenario | 2026 | Medium Industrial | Winter Morning | C&I Curtailment-Turnkey-Water Heating Control | ENS | Offices | 1.1492
Alternate Scenario | 2026 | Medium Industrial | Winter Morning | C&I Curtailment-Turnkey-Water Heating Control | ENS | Retail Trade | 89.5696
Alternate Scenario | 2026 | Medium Industrial | Winter Morning | C&I Curtailment-Turnkey-Water Heating Control | ENS | Services | 4.1244
Alternate Scenario | 2026 | Medium Industrial | Winter Morning | C&I Curtailment-Turnkey-Other | ENS | Miscellaneous | 2734.9636
Alternate Scenario | 2026 | Medium Industrial | Winter Morning | C&I Curtailment-Turnkey-Other | ENS | Offices | 21.6728
Alternate Scenario | 2026 | Medium Industrial | Winter Morning | C&I Curtailment-Turnkey-Other | ENS | Retail Trade | 990.666
Alternate Scenario | 2026 | Medium Industrial | Winter Morning | C&I Curtailment-Turnkey-Other | ENS | Services | 45.6171
Alternate Scenario | 2026 | Medium Industrial | Winter Morning | C&I Loadshift to BUGs | ENS | Manufacturing | 2926.3762
Alternate Scenario | 2026 | Medium Industrial | Winter Morning | C&I Loadshift to BUGs | ENS | Miscellaneous | 12700.4729
Alternate Scenario | 2026 | Medium Industrial | Winter Evening | C&I Curtailment-Turnkey-Manual HVAC Control | ENS | Miscellaneous | 7113.13
Alternate Scenario | 2026 | Medium Industrial | Winter Evening | C&I Curtailment-Turnkey-Manual HVAC Control | ENS | Offices | 112.1481
Alternate Scenario | 2026 | Medium Industrial | Winter Evening | C&I Curtailment-Turnkey-Manual HVAC Control | ENS | Retail Trade | 1606.6904
Alternate Scenario | 2026 | Medium Industrial | Winter Evening | C&I Curtailment-Turnkey-Manual HVAC Control | ENS | Services | 73.9831
Alternate Scenario | 2026 | Medium Industrial | Winter Evening | C&I Curtailment-Turnkey-Auto-DR HVAC Control | ENS | Miscellaneous | 224.8082
Alternate Scenario | 2026 | Medium Industrial | Winter Evening | C&I Curtailment-Turnkey-Auto-DR HVAC Control | ENS | Offices | 3.5444
Alternate Scenario | 2026 | Medium Industrial | Winter Evening | C&I Curtailment-Turnkey-Auto-DR HVAC Control | ENS | Retail Trade | 50.7789
Alternate Scenario | 2026 | Medium Industrial | Winter Evening | C&I Curtailment-Turnkey-Auto-DR HVAC Control | ENS | Services | 2.3382
Alternate Scenario | 2026 | Medium Industrial | Winter Evening | C&I Curtailment-Turnkey-Standard Lighting Control | ENS | Miscellaneous | 2263.8704
Alternate Scenario | 2026 | Medium Industrial | Winter Evening | C&I Curtailment-Turnkey-Standard Lighting Control | ENS | Offices | 15.707
Alternate Scenario | 2026 | Medium Industrial | Winter Evening | C&I Curtailment-Turnkey-Standard Lighting Control | ENS | Retail Trade | 695.6917
Alternate Scenario | 2026 | Medium Industrial | Winter Evening | C&I Curtailment-Turnkey-Standard Lighting Control | ENS | Services | 32.0344
Alternate Scenario | 2026 | Medium Industrial | Winter Evening | C&I Curtailment-Turnkey-Water Heating Control | ENS | Miscellaneous | 169.8361
Alternate Scenario | 2026 | Medium Industrial | Winter Evening | C&I Curtailment-Turnkey-Water Heating Control | ENS | Offices | 1.1128
Alternate Scenario | 2026 | Medium Industrial | Winter Evening | C&I Curtailment-Turnkey-Water Heating Control | ENS | Retail Trade | 86.7307
Alternate Scenario | 2026 | Medium Industrial | Winter Evening | C&I Curtailment-Turnkey-Water Heating Control | ENS | Services | 3.9937
Alternate Scenario | 2026 | Medium Industrial | Winter Evening | C&I Curtailment-Turnkey-Other | ENS | Miscellaneous | 2648.278
Alternate Scenario | 2026 | Medium Industrial | Winter Evening | C&I Curtailment-Turnkey-Other | ENS | Offices | 20.9859
Alternate Scenario | 2026 | Medium Industrial | Winter Evening | C&I Curtailment-Turnkey-Other | ENS | Retail Trade | 959.2665
Alternate Scenario | 2026 | Medium Industrial | Winter Evening | C&I Curtailment-Turnkey-Other | ENS | Services | 44.1713
Alternate Scenario | 2026 | Medium Industrial | Winter Evening | C&I Loadshift to BUGs | ENS | Manufacturing | 2833.6238
Alternate Scenario | 2026 | Medium Industrial | Winter Evening | C&I Loadshift to BUGs | ENS | Miscellaneous | 12297.9271
Alternate Scenario | 2026 | Large Industrial | Winter Morning | C&I Curtailment-Turnkey-Manual HVAC Control | ENS | Miscellaneous | 154.5391
Alternate Scenario | 2026 | Large Industrial | Winter Morning | C&I Curtailment-Turnkey-Auto-DR HVAC Control | ENS | Miscellaneous | 4.8842
Alternate Scenario | 2026 | Large Industrial | Winter Morning | C&I Curtailment-Turnkey-Standard Lighting Control | ENS | Miscellaneous | 67.4127
Alternate Scenario | 2026 | Large Industrial | Winter Morning | C&I Curtailment-Turnkey-Water Heating Control | ENS | Miscellaneous | 3.1128
Alternate Scenario | 2026 | Large Industrial | Winter Morning | C&I Curtailment-Turnkey-Other | ENS | Miscellaneous | 67.282
Alternate Scenario | 2026 | Large Industrial | Winter Morning | C&I Curtailment-Turnkey-Industrial | ENS | Manufacturing | 13.43
Alternate Scenario | 2026 | Large Industrial | Winter Evening | C&I Curtailment-Turnkey-Manual HVAC Control | ENS | Miscellaneous | 153.7702
Alternate Scenario | 2026 | Large Industrial | Winter Evening | C&I Curtailment-Turnkey-Auto-DR HVAC Control | ENS | Miscellaneous | 4.8599
Alternate Scenario | 2026 | Large Industrial | Winter Evening | C&I Curtailment-Turnkey-Standard Lighting Control | ENS | Miscellaneous | 67.0773
Alternate Scenario | 2026 | Large Industrial | Winter Evening | C&I Curtailment-Turnkey-Water Heating Control | ENS | Miscellaneous | 3.0974
Alternate Scenario | 2026 | Large Industrial | Winter Evening | C&I Curtailment-Turnkey-Other | ENS | Miscellaneous | 66.9473
Alternate Scenario | 2026 | Large Industrial | Winter Evening | C&I Curtailment-Turnkey-Industrial | ENS | Manufacturing | 13.3632
Alternate Scenario | 2026 | Residential Charitable | Winter Morning | DLC-Switch-Water Heating | ENS | Residential LI | 201.3704
Alternate Scenario | 2026 | Residential Charitable | Winter Morning | DLC-Switch-Water Heating | ENS | Residential Market Rate | 2329.2605
Alternate Scenario | 2026 | Residential Charitable | Winter Morning | DLC-Thermostat-BYOT-Central Heat Pump | ENS | Residential LI | 81.3292
Alternate Scenario | 2026 | Residential Charitable | Winter Morning | DLC-Thermostat-BYOT-Central Heat Pump | ENS | Residential Market Rate | 644.7007
Alternate Scenario | 2026 | Residential Charitable | Winter Morning | DLC-Thermostat-DI-Baseboard Heating | ENS | Residential LI | 476.4387
Alternate Scenario | 2026 | Residential Charitable | Winter Morning | DLC-Thermostat-DI-Baseboard Heating | ENS | Residential Market Rate | 4995.9352
Alternate Scenario | 2026 | Residential Charitable | Winter Morning | DLC-Thermostat-BYOT-Baseboard Heating | ENS | Residential LI | 55.731
Alternate Scenario | 2026 | Residential Charitable | Winter Morning | DLC-Thermostat-BYOT-Baseboard Heating | ENS | Residential Market Rate | 584.3953
Alternate Scenario | 2026 | Residential Charitable | Winter Morning | DLC-Thermostat-DI-MSHP | ENS | Residential LI | 237.8374
Alternate Scenario | 2026 | Residential Charitable | Winter Morning | DLC-Thermostat-DI-MSHP | ENS | Residential Market Rate | 2932.7659
Alternate Scenario | 2026 | Residential Charitable | Winter Morning | DLC-Thermostat-BYOT-MSHP | ENS | Residential LI | 21.4363
Alternate Scenario | 2026 | Residential Charitable | Winter Morning | DLC-Thermostat-BYOT-MSHP | ENS | Residential Market Rate | 264.331
Alternate Scenario | 2026 | Residential Charitable | Winter Morning | Dynamic Pricing with enabling tech. | ENS | Residential LI | 359.5754
Alternate Scenario | 2026 | Residential Charitable | Winter Morning | Dynamic Pricing with enabling tech. | ENS | Residential Market Rate | 2036.5522
Alternate Scenario | 2026 | Residential Charitable | Winter Morning | Dynamic Pricing w/o enabling tech. | ENS | Residential LI | 6107.0797
Alternate Scenario | 2026 | Residential Charitable | Winter Morning | Dynamic Pricing w/o enabling tech. | ENS | Residential Market Rate | 34589.0918
Alternate Scenario | 2026 | Residential Charitable | Winter Morning | BTM Battery Control-BYOB | ENS | Residential Market Rate | 110.8483
Alternate Scenario | 2026 | Residential Charitable | Winter Morning | Behavioral DR | ENS | Residential LI | 196.1992
Alternate Scenario | 2026 | Residential Charitable | Winter Morning | Behavioral DR | ENS | Residential Market Rate | 1116.9186
Alternate Scenario | 2026 | Residential Charitable | Winter Evening | DLC-Switch-Water Heating | ENS | Residential LI | 109.9077
Alternate Scenario | 2026 | Residential Charitable | Winter Evening | DLC-Switch-Water Heating | ENS | Residential Market Rate | 1271.3079
Alternate Scenario | 2026 | Residential Charitable | Winter Evening | DLC-Thermostat-BYOT-Central Heat Pump | ENS | Residential LI | 58.031
Alternate Scenario | 2026 | Residential Charitable | Winter Evening | DLC-Thermostat-BYOT-Central Heat Pump | ENS | Residential Market Rate | 460.0151
Alternate Scenario | 2026 | Residential Charitable | Winter Evening | DLC-Thermostat-DI-Baseboard Heating | ENS | Residential LI | 339.9547
Alternate Scenario | 2026 | Residential Charitable | Winter Evening | DLC-Thermostat-DI-Baseboard Heating | ENS | Residential Market Rate | 3564.7636
Alternate Scenario | 2026 | Residential Charitable | Winter Evening | DLC-Thermostat-BYOT-Baseboard Heating | ENS | Residential LI | 39.7659
Alternate Scenario | 2026 | Residential Charitable | Winter Evening | DLC-Thermostat-BYOT-Baseboard Heating | ENS | Residential Market Rate | 416.9852
Alternate Scenario | 2026 | Residential Charitable | Winter Evening | DLC-Thermostat-DI-MSHP | ENS | Residential LI | 169.7047
Alternate Scenario | 2026 | Residential Charitable | Winter Evening | DLC-Thermostat-DI-MSHP | ENS | Residential Market Rate | 2092.6247
Alternate Scenario | 2026 | Residential Charitable | Winter Evening | DLC-Thermostat-BYOT-MSHP | ENS | Residential LI | 15.2955
Alternate Scenario | 2026 | Residential Charitable | Winter Evening | DLC-Thermostat-BYOT-MSHP | ENS | Residential Market Rate | 188.6088
Alternate Scenario | 2026 | Residential Charitable | Winter Evening | Dynamic Pricing with enabling tech. | ENS | Residential LI | 409.7436
Alternate Scenario | 2026 | Residential Charitable | Winter Evening | Dynamic Pricing with enabling tech. | ENS | Residential Market Rate | 2320.6935
Alternate Scenario | 2026 | Residential Charitable | Winter Evening | Dynamic Pricing w/o enabling tech. | ENS | Residential LI | 6959.1438
Alternate Scenario | 2026 | Residential Charitable | Winter Evening | Dynamic Pricing w/o enabling tech. | ENS | Residential Market Rate | 39414.9865
Alternate Scenario | 2026 | Residential Charitable | Winter Evening | BTM Battery Control-BYOB | ENS | Residential Market Rate | 354.6231
Alternate Scenario | 2026 | Residential Charitable | Winter Evening | Behavioral DR | ENS | Residential LI | 223.5731
Alternate Scenario | 2026 | Residential Charitable | Winter Evening | Behavioral DR | ENS | Residential Market Rate | 1272.7519
Alternate Scenario | 2026 | EV Res LDV | Winter Evening | EV Charging Control | ENS | EV | 83.1346
Alternate Scenario | 2026 | EV Com LDV | Winter Evening | EV Charging Control | ENS | EV | 29.1056
Alternate Scenario | 2027 | Small General | Winter Morning | Dynamic Pricing with enabling tech. | ENS | Manufacturing | 14.4488
Alternate Scenario | 2027 | Small General | Winter Evening | Dynamic Pricing with enabling tech. | ENS | Manufacturing | 16.6652
Alternate Scenario | 2027 | General | Winter Morning | C&I Curtailment-Turnkey-Manual HVAC Control | ENS | Miscellaneous | 3340.6578
Alternate Scenario | 2027 | General | Winter Morning | C&I Curtailment-Turnkey-Manual HVAC Control | ENS | Offices | 222.8186
Alternate Scenario | 2027 | General | Winter Morning | C&I Curtailment-Turnkey-Manual HVAC Control | ENS | Retail Trade | 780.9988
Alternate Scenario | 2027 | General | Winter Morning | C&I Curtailment-Turnkey-Manual HVAC Control | ENS | Services | 504.9005
Alternate Scenario | 2027 | General | Winter Morning | C&I Curtailment-Turnkey-Auto-DR HVAC Control | ENS | Miscellaneous | 132.6042
Alternate Scenario | 2027 | General | Winter Morning | C&I Curtailment-Turnkey-Auto-DR HVAC Control | ENS | Offices | 8.8446
Alternate Scenario | 2027 | General | Winter Morning | C&I Curtailment-Turnkey-Auto-DR HVAC Control | ENS | Retail Trade | 31.001
Alternate Scenario | 2027 | General | Winter Morning | C&I Curtailment-Turnkey-Auto-DR HVAC Control | ENS | Services | 20.0415
Alternate Scenario | 2027 | General | Winter Morning | C&I Curtailment-Turnkey-Standard Lighting Control | ENS | Miscellaneous | 1393.1587
Alternate Scenario | 2027 | General | Winter Morning | C&I Curtailment-Turnkey-Standard Lighting Control | ENS | Offices | 28.7456
Alternate Scenario | 2027 | General | Winter Morning | C&I Curtailment-Turnkey-Standard Lighting Control | ENS | Retail Trade | 317.5025
Alternate Scenario | 2027 | General | Winter Morning | C&I Curtailment-Turnkey-Standard Lighting Control | ENS | Services | 205.4468
Alternate Scenario | 2027 | General | Winter Morning | C&I Curtailment-Turnkey-Water Heating Control | ENS | Miscellaneous | 85.3819
Alternate Scenario | 2027 | General | Winter Morning | C&I Curtailment-Turnkey-Water Heating Control | ENS | Offices | 2.2885
Alternate Scenario | 2027 | General | Winter Morning | C&I Curtailment-Turnkey-Water Heating Control | ENS | Retail Trade | 45.4771
Alternate Scenario | 2027 | General | Winter Morning | C&I Curtailment-Turnkey-Water Heating Control | ENS | Services | 29.3762
Alternate Scenario | 2027 | General | Winter Morning | C&I Curtailment-Turnkey-Other | ENS | Miscellaneous | 1522.9113
Alternate Scenario | 2027 | General | Winter Morning | C&I Curtailment-Turnkey-Other | ENS | Offices | 41.7775
Alternate Scenario | 2027 | General | Winter Morning | C&I Curtailment-Turnkey-Other | ENS | Retail Trade | 481.1689
Alternate Scenario | 2027 | General | Winter Morning | C&I Curtailment-Turnkey-Other | ENS | Services | 311.0117
Alternate Scenario | 2027 | General | Winter Evening | C&I Curtailment-Turnkey-Manual HVAC Control | ENS | Miscellaneous | 3886.6542
Alternate Scenario | 2027 | General | Winter Evening | C&I Curtailment-Turnkey-Manual HVAC Control | ENS | Offices | 259.236
Alternate Scenario | 2027 | General | Winter Evening | C&I Curtailment-Turnkey-Manual HVAC Control | ENS | Retail Trade | 908.6451
Alternate Scenario | 2027 | General | Winter Evening | C&I Curtailment-Turnkey-Manual HVAC Control | ENS | Services | 587.4213
Alternate Scenario | 2027 | General | Winter Evening | C&I Curtailment-Turnkey-Auto-DR HVAC Control | ENS | Miscellaneous | 154.277
Alternate Scenario | 2027 | General | Winter Evening | C&I Curtailment-Turnkey-Auto-DR HVAC Control | ENS | Offices | 10.2901
Alternate Scenario | 2027 | General | Winter Evening | C&I Curtailment-Turnkey-Auto-DR HVAC Control | ENS | Retail Trade | 36.0678
Alternate Scenario | 2027 | General | Winter Evening | C&I Curtailment-Turnkey-Auto-DR HVAC Control | ENS | Services | 23.3171
Alternate Scenario | 2027 | General | Winter Evening | C&I Curtailment-Turnkey-Standard Lighting Control | ENS | Miscellaneous | 1620.8562
Alternate Scenario | 2027 | General | Winter Evening | C&I Curtailment-Turnkey-Standard Lighting Control | ENS | Offices | 33.4438
Alternate Scenario | 2027 | General | Winter Evening | C&I Curtailment-Turnkey-Standard Lighting Control | ENS | Retail Trade | 369.395
Alternate Scenario | 2027 | General | Winter Evening | C&I Curtailment-Turnkey-Standard Lighting Control | ENS | Services | 239.0249
Alternate Scenario | 2027 | General | Winter Evening | C&I Curtailment-Turnkey-Water Heating Control | ENS | Miscellaneous | 99.3368
Alternate Scenario | 2027 | General | Winter Evening | C&I Curtailment-Turnkey-Water Heating Control | ENS | Offices | 2.6625
Alternate Scenario | 2027 | General | Winter Evening | C&I Curtailment-Turnkey-Water Heating Control | ENS | Retail Trade | 52.9099
Alternate Scenario | 2027 | General | Winter Evening | C&I Curtailment-Turnkey-Water Heating Control | ENS | Services | 34.1775
Alternate Scenario | 2027 | General | Winter Evening | C&I Curtailment-Turnkey-Other | ENS | Miscellaneous | 1771.8156
Alternate Scenario | 2027 | General | Winter Evening | C&I Curtailment-Turnkey-Other | ENS | Offices | 48.6056
Alternate Scenario | 2027 | General | Winter Evening | C&I Curtailment-Turnkey-Other | ENS | Retail Trade | 559.8111
Alternate Scenario | 2027 | General | Winter Evening | C&I Curtailment-Turnkey-Other | ENS | Services | 361.8433
Alternate Scenario | 2027 | Large General | Winter Morning | C&I Curtailment-Turnkey-Manual HVAC Control | ENS | Miscellaneous | 2689.5424
Alternate Scenario | 2027 | Large General | Winter Morning | C&I Curtailment-Turnkey-Manual HVAC Control | ENS | Retail Trade | 114.8301
Alternate Scenario | 2027 | Large General | Winter Morning | C&I Curtailment-Turnkey-Manual HVAC Control | ENS | Services | 183.8875
Alternate Scenario | 2027 | Large General | Winter Morning | C&I Curtailment-Turnkey-Auto-DR HVAC Control | ENS | Miscellaneous | 106.7588
Alternate Scenario | 2027 | Large General | Winter Morning | C&I Curtailment-Turnkey-Auto-DR HVAC Control | ENS | Retail Trade | 4.5581
Alternate Scenario | 2027 | Large General | Winter Morning | C&I Curtailment-Turnkey-Auto-DR HVAC Control | ENS | Services | 7.2992
Alternate Scenario | 2027 | Large General | Winter Morning | C&I Curtailment-Turnkey-Standard Lighting Control | ENS | Miscellaneous | 1164.6324
Alternate Scenario | 2027 | Large General | Winter Morning | C&I Curtailment-Turnkey-Standard Lighting Control | ENS | Retail Trade | 46.4693
Alternate Scenario | 2027 | Large General | Winter Morning | C&I Curtailment-Turnkey-Standard Lighting Control | ENS | Services | 74.4154
Alternate Scenario | 2027 | Large General | Winter Morning | C&I Curtailment-Turnkey-Water Heating Control | ENS | Miscellaneous | 55.1017
Alternate Scenario | 2027 | Large General | Winter Morning | C&I Curtailment-Turnkey-Water Heating Control | ENS | Retail Trade | 6.7136
Alternate Scenario | 2027 | Large General | Winter Morning | C&I Curtailment-Turnkey-Water Heating Control | ENS | Services | 10.751
Alternate Scenario | 2027 | Large General | Winter Morning | C&I Curtailment-Turnkey-Other | ENS | Miscellaneous | 1188.8914
Alternate Scenario | 2027 | Large General | Winter Morning | C&I Curtailment-Turnkey-Other | ENS | Retail Trade | 70.8083
Alternate Scenario | 2027 | Large General | Winter Morning | C&I Curtailment-Turnkey-Other | ENS | Services | 113.3915
Alternate Scenario | 2027 | Large General | Winter Morning | C&I Loadshift to BUGs | ENS | Miscellaneous | 10424.4574
Alternate Scenario | 2027 | Large General | Winter Evening | C&I Curtailment-Turnkey-Manual HVAC Control | ENS | Miscellaneous | 2298.8221
Alternate Scenario | 2027 | Large General | Winter Evening | C&I Curtailment-Turnkey-Manual HVAC Control | ENS | Retail Trade | 98.1483
Alternate Scenario | 2027 | Large General | Winter Evening | C&I Curtailment-Turnkey-Manual HVAC Control | ENS | Services | 157.1735
Alternate Scenario | 2027 | Large General | Winter Evening | C&I Curtailment-Turnkey-Auto-DR HVAC Control | ENS | Miscellaneous | 91.2495
Alternate Scenario | 2027 | Large General | Winter Evening | C&I Curtailment-Turnkey-Auto-DR HVAC Control | ENS | Retail Trade | 3.8959
Alternate Scenario | 2027 | Large General | Winter Evening | C&I Curtailment-Turnkey-Auto-DR HVAC Control | ENS | Services | 6.2388
Alternate Scenario | 2027 | Large General | Winter Evening | C&I Curtailment-Turnkey-Standard Lighting Control | ENS | Miscellaneous | 995.4417
Alternate Scenario | 2027 | Large General | Winter Evening | C&I Curtailment-Turnkey-Standard Lighting Control | ENS | Retail Trade | 39.7185
Alternate Scenario | 2027 | Large General | Winter Evening | C&I Curtailment-Turnkey-Standard Lighting Control | ENS | Services | 63.6048
Alternate Scenario | 2027 | Large General | Winter Evening | C&I Curtailment-Turnkey-Water Heating Control | ENS | Miscellaneous | 47.0969
Alternate Scenario | 2027 | Large General | Winter Evening | C&I Curtailment-Turnkey-Water Heating Control | ENS | Retail Trade | 5.7383
Alternate Scenario | 2027 | Large General | Winter Evening | C&I Curtailment-Turnkey-Water Heating Control | ENS | Services | 9.1892
Alternate Scenario | 2027 | Large General | Winter Evening | C&I Curtailment-Turnkey-Other | ENS | Miscellaneous | 1016.1765
Alternate Scenario | 2027 | Large General | Winter Evening | C&I Curtailment-Turnkey-Other | ENS | Retail Trade | 60.5217
Alternate Scenario | 2027 | Large General | Winter Evening | C&I Curtailment-Turnkey-Other | ENS | Services | 96.9187
Alternate Scenario | 2027 | Large General | Winter Evening | C&I Loadshift to BUGs | ENS | Miscellaneous | 8910.0559
Alternate Scenario | 2027 | Medium Industrial | Winter Morning | C&I Curtailment-Turnkey-Manual HVAC Control | ENS | Miscellaneous | 8597.2189
Alternate Scenario | 2027 | Medium Industrial | Winter Morning | C&I Curtailment-Turnkey-Manual HVAC Control | ENS | Offices | 136.234
Alternate Scenario | 2027 | Medium Industrial | Winter Morning | C&I Curtailment-Turnkey-Manual HVAC Control | ENS | Retail Trade | 1931.9857
Alternate Scenario | 2027 | Medium Industrial | Winter Morning | C&I Curtailment-Turnkey-Manual HVAC Control | ENS | Services | 88.962
Alternate Scenario | 2027 | Medium Industrial | Winter Morning | C&I Curtailment-Turnkey-Auto-DR HVAC Control | ENS | Miscellaneous | 341.2583
Alternate Scenario | 2027 | Medium Industrial | Winter Morning | C&I Curtailment-Turnkey-Auto-DR HVAC Control | ENS | Offices | 5.4077
Alternate Scenario | 2027 | Medium Industrial | Winter Morning | C&I Curtailment-Turnkey-Auto-DR HVAC Control | ENS | Retail Trade | 76.6883
Alternate Scenario | 2027 | Medium Industrial | Winter Morning | C&I Curtailment-Turnkey-Auto-DR HVAC Control | ENS | Services | 3.5313
Alternate Scenario | 2027 | Medium Industrial | Winter Morning | C&I Curtailment-Turnkey-Standard Lighting Control | ENS | Miscellaneous | 2703.3908
Alternate Scenario | 2027 | Medium Industrial | Winter Morning | C&I Curtailment-Turnkey-Standard Lighting Control | ENS | Offices | 18.6623
Alternate Scenario | 2027 | Medium Industrial | Winter Morning | C&I Curtailment-Turnkey-Standard Lighting Control | ENS | Retail Trade | 832.172
Alternate Scenario | 2027 | Medium Industrial | Winter Morning | C&I Curtailment-Turnkey-Standard Lighting Control | ENS | Services | 38.3189
Alternate Scenario | 2027 | Medium Industrial | Winter Morning | C&I Curtailment-Turnkey-Water Heating Control | ENS | Miscellaneous | 209.1882
Alternate Scenario | 2027 | Medium Industrial | Winter Morning | C&I Curtailment-Turnkey-Water Heating Control | ENS | Offices | 1.3612
Alternate Scenario | 2027 | Medium Industrial | Winter Morning | C&I Curtailment-Turnkey-Water Heating Control | ENS | Retail Trade | 106.5569
Alternate Scenario | 2027 | Medium Industrial | Winter Morning | C&I Curtailment-Turnkey-Water Heating Control | ENS | Services | 4.9066
Alternate Scenario | 2027 | Medium Industrial | Winter Morning | C&I Curtailment-Turnkey-Other | ENS | Miscellaneous | 3249.0592
Alternate Scenario | 2027 | Medium Industrial | Winter Morning | C&I Curtailment-Turnkey-Other | ENS | Offices | 25.6901
Alternate Scenario | 2027 | Medium Industrial | Winter Morning | C&I Curtailment-Turnkey-Other | ENS | Retail Trade | 1176.6614
Alternate Scenario | 2027 | Medium Industrial | Winter Morning | C&I Curtailment-Turnkey-Other | ENS | Services | 54.1816
Alternate Scenario | 2027 | Medium Industrial | Winter Morning | C&I Loadshift to BUGs | ENS | Manufacturing | 1973.2026
Alternate Scenario | 2027 | Medium Industrial | Winter Morning | C&I Loadshift to BUGs | ENS | Miscellaneous | 8563.6994
Alternate Scenario | 2027 | Medium Industrial | Winter Evening | C&I Curtailment-Turnkey-Manual HVAC Control | ENS | Miscellaneous | 8263.9297
Alternate Scenario | 2027 | Medium Industrial | Winter Evening | C&I Curtailment-Turnkey-Manual HVAC Control | ENS | Offices | 130.9526
Alternate Scenario | 2027 | Medium Industrial | Winter Evening | C&I Curtailment-Turnkey-Manual HVAC Control | ENS | Retail Trade | 1857.0883
Alternate Scenario | 2027 | Medium Industrial | Winter Evening | C&I Curtailment-Turnkey-Manual HVAC Control | ENS | Services | 85.5132
Alternate Scenario | 2027 | Medium Industrial | Winter Evening | C&I Curtailment-Turnkey-Auto-DR HVAC Control | ENS | Miscellaneous | 328.0287
Alternate Scenario | 2027 | Medium Industrial | Winter Evening | C&I Curtailment-Turnkey-Auto-DR HVAC Control | ENS | Offices | 5.198
Alternate Scenario | 2027 | Medium Industrial | Winter Evening | C&I Curtailment-Turnkey-Auto-DR HVAC Control | ENS | Retail Trade | 73.7153
Alternate Scenario | 2027 | Medium Industrial | Winter Evening | C&I Curtailment-Turnkey-Auto-DR HVAC Control | ENS | Services | 3.3944
Alternate Scenario | 2027 | Medium Industrial | Winter Evening | C&I Curtailment-Turnkey-Standard Lighting Control | ENS | Miscellaneous | 2598.5882
Alternate Scenario | 2027 | Medium Industrial | Winter Evening | C&I Curtailment-Turnkey-Standard Lighting Control | ENS | Offices | 17.9388
Alternate Scenario | 2027 | Medium Industrial | Winter Evening | C&I Curtailment-Turnkey-Standard Lighting Control | ENS | Retail Trade | 799.9111
Alternate Scenario | 2027 | Medium Industrial | Winter Evening | C&I Curtailment-Turnkey-Standard Lighting Control | ENS | Services | 36.8334
Alternate Scenario | 2027 | Medium Industrial | Winter Evening | C&I Curtailment-Turnkey-Water Heating Control | ENS | Miscellaneous | 201.0785
Alternate Scenario | 2027 | Medium Industrial | Winter Evening | C&I Curtailment-Turnkey-Water Heating Control | ENS | Offices | 1.3085
Alternate Scenario | 2027 | Medium Industrial | Winter Evening | C&I Curtailment-Turnkey-Water Heating Control | ENS | Retail Trade | 102.426
Alternate Scenario | 2027 | Medium Industrial | Winter Evening | C&I Curtailment-Turnkey-Water Heating Control | ENS | Services | 4.7164
Alternate Scenario | 2027 | Medium Industrial | Winter Evening | C&I Curtailment-Turnkey-Other | ENS | Miscellaneous | 3123.1026
Alternate Scenario | 2027 | Medium Industrial | Winter Evening | C&I Curtailment-Turnkey-Other | ENS | Offices | 24.6942
Alternate Scenario | 2027 | Medium Industrial | Winter Evening | C&I Curtailment-Turnkey-Other | ENS | Retail Trade | 1131.0457
Alternate Scenario | 2027 | Medium Industrial | Winter Evening | C&I Curtailment-Turnkey-Other | ENS | Services | 52.0812
Alternate Scenario | 2027 | Medium Industrial | Winter Evening | C&I Loadshift to BUGs | ENS | Manufacturing | 1896.7073
Alternate Scenario | 2027 | Medium Industrial | Winter Evening | C&I Loadshift to BUGs | ENS | Miscellaneous | 8231.7096
Alternate Scenario | 2027 | Large Industrial | Winter Morning | C&I Curtailment-Turnkey-Manual HVAC Control | ENS | Miscellaneous | 180.7194
Alternate Scenario | 2027 | Large Industrial | Winter Morning | C&I Curtailment-Turnkey-Auto-DR HVAC Control | ENS | Miscellaneous | 7.1735
Alternate Scenario | 2027 | Large Industrial | Winter Morning | C&I Curtailment-Turnkey-Standard Lighting Control | ENS | Miscellaneous | 78.2556
Alternate Scenario | 2027 | Large Industrial | Winter Morning | C&I Curtailment-Turnkey-Water Heating Control | ENS | Miscellaneous | 3.7025
Alternate Scenario | 2027 | Large Industrial | Winter Morning | C&I Curtailment-Turnkey-Other | ENS | Miscellaneous | 79.8856
Alternate Scenario | 2027 | Large Industrial | Winter Morning | C&I Curtailment-Turnkey-Industrial | ENS | Manufacturing | 15.8564
Alternate Scenario | 2027 | Large Industrial | Winter Evening | C&I Curtailment-Turnkey-Manual HVAC Control | ENS | Miscellaneous | 178.507
Alternate Scenario | 2027 | Large Industrial | Winter Evening | C&I Curtailment-Turnkey-Auto-DR HVAC Control | ENS | Miscellaneous | 7.0857
Alternate Scenario | 2027 | Large Industrial | Winter Evening | C&I Curtailment-Turnkey-Standard Lighting Control | ENS | Miscellaneous | 77.2976
Alternate Scenario | 2027 | Large Industrial | Winter Evening | C&I Curtailment-Turnkey-Water Heating Control | ENS | Miscellaneous | 3.6571
Alternate Scenario | 2027 | Large Industrial | Winter Evening | C&I Curtailment-Turnkey-Other | ENS | Miscellaneous | 78.9077
Alternate Scenario | 2027 | Large Industrial | Winter Evening | C&I Curtailment-Turnkey-Industrial | ENS | Manufacturing | 15.6623
Alternate Scenario | 2027 | Residential Charitable | Winter Morning | Dynamic Pricing with enabling tech. | ENS | Residential LI | 716.508
Alternate Scenario | 2027 | Residential Charitable | Winter Morning | Dynamic Pricing with enabling tech. | ENS | Residential Market Rate | 4092.2706
Alternate Scenario | 2027 | Residential Charitable | Winter Morning | Dynamic Pricing w/o enabling tech. | ENS | Residential LI | 4583.1654
Alternate Scenario | 2027 | Residential Charitable | Winter Morning | Dynamic Pricing w/o enabling tech. | ENS | Residential Market Rate | 26176.3336
Alternate Scenario | 2027 | Residential Charitable | Winter Morning | Behavioral DR | ENS | Residential LI | 293.1539
Alternate Scenario | 2027 | Residential Charitable | Winter Morning | Behavioral DR | ENS | Residential Market Rate | 1674.3218
Alternate Scenario | 2027 | Residential Charitable | Winter Evening | Dynamic Pricing with enabling tech. | ENS | Residential LI | 810.5128
Alternate Scenario | 2027 | Residential Charitable | Winter Evening | Dynamic Pricing with enabling tech. | ENS | Residential Market Rate | 4629.1705
Alternate Scenario | 2027 | Residential Charitable | Winter Evening | Dynamic Pricing w/o enabling tech. | ENS | Residential LI | 5184.4699
Alternate Scenario | 2027 | Residential Charitable | Winter Evening | Dynamic Pricing w/o enabling tech. | ENS | Residential Market Rate | 29610.63
Alternate Scenario | 2027 | Residential Charitable | Winter Evening | Behavioral DR | ENS | Residential LI | 331.6152
Alternate Scenario | 2027 | Residential Charitable | Winter Evening | Behavioral DR | ENS | Residential Market Rate | 1893.9903
Alternate Scenario | 2028 | Small General | Winter Morning | Dynamic Pricing with enabling tech. | ENS | Manufacturing | 4.6843
Alternate Scenario | 2028 | Small General | Winter Evening | Dynamic Pricing with enabling tech. | ENS | Manufacturing | 5.3841
Alternate Scenario | 2028 | General | Winter Morning | C&I Curtailment-Turnkey-Manual HVAC Control | ENS | Miscellaneous | 1022.6995
Alternate Scenario | 2028 | General | Winter Morning | C&I Curtailment-Turnkey-Manual HVAC Control | ENS | Offices | 68.9281
Alternate Scenario | 2028 | General | Winter Morning | C&I Curtailment-Turnkey-Manual HVAC Control | ENS | Retail Trade | 237.7257
Alternate Scenario | 2028 | General | Winter Morning | C&I Curtailment-Turnkey-Manual HVAC Control | ENS | Services | 153.6904
Alternate Scenario | 2028 | General | Winter Morning | C&I Curtailment-Turnkey-Auto-DR HVAC Control | ENS | Miscellaneous | 51.0478
Alternate Scenario | 2028 | General | Winter Morning | C&I Curtailment-Turnkey-Auto-DR HVAC Control | ENS | Offices | 3.4405
Alternate Scenario | 2028 | General | Winter Morning | C&I Curtailment-Turnkey-Auto-DR HVAC Control | ENS | Retail Trade | 11.866
Alternate Scenario | 2028 | General | Winter Morning | C&I Curtailment-Turnkey-Auto-DR HVAC Control | ENS | Services | 7.6714
Alternate Scenario | 2028 | General | Winter Morning | C&I Curtailment-Turnkey-Standard Lighting Control | ENS | Miscellaneous | 424.1961
Alternate Scenario | 2028 | General | Winter Morning | C&I Curtailment-Turnkey-Standard Lighting Control | ENS | Offices | 8.5906
Alternate Scenario | 2028 | General | Winter Morning | C&I Curtailment-Turnkey-Standard Lighting Control | ENS | Retail Trade | 95.489
Alternate Scenario | 2028 | General | Winter Morning | C&I Curtailment-Turnkey-Standard Lighting Control | ENS | Services | 61.7996
Alternate Scenario | 2028 | General | Winter Morning | C&I Curtailment-Turnkey-Water Heating Control | ENS | Miscellaneous | 26.8935
Alternate Scenario | 2028 | General | Winter Morning | C&I Curtailment-Turnkey-Water Heating Control | ENS | Offices | 0.71826
Alternate Scenario | 2028 | General | Winter Morning | C&I Curtailment-Turnkey-Water Heating Control | ENS | Retail Trade | 14.3907
Alternate Scenario | 2028 | General | Winter Morning | C&I Curtailment-Turnkey-Water Heating Control | ENS | Services | 9.2944
Alternate Scenario | 2028 | General | Winter Morning | C&I Curtailment-Turnkey-Other | ENS | Miscellaneous | 476.4655
Alternate Scenario | 2028 | General | Winter Morning | C&I Curtailment-Turnkey-Other | ENS | Offices | 13.0318
Alternate Scenario | 2028 | General | Winter Morning | C&I Curtailment-Turnkey-Other | ENS | Retail Trade | 150.7193
Alternate Scenario | 2028 | General | Winter Morning | C&I Curtailment-Turnkey-Other | ENS | Services | 97.4174
Alternate Scenario | 2028 | General | Winter Evening | C&I Curtailment-Turnkey-Manual HVAC Control | ENS | Miscellaneous | 1185.7143
Alternate Scenario | 2028 | General | Winter Evening | C&I Curtailment-Turnkey-Manual HVAC Control | ENS | Offices | 79.915
Alternate Scenario | 2028 | General | Winter Evening | C&I Curtailment-Turnkey-Manual HVAC Control | ENS | Retail Trade | 275.6184
Alternate Scenario | 2028 | General | Winter Evening | C&I Curtailment-Turnkey-Manual HVAC Control | ENS | Services | 178.1881
Alternate Scenario | 2028 | General | Winter Evening | C&I Curtailment-Turnkey-Auto-DR HVAC Control | ENS | Miscellaneous | 59.1846
Alternate Scenario | 2028 | General | Winter Evening | C&I Curtailment-Turnkey-Auto-DR HVAC Control | ENS | Offices | 3.9889
Alternate Scenario | 2028 | General | Winter Evening | C&I Curtailment-Turnkey-Auto-DR HVAC Control | ENS | Retail Trade | 13.7574
Alternate Scenario | 2028 | General | Winter Evening | C&I Curtailment-Turnkey-Auto-DR HVAC Control | ENS | Services | 8.8942
Alternate Scenario | 2028 | General | Winter Evening | C&I Curtailment-Turnkey-Standard Lighting Control | ENS | Miscellaneous | 491.8115
Alternate Scenario | 2028 | General | Winter Evening | C&I Curtailment-Turnkey-Standard Lighting Control | ENS | Offices | 9.9599
Alternate Scenario | 2028 | General | Winter Evening | C&I Curtailment-Turnkey-Standard Lighting Control | ENS | Retail Trade | 110.7097
Alternate Scenario | 2028 | General | Winter Evening | C&I Curtailment-Turnkey-Standard Lighting Control | ENS | Services | 71.6502
Alternate Scenario | 2028 | General | Winter Evening | C&I Curtailment-Turnkey-Water Heating Control | ENS | Miscellaneous | 31.1802
Alternate Scenario | 2028 | General | Winter Evening | C&I Curtailment-Turnkey-Water Heating Control | ENS | Offices | 0.83275
Alternate Scenario | 2028 | General | Winter Evening | C&I Curtailment-Turnkey-Water Heating Control | ENS | Retail Trade | 16.6845
Alternate Scenario | 2028 | General | Winter Evening | C&I Curtailment-Turnkey-Water Heating Control | ENS | Services | 10.7759
Alternate Scenario | 2028 | General | Winter Evening | C&I Curtailment-Turnkey-Other | ENS | Miscellaneous | 552.4125
Alternate Scenario | 2028 | General | Winter Evening | C&I Curtailment-Turnkey-Other | ENS | Offices | 15.109
Alternate Scenario | 2028 | General | Winter Evening | C&I Curtailment-Turnkey-Other | ENS | Retail Trade | 174.7435
Alternate Scenario | 2028 | General | Winter Evening | C&I Curtailment-Turnkey-Other | ENS | Services | 112.9453
Alternate Scenario | 2028 | Large General | Winter Morning | C&I Curtailment-Turnkey-Manual HVAC Control | ENS | Miscellaneous | 823.6384
Alternate Scenario | 2028 | Large General | Winter Morning | C&I Curtailment-Turnkey-Manual HVAC Control | ENS | Retail Trade | 34.8965
Alternate Scenario | 2028 | Large General | Winter Morning | C&I Curtailment-Turnkey-Manual HVAC Control | ENS | Services | 55.8827
Alternate Scenario | 2028 | Large General | Winter Morning | C&I Curtailment-Turnkey-Auto-DR HVAC Control | ENS | Miscellaneous | 41.1117
Alternate Scenario | 2028 | Large General | Winter Morning | C&I Curtailment-Turnkey-Auto-DR HVAC Control | ENS | Retail Trade | 1.7418
Alternate Scenario | 2028 | Large General | Winter Morning | C&I Curtailment-Turnkey-Auto-DR HVAC Control | ENS | Services | 2.7894
Alternate Scenario | 2028 | Large General | Winter Morning | C&I Curtailment-Turnkey-Standard Lighting Control | ENS | Miscellaneous | 354.7354
Alternate Scenario | 2028 | Large General | Winter Morning | C&I Curtailment-Turnkey-Standard Lighting Control | ENS | Retail Trade | 13.9428
Alternate Scenario | 2028 | Large General | Winter Morning | C&I Curtailment-Turnkey-Standard Lighting Control | ENS | Services | 22.3278
Alternate Scenario | 2028 | Large General | Winter Morning | C&I Curtailment-Turnkey-Water Heating Control | ENS | Miscellaneous | 17.2514
Alternate Scenario | 2028 | Large General | Winter Morning | C&I Curtailment-Turnkey-Water Heating Control | ENS | Retail Trade | 2.1229
Alternate Scenario | 2028 | Large General | Winter Morning | C&I Curtailment-Turnkey-Water Heating Control | ENS | Services | 3.3996
Alternate Scenario | 2028 | Large General | Winter Morning | C&I Curtailment-Turnkey-Other | ENS | Miscellaneous | 371.2049
Alternate Scenario | 2028 | Large General | Winter Morning | C&I Curtailment-Turnkey-Other | ENS | Retail Trade | 22.1508
Alternate Scenario | 2028 | Large General | Winter Morning | C&I Curtailment-Turnkey-Other | ENS | Services | 35.4719
Alternate Scenario | 2028 | Large General | Winter Morning | C&I Loadshift to BUGs | ENS | Miscellaneous | 2671.2219
Alternate Scenario | 2028 | Large General | Winter Evening | C&I Curtailment-Turnkey-Manual HVAC Control | ENS | Miscellaneous | 701.5388
Alternate Scenario | 2028 | Large General | Winter Evening | C&I Curtailment-Turnkey-Manual HVAC Control | ENS | Retail Trade | 29.7233
Alternate Scenario | 2028 | Large General | Winter Evening | C&I Curtailment-Turnkey-Manual HVAC Control | ENS | Services | 47.5985
Alternate Scenario | 2028 | Large General | Winter Evening | C&I Curtailment-Turnkey-Auto-DR HVAC Control | ENS | Miscellaneous | 35.0171
Alternate Scenario | 2028 | Large General | Winter Evening | C&I Curtailment-Turnkey-Auto-DR HVAC Control | ENS | Retail Trade | 1.4836
Alternate Scenario | 2028 | Large General | Winter Evening | C&I Curtailment-Turnkey-Auto-DR HVAC Control | ENS | Services | 2.3759
Alternate Scenario | 2028 | Large General | Winter Evening | C&I Curtailment-Turnkey-Standard Lighting Control | ENS | Miscellaneous | 302.1479
Alternate Scenario | 2028 | Large General | Winter Evening | C&I Curtailment-Turnkey-Standard Lighting Control | ENS | Retail Trade | 11.8758
Alternate Scenario | 2028 | Large General | Winter Evening | C&I Curtailment-Turnkey-Standard Lighting Control | ENS | Services | 19.0178
Alternate Scenario | 2028 | Large General | Winter Evening | C&I Curtailment-Turnkey-Water Heating Control | ENS | Miscellaneous | 14.694
Alternate Scenario | 2028 | Large General | Winter Evening | C&I Curtailment-Turnkey-Water Heating Control | ENS | Retail Trade | 1.8082
Alternate Scenario | 2028 | Large General | Winter Evening | C&I Curtailment-Turnkey-Water Heating Control | ENS | Services | 2.8956
Alternate Scenario | 2028 | Large General | Winter Evening | C&I Curtailment-Turnkey-Other | ENS | Miscellaneous | 316.1759
Alternate Scenario | 2028 | Large General | Winter Evening | C&I Curtailment-Turnkey-Other | ENS | Retail Trade | 18.867
Alternate Scenario | 2028 | Large General | Winter Evening | C&I Curtailment-Turnkey-Other | ENS | Services | 30.2134
Alternate Scenario | 2028 | Large General | Winter Evening | C&I Loadshift to BUGs | ENS | Miscellaneous | 2275.2286
Alternate Scenario | 2028 | Medium Industrial | Winter Morning | C&I Curtailment-Turnkey-Manual HVAC Control | ENS | Miscellaneous | 2634.3029
Alternate Scenario | 2028 | Medium Industrial | Winter Morning | C&I Curtailment-Turnkey-Manual HVAC Control | ENS | Offices | 42.0035
Alternate Scenario | 2028 | Medium Industrial | Winter Morning | C&I Curtailment-Turnkey-Manual HVAC Control | ENS | Retail Trade | 588.4029
Alternate Scenario | 2028 | Medium Industrial | Winter Morning | C&I Curtailment-Turnkey-Manual HVAC Control | ENS | Services | 27.0941
Alternate Scenario | 2028 | Medium Industrial | Winter Morning | C&I Curtailment-Turnkey-Auto-DR HVAC Control | ENS | Miscellaneous | 131.4905
Alternate Scenario | 2028 | Medium Industrial | Winter Morning | C&I Curtailment-Turnkey-Auto-DR HVAC Control | ENS | Offices | 2.0966
Alternate Scenario | 2028 | Medium Industrial | Winter Morning | C&I Curtailment-Turnkey-Auto-DR HVAC Control | ENS | Retail Trade | 29.37
Alternate Scenario | 2028 | Medium Industrial | Winter Morning | C&I Curtailment-Turnkey-Auto-DR HVAC Control | ENS | Services | 1.3524
Alternate Scenario | 2028 | Medium Industrial | Winter Morning | C&I Curtailment-Turnkey-Standard Lighting Control | ENS | Miscellaneous | 819.6131
Alternate Scenario | 2028 | Medium Industrial | Winter Morning | C&I Curtailment-Turnkey-Standard Lighting Control | ENS | Offices | 5.6264
Alternate Scenario | 2028 | Medium Industrial | Winter Morning | C&I Curtailment-Turnkey-Standard Lighting Control | ENS | Retail Trade | 252.792
Alternate Scenario | 2028 | Medium Industrial | Winter Morning | C&I Curtailment-Turnkey-Standard Lighting Control | ENS | Services | 11.6403
Alternate Scenario | 2028 | Medium Industrial | Winter Morning | C&I Curtailment-Turnkey-Water Heating Control | ENS | Miscellaneous | 65.5691
Alternate Scenario | 2028 | Medium Industrial | Winter Morning | C&I Curtailment-Turnkey-Water Heating Control | ENS | Offices | 0.42342
Alternate Scenario | 2028 | Medium Industrial | Winter Morning | C&I Curtailment-Turnkey-Water Heating Control | ENS | Retail Trade | 33.3045
Alternate Scenario | 2028 | Medium Industrial | Winter Morning | C&I Curtailment-Turnkey-Water Heating Control | ENS | Services | 1.5336
Alternate Scenario | 2028 | Medium Industrial | Winter Morning | C&I Curtailment-Turnkey-Other | ENS | Miscellaneous | 1014.3533
Alternate Scenario | 2028 | Medium Industrial | Winter Morning | C&I Curtailment-Turnkey-Other | ENS | Offices | 8.0012
Alternate Scenario | 2028 | Medium Industrial | Winter Morning | C&I Curtailment-Turnkey-Other | ENS | Retail Trade | 367.2499
Alternate Scenario | 2028 | Medium Industrial | Winter Morning | C&I Curtailment-Turnkey-Other | ENS | Services | 16.9107
Alternate Scenario | 2028 | Medium Industrial | Winter Morning | C&I Loadshift to BUGs | ENS | Manufacturing | 508.2728
Alternate Scenario | 2028 | Medium Industrial | Winter Morning | C&I Loadshift to BUGs | ENS | Miscellaneous | 2205.9041
Alternate Scenario | 2028 | Medium Industrial | Winter Evening | C&I Curtailment-Turnkey-Manual HVAC Control | ENS | Miscellaneous | 2523.3788
Alternate Scenario | 2028 | Medium Industrial | Winter Evening | C&I Curtailment-Turnkey-Manual HVAC Control | ENS | Offices | 40.2348
Alternate Scenario | 2028 | Medium Industrial | Winter Evening | C&I Curtailment-Turnkey-Manual HVAC Control | ENS | Retail Trade | 563.6266
Alternate Scenario | 2028 | Medium Industrial | Winter Evening | C&I Curtailment-Turnkey-Manual HVAC Control | ENS | Services | 25.9533
Alternate Scenario | 2028 | Medium Industrial | Winter Evening | C&I Curtailment-Turnkey-Auto-DR HVAC Control | ENS | Miscellaneous | 125.9538
Alternate Scenario | 2028 | Medium Industrial | Winter Evening | C&I Curtailment-Turnkey-Auto-DR HVAC Control | ENS | Offices | 2.0083
Alternate Scenario | 2028 | Medium Industrial | Winter Evening | C&I Curtailment-Turnkey-Auto-DR HVAC Control | ENS | Retail Trade | 28.1333
Alternate Scenario | 2028 | Medium Industrial | Winter Evening | C&I Curtailment-Turnkey-Auto-DR HVAC Control | ENS | Services | 1.2955
Alternate Scenario | 2028 | Medium Industrial | Winter Evening | C&I Curtailment-Turnkey-Standard Lighting Control | ENS | Miscellaneous | 785.1012
Alternate Scenario | 2028 | Medium Industrial | Winter Evening | C&I Curtailment-Turnkey-Standard Lighting Control | ENS | Offices | 5.3895
Alternate Scenario | 2028 | Medium Industrial | Winter Evening | C&I Curtailment-Turnkey-Standard Lighting Control | ENS | Retail Trade | 242.1476
Alternate Scenario | 2028 | Medium Industrial | Winter Evening | C&I Curtailment-Turnkey-Standard Lighting Control | ENS | Services | 11.1501
Alternate Scenario | 2028 | Medium Industrial | Winter Evening | C&I Curtailment-Turnkey-Water Heating Control | ENS | Miscellaneous | 62.8081
Alternate Scenario | 2028 | Medium Industrial | Winter Evening | C&I Curtailment-Turnkey-Water Heating Control | ENS | Offices | 0.40559
Alternate Scenario | 2028 | Medium Industrial | Winter Evening | C&I Curtailment-Turnkey-Water Heating Control | ENS | Retail Trade | 31.9021
Alternate Scenario | 2028 | Medium Industrial | Winter Evening | C&I Curtailment-Turnkey-Water Heating Control | ENS | Services | 1.469
Alternate Scenario | 2028 | Medium Industrial | Winter Evening | C&I Curtailment-Turnkey-Other | ENS | Miscellaneous | 971.6414
Alternate Scenario | 2028 | Medium Industrial | Winter Evening | C&I Curtailment-Turnkey-Other | ENS | Offices | 7.6643
Alternate Scenario | 2028 | Medium Industrial | Winter Evening | C&I Curtailment-Turnkey-Other | ENS | Retail Trade | 351.7859
Alternate Scenario | 2028 | Medium Industrial | Winter Evening | C&I Curtailment-Turnkey-Other | ENS | Services | 16.1987
Alternate Scenario | 2028 | Medium Industrial | Winter Evening | C&I Loadshift to BUGs | ENS | Manufacturing | 486.8707
Alternate Scenario | 2028 | Medium Industrial | Winter Evening | C&I Loadshift to BUGs | ENS | Miscellaneous | 2113.0188
Alternate Scenario | 2028 | Large Industrial | Winter Morning | C&I Curtailment-Turnkey-Manual HVAC Control | ENS | Miscellaneous | 55.3137
Alternate Scenario | 2028 | Large Industrial | Winter Morning | C&I Curtailment-Turnkey-Auto-DR HVAC Control | ENS | Miscellaneous | 2.761
Alternate Scenario | 2028 | Large Industrial | Winter Morning | C&I Curtailment-Turnkey-Standard Lighting Control | ENS | Miscellaneous | 23.8232
Alternate Scenario | 2028 | Large Industrial | Winter Morning | C&I Curtailment-Turnkey-Water Heating Control | ENS | Miscellaneous | 1.1586
Alternate Scenario | 2028 | Large Industrial | Winter Morning | C&I Curtailment-Turnkey-Other | ENS | Miscellaneous | 24.9293
Alternate Scenario | 2028 | Large Industrial | Winter Morning | C&I Curtailment-Turnkey-Industrial | ENS | Manufacturing | 4.9159
Alternate Scenario | 2028 | Large Industrial | Winter Evening | C&I Curtailment-Turnkey-Manual HVAC Control | ENS | Miscellaneous | 54.4467
Alternate Scenario | 2028 | Large Industrial | Winter Evening | C&I Curtailment-Turnkey-Auto-DR HVAC Control | ENS | Miscellaneous | 2.7177
Alternate Scenario | 2028 | Large Industrial | Winter Evening | C&I Curtailment-Turnkey-Standard Lighting Control | ENS | Miscellaneous | 23.4498
Alternate Scenario | 2028 | Large Industrial | Winter Evening | C&I Curtailment-Turnkey-Water Heating Control | ENS | Miscellaneous | 1.1404
Alternate Scenario | 2028 | Large Industrial | Winter Evening | C&I Curtailment-Turnkey-Other | ENS | Miscellaneous | 24.5385
Alternate Scenario | 2028 | Large Industrial | Winter Evening | C&I Curtailment-Turnkey-Industrial | ENS | Manufacturing | 4.8388
Alternate Scenario | 2028 | Residential Charitable | Winter Morning | Dynamic Pricing with enabling tech. | ENS | Residential LI | 408.3456
Alternate Scenario | 2028 | Residential Charitable | Winter Morning | Dynamic Pricing with enabling tech. | ENS | Residential Market Rate | 2332.2289
Alternate Scenario | 2028 | Residential Charitable | Winter Morning | Dynamic Pricing w/o enabling tech. | ENS | Residential LI | 1200.9676
Alternate Scenario | 2028 | Residential Charitable | Winter Morning | Dynamic Pricing w/o enabling tech. | ENS | Residential Market Rate | 6859.2177
Alternate Scenario | 2028 | Residential Charitable | Winter Morning | Behavioral DR | ENS | Residential LI | 167.9495
Alternate Scenario | 2028 | Residential Charitable | Winter Morning | Behavioral DR | ENS | Residential Market Rate | 959.2282
Alternate Scenario | 2028 | Residential Charitable | Winter Evening | Dynamic Pricing with enabling tech. | ENS | Residential LI | 460.3147
Alternate Scenario | 2028 | Residential Charitable | Winter Evening | Dynamic Pricing with enabling tech. | ENS | Residential Market Rate | 2629.0455
Alternate Scenario | 2028 | Residential Charitable | Winter Evening | Dynamic Pricing w/o enabling tech. | ENS | Residential LI | 1353.8116
Alternate Scenario | 2028 | Residential Charitable | Winter Evening | Dynamic Pricing w/o enabling tech. | ENS | Residential Market Rate | 7732.1722
Alternate Scenario | 2028 | Residential Charitable | Winter Evening | Behavioral DR | ENS | Residential LI | 189.324
Alternate Scenario | 2028 | Residential Charitable | Winter Evening | Behavioral DR | ENS | Residential Market Rate | 1081.3067
Alternate Scenario | 2029 | Small General | Winter Morning | Dynamic Pricing with enabling tech. | ENS | Manufacturing | 11.8838
Alternate Scenario | 2029 | Small General | Winter Evening | Dynamic Pricing with enabling tech. | ENS | Manufacturing | 13.8189
Alternate Scenario | 2029 | General | Winter Morning | C&I Curtailment-Turnkey-Manual HVAC Control | ENS | Miscellaneous | 2488.746
Alternate Scenario | 2029 | General | Winter Morning | C&I Curtailment-Turnkey-Manual HVAC Control | ENS | Offices | 169.3579
Alternate Scenario | 2029 | General | Winter Morning | C&I Curtailment-Turnkey-Manual HVAC Control | ENS | Retail Trade | 575.1257
Alternate Scenario | 2029 | General | Winter Morning | C&I Curtailment-Turnkey-Manual HVAC Control | ENS | Services | 371.8369
Alternate Scenario | 2029 | General | Winter Morning | C&I Curtailment-Turnkey-Auto-DR HVAC Control | ENS | Miscellaneous | 156.4528
Alternate Scenario | 2029 | General | Winter Morning | C&I Curtailment-Turnkey-Auto-DR HVAC Control | ENS | Offices | 10.6465
Alternate Scenario | 2029 | General | Winter Morning | C&I Curtailment-Turnkey-Auto-DR HVAC Control | ENS | Retail Trade | 36.1548
Alternate Scenario | 2029 | General | Winter Morning | C&I Curtailment-Turnkey-Auto-DR HVAC Control | ENS | Services | 23.3752
Alternate Scenario | 2029 | General | Winter Morning | C&I Curtailment-Turnkey-Standard Lighting Control | ENS | Miscellaneous | 1033.1455
Alternate Scenario | 2029 | General | Winter Morning | C&I Curtailment-Turnkey-Standard Lighting Control | ENS | Offices | 20.6062
Alternate Scenario | 2029 | General | Winter Morning | C&I Curtailment-Turnkey-Standard Lighting Control | ENS | Retail Trade | 229.9037
Alternate Scenario | 2029 | General | Winter Morning | C&I Curtailment-Turnkey-Standard Lighting Control | ENS | Services | 148.8159
Alternate Scenario | 2029 | General | Winter Morning | C&I Curtailment-Turnkey-Water Heating Control | ENS | Miscellaneous | 67.3467
Alternate Scenario | 2029 | General | Winter Morning | C&I Curtailment-Turnkey-Water Heating Control | ENS | Offices | 1.7937
Alternate Scenario | 2029 | General | Winter Morning | C&I Curtailment-Turnkey-Water Heating Control | ENS | Retail Trade | 36.177
Alternate Scenario | 2029 | General | Winter Morning | C&I Curtailment-Turnkey-Water Heating Control | ENS | Services | 23.3623
Alternate Scenario | 2029 | General | Winter Morning | C&I Curtailment-Turnkey-Other | ENS | Miscellaneous | 1184.7745
Alternate Scenario | 2029 | General | Winter Morning | C&I Curtailment-Turnkey-Other | ENS | Offices | 32.3146
Alternate Scenario | 2029 | General | Winter Morning | C&I Curtailment-Turnkey-Other | ENS | Retail Trade | 375.2821
Alternate Scenario | 2029 | General | Winter Morning | C&I Curtailment-Turnkey-Other | ENS | Services | 242.557
Alternate Scenario | 2029 | General | Winter Evening | C&I Curtailment-Turnkey-Manual HVAC Control | ENS | Miscellaneous | 2919.1799
Alternate Scenario | 2029 | General | Winter Evening | C&I Curtailment-Turnkey-Manual HVAC Control | ENS | Offices | 198.6487
Alternate Scenario | 2029 | General | Winter Evening | C&I Curtailment-Turnkey-Manual HVAC Control | ENS | Retail Trade | 674.5949
Alternate Scenario | 2029 | General | Winter Evening | C&I Curtailment-Turnkey-Manual HVAC Control | ENS | Services | 436.1469
Alternate Scenario | 2029 | General | Winter Evening | C&I Curtailment-Turnkey-Auto-DR HVAC Control | ENS | Miscellaneous | 183.5116
Alternate Scenario | 2029 | General | Winter Evening | C&I Curtailment-Turnkey-Auto-DR HVAC Control | ENS | Offices | 12.4879
Alternate Scenario | 2029 | General | Winter Evening | C&I Curtailment-Turnkey-Auto-DR HVAC Control | ENS | Retail Trade | 42.4078
Alternate Scenario | 2029 | General | Winter Evening | C&I Curtailment-Turnkey-Auto-DR HVAC Control | ENS | Services | 27.418
Alternate Scenario | 2029 | General | Winter Evening | C&I Curtailment-Turnkey-Standard Lighting Control | ENS | Miscellaneous | 1211.8302
Alternate Scenario | 2029 | General | Winter Evening | C&I Curtailment-Turnkey-Standard Lighting Control | ENS | Offices | 24.1701
Alternate Scenario | 2029 | General | Winter Evening | C&I Curtailment-Turnkey-Standard Lighting Control | ENS | Retail Trade | 269.666
Alternate Scenario | 2029 | General | Winter Evening | C&I Curtailment-Turnkey-Standard Lighting Control | ENS | Services | 174.554
Alternate Scenario | 2029 | General | Winter Evening | C&I Curtailment-Turnkey-Water Heating Control | ENS | Miscellaneous | 78.9945
Alternate Scenario | 2029 | General | Winter Evening | C&I Curtailment-Turnkey-Water Heating Control | ENS | Offices | 2.1039
Alternate Scenario | 2029 | General | Winter Evening | C&I Curtailment-Turnkey-Water Heating Control | ENS | Retail Trade | 42.4339
Alternate Scenario | 2029 | General | Winter Evening | C&I Curtailment-Turnkey-Water Heating Control | ENS | Services | 27.4029
Alternate Scenario | 2029 | General | Winter Evening | C&I Curtailment-Turnkey-Other | ENS | Miscellaneous | 1389.6838
Alternate Scenario | 2029 | General | Winter Evening | C&I Curtailment-Turnkey-Other | ENS | Offices | 37.9035
Alternate Scenario | 2029 | General | Winter Evening | C&I Curtailment-Turnkey-Other | ENS | Retail Trade | 440.1879
Alternate Scenario | 2029 | General | Winter Evening | C&I Curtailment-Turnkey-Other | ENS | Services | 284.5077
Alternate Scenario | 2029 | Large General | Winter Morning | C&I Curtailment-Turnkey-Manual HVAC Control | ENS | Miscellaneous | 2007.1829
Alternate Scenario | 2029 | Large General | Winter Morning | C&I Curtailment-Turnkey-Manual HVAC Control | ENS | Retail Trade | 84.3791
Alternate Scenario | 2029 | Large General | Winter Morning | C&I Curtailment-Turnkey-Manual HVAC Control | ENS | Services | 135.1236
Alternate Scenario | 2029 | Large General | Winter Morning | C&I Curtailment-Turnkey-Auto-DR HVAC Control | ENS | Miscellaneous | 126.1797
Alternate Scenario | 2029 | Large General | Winter Morning | C&I Curtailment-Turnkey-Auto-DR HVAC Control | ENS | Retail Trade | 5.3044
Alternate Scenario | 2029 | Large General | Winter Morning | C&I Curtailment-Turnkey-Auto-DR HVAC Control | ENS | Services | 8.4944
Alternate Scenario | 2029 | Large General | Winter Morning | C&I Curtailment-Turnkey-Standard Lighting Control | ENS | Miscellaneous | 865.2489
Alternate Scenario | 2029 | Large General | Winter Morning | C&I Curtailment-Turnkey-Standard Lighting Control | ENS | Retail Trade | 33.5309
Alternate Scenario | 2029 | Large General | Winter Morning | C&I Curtailment-Turnkey-Standard Lighting Control | ENS | Services | 53.696
Alternate Scenario | 2029 | Large General | Winter Morning | C&I Curtailment-Turnkey-Water Heating Control | ENS | Miscellaneous | 43.0019
Alternate Scenario | 2029 | Large General | Winter Morning | C&I Curtailment-Turnkey-Water Heating Control | ENS | Retail Trade | 5.3385
Alternate Scenario | 2029 | Large General | Winter Morning | C&I Curtailment-Turnkey-Water Heating Control | ENS | Services | 8.5491
Alternate Scenario | 2029 | Large General | Winter Morning | C&I Curtailment-Turnkey-Other | ENS | Miscellaneous | 922.1418
Alternate Scenario | 2029 | Large General | Winter Morning | C&I Curtailment-Turnkey-Other | ENS | Retail Trade | 55.1438
Alternate Scenario | 2029 | Large General | Winter Morning | C&I Curtailment-Turnkey-Other | ENS | Services | 88.3066
Alternate Scenario | 2029 | Large General | Winter Morning | C&I Loadshift to BUGs | ENS | Miscellaneous | 5616.5842
Alternate Scenario | 2029 | Large General | Winter Evening | C&I Curtailment-Turnkey-Manual HVAC Control | ENS | Miscellaneous | 1729.6184
Alternate Scenario | 2029 | Large General | Winter Evening | C&I Curtailment-Turnkey-Manual HVAC Control | ENS | Retail Trade | 72.7106
Alternate Scenario | 2029 | Large General | Winter Evening | C&I Curtailment-Turnkey-Manual HVAC Control | ENS | Services | 116.4379
Alternate Scenario | 2029 | Large General | Winter Evening | C&I Curtailment-Turnkey-Auto-DR HVAC Control | ENS | Miscellaneous | 108.7309
Alternate Scenario | 2029 | Large General | Winter Evening | C&I Curtailment-Turnkey-Auto-DR HVAC Control | ENS | Retail Trade | 4.5709
Alternate Scenario | 2029 | Large General | Winter Evening | C&I Curtailment-Turnkey-Auto-DR HVAC Control | ENS | Services | 7.3198
Alternate Scenario | 2029 | Large General | Winter Evening | C&I Curtailment-Turnkey-Standard Lighting Control | ENS | Miscellaneous | 745.5974
Alternate Scenario | 2029 | Large General | Winter Evening | C&I Curtailment-Turnkey-Standard Lighting Control | ENS | Retail Trade | 28.8941
Alternate Scenario | 2029 | Large General | Winter Evening | C&I Curtailment-Turnkey-Standard Lighting Control | ENS | Services | 46.2706
Alternate Scenario | 2029 | Large General | Winter Evening | C&I Curtailment-Turnkey-Water Heating Control | ENS | Miscellaneous | 37.0554
Alternate Scenario | 2029 | Large General | Winter Evening | C&I Curtailment-Turnkey-Water Heating Control | ENS | Retail Trade | 4.6003
Alternate Scenario | 2029 | Large General | Winter Evening | C&I Curtailment-Turnkey-Water Heating Control | ENS | Services | 7.3669
Alternate Scenario | 2029 | Large General | Winter Evening | C&I Curtailment-Turnkey-Other | ENS | Miscellaneous | 794.6229
Alternate Scenario | 2029 | Large General | Winter Evening | C&I Curtailment-Turnkey-Other | ENS | Retail Trade | 47.5182
Alternate Scenario | 2029 | Large General | Winter Evening | C&I Curtailment-Turnkey-Other | ENS | Services | 76.095
Alternate Scenario | 2029 | Large General | Winter Evening | C&I Loadshift to BUGs | ENS | Miscellaneous | 4839.8914
Alternate Scenario | 2029 | Medium Industrial | Winter Morning | C&I Curtailment-Turnkey-Manual HVAC Control | ENS | Miscellaneous | 6420.0806
Alternate Scenario | 2029 | Medium Industrial | Winter Morning | C&I Curtailment-Turnkey-Manual HVAC Control | ENS | Offices | 102.9585
Alternate Scenario | 2029 | Medium Industrial | Winter Morning | C&I Curtailment-Turnkey-Manual HVAC Control | ENS | Retail Trade | 1426.3063
Alternate Scenario | 2029 | Medium Industrial | Winter Morning | C&I Curtailment-Turnkey-Manual HVAC Control | ENS | Services | 65.677
Alternate Scenario | 2029 | Medium Industrial | Winter Morning | C&I Curtailment-Turnkey-Auto-DR HVAC Control | ENS | Miscellaneous | 403.5926
Alternate Scenario | 2029 | Medium Industrial | Winter Morning | C&I Curtailment-Turnkey-Auto-DR HVAC Control | ENS | Offices | 6.4724
Alternate Scenario | 2029 | Medium Industrial | Winter Morning | C&I Curtailment-Turnkey-Auto-DR HVAC Control | ENS | Retail Trade | 89.6635
Alternate Scenario | 2029 | Medium Industrial | Winter Morning | C&I Curtailment-Turnkey-Auto-DR HVAC Control | ENS | Services | 4.1287
Alternate Scenario | 2029 | Medium Industrial | Winter Morning | C&I Curtailment-Turnkey-Standard Lighting Control | ENS | Miscellaneous | 1990.1218
Alternate Scenario | 2029 | Medium Industrial | Winter Morning | C&I Curtailment-Turnkey-Standard Lighting Control | ENS | Offices | 13.5944
Alternate Scenario | 2029 | Medium Industrial | Winter Morning | C&I Curtailment-Turnkey-Standard Lighting Control | ENS | Retail Trade | 614.4352
Alternate Scenario | 2029 | Medium Industrial | Winter Morning | C&I Curtailment-Turnkey-Standard Lighting Control | ENS | Services | 28.2928
Alternate Scenario | 2029 | Medium Industrial | Winter Morning | C&I Curtailment-Turnkey-Water Heating Control | ENS | Miscellaneous | 163.5478
Alternate Scenario | 2029 | Medium Industrial | Winter Morning | C&I Curtailment-Turnkey-Water Heating Control | ENS | Offices | 1.0499
Alternate Scenario | 2029 | Medium Industrial | Winter Morning | C&I Curtailment-Turnkey-Water Heating Control | ENS | Retail Trade | 82.8599
Alternate Scenario | 2029 | Medium Industrial | Winter Morning | C&I Curtailment-Turnkey-Water Heating Control | ENS | Services | 3.8154
Alternate Scenario | 2029 | Medium Industrial | Winter Morning | C&I Curtailment-Turnkey-Other | ENS | Miscellaneous | 2519.0159
Alternate Scenario | 2029 | Medium Industrial | Winter Morning | C&I Curtailment-Turnkey-Other | ENS | Offices | 19.8285
Alternate Scenario | 2029 | Medium Industrial | Winter Morning | C&I Curtailment-Turnkey-Other | ENS | Retail Trade | 911.8947
Alternate Scenario | 2029 | Medium Industrial | Winter Morning | C&I Curtailment-Turnkey-Other | ENS | Services | 41.9899
Alternate Scenario | 2029 | Medium Industrial | Winter Morning | C&I Loadshift to BUGs | ENS | Manufacturing | 1075.1882
Alternate Scenario | 2029 | Medium Industrial | Winter Morning | C&I Loadshift to BUGs | ENS | Miscellaneous | 4666.3167
Alternate Scenario | 2029 | Medium Industrial | Winter Evening | C&I Curtailment-Turnkey-Manual HVAC Control | ENS | Miscellaneous | 6221.6487
Alternate Scenario | 2029 | Medium Industrial | Winter Evening | C&I Curtailment-Turnkey-Manual HVAC Control | ENS | Offices | 99.7763
Alternate Scenario | 2029 | Medium Industrial | Winter Evening | C&I Curtailment-Turnkey-Manual HVAC Control | ENS | Retail Trade | 1382.222
Alternate Scenario | 2029 | Medium Industrial | Winter Evening | C&I Curtailment-Turnkey-Manual HVAC Control | ENS | Services | 63.647
Alternate Scenario | 2029 | Medium Industrial | Winter Evening | C&I Curtailment-Turnkey-Auto-DR HVAC Control | ENS | Miscellaneous | 391.1183
Alternate Scenario | 2029 | Medium Industrial | Winter Evening | C&I Curtailment-Turnkey-Auto-DR HVAC Control | ENS | Offices | 6.2723
Alternate Scenario | 2029 | Medium Industrial | Winter Evening | C&I Curtailment-Turnkey-Auto-DR HVAC Control | ENS | Retail Trade | 86.8921
Alternate Scenario | 2029 | Medium Industrial | Winter Evening | C&I Curtailment-Turnkey-Auto-DR HVAC Control | ENS | Services | 4.0011
Alternate Scenario | 2029 | Medium Industrial | Winter Evening | C&I Curtailment-Turnkey-Standard Lighting Control | ENS | Miscellaneous | 1928.6111
Alternate Scenario | 2029 | Medium Industrial | Winter Evening | C&I Curtailment-Turnkey-Standard Lighting Control | ENS | Offices | 13.1743
Alternate Scenario | 2029 | Medium Industrial | Winter Evening | C&I Curtailment-Turnkey-Standard Lighting Control | ENS | Retail Trade | 595.4443
Alternate Scenario | 2029 | Medium Industrial | Winter Evening | C&I Curtailment-Turnkey-Standard Lighting Control | ENS | Services | 27.4184
Alternate Scenario | 2029 | Medium Industrial | Winter Evening | C&I Curtailment-Turnkey-Water Heating Control | ENS | Miscellaneous | 158.4929
Alternate Scenario | 2029 | Medium Industrial | Winter Evening | C&I Curtailment-Turnkey-Water Heating Control | ENS | Offices | 1.0174
Alternate Scenario | 2029 | Medium Industrial | Winter Evening | C&I Curtailment-Turnkey-Water Heating Control | ENS | Retail Trade | 80.2989
Alternate Scenario | 2029 | Medium Industrial | Winter Evening | C&I Curtailment-Turnkey-Water Heating Control | ENS | Services | 3.6975
Alternate Scenario | 2029 | Medium Industrial | Winter Evening | C&I Curtailment-Turnkey-Other | ENS | Miscellaneous | 2441.1581
Alternate Scenario | 2029 | Medium Industrial | Winter Evening | C&I Curtailment-Turnkey-Other | ENS | Offices | 19.2156
Alternate Scenario | 2029 | Medium Industrial | Winter Evening | C&I Curtailment-Turnkey-Other | ENS | Retail Trade | 883.7098
Alternate Scenario | 2029 | Medium Industrial | Winter Evening | C&I Curtailment-Turnkey-Other | ENS | Services | 40.6921
Alternate Scenario | 2029 | Medium Industrial | Winter Evening | C&I Loadshift to BUGs | ENS | Manufacturing | 1041.9562
Alternate Scenario | 2029 | Medium Industrial | Winter Evening | C&I Loadshift to BUGs | ENS | Miscellaneous | 4522.0901
Alternate Scenario | 2029 | Large Industrial | Winter Morning | C&I Curtailment-Turnkey-Manual HVAC Control | ENS | Miscellaneous | 134.6612
Alternate Scenario | 2029 | Large Industrial | Winter Morning | C&I Curtailment-Turnkey-Auto-DR HVAC Control | ENS | Miscellaneous | 8.4654
Alternate Scenario | 2029 | Large Industrial | Winter Morning | C&I Curtailment-Turnkey-Standard Lighting Control | ENS | Miscellaneous | 58.0493
Alternate Scenario | 2029 | Large Industrial | Winter Morning | C&I Curtailment-Turnkey-Water Heating Control | ENS | Miscellaneous | 2.885
Alternate Scenario | 2029 | Large Industrial | Winter Morning | C&I Curtailment-Turnkey-Other | ENS | Miscellaneous | 61.8662
Alternate Scenario | 2029 | Large Industrial | Winter Morning | C&I Curtailment-Turnkey-Industrial | ENS | Manufacturing | 12.1364
Alternate Scenario | 2029 | Large Industrial | Winter Evening | C&I Curtailment-Turnkey-Manual HVAC Control | ENS | Miscellaneous | 134.1002
Alternate Scenario | 2029 | Large Industrial | Winter Evening | C&I Curtailment-Turnkey-Auto-DR HVAC Control | ENS | Miscellaneous | 8.4301
Alternate Scenario | 2029 | Large Industrial | Winter Evening | C&I Curtailment-Turnkey-Standard Lighting Control | ENS | Miscellaneous | 57.8074
Alternate Scenario | 2029 | Large Industrial | Winter Evening | C&I Curtailment-Turnkey-Water Heating Control | ENS | Miscellaneous | 2.873
Alternate Scenario | 2029 | Large Industrial | Winter Evening | C&I Curtailment-Turnkey-Other | ENS | Miscellaneous | 61.6085
Alternate Scenario | 2029 | Large Industrial | Winter Evening | C&I Curtailment-Turnkey-Industrial | ENS | Manufacturing | 12.0859
Alternate Scenario | 2029 | Residential Charitable | Winter Morning | Dynamic Pricing with enabling tech. | ENS | Residential LI | 1814.7849
Alternate Scenario | 2029 | Residential Charitable | Winter Morning | Dynamic Pricing with enabling tech. | ENS | Residential Market Rate | 10364.9793
Alternate Scenario | 2029 | Residential Charitable | Winter Morning | Dynamic Pricing w/o enabling tech. | ENS | Residential LI | 2076.2248
Alternate Scenario | 2029 | Residential Charitable | Winter Morning | Dynamic Pricing w/o enabling tech. | ENS | Residential Market Rate | 11858.1695
Alternate Scenario | 2029 | Residential Charitable | Winter Morning | Behavioral DR | ENS | Residential LI | 562.1211
Alternate Scenario | 2029 | Residential Charitable | Winter Morning | Behavioral DR | ENS | Residential Market Rate | 3210.5039
Alternate Scenario | 2029 | Residential Charitable | Winter Evening | Dynamic Pricing with enabling tech. | ENS | Residential LI | 2069.6664
Alternate Scenario | 2029 | Residential Charitable | Winter Evening | Dynamic Pricing with enabling tech. | ENS | Residential Market Rate | 11820.7121
Alternate Scenario | 2029 | Residential Charitable | Winter Evening | Dynamic Pricing w/o enabling tech. | ENS | Residential LI | 2367.8248
Alternate Scenario | 2029 | Residential Charitable | Winter Evening | Dynamic Pricing w/o enabling tech. | ENS | Residential Market Rate | 13523.6168
Alternate Scenario | 2029 | Residential Charitable | Winter Evening | Behavioral DR | ENS | Residential LI | 641.0695
Alternate Scenario | 2029 | Residential Charitable | Winter Evening | Behavioral DR | ENS | Residential Market Rate | 3661.4103
Alternate Scenario | 2030 | Small General | Winter Morning | Dynamic Pricing with enabling tech. | ENS | Manufacturing | 16.2834
Alternate Scenario | 2030 | Small General | Winter Evening | Dynamic Pricing with enabling tech. | ENS | Manufacturing | 18.8887
Alternate Scenario | 2030 | General | Winter Morning | C&I Curtailment-Turnkey-Manual HVAC Control | ENS | Miscellaneous | 3511.1258
Alternate Scenario | 2030 | General | Winter Morning | C&I Curtailment-Turnkey-Manual HVAC Control | ENS | Offices | 241.2892
Alternate Scenario | 2030 | General | Winter Morning | C&I Curtailment-Turnkey-Manual HVAC Control | ENS | Retail Trade | 806.4363
Alternate Scenario | 2030 | General | Winter Morning | C&I Curtailment-Turnkey-Manual HVAC Control | ENS | Services | 521.4117
Alternate Scenario | 2030 | General | Winter Morning | C&I Curtailment-Turnkey-Auto-DR HVAC Control | ENS | Miscellaneous | 278.5311
Alternate Scenario | 2030 | General | Winter Morning | C&I Curtailment-Turnkey-Auto-DR HVAC Control | ENS | Offices | 19.141
Alternate Scenario | 2030 | General | Winter Morning | C&I Curtailment-Turnkey-Auto-DR HVAC Control | ENS | Retail Trade | 63.9731
Alternate Scenario | 2030 | General | Winter Morning | C&I Curtailment-Turnkey-Auto-DR HVAC Control | ENS | Services | 41.3626
Alternate Scenario | 2030 | General | Winter Morning | C&I Curtailment-Turnkey-Standard Lighting Control | ENS | Miscellaneous | 1461.5525
Alternate Scenario | 2030 | General | Winter Morning | C&I Curtailment-Turnkey-Standard Lighting Control | ENS | Offices | 28.6915
Alternate Scenario | 2030 | General | Winter Morning | C&I Curtailment-Turnkey-Standard Lighting Control | ENS | Retail Trade | 321.2829
Alternate Scenario | 2030 | General | Winter Morning | C&I Curtailment-Turnkey-Standard Lighting Control | ENS | Services | 208.0015
Alternate Scenario | 2030 | General | Winter Morning | C&I Curtailment-Turnkey-Water Heating Control | ENS | Miscellaneous | 97.9955
Alternate Scenario | 2030 | General | Winter Morning | C&I Curtailment-Turnkey-Water Heating Control | ENS | Offices | 2.602
Alternate Scenario | 2030 | General | Winter Morning | C&I Curtailment-Turnkey-Water Heating Control | ENS | Retail Trade | 52.8434
Alternate Scenario | 2030 | General | Winter Morning | C&I Curtailment-Turnkey-Water Heating Control | ENS | Services | 34.1208
Alternate Scenario | 2030 | General | Winter Morning | C&I Curtailment-Turnkey-Other | ENS | Miscellaneous | 1711.5134
Alternate Scenario | 2030 | General | Winter Morning | C&I Curtailment-Turnkey-Other | ENS | Offices | 46.5485
Alternate Scenario | 2030 | General | Winter Morning | C&I Curtailment-Turnkey-Other | ENS | Retail Trade | 542.8778
Alternate Scenario | 2030 | General | Winter Morning | C&I Curtailment-Turnkey-Other | ENS | Services | 350.8703
Alternate Scenario | 2030 | General | Winter Evening | C&I Curtailment-Turnkey-Manual HVAC Control | ENS | Miscellaneous | 4108.3552
Alternate Scenario | 2030 | General | Winter Evening | C&I Curtailment-Turnkey-Manual HVAC Control | ENS | Offices | 282.3316
Alternate Scenario | 2030 | General | Winter Evening | C&I Curtailment-Turnkey-Manual HVAC Control | ENS | Retail Trade | 943.6081
Alternate Scenario | 2030 | General | Winter Evening | C&I Curtailment-Turnkey-Manual HVAC Control | ENS | Services | 610.1019
Alternate Scenario | 2030 | General | Winter Evening | C&I Curtailment-Turnkey-Auto-DR HVAC Control | ENS | Miscellaneous | 325.9082
Alternate Scenario | 2030 | General | Winter Evening | C&I Curtailment-Turnkey-Auto-DR HVAC Control | ENS | Offices | 22.3968
Alternate Scenario | 2030 | General | Winter Evening | C&I Curtailment-Turnkey-Auto-DR HVAC Control | ENS | Retail Trade | 74.8547
Alternate Scenario | 2030 | General | Winter Evening | C&I Curtailment-Turnkey-Auto-DR HVAC Control | ENS | Services | 48.3983
Alternate Scenario | 2030 | General | Winter Evening | C&I Curtailment-Turnkey-Standard Lighting Control | ENS | Miscellaneous | 1710.1571
Alternate Scenario | 2030 | General | Winter Evening | C&I Curtailment-Turnkey-Standard Lighting Control | ENS | Offices | 33.5718
Alternate Scenario | 2030 | General | Winter Evening | C&I Curtailment-Turnkey-Standard Lighting Control | ENS | Retail Trade | 375.9319
Alternate Scenario | 2030 | General | Winter Evening | C&I Curtailment-Turnkey-Standard Lighting Control | ENS | Services | 243.3817
Alternate Scenario | 2030 | General | Winter Evening | C&I Curtailment-Turnkey-Water Heating Control | ENS | Miscellaneous | 114.6642
Alternate Scenario | 2030 | General | Winter Evening | C&I Curtailment-Turnkey-Water Heating Control | ENS | Offices | 3.0446
Alternate Scenario | 2030 | General | Winter Evening | C&I Curtailment-Turnkey-Water Heating Control | ENS | Retail Trade | 61.8319
Alternate Scenario | 2030 | General | Winter Evening | C&I Curtailment-Turnkey-Water Heating Control | ENS | Services | 39.9246
Alternate Scenario | 2030 | General | Winter Evening | C&I Curtailment-Turnkey-Other | ENS | Miscellaneous | 2002.6355
Alternate Scenario | 2030 | General | Winter Evening | C&I Curtailment-Turnkey-Other | ENS | Offices | 54.4663
Alternate Scenario | 2030 | General | Winter Evening | C&I Curtailment-Turnkey-Other | ENS | Retail Trade | 635.2193
Alternate Scenario | 2030 | General | Winter Evening | C&I Curtailment-Turnkey-Other | ENS | Services | 410.552
Alternate Scenario | 2030 | Large General | Winter Morning | C&I Curtailment-Turnkey-Manual HVAC Control | ENS | Miscellaneous | 2832.8361
Alternate Scenario | 2030 | Large General | Winter Morning | C&I Curtailment-Turnkey-Manual HVAC Control | ENS | Retail Trade | 118.1112
Alternate Scenario | 2030 | Large General | Winter Morning | C&I Curtailment-Turnkey-Manual HVAC Control | ENS | Services | 189.1419
Alternate Scenario | 2030 | Large General | Winter Morning | C&I Curtailment-Turnkey-Auto-DR HVAC Control | ENS | Miscellaneous | 224.7237
Alternate Scenario | 2030 | Large General | Winter Morning | C&I Curtailment-Turnkey-Auto-DR HVAC Control | ENS | Retail Trade | 9.3695
Alternate Scenario | 2030 | Large General | Winter Morning | C&I Curtailment-Turnkey-Auto-DR HVAC Control | ENS | Services | 15.0043
Alternate Scenario | 2030 | Large General | Winter Morning | C&I Curtailment-Turnkey-Standard Lighting Control | ENS | Miscellaneous | 1224.6041
Alternate Scenario | 2030 | Large General | Winter Morning | C&I Curtailment-Turnkey-Standard Lighting Control | ENS | Retail Trade | 46.7481
Alternate Scenario | 2030 | Large General | Winter Morning | C&I Curtailment-Turnkey-Standard Lighting Control | ENS | Services | 74.8619
Alternate Scenario | 2030 | Large General | Winter Morning | C&I Curtailment-Turnkey-Water Heating Control | ENS | Miscellaneous | 62.189
Alternate Scenario | 2030 | Large General | Winter Morning | C&I Curtailment-Turnkey-Water Heating Control | ENS | Retail Trade | 7.7912
Alternate Scenario | 2030 | Large General | Winter Morning | C&I Curtailment-Turnkey-Water Heating Control | ENS | Services | 12.4767
Alternate Scenario | 2030 | Large General | Winter Morning | C&I Curtailment-Turnkey-Other | ENS | Miscellaneous | 1329.2028
Alternate Scenario | 2030 | Large General | Winter Morning | C&I Curtailment-Turnkey-Other | ENS | Retail Trade | 79.662
Alternate Scenario | 2030 | Large General | Winter Morning | C&I Curtailment-Turnkey-Other | ENS | Services | 127.5698
Alternate Scenario | 2030 | Large General | Winter Morning | C&I Loadshift to BUGs | ENS | Miscellaneous | 7045.5847
Alternate Scenario | 2030 | Large General | Winter Evening | C&I Curtailment-Turnkey-Manual HVAC Control | ENS | Miscellaneous | 2435.1522
Alternate Scenario | 2030 | Large General | Winter Evening | C&I Curtailment-Turnkey-Manual HVAC Control | ENS | Retail Trade | 101.5303
Alternate Scenario | 2030 | Large General | Winter Evening | C&I Curtailment-Turnkey-Manual HVAC Control | ENS | Services | 162.5895
Alternate Scenario | 2030 | Large General | Winter Evening | C&I Curtailment-Turnkey-Auto-DR HVAC Control | ENS | Miscellaneous | 193.1761
Alternate Scenario | 2030 | Large General | Winter Evening | C&I Curtailment-Turnkey-Auto-DR HVAC Control | ENS | Retail Trade | 8.0542
Alternate Scenario | 2030 | Large General | Winter Evening | C&I Curtailment-Turnkey-Auto-DR HVAC Control | ENS | Services | 12.8979
Alternate Scenario | 2030 | Large General | Winter Evening | C&I Curtailment-Turnkey-Standard Lighting Control | ENS | Miscellaneous | 1052.6897
Alternate Scenario | 2030 | Large General | Winter Evening | C&I Curtailment-Turnkey-Standard Lighting Control | ENS | Retail Trade | 40.1855
Alternate Scenario | 2030 | Large General | Winter Evening | C&I Curtailment-Turnkey-Standard Lighting Control | ENS | Services | 64.3525
Alternate Scenario | 2030 | Large General | Winter Evening | C&I Curtailment-Turnkey-Water Heating Control | ENS | Miscellaneous | 53.4587
Alternate Scenario | 2030 | Large General | Winter Evening | C&I Curtailment-Turnkey-Water Heating Control | ENS | Retail Trade | 6.6975
Alternate Scenario | 2030 | Large General | Winter Evening | C&I Curtailment-Turnkey-Water Heating Control | ENS | Services | 10.7252
Alternate Scenario | 2030 | Large General | Winter Evening | C&I Curtailment-Turnkey-Other | ENS | Miscellaneous | 1142.6045
Alternate Scenario | 2030 | Large General | Winter Evening | C&I Curtailment-Turnkey-Other | ENS | Retail Trade | 68.4788
Alternate Scenario | 2030 | Large General | Winter Evening | C&I Curtailment-Turnkey-Other | ENS | Services | 109.6611
Alternate Scenario | 2030 | Large General | Winter Evening | C&I Loadshift to BUGs | ENS | Miscellaneous | 6056.4998
Alternate Scenario | 2030 | Medium Industrial | Winter Morning | C&I Curtailment-Turnkey-Manual HVAC Control | ENS | Miscellaneous | 9064.3292
Alternate Scenario | 2030 | Medium Industrial | Winter Morning | C&I Curtailment-Turnkey-Manual HVAC Control | ENS | Offices | 146.2182
Alternate Scenario | 2030 | Medium Industrial | Winter Morning | C&I Curtailment-Turnkey-Manual HVAC Control | ENS | Retail Trade | 2002.9474
Alternate Scenario | 2030 | Medium Industrial | Winter Morning | C&I Curtailment-Turnkey-Manual HVAC Control | ENS | Services | 92.2295
Alternate Scenario | 2030 | Medium Industrial | Winter Morning | C&I Curtailment-Turnkey-Auto-DR HVAC Control | ENS | Miscellaneous | 719.0565
Alternate Scenario | 2030 | Medium Industrial | Winter Morning | C&I Curtailment-Turnkey-Auto-DR HVAC Control | ENS | Offices | 11.5992
Alternate Scenario | 2030 | Medium Industrial | Winter Morning | C&I Curtailment-Turnkey-Auto-DR HVAC Control | ENS | Retail Trade | 158.8901
Alternate Scenario | 2030 | Medium Industrial | Winter Morning | C&I Curtailment-Turnkey-Auto-DR HVAC Control | ENS | Services | 7.3164
Alternate Scenario | 2030 | Medium Industrial | Winter Morning | C&I Curtailment-Turnkey-Standard Lighting Control | ENS | Miscellaneous | 2804.6352
Alternate Scenario | 2030 | Medium Industrial | Winter Morning | C&I Curtailment-Turnkey-Standard Lighting Control | ENS | Offices | 19.0617
Alternate Scenario | 2030 | Medium Industrial | Winter Morning | C&I Curtailment-Turnkey-Standard Lighting Control | ENS | Retail Trade | 866.8246
Alternate Scenario | 2030 | Medium Industrial | Winter Morning | C&I Curtailment-Turnkey-Standard Lighting Control | ENS | Services | 39.9146
Alternate Scenario | 2030 | Medium Industrial | Winter Morning | C&I Curtailment-Turnkey-Water Heating Control | ENS | Miscellaneous | 236.79
Alternate Scenario | 2030 | Medium Industrial | Winter Morning | C&I Curtailment-Turnkey-Water Heating Control | ENS | Offices | 1.5108
Alternate Scenario | 2030 | Medium Industrial | Winter Morning | C&I Curtailment-Turnkey-Water Heating Control | ENS | Retail Trade | 119.6538
Alternate Scenario | 2030 | Medium Industrial | Winter Morning | C&I Curtailment-Turnkey-Water Heating Control | ENS | Services | 5.5097
Alternate Scenario | 2030 | Medium Industrial | Winter Morning | C&I Curtailment-Turnkey-Other | ENS | Miscellaneous | 3631.3007
Alternate Scenario | 2030 | Medium Industrial | Winter Morning | C&I Curtailment-Turnkey-Other | ENS | Offices | 28.5236
Alternate Scenario | 2030 | Medium Industrial | Winter Morning | C&I Curtailment-Turnkey-Other | ENS | Retail Trade | 1314.3365
Alternate Scenario | 2030 | Medium Industrial | Winter Morning | C&I Curtailment-Turnkey-Other | ENS | Services | 60.5211
Alternate Scenario | 2030 | Medium Industrial | Winter Morning | C&I Loadshift to BUGs | ENS | Manufacturing | 1358.6894
Alternate Scenario | 2030 | Medium Industrial | Winter Morning | C&I Loadshift to BUGs | ENS | Miscellaneous | 5896.7121
Alternate Scenario | 2030 | Medium Industrial | Winter Evening | C&I Curtailment-Turnkey-Manual HVAC Control | ENS | Miscellaneous | 8762.7817
Alternate Scenario | 2030 | Medium Industrial | Winter Evening | C&I Curtailment-Turnkey-Manual HVAC Control | ENS | Offices | 141.3539
Alternate Scenario | 2030 | Medium Industrial | Winter Evening | C&I Curtailment-Turnkey-Manual HVAC Control | ENS | Retail Trade | 1936.3143
Alternate Scenario | 2030 | Medium Industrial | Winter Evening | C&I Curtailment-Turnkey-Manual HVAC Control | ENS | Services | 89.1613
Alternate Scenario | 2030 | Medium Industrial | Winter Evening | C&I Curtailment-Turnkey-Auto-DR HVAC Control | ENS | Miscellaneous | 695.1353
Alternate Scenario | 2030 | Medium Industrial | Winter Evening | C&I Curtailment-Turnkey-Auto-DR HVAC Control | ENS | Offices | 11.2133
Alternate Scenario | 2030 | Medium Industrial | Winter Evening | C&I Curtailment-Turnkey-Auto-DR HVAC Control | ENS | Retail Trade | 153.6042
Alternate Scenario | 2030 | Medium Industrial | Winter Evening | C&I Curtailment-Turnkey-Auto-DR HVAC Control | ENS | Services | 7.073
Alternate Scenario | 2030 | Medium Industrial | Winter Evening | C&I Curtailment-Turnkey-Standard Lighting Control | ENS | Miscellaneous | 2711.332
Alternate Scenario | 2030 | Medium Industrial | Winter Evening | C&I Curtailment-Turnkey-Standard Lighting Control | ENS | Offices | 18.4275
Alternate Scenario | 2030 | Medium Industrial | Winter Evening | C&I Curtailment-Turnkey-Standard Lighting Control | ENS | Retail Trade | 837.9875
Alternate Scenario | 2030 | Medium Industrial | Winter Evening | C&I Curtailment-Turnkey-Standard Lighting Control | ENS | Services | 38.5867
Alternate Scenario | 2030 | Medium Industrial | Winter Evening | C&I Curtailment-Turnkey-Water Heating Control | ENS | Miscellaneous | 228.9126
Alternate Scenario | 2030 | Medium Industrial | Winter Evening | C&I Curtailment-Turnkey-Water Heating Control | ENS | Offices | 1.4606
Alternate Scenario | 2030 | Medium Industrial | Winter Evening | C&I Curtailment-Turnkey-Water Heating Control | ENS | Retail Trade | 115.6732
Alternate Scenario | 2030 | Medium Industrial | Winter Evening | C&I Curtailment-Turnkey-Water Heating Control | ENS | Services | 5.3264
Alternate Scenario | 2030 | Medium Industrial | Winter Evening | C&I Curtailment-Turnkey-Other | ENS | Miscellaneous | 3510.4964
Alternate Scenario | 2030 | Medium Industrial | Winter Evening | C&I Curtailment-Turnkey-Other | ENS | Offices | 27.5746
Alternate Scenario | 2030 | Medium Industrial | Winter Evening | C&I Curtailment-Turnkey-Other | ENS | Retail Trade | 1270.6119
Alternate Scenario | 2030 | Medium Industrial | Winter Evening | C&I Curtailment-Turnkey-Other | ENS | Services | 58.5077
Alternate Scenario | 2030 | Medium Industrial | Winter Evening | C&I Loadshift to BUGs | ENS | Manufacturing | 1313.4892
Alternate Scenario | 2030 | Medium Industrial | Winter Evening | C&I Loadshift to BUGs | ENS | Miscellaneous | 5700.5433
Alternate Scenario | 2030 | Large Industrial | Winter Morning | C&I Curtailment-Turnkey-Manual HVAC Control | ENS | Miscellaneous | 189.9576
Alternate Scenario | 2030 | Large Industrial | Winter Morning | C&I Curtailment-Turnkey-Auto-DR HVAC Control | ENS | Miscellaneous | 15.069
Alternate Scenario | 2030 | Large Industrial | Winter Morning | C&I Curtailment-Turnkey-Standard Lighting Control | ENS | Miscellaneous | 82.1166
Alternate Scenario | 2030 | Large Industrial | Winter Morning | C&I Curtailment-Turnkey-Water Heating Control | ENS | Miscellaneous | 4.1701
Alternate Scenario | 2030 | Large Industrial | Winter Morning | C&I Curtailment-Turnkey-Other | ENS | Miscellaneous | 89.1305
Alternate Scenario | 2030 | Large Industrial | Winter Morning | C&I Curtailment-Turnkey-Industrial | ENS | Manufacturing | 17.3955
Alternate Scenario | 2030 | Large Industrial | Winter Evening | C&I Curtailment-Turnkey-Manual HVAC Control | ENS | Miscellaneous | 188.7057
Alternate Scenario | 2030 | Large Industrial | Winter Evening | C&I Curtailment-Turnkey-Auto-DR HVAC Control | ENS | Miscellaneous | 14.9697
Alternate Scenario | 2030 | Large Industrial | Winter Evening | C&I Curtailment-Turnkey-Standard Lighting Control | ENS | Miscellaneous | 81.5754
Alternate Scenario | 2030 | Large Industrial | Winter Evening | C&I Curtailment-Turnkey-Water Heating Control | ENS | Miscellaneous | 4.1426
Alternate Scenario | 2030 | Large Industrial | Winter Evening | C&I Curtailment-Turnkey-Other | ENS | Miscellaneous | 88.5431
Alternate Scenario | 2030 | Large Industrial | Winter Evening | C&I Curtailment-Turnkey-Industrial | ENS | Manufacturing | 17.2809
Alternate Scenario | 2030 | Residential Charitable | Winter Morning | Dynamic Pricing with enabling tech. | ENS | Residential LI | 4351.6559
Alternate Scenario | 2030 | Residential Charitable | Winter Morning | Dynamic Pricing with enabling tech. | ENS | Residential Market Rate | 24854.0885
Alternate Scenario | 2030 | Residential Charitable | Winter Morning | Dynamic Pricing w/o enabling tech. | ENS | Residential LI | 1535.936
Alternate Scenario | 2030 | Residential Charitable | Winter Morning | Dynamic Pricing w/o enabling tech. | ENS | Residential Market Rate | 8772.3594
Alternate Scenario | 2030 | Residential Charitable | Winter Morning | Behavioral DR | ENS | Residential LI | 835.8551
Alternate Scenario | 2030 | Residential Charitable | Winter Morning | Behavioral DR | ENS | Residential Market Rate | 4773.9105
Alternate Scenario | 2030 | Residential Charitable | Winter Evening | Dynamic Pricing with enabling tech. | ENS | Residential LI | 4950.7508
Alternate Scenario | 2030 | Residential Charitable | Winter Evening | Dynamic Pricing with enabling tech. | ENS | Residential Market Rate | 28275.7649
Alternate Scenario | 2030 | Residential Charitable | Winter Evening | Dynamic Pricing w/o enabling tech. | ENS | Residential LI | 1747.3892
Alternate Scenario | 2030 | Residential Charitable | Winter Evening | Dynamic Pricing w/o enabling tech. | ENS | Residential Market Rate | 9980.0551
Alternate Scenario | 2030 | Residential Charitable | Winter Evening | Behavioral DR | ENS | Residential LI | 950.9277
Alternate Scenario | 2030 | Residential Charitable | Winter Evening | Behavioral DR | ENS | Residential Market Rate | 5431.1374
Alternate Scenario | 2031 | Small General | Winter Morning | Dynamic Pricing with enabling tech. | ENS | Manufacturing | 23.8999
Alternate Scenario | 2031 | Small General | Winter Evening | Dynamic Pricing with enabling tech. | ENS | Manufacturing | 27.7115
Alternate Scenario | 2031 | General | Winter Morning | C&I Curtailment-Turnkey-Manual HVAC Control | ENS | Miscellaneous | 5599.8521
Alternate Scenario | 2031 | General | Winter Morning | C&I Curtailment-Turnkey-Manual HVAC Control | ENS | Offices | 384.8292
Alternate Scenario | 2031 | General | Winter Morning | C&I Curtailment-Turnkey-Manual HVAC Control | ENS | Retail Trade | 1286.1755
Alternate Scenario | 2031 | General | Winter Morning | C&I Curtailment-Turnkey-Manual HVAC Control | ENS | Services | 831.5932
Alternate Scenario | 2031 | General | Winter Morning | C&I Curtailment-Turnkey-Auto-DR HVAC Control | ENS | Miscellaneous | 555.2824
Alternate Scenario | 2031 | General | Winter Morning | C&I Curtailment-Turnkey-Auto-DR HVAC Control | ENS | Offices | 38.1597
Alternate Scenario | 2031 | General | Winter Morning | C&I Curtailment-Turnkey-Auto-DR HVAC Control | ENS | Retail Trade | 127.5374
Alternate Scenario | 2031 | General | Winter Morning | C&I Curtailment-Turnkey-Auto-DR HVAC Control | ENS | Services | 82.4609
Alternate Scenario | 2031 | General | Winter Morning | C&I Curtailment-Turnkey-Standard Lighting Control | ENS | Miscellaneous | 2331.0124
Alternate Scenario | 2031 | General | Winter Morning | C&I Curtailment-Turnkey-Standard Lighting Control | ENS | Offices | 45.7597
Alternate Scenario | 2031 | General | Winter Morning | C&I Curtailment-Turnkey-Standard Lighting Control | ENS | Retail Trade | 512.4101
Alternate Scenario | 2031 | General | Winter Morning | C&I Curtailment-Turnkey-Standard Lighting Control | ENS | Services | 331.739
Alternate Scenario | 2031 | General | Winter Morning | C&I Curtailment-Turnkey-Water Heating Control | ENS | Miscellaneous | 156.2919
Alternate Scenario | 2031 | General | Winter Morning | C&I Curtailment-Turnkey-Water Heating Control | ENS | Offices | 4.1499
Alternate Scenario | 2031 | General | Winter Morning | C&I Curtailment-Turnkey-Water Heating Control | ENS | Retail Trade | 84.2793
Alternate Scenario | 2031 | General | Winter Morning | C&I Curtailment-Turnkey-Water Heating Control | ENS | Services | 54.4188
Alternate Scenario | 2031 | General | Winter Morning | C&I Curtailment-Turnkey-Other | ENS | Miscellaneous | 2729.6721
Alternate Scenario | 2031 | General | Winter Morning | C&I Curtailment-Turnkey-Other | ENS | Offices | 74.2397
Alternate Scenario | 2031 | General | Winter Morning | C&I Curtailment-Turnkey-Other | ENS | Retail Trade | 865.8292
Alternate Scenario | 2031 | General | Winter Morning | C&I Curtailment-Turnkey-Other | ENS | Services | 559.5987
Alternate Scenario | 2031 | General | Winter Evening | C&I Curtailment-Turnkey-Manual HVAC Control | ENS | Miscellaneous | 6549.4662
Alternate Scenario | 2031 | General | Winter Evening | C&I Curtailment-Turnkey-Manual HVAC Control | ENS | Offices | 450.0879
Alternate Scenario | 2031 | General | Winter Evening | C&I Curtailment-Turnkey-Manual HVAC Control | ENS | Retail Trade | 1504.2831
Alternate Scenario | 2031 | General | Winter Evening | C&I Curtailment-Turnkey-Manual HVAC Control | ENS | Services | 972.6135
Alternate Scenario | 2031 | General | Winter Evening | C&I Curtailment-Turnkey-Auto-DR HVAC Control | ENS | Miscellaneous | 649.4464
Alternate Scenario | 2031 | General | Winter Evening | C&I Curtailment-Turnkey-Auto-DR HVAC Control | ENS | Offices | 44.6308
Alternate Scenario | 2031 | General | Winter Evening | C&I Curtailment-Turnkey-Auto-DR HVAC Control | ENS | Retail Trade | 149.165
Alternate Scenario | 2031 | General | Winter Evening | C&I Curtailment-Turnkey-Auto-DR HVAC Control | ENS | Services | 96.4445
Alternate Scenario | 2031 | General | Winter Evening | C&I Curtailment-Turnkey-Standard Lighting Control | ENS | Miscellaneous | 2726.3019
Alternate Scenario | 2031 | General | Winter Evening | C&I Curtailment-Turnkey-Standard Lighting Control | ENS | Offices | 53.5195
Alternate Scenario | 2031 | General | Winter Evening | C&I Curtailment-Turnkey-Standard Lighting Control | ENS | Retail Trade | 599.3039
Alternate Scenario | 2031 | General | Winter Evening | C&I Curtailment-Turnkey-Standard Lighting Control | ENS | Services | 387.9948
Alternate Scenario | 2031 | General | Winter Evening | C&I Curtailment-Turnkey-Water Heating Control | ENS | Miscellaneous | 182.7956
Alternate Scenario | 2031 | General | Winter Evening | C&I Curtailment-Turnkey-Water Heating Control | ENS | Offices | 4.8537
Alternate Scenario | 2031 | General | Winter Evening | C&I Curtailment-Turnkey-Water Heating Control | ENS | Retail Trade | 98.5713
Alternate Scenario | 2031 | General | Winter Evening | C&I Curtailment-Turnkey-Water Heating Control | ENS | Services | 63.6471
Alternate Scenario | 2031 | General | Winter Evening | C&I Curtailment-Turnkey-Other | ENS | Miscellaneous | 3192.5656
Alternate Scenario | 2031 | General | Winter Evening | C&I Curtailment-Turnkey-Other | ENS | Offices | 86.8292
Alternate Scenario | 2031 | General | Winter Evening | C&I Curtailment-Turnkey-Other | ENS | Retail Trade | 1012.6552
Alternate Scenario | 2031 | General | Winter Evening | C&I Curtailment-Turnkey-Other | ENS | Services | 654.4946
Alternate Scenario | 2031 | Large General | Winter Morning | C&I Curtailment-Turnkey-Manual HVAC Control | ENS | Miscellaneous | 4517.6405
Alternate Scenario | 2031 | Large General | Winter Morning | C&I Curtailment-Turnkey-Manual HVAC Control | ENS | Retail Trade | 188.3569
Alternate Scenario | 2031 | Large General | Winter Morning | C&I Curtailment-Turnkey-Manual HVAC Control | ENS | Services | 301.6324
Alternate Scenario | 2031 | Large General | Winter Morning | C&I Curtailment-Turnkey-Auto-DR HVAC Control | ENS | Miscellaneous | 447.9701
Alternate Scenario | 2031 | Large General | Winter Morning | C&I Curtailment-Turnkey-Auto-DR HVAC Control | ENS | Retail Trade | 18.6775
Alternate Scenario | 2031 | Large General | Winter Morning | C&I Curtailment-Turnkey-Auto-DR HVAC Control | ENS | Services | 29.9099
Alternate Scenario | 2031 | Large General | Winter Morning | C&I Curtailment-Turnkey-Standard Lighting Control | ENS | Miscellaneous | 1952.9266
Alternate Scenario | 2031 | Large General | Winter Morning | C&I Curtailment-Turnkey-Standard Lighting Control | ENS | Retail Trade | 74.5512
Alternate Scenario | 2031 | Large General | Winter Morning | C&I Curtailment-Turnkey-Standard Lighting Control | ENS | Services | 119.3853
Alternate Scenario | 2031 | Large General | Winter Morning | C&I Curtailment-Turnkey-Water Heating Control | ENS | Miscellaneous | 99.1753
Alternate Scenario | 2031 | Large General | Winter Morning | C&I Curtailment-Turnkey-Water Heating Control | ENS | Retail Trade | 12.425
Alternate Scenario | 2031 | Large General | Winter Morning | C&I Curtailment-Turnkey-Water Heating Control | ENS | Services | 19.8972
Alternate Scenario | 2031 | Large General | Winter Morning | C&I Curtailment-Turnkey-Other | ENS | Miscellaneous | 2119.7346
Alternate Scenario | 2031 | Large General | Winter Morning | C&I Curtailment-Turnkey-Other | ENS | Retail Trade | 127.0403
Alternate Scenario | 2031 | Large General | Winter Morning | C&I Curtailment-Turnkey-Other | ENS | Services | 203.4408
Alternate Scenario | 2031 | Large General | Winter Morning | C&I Loadshift to BUGs | ENS | Miscellaneous | 10093.6317
Alternate Scenario | 2031 | Large General | Winter Evening | C&I Curtailment-Turnkey-Manual HVAC Control | ENS | Miscellaneous | 3881.7189
Alternate Scenario | 2031 | Large General | Winter Evening | C&I Curtailment-Turnkey-Manual HVAC Control | ENS | Retail Trade | 161.843
Alternate Scenario | 2031 | Large General | Winter Evening | C&I Curtailment-Turnkey-Manual HVAC Control | ENS | Services | 259.1733
Alternate Scenario | 2031 | Large General | Winter Evening | C&I Curtailment-Turnkey-Auto-DR HVAC Control | ENS | Miscellaneous | 384.912
Alternate Scenario | 2031 | Large General | Winter Evening | C&I Curtailment-Turnkey-Auto-DR HVAC Control | ENS | Retail Trade | 16.0484
Alternate Scenario | 2031 | Large General | Winter Evening | C&I Curtailment-Turnkey-Auto-DR HVAC Control | ENS | Services | 25.6997
Alternate Scenario | 2031 | Large General | Winter Evening | C&I Curtailment-Turnkey-Standard Lighting Control | ENS | Miscellaneous | 1678.0247
Alternate Scenario | 2031 | Large General | Winter Evening | C&I Curtailment-Turnkey-Standard Lighting Control | ENS | Retail Trade | 64.057
Alternate Scenario | 2031 | Large General | Winter Evening | C&I Curtailment-Turnkey-Standard Lighting Control | ENS | Services | 102.5801
Alternate Scenario | 2031 | Large General | Winter Evening | C&I Curtailment-Turnkey-Water Heating Control | ENS | Miscellaneous | 85.215
Alternate Scenario | 2031 | Large General | Winter Evening | C&I Curtailment-Turnkey-Water Heating Control | ENS | Retail Trade | 10.676
Alternate Scenario | 2031 | Large General | Winter Evening | C&I Curtailment-Turnkey-Water Heating Control | ENS | Services | 17.0964
Alternate Scenario | 2031 | Large General | Winter Evening | C&I Curtailment-Turnkey-Other | ENS | Miscellaneous | 1821.352
Alternate Scenario | 2031 | Large General | Winter Evening | C&I Curtailment-Turnkey-Other | ENS | Retail Trade | 109.1576
Alternate Scenario | 2031 | Large General | Winter Evening | C&I Curtailment-Turnkey-Other | ENS | Services | 174.8036
Alternate Scenario | 2031 | Large General | Winter Evening | C&I Loadshift to BUGs | ENS | Miscellaneous | 8672.8107
Alternate Scenario | 2031 | Medium Industrial | Winter Morning | C&I Curtailment-Turnkey-Manual HVAC Control | ENS | Miscellaneous | 14445.2786
Alternate Scenario | 2031 | Medium Industrial | Winter Morning | C&I Curtailment-Turnkey-Manual HVAC Control | ENS | Offices | 233.0192
Alternate Scenario | 2031 | Medium Industrial | Winter Morning | C&I Curtailment-Turnkey-Manual HVAC Control | ENS | Retail Trade | 3191.9773
Alternate Scenario | 2031 | Medium Industrial | Winter Morning | C&I Curtailment-Turnkey-Manual HVAC Control | ENS | Services | 146.9807
Alternate Scenario | 2031 | Medium Industrial | Winter Morning | C&I Curtailment-Turnkey-Auto-DR HVAC Control | ENS | Miscellaneous | 1432.3967
Alternate Scenario | 2031 | Medium Industrial | Winter Morning | C&I Curtailment-Turnkey-Auto-DR HVAC Control | ENS | Offices | 23.1062
Alternate Scenario | 2031 | Medium Industrial | Winter Morning | C&I Curtailment-Turnkey-Auto-DR HVAC Control | ENS | Retail Trade | 316.5171
Alternate Scenario | 2031 | Medium Industrial | Winter Morning | C&I Curtailment-Turnkey-Auto-DR HVAC Control | ENS | Services | 14.5746
Alternate Scenario | 2031 | Medium Industrial | Winter Morning | C&I Curtailment-Turnkey-Standard Lighting Control | ENS | Miscellaneous | 4469.5791
Alternate Scenario | 2031 | Medium Industrial | Winter Morning | C&I Curtailment-Turnkey-Standard Lighting Control | ENS | Offices | 30.3775
Alternate Scenario | 2031 | Medium Industrial | Winter Morning | C&I Curtailment-Turnkey-Standard Lighting Control | ENS | Retail Trade | 1381.4064
Alternate Scenario | 2031 | Medium Industrial | Winter Morning | C&I Curtailment-Turnkey-Standard Lighting Control | ENS | Services | 63.6095
Alternate Scenario | 2031 | Medium Industrial | Winter Morning | C&I Curtailment-Turnkey-Water Heating Control | ENS | Miscellaneous | 377.358
Alternate Scenario | 2031 | Medium Industrial | Winter Morning | C&I Curtailment-Turnkey-Water Heating Control | ENS | Offices | 2.4077
Alternate Scenario | 2031 | Medium Industrial | Winter Morning | C&I Curtailment-Turnkey-Water Heating Control | ENS | Retail Trade | 190.6851
Alternate Scenario | 2031 | Medium Industrial | Winter Morning | C&I Curtailment-Turnkey-Water Heating Control | ENS | Services | 8.7805
Alternate Scenario | 2031 | Medium Industrial | Winter Morning | C&I Curtailment-Turnkey-Other | ENS | Miscellaneous | 5786.9864
Alternate Scenario | 2031 | Medium Industrial | Winter Morning | C&I Curtailment-Turnkey-Other | ENS | Offices | 45.4563
Alternate Scenario | 2031 | Medium Industrial | Winter Morning | C&I Curtailment-Turnkey-Other | ENS | Retail Trade | 2094.5794
Alternate Scenario | 2031 | Medium Industrial | Winter Morning | C&I Curtailment-Turnkey-Other | ENS | Services | 96.4489
Alternate Scenario | 2031 | Medium Industrial | Winter Morning | C&I Loadshift to BUGs | ENS | Manufacturing | 1959.7614
Alternate Scenario | 2031 | Medium Industrial | Winter Morning | C&I Loadshift to BUGs | ENS | Miscellaneous | 8505.3643
Alternate Scenario | 2031 | Medium Industrial | Winter Evening | C&I Curtailment-Turnkey-Manual HVAC Control | ENS | Miscellaneous | 13958.5399
Alternate Scenario | 2031 | Medium Industrial | Winter Evening | C&I Curtailment-Turnkey-Manual HVAC Control | ENS | Offices | 225.1675
Alternate Scenario | 2031 | Medium Industrial | Winter Evening | C&I Curtailment-Turnkey-Manual HVAC Control | ENS | Retail Trade | 3084.4225
Alternate Scenario | 2031 | Medium Industrial | Winter Evening | C&I Curtailment-Turnkey-Manual HVAC Control | ENS | Services | 142.0281
Alternate Scenario | 2031 | Medium Industrial | Winter Evening | C&I Curtailment-Turnkey-Auto-DR HVAC Control | ENS | Miscellaneous | 1384.1316
Alternate Scenario | 2031 | Medium Industrial | Winter Evening | C&I Curtailment-Turnkey-Auto-DR HVAC Control | ENS | Offices | 22.3277
Alternate Scenario | 2031 | Medium Industrial | Winter Evening | C&I Curtailment-Turnkey-Auto-DR HVAC Control | ENS | Retail Trade | 305.8519
Alternate Scenario | 2031 | Medium Industrial | Winter Evening | C&I Curtailment-Turnkey-Auto-DR HVAC Control | ENS | Services | 14.0835
Alternate Scenario | 2031 | Medium Industrial | Winter Evening | C&I Curtailment-Turnkey-Standard Lighting Control | ENS | Miscellaneous | 4318.9751
Alternate Scenario | 2031 | Medium Industrial | Winter Evening | C&I Curtailment-Turnkey-Standard Lighting Control | ENS | Offices | 29.3539
Alternate Scenario | 2031 | Medium Industrial | Winter Evening | C&I Curtailment-Turnkey-Standard Lighting Control | ENS | Retail Trade | 1334.8594
Alternate Scenario | 2031 | Medium Industrial | Winter Evening | C&I Curtailment-Turnkey-Standard Lighting Control | ENS | Services | 61.4661
Alternate Scenario | 2031 | Medium Industrial | Winter Evening | C&I Curtailment-Turnkey-Water Heating Control | ENS | Miscellaneous | 364.6428
Alternate Scenario | 2031 | Medium Industrial | Winter Evening | C&I Curtailment-Turnkey-Water Heating Control | ENS | Offices | 2.3266
Alternate Scenario | 2031 | Medium Industrial | Winter Evening | C&I Curtailment-Turnkey-Water Heating Control | ENS | Retail Trade | 184.2599
Alternate Scenario | 2031 | Medium Industrial | Winter Evening | C&I Curtailment-Turnkey-Water Heating Control | ENS | Services | 8.4846
Alternate Scenario | 2031 | Medium Industrial | Winter Evening | C&I Curtailment-Turnkey-Other | ENS | Miscellaneous | 5591.9919
Alternate Scenario | 2031 | Medium Industrial | Winter Evening | C&I Curtailment-Turnkey-Other | ENS | Offices | 43.9246
Alternate Scenario | 2031 | Medium Industrial | Winter Evening | C&I Curtailment-Turnkey-Other | ENS | Retail Trade | 2024.0019
Alternate Scenario | 2031 | Medium Industrial | Winter Evening | C&I Curtailment-Turnkey-Other | ENS | Services | 93.199
Alternate Scenario | 2031 | Medium Industrial | Winter Evening | C&I Loadshift to BUGs | ENS | Manufacturing | 1893.7265
Alternate Scenario | 2031 | Medium Industrial | Winter Evening | C&I Loadshift to BUGs | ENS | Miscellaneous | 8218.7731
Alternate Scenario | 2031 | Large Industrial | Winter Morning | C&I Curtailment-Turnkey-Manual HVAC Control | ENS | Miscellaneous | 303.0375
Alternate Scenario | 2031 | Large Industrial | Winter Morning | C&I Curtailment-Turnkey-Auto-DR HVAC Control | ENS | Miscellaneous | 30.0493
Alternate Scenario | 2031 | Large Industrial | Winter Morning | C&I Curtailment-Turnkey-Standard Lighting Control | ENS | Miscellaneous | 130.9998
Alternate Scenario | 2031 | Large Industrial | Winter Morning | C&I Curtailment-Turnkey-Water Heating Control | ENS | Miscellaneous | 6.6526
Alternate Scenario | 2031 | Large Industrial | Winter Morning | C&I Curtailment-Turnkey-Other | ENS | Miscellaneous | 142.189
Alternate Scenario | 2031 | Large Industrial | Winter Morning | C&I Curtailment-Turnkey-Industrial | ENS | Manufacturing | 27.7509
Alternate Scenario | 2031 | Large Industrial | Winter Evening | C&I Curtailment-Turnkey-Manual HVAC Control | ENS | Miscellaneous | 300.907
Alternate Scenario | 2031 | Large Industrial | Winter Evening | C&I Curtailment-Turnkey-Auto-DR HVAC Control | ENS | Miscellaneous | 29.838
Alternate Scenario | 2031 | Large Industrial | Winter Evening | C&I Curtailment-Turnkey-Standard Lighting Control | ENS | Miscellaneous | 130.0788
Alternate Scenario | 2031 | Large Industrial | Winter Evening | C&I Curtailment-Turnkey-Water Heating Control | ENS | Miscellaneous | 6.6058
Alternate Scenario | 2031 | Large Industrial | Winter Evening | C&I Curtailment-Turnkey-Other | ENS | Miscellaneous | 141.1894
Alternate Scenario | 2031 | Large Industrial | Winter Evening | C&I Curtailment-Turnkey-Industrial | ENS | Manufacturing | 27.5558
Alternate Scenario | 2031 | Residential Charitable | Winter Morning | Dynamic Pricing with enabling tech. | ENS | Residential LI | 10415.1477
Alternate Scenario | 2031 | Residential Charitable | Winter Morning | Dynamic Pricing with enabling tech. | ENS | Residential Market Rate | 59485.1724
Alternate Scenario | 2031 | Residential Charitable | Winter Morning | Behavioral DR | ENS | Residential LI | 1242.5088
Alternate Scenario | 2031 | Residential Charitable | Winter Morning | Behavioral DR | ENS | Residential Market Rate | 7096.4767
Alternate Scenario | 2031 | Residential Charitable | Winter Evening | Dynamic Pricing with enabling tech. | ENS | Residential LI | 11843.7629
Alternate Scenario | 2031 | Residential Charitable | Winter Evening | Dynamic Pricing with enabling tech. | ENS | Residential Market Rate | 67644.5786
Alternate Scenario | 2031 | Residential Charitable | Winter Evening | Behavioral DR | ENS | Residential LI | 1412.9401
Alternate Scenario | 2031 | Residential Charitable | Winter Evening | Behavioral DR | ENS | Residential Market Rate | 8069.8795
Alternate Scenario | 2032 | Small General | Winter Morning | Dynamic Pricing with enabling tech. | ENS | Manufacturing | 25.494
Alternate Scenario | 2032 | Small General | Winter Evening | Dynamic Pricing with enabling tech. | ENS | Manufacturing | 29.5917
Alternate Scenario | 2032 | General | Winter Morning | C&I Curtailment-Turnkey-Manual HVAC Control | ENS | Miscellaneous | 5856.6738
Alternate Scenario | 2032 | General | Winter Morning | C&I Curtailment-Turnkey-Manual HVAC Control | ENS | Offices | 402.4783
Alternate Scenario | 2032 | General | Winter Morning | C&I Curtailment-Turnkey-Manual HVAC Control | ENS | Retail Trade | 1345.1623
Alternate Scenario | 2032 | General | Winter Morning | C&I Curtailment-Turnkey-Manual HVAC Control | ENS | Services | 869.7319
Alternate Scenario | 2032 | General | Winter Morning | C&I Curtailment-Turnkey-Auto-DR HVAC Control | ENS | Miscellaneous | 725.9362
Alternate Scenario | 2032 | General | Winter Morning | C&I Curtailment-Turnkey-Auto-DR HVAC Control | ENS | Offices | 49.8873
Alternate Scenario | 2032 | General | Winter Morning | C&I Curtailment-Turnkey-Auto-DR HVAC Control | ENS | Retail Trade | 166.7332
Alternate Scenario | 2032 | General | Winter Morning | C&I Curtailment-Turnkey-Auto-DR HVAC Control | ENS | Services | 107.8035
Alternate Scenario | 2032 | General | Winter Morning | C&I Curtailment-Turnkey-Standard Lighting Control | ENS | Miscellaneous | 2437.9179
Alternate Scenario | 2032 | General | Winter Morning | C&I Curtailment-Turnkey-Standard Lighting Control | ENS | Offices | 47.8583
Alternate Scenario | 2032 | General | Winter Morning | C&I Curtailment-Turnkey-Standard Lighting Control | ENS | Retail Trade | 535.9104
Alternate Scenario | 2032 | General | Winter Morning | C&I Curtailment-Turnkey-Standard Lighting Control | ENS | Services | 346.9533
Alternate Scenario | 2032 | General | Winter Morning | C&I Curtailment-Turnkey-Water Heating Control | ENS | Miscellaneous | 163.4598
Alternate Scenario | 2032 | General | Winter Morning | C&I Curtailment-Turnkey-Water Heating Control | ENS | Offices | 4.3403
Alternate Scenario | 2032 | General | Winter Morning | C&I Curtailment-Turnkey-Water Heating Control | ENS | Retail Trade | 88.1446
Alternate Scenario | 2032 | General | Winter Morning | C&I Curtailment-Turnkey-Water Heating Control | ENS | Services | 56.9146
Alternate Scenario | 2032 | General | Winter Morning | C&I Curtailment-Turnkey-Other | ENS | Miscellaneous | 2854.861
Alternate Scenario | 2032 | General | Winter Morning | C&I Curtailment-Turnkey-Other | ENS | Offices | 77.6445
Alternate Scenario | 2032 | General | Winter Morning | C&I Curtailment-Turnkey-Other | ENS | Retail Trade | 905.5381
Alternate Scenario | 2032 | General | Winter Morning | C&I Curtailment-Turnkey-Other | ENS | Services | 585.2632
Alternate Scenario | 2032 | General | Winter Evening | C&I Curtailment-Turnkey-Manual HVAC Control | ENS | Miscellaneous | 6857.2078
Alternate Scenario | 2032 | General | Winter Evening | C&I Curtailment-Turnkey-Manual HVAC Control | ENS | Offices | 471.2363
Alternate Scenario | 2032 | General | Winter Evening | C&I Curtailment-Turnkey-Manual HVAC Control | ENS | Retail Trade | 1574.9652
Alternate Scenario | 2032 | General | Winter Evening | C&I Curtailment-Turnkey-Manual HVAC Control | ENS | Services | 1018.3139
Alternate Scenario | 2032 | General | Winter Evening | C&I Curtailment-Turnkey-Auto-DR HVAC Control | ENS | Miscellaneous | 849.9526
Alternate Scenario | 2032 | General | Winter Evening | C&I Curtailment-Turnkey-Auto-DR HVAC Control | ENS | Offices | 58.4099
Alternate Scenario | 2032 | General | Winter Evening | C&I Curtailment-Turnkey-Auto-DR HVAC Control | ENS | Retail Trade | 195.2173
Alternate Scenario | 2032 | General | Winter Evening | C&I Curtailment-Turnkey-Auto-DR HVAC Control | ENS | Services | 126.2203
Alternate Scenario | 2032 | General | Winter Evening | C&I Curtailment-Turnkey-Standard Lighting Control | ENS | Miscellaneous | 2854.4033
Alternate Scenario | 2032 | General | Winter Evening | C&I Curtailment-Turnkey-Standard Lighting Control | ENS | Offices | 56.0343
Alternate Scenario | 2032 | General | Winter Evening | C&I Curtailment-Turnkey-Standard Lighting Control | ENS | Retail Trade | 627.4635
Alternate Scenario | 2032 | General | Winter Evening | C&I Curtailment-Turnkey-Standard Lighting Control | ENS | Services | 406.2256
Alternate Scenario | 2032 | General | Winter Evening | C&I Curtailment-Turnkey-Water Heating Control | ENS | Miscellaneous | 191.3847
Alternate Scenario | 2032 | General | Winter Evening | C&I Curtailment-Turnkey-Water Heating Control | ENS | Offices | 5.0817
Alternate Scenario | 2032 | General | Winter Evening | C&I Curtailment-Turnkey-Water Heating Control | ENS | Retail Trade | 103.2029
Alternate Scenario | 2032 | General | Winter Evening | C&I Curtailment-Turnkey-Water Heating Control | ENS | Services | 66.6377
Alternate Scenario | 2032 | General | Winter Evening | C&I Curtailment-Turnkey-Other | ENS | Miscellaneous | 3342.5756
Alternate Scenario | 2032 | General | Winter Evening | C&I Curtailment-Turnkey-Other | ENS | Offices | 90.909
Alternate Scenario | 2032 | General | Winter Evening | C&I Curtailment-Turnkey-Other | ENS | Retail Trade | 1060.2371
Alternate Scenario | 2032 | General | Winter Evening | C&I Curtailment-Turnkey-Other | ENS | Services | 685.2475
Alternate Scenario | 2032 | Large General | Winter Morning | C&I Curtailment-Turnkey-Manual HVAC Control | ENS | Miscellaneous | 4674.2867
Alternate Scenario | 2032 | Large General | Winter Morning | C&I Curtailment-Turnkey-Manual HVAC Control | ENS | Retail Trade | 194.888
Alternate Scenario | 2032 | Large General | Winter Morning | C&I Curtailment-Turnkey-Manual HVAC Control | ENS | Services | 312.0913
Alternate Scenario | 2032 | Large General | Winter Morning | C&I Curtailment-Turnkey-Auto-DR HVAC Control | ENS | Miscellaneous | 579.379
Alternate Scenario | 2032 | Large General | Winter Morning | C&I Curtailment-Turnkey-Auto-DR HVAC Control | ENS | Retail Trade | 24.1564
Alternate Scenario | 2032 | Large General | Winter Morning | C&I Curtailment-Turnkey-Auto-DR HVAC Control | ENS | Services | 38.6838
Alternate Scenario | 2032 | Large General | Winter Morning | C&I Curtailment-Turnkey-Standard Lighting Control | ENS | Miscellaneous | 2020.6431
Alternate Scenario | 2032 | Large General | Winter Morning | C&I Curtailment-Turnkey-Standard Lighting Control | ENS | Retail Trade | 77.1362
Alternate Scenario | 2032 | Large General | Winter Morning | C&I Curtailment-Turnkey-Standard Lighting Control | ENS | Services | 123.5249
Alternate Scenario | 2032 | Large General | Winter Morning | C&I Curtailment-Turnkey-Water Heating Control | ENS | Miscellaneous | 102.6142
Alternate Scenario | 2032 | Large General | Winter Morning | C&I Curtailment-Turnkey-Water Heating Control | ENS | Retail Trade | 12.8558
Alternate Scenario | 2032 | Large General | Winter Morning | C&I Curtailment-Turnkey-Water Heating Control | ENS | Services | 20.5871
Alternate Scenario | 2032 | Large General | Winter Morning | C&I Curtailment-Turnkey-Other | ENS | Miscellaneous | 2193.235
Alternate Scenario | 2032 | Large General | Winter Morning | C&I Curtailment-Turnkey-Other | ENS | Retail Trade | 131.4453
Alternate Scenario | 2032 | Large General | Winter Morning | C&I Curtailment-Turnkey-Other | ENS | Services | 210.4949
Alternate Scenario | 2032 | Large General | Winter Morning | C&I Loadshift to BUGs | ENS | Miscellaneous | 10443.6219
Alternate Scenario | 2032 | Large General | Winter Evening | C&I Curtailment-Turnkey-Manual HVAC Control | ENS | Miscellaneous | 4020.6353
Alternate Scenario | 2032 | Large General | Winter Evening | C&I Curtailment-Turnkey-Manual HVAC Control | ENS | Retail Trade | 167.6349
Alternate Scenario | 2032 | Large General | Winter Evening | C&I Curtailment-Turnkey-Manual HVAC Control | ENS | Services | 268.4485
Alternate Scenario | 2032 | Large General | Winter Evening | C&I Curtailment-Turnkey-Auto-DR HVAC Control | ENS | Miscellaneous | 498.3587
Alternate Scenario | 2032 | Large General | Winter Evening | C&I Curtailment-Turnkey-Auto-DR HVAC Control | ENS | Retail Trade | 20.7784
Alternate Scenario | 2032 | Large General | Winter Evening | C&I Curtailment-Turnkey-Auto-DR HVAC Control | ENS | Services | 33.2743
Alternate Scenario | 2032 | Large General | Winter Evening | C&I Curtailment-Turnkey-Standard Lighting Control | ENS | Miscellaneous | 1738.0767
Alternate Scenario | 2032 | Large General | Winter Evening | C&I Curtailment-Turnkey-Standard Lighting Control | ENS | Retail Trade | 66.3495
Alternate Scenario | 2032 | Large General | Winter Evening | C&I Curtailment-Turnkey-Standard Lighting Control | ENS | Services | 106.2512
Alternate Scenario | 2032 | Large General | Winter Evening | C&I Curtailment-Turnkey-Water Heating Control | ENS | Miscellaneous | 88.2646
Alternate Scenario | 2032 | Large General | Winter Evening | C&I Curtailment-Turnkey-Water Heating Control | ENS | Retail Trade | 11.058
Alternate Scenario | 2032 | Large General | Winter Evening | C&I Curtailment-Turnkey-Water Heating Control | ENS | Services | 17.7082
Alternate Scenario | 2032 | Large General | Winter Evening | C&I Curtailment-Turnkey-Other | ENS | Miscellaneous | 1886.5334
Alternate Scenario | 2032 | Large General | Winter Evening | C&I Curtailment-Turnkey-Other | ENS | Retail Trade | 113.064
Alternate Scenario | 2032 | Large General | Winter Evening | C&I Curtailment-Turnkey-Other | ENS | Services | 181.0594
Alternate Scenario | 2032 | Large General | Winter Evening | C&I Loadshift to BUGs | ENS | Miscellaneous | 8983.1876
Alternate Scenario | 2032 | Medium Industrial | Winter Morning | C&I Curtailment-Turnkey-Manual HVAC Control | ENS | Miscellaneous | 15049.4294
Alternate Scenario | 2032 | Medium Industrial | Winter Morning | C&I Curtailment-Turnkey-Manual HVAC Control | ENS | Offices | 242.7648
Alternate Scenario | 2032 | Medium Industrial | Winter Morning | C&I Curtailment-Turnkey-Manual HVAC Control | ENS | Retail Trade | 3325.4767
Alternate Scenario | 2032 | Medium Industrial | Winter Morning | C&I Curtailment-Turnkey-Manual HVAC Control | ENS | Services | 153.1279
Alternate Scenario | 2032 | Medium Industrial | Winter Morning | C&I Curtailment-Turnkey-Auto-DR HVAC Control | ENS | Miscellaneous | 1865.3805
Alternate Scenario | 2032 | Medium Industrial | Winter Morning | C&I Curtailment-Turnkey-Auto-DR HVAC Control | ENS | Offices | 30.0908
Alternate Scenario | 2032 | Medium Industrial | Winter Morning | C&I Curtailment-Turnkey-Auto-DR HVAC Control | ENS | Retail Trade | 412.1936
Alternate Scenario | 2032 | Medium Industrial | Winter Morning | C&I Curtailment-Turnkey-Auto-DR HVAC Control | ENS | Services | 18.9802
Alternate Scenario | 2032 | Medium Industrial | Winter Morning | C&I Curtailment-Turnkey-Standard Lighting Control | ENS | Miscellaneous | 4656.5121
Alternate Scenario | 2032 | Medium Industrial | Winter Morning | C&I Curtailment-Turnkey-Standard Lighting Control | ENS | Offices | 31.648
Alternate Scenario | 2032 | Medium Industrial | Winter Morning | C&I Curtailment-Turnkey-Standard Lighting Control | ENS | Retail Trade | 1439.1815
Alternate Scenario | 2032 | Medium Industrial | Winter Morning | C&I Curtailment-Turnkey-Standard Lighting Control | ENS | Services | 66.2699
Alternate Scenario | 2032 | Medium Industrial | Winter Morning | C&I Curtailment-Turnkey-Water Heating Control | ENS | Miscellaneous | 393.1404
Alternate Scenario | 2032 | Medium Industrial | Winter Morning | C&I Curtailment-Turnkey-Water Heating Control | ENS | Offices | 2.5084
Alternate Scenario | 2032 | Medium Industrial | Winter Morning | C&I Curtailment-Turnkey-Water Heating Control | ENS | Retail Trade | 198.6602
Alternate Scenario | 2032 | Medium Industrial | Winter Morning | C&I Curtailment-Turnkey-Water Heating Control | ENS | Services | 9.1477
Alternate Scenario | 2032 | Medium Industrial | Winter Morning | C&I Curtailment-Turnkey-Other | ENS | Miscellaneous | 6029.0179
Alternate Scenario | 2032 | Medium Industrial | Winter Morning | C&I Curtailment-Turnkey-Other | ENS | Offices | 47.3574
Alternate Scenario | 2032 | Medium Industrial | Winter Morning | C&I Curtailment-Turnkey-Other | ENS | Retail Trade | 2182.1819
Alternate Scenario | 2032 | Medium Industrial | Winter Morning | C&I Curtailment-Turnkey-Other | ENS | Services | 100.4827
Alternate Scenario | 2032 | Medium Industrial | Winter Morning | C&I Loadshift to BUGs | ENS | Manufacturing | 2041.7253
Alternate Scenario | 2032 | Medium Industrial | Winter Morning | C&I Loadshift to BUGs | ENS | Miscellaneous | 8861.0876
Alternate Scenario | 2032 | Medium Industrial | Winter Evening | C&I Curtailment-Turnkey-Manual HVAC Control | ENS | Miscellaneous | 14557.9768
Alternate Scenario | 2032 | Medium Industrial | Winter Evening | C&I Curtailment-Turnkey-Manual HVAC Control | ENS | Offices | 234.8371
Alternate Scenario | 2032 | Medium Industrial | Winter Evening | C&I Curtailment-Turnkey-Manual HVAC Control | ENS | Retail Trade | 3216.8803
Alternate Scenario | 2032 | Medium Industrial | Winter Evening | C&I Curtailment-Turnkey-Manual HVAC Control | ENS | Services | 148.1274
Alternate Scenario | 2032 | Medium Industrial | Winter Evening | C&I Curtailment-Turnkey-Auto-DR HVAC Control | ENS | Miscellaneous | 1804.4648
Alternate Scenario | 2032 | Medium Industrial | Winter Evening | C&I Curtailment-Turnkey-Auto-DR HVAC Control | ENS | Offices | 29.1081
Alternate Scenario | 2032 | Medium Industrial | Winter Evening | C&I Curtailment-Turnkey-Auto-DR HVAC Control | ENS | Retail Trade | 398.7331
Alternate Scenario | 2032 | Medium Industrial | Winter Evening | C&I Curtailment-Turnkey-Auto-DR HVAC Control | ENS | Services | 18.3604
Alternate Scenario | 2032 | Medium Industrial | Winter Evening | C&I Curtailment-Turnkey-Standard Lighting Control | ENS | Miscellaneous | 4504.4496
Alternate Scenario | 2032 | Medium Industrial | Winter Evening | C&I Curtailment-Turnkey-Standard Lighting Control | ENS | Offices | 30.6145
Alternate Scenario | 2032 | Medium Industrial | Winter Evening | C&I Curtailment-Turnkey-Standard Lighting Control | ENS | Retail Trade | 1392.1837
Alternate Scenario | 2032 | Medium Industrial | Winter Evening | C&I Curtailment-Turnkey-Standard Lighting Control | ENS | Services | 64.1058
Alternate Scenario | 2032 | Medium Industrial | Winter Evening | C&I Curtailment-Turnkey-Water Heating Control | ENS | Miscellaneous | 380.3021
Alternate Scenario | 2032 | Medium Industrial | Winter Evening | C&I Curtailment-Turnkey-Water Heating Control | ENS | Offices | 2.4265
Alternate Scenario | 2032 | Medium Industrial | Winter Evening | C&I Curtailment-Turnkey-Water Heating Control | ENS | Retail Trade | 192.1728
Alternate Scenario | 2032 | Medium Industrial | Winter Evening | C&I Curtailment-Turnkey-Water Heating Control | ENS | Services | 8.849
Alternate Scenario | 2032 | Medium Industrial | Winter Evening | C&I Curtailment-Turnkey-Other | ENS | Miscellaneous | 5832.1349
Alternate Scenario | 2032 | Medium Industrial | Winter Evening | C&I Curtailment-Turnkey-Other | ENS | Offices | 45.8109
Alternate Scenario | 2032 | Medium Industrial | Winter Evening | C&I Curtailment-Turnkey-Other | ENS | Retail Trade | 2110.9208
Alternate Scenario | 2032 | Medium Industrial | Winter Evening | C&I Curtailment-Turnkey-Other | ENS | Services | 97.2014
Alternate Scenario | 2032 | Medium Industrial | Winter Evening | C&I Loadshift to BUGs | ENS | Manufacturing | 1975.0509
Alternate Scenario | 2032 | Medium Industrial | Winter Evening | C&I Loadshift to BUGs | ENS | Miscellaneous | 8571.7209
Alternate Scenario | 2032 | Large Industrial | Winter Morning | C&I Curtailment-Turnkey-Manual HVAC Control | ENS | Miscellaneous | 313.3287
Alternate Scenario | 2032 | Large Industrial | Winter Morning | C&I Curtailment-Turnkey-Auto-DR HVAC Control | ENS | Miscellaneous | 38.8372
Alternate Scenario | 2032 | Large Industrial | Winter Morning | C&I Curtailment-Turnkey-Standard Lighting Control | ENS | Miscellaneous | 135.4486
Alternate Scenario | 2032 | Large Industrial | Winter Morning | C&I Curtailment-Turnkey-Water Heating Control | ENS | Miscellaneous | 6.8785
Alternate Scenario | 2032 | Large Industrial | Winter Morning | C&I Curtailment-Turnkey-Other | ENS | Miscellaneous | 147.0178
Alternate Scenario | 2032 | Large Industrial | Winter Morning | C&I Curtailment-Turnkey-Industrial | ENS | Manufacturing | 28.6933
Alternate Scenario | 2032 | Large Industrial | Winter Evening | C&I Curtailment-Turnkey-Manual HVAC Control | ENS | Miscellaneous | 311.4606
Alternate Scenario | 2032 | Large Industrial | Winter Evening | C&I Curtailment-Turnkey-Auto-DR HVAC Control | ENS | Miscellaneous | 38.6056
Alternate Scenario | 2032 | Large Industrial | Winter Evening | C&I Curtailment-Turnkey-Standard Lighting Control | ENS | Miscellaneous | 134.641
Alternate Scenario | 2032 | Large Industrial | Winter Evening | C&I Curtailment-Turnkey-Water Heating Control | ENS | Miscellaneous | 6.8375
Alternate Scenario | 2032 | Large Industrial | Winter Evening | C&I Curtailment-Turnkey-Other | ENS | Miscellaneous | 146.1413
Alternate Scenario | 2032 | Large Industrial | Winter Evening | C&I Curtailment-Turnkey-Industrial | ENS | Manufacturing | 28.5222
Alternate Scenario | 2032 | Residential Charitable | Winter Morning | Dynamic Pricing with enabling tech. | ENS | Residential LI | 10842.807
Alternate Scenario | 2032 | Residential Charitable | Winter Morning | Dynamic Pricing with enabling tech. | ENS | Residential Market Rate | 61927.7097
Alternate Scenario | 2032 | Residential Charitable | Winter Morning | Behavioral DR | ENS | Residential LI | 1293.5279
Alternate Scenario | 2032 | Residential Charitable | Winter Morning | Behavioral DR | ENS | Residential Market Rate | 7387.8671
Alternate Scenario | 2032 | Residential Charitable | Winter Evening | Dynamic Pricing with enabling tech. | ENS | Residential LI | 12343.3464
Alternate Scenario | 2032 | Residential Charitable | Winter Evening | Dynamic Pricing with enabling tech. | ENS | Residential Market Rate | 70497.9045
Alternate Scenario | 2032 | Residential Charitable | Winter Evening | Behavioral DR | ENS | Residential LI | 1472.5396
Alternate Scenario | 2032 | Residential Charitable | Winter Evening | Behavioral DR | ENS | Residential Market Rate | 8410.2763
Alternate Scenario | 2033 | Small General | Winter Morning | Dynamic Pricing with enabling tech. | ENS | Manufacturing | 29.968
Alternate Scenario | 2033 | Small General | Winter Evening | Dynamic Pricing with enabling tech. | ENS | Manufacturing | 34.7849
Alternate Scenario | 2033 | General | Winter Morning | C&I Curtailment-Turnkey-Manual HVAC Control | ENS | Miscellaneous | 6884.4883
Alternate Scenario | 2033 | General | Winter Morning | C&I Curtailment-Turnkey-Manual HVAC Control | ENS | Offices | 473.1111
Alternate Scenario | 2033 | General | Winter Morning | C&I Curtailment-Turnkey-Manual HVAC Control | ENS | Retail Trade | 1581.231
Alternate Scenario | 2033 | General | Winter Morning | C&I Curtailment-Turnkey-Manual HVAC Control | ENS | Services | 1022.3652
Alternate Scenario | 2033 | General | Winter Morning | C&I Curtailment-Turnkey-Auto-DR HVAC Control | ENS | Miscellaneous | 1066.6675
Alternate Scenario | 2033 | General | Winter Morning | C&I Curtailment-Turnkey-Auto-DR HVAC Control | ENS | Offices | 73.3028
Alternate Scenario | 2033 | General | Winter Morning | C&I Curtailment-Turnkey-Auto-DR HVAC Control | ENS | Retail Trade | 244.9925
Alternate Scenario | 2033 | General | Winter Morning | C&I Curtailment-Turnkey-Auto-DR HVAC Control | ENS | Services | 158.403
Alternate Scenario | 2033 | General | Winter Morning | C&I Curtailment-Turnkey-Standard Lighting Control | ENS | Miscellaneous | 2865.7592
Alternate Scenario | 2033 | General | Winter Morning | C&I Curtailment-Turnkey-Standard Lighting Control | ENS | Offices | 56.2572
Alternate Scenario | 2033 | General | Winter Morning | C&I Curtailment-Turnkey-Standard Lighting Control | ENS | Retail Trade | 629.9598
Alternate Scenario | 2033 | General | Winter Morning | C&I Curtailment-Turnkey-Standard Lighting Control | ENS | Services | 407.8418
Alternate Scenario | 2033 | General | Winter Morning | C&I Curtailment-Turnkey-Water Heating Control | ENS | Miscellaneous | 192.1461
Alternate Scenario | 2033 | General | Winter Morning | C&I Curtailment-Turnkey-Water Heating Control | ENS | Offices | 5.102
Alternate Scenario | 2033 | General | Winter Morning | C&I Curtailment-Turnkey-Water Heating Control | ENS | Retail Trade | 103.6134
Alternate Scenario | 2033 | General | Winter Morning | C&I Curtailment-Turnkey-Water Heating Control | ENS | Services | 66.9028
Alternate Scenario | 2033 | General | Winter Morning | C&I Curtailment-Turnkey-Other | ENS | Miscellaneous | 3355.8736
Alternate Scenario | 2033 | General | Winter Morning | C&I Curtailment-Turnkey-Other | ENS | Offices | 91.2707
Alternate Scenario | 2033 | General | Winter Morning | C&I Curtailment-Turnkey-Other | ENS | Retail Trade | 1064.4551
Alternate Scenario | 2033 | General | Winter Morning | C&I Curtailment-Turnkey-Other | ENS | Services | 687.9737
Alternate Scenario | 2033 | General | Winter Evening | C&I Curtailment-Turnkey-Manual HVAC Control | ENS | Miscellaneous | 8060.6105
Alternate Scenario | 2033 | General | Winter Evening | C&I Curtailment-Turnkey-Manual HVAC Control | ENS | Offices | 553.9357
Alternate Scenario | 2033 | General | Winter Evening | C&I Curtailment-Turnkey-Manual HVAC Control | ENS | Retail Trade | 1851.3631
Alternate Scenario | 2033 | General | Winter Evening | C&I Curtailment-Turnkey-Manual HVAC Control | ENS | Services | 1197.0225
Alternate Scenario | 2033 | General | Winter Evening | C&I Curtailment-Turnkey-Auto-DR HVAC Control | ENS | Miscellaneous | 1248.8933
Alternate Scenario | 2033 | General | Winter Evening | C&I Curtailment-Turnkey-Auto-DR HVAC Control | ENS | Offices | 85.8256
Alternate Scenario | 2033 | General | Winter Evening | C&I Curtailment-Turnkey-Auto-DR HVAC Control | ENS | Retail Trade | 286.8461
Alternate Scenario | 2033 | General | Winter Evening | C&I Curtailment-Turnkey-Auto-DR HVAC Control | ENS | Services | 185.464
Alternate Scenario | 2033 | General | Winter Evening | C&I Curtailment-Turnkey-Standard Lighting Control | ENS | Miscellaneous | 3355.3356
Alternate Scenario | 2033 | General | Winter Evening | C&I Curtailment-Turnkey-Standard Lighting Control | ENS | Offices | 65.868
Alternate Scenario | 2033 | General | Winter Evening | C&I Curtailment-Turnkey-Standard Lighting Control | ENS | Retail Trade | 737.5799
Alternate Scenario | 2033 | General | Winter Evening | C&I Curtailment-Turnkey-Standard Lighting Control | ENS | Services | 477.516
Alternate Scenario | 2033 | General | Winter Evening | C&I Curtailment-Turnkey-Water Heating Control | ENS | Miscellaneous | 224.9717
Alternate Scenario | 2033 | General | Winter Evening | C&I Curtailment-Turnkey-Water Heating Control | ENS | Offices | 5.9736
Alternate Scenario | 2033 | General | Winter Evening | C&I Curtailment-Turnkey-Water Heating Control | ENS | Retail Trade | 121.3144
Alternate Scenario | 2033 | General | Winter Evening | C&I Curtailment-Turnkey-Water Heating Control | ENS | Services | 78.3323
Alternate Scenario | 2033 | General | Winter Evening | C&I Curtailment-Turnkey-Other | ENS | Miscellaneous | 3929.1795
Alternate Scenario | 2033 | General | Winter Evening | C&I Curtailment-Turnkey-Other | ENS | Offices | 106.8631
Alternate Scenario | 2033 | General | Winter Evening | C&I Curtailment-Turnkey-Other | ENS | Retail Trade | 1246.303
Alternate Scenario | 2033 | General | Winter Evening | C&I Curtailment-Turnkey-Other | ENS | Services | 805.5048
Alternate Scenario | 2033 | Large General | Winter Morning | C&I Curtailment-Turnkey-Manual HVAC Control | ENS | Miscellaneous | 5494.5987
Alternate Scenario | 2033 | Large General | Winter Morning | C&I Curtailment-Turnkey-Manual HVAC Control | ENS | Retail Trade | 229.0898
Alternate Scenario | 2033 | Large General | Winter Morning | C&I Curtailment-Turnkey-Manual HVAC Control | ENS | Services | 366.8616
Alternate Scenario | 2033 | Large General | Winter Morning | C&I Curtailment-Turnkey-Auto-DR HVAC Control | ENS | Miscellaneous | 851.3211
Alternate Scenario | 2033 | Large General | Winter Morning | C&I Curtailment-Turnkey-Auto-DR HVAC Control | ENS | Retail Trade | 35.4947
Alternate Scenario | 2033 | Large General | Winter Morning | C&I Curtailment-Turnkey-Auto-DR HVAC Control | ENS | Services | 56.8407
Alternate Scenario | 2033 | Large General | Winter Morning | C&I Curtailment-Turnkey-Standard Lighting Control | ENS | Miscellaneous | 2375.255
Alternate Scenario | 2033 | Large General | Winter Morning | C&I Curtailment-Turnkey-Standard Lighting Control | ENS | Retail Trade | 90.6732
Alternate Scenario | 2033 | Large General | Winter Morning | C&I Curtailment-Turnkey-Standard Lighting Control | ENS | Services | 145.2029
Alternate Scenario | 2033 | Large General | Winter Morning | C&I Curtailment-Turnkey-Water Heating Control | ENS | Miscellaneous | 120.6224
Alternate Scenario | 2033 | Large General | Winter Morning | C&I Curtailment-Turnkey-Water Heating Control | ENS | Retail Trade | 15.1119
Alternate Scenario | 2033 | Large General | Winter Morning | C&I Curtailment-Turnkey-Water Heating Control | ENS | Services | 24.2
Alternate Scenario | 2033 | Large General | Winter Morning | C&I Curtailment-Turnkey-Other | ENS | Miscellaneous | 2578.1358
Alternate Scenario | 2033 | Large General | Winter Morning | C&I Curtailment-Turnkey-Other | ENS | Retail Trade | 154.5133
Alternate Scenario | 2033 | Large General | Winter Morning | C&I Curtailment-Turnkey-Other | ENS | Services | 247.4357
Alternate Scenario | 2033 | Large General | Winter Morning | C&I Loadshift to BUGs | ENS | Miscellaneous | 12276.4209
Alternate Scenario | 2033 | Large General | Winter Evening | C&I Curtailment-Turnkey-Manual HVAC Control | ENS | Miscellaneous | 4726.235
Alternate Scenario | 2033 | Large General | Winter Evening | C&I Curtailment-Turnkey-Manual HVAC Control | ENS | Retail Trade | 197.0539
Alternate Scenario | 2033 | Large General | Winter Evening | C&I Curtailment-Turnkey-Manual HVAC Control | ENS | Services | 315.5597
Alternate Scenario | 2033 | Large General | Winter Evening | C&I Curtailment-Turnkey-Auto-DR HVAC Control | ENS | Miscellaneous | 732.2725
Alternate Scenario | 2033 | Large General | Winter Evening | C&I Curtailment-Turnkey-Auto-DR HVAC Control | ENS | Retail Trade | 30.5311
Alternate Scenario | 2033 | Large General | Winter Evening | C&I Curtailment-Turnkey-Auto-DR HVAC Control | ENS | Services | 48.8921
Alternate Scenario | 2033 | Large General | Winter Evening | C&I Curtailment-Turnkey-Standard Lighting Control | ENS | Miscellaneous | 2043.0998
Alternate Scenario | 2033 | Large General | Winter Evening | C&I Curtailment-Turnkey-Standard Lighting Control | ENS | Retail Trade | 77.9934
Alternate Scenario | 2033 | Large General | Winter Evening | C&I Curtailment-Turnkey-Standard Lighting Control | ENS | Services | 124.8977
Alternate Scenario | 2033 | Large General | Winter Evening | C&I Curtailment-Turnkey-Water Heating Control | ENS | Miscellaneous | 103.7546
Alternate Scenario | 2033 | Large General | Winter Evening | C&I Curtailment-Turnkey-Water Heating Control | ENS | Retail Trade | 12.9987
Alternate Scenario | 2033 | Large General | Winter Evening | C&I Curtailment-Turnkey-Water Heating Control | ENS | Services | 20.8159
Alternate Scenario | 2033 | Large General | Winter Evening | C&I Curtailment-Turnkey-Other | ENS | Miscellaneous | 2217.6098
Alternate Scenario | 2033 | Large General | Winter Evening | C&I Curtailment-Turnkey-Other | ENS | Retail Trade | 132.9062
Alternate Scenario | 2033 | Large General | Winter Evening | C&I Curtailment-Turnkey-Other | ENS | Services | 212.8343
Alternate Scenario | 2033 | Large General | Winter Evening | C&I Loadshift to BUGs | ENS | Miscellaneous | 10559.6883
Alternate Scenario | 2033 | Medium Industrial | Winter Morning | C&I Curtailment-Turnkey-Manual HVAC Control | ENS | Miscellaneous | 17690.5226
Alternate Scenario | 2033 | Medium Industrial | Winter Morning | C&I Curtailment-Turnkey-Manual HVAC Control | ENS | Offices | 285.3687
Alternate Scenario | 2033 | Medium Industrial | Winter Morning | C&I Curtailment-Turnkey-Manual HVAC Control | ENS | Retail Trade | 3909.0798
Alternate Scenario | 2033 | Medium Industrial | Winter Morning | C&I Curtailment-Turnkey-Manual HVAC Control | ENS | Services | 180.001
Alternate Scenario | 2033 | Medium Industrial | Winter Morning | C&I Curtailment-Turnkey-Auto-DR HVAC Control | ENS | Miscellaneous | 2740.9308
Alternate Scenario | 2033 | Medium Industrial | Winter Morning | C&I Curtailment-Turnkey-Auto-DR HVAC Control | ENS | Offices | 44.2144
Alternate Scenario | 2033 | Medium Industrial | Winter Morning | C&I Curtailment-Turnkey-Auto-DR HVAC Control | ENS | Retail Trade | 605.6642
Alternate Scenario | 2033 | Medium Industrial | Winter Morning | C&I Curtailment-Turnkey-Auto-DR HVAC Control | ENS | Services | 27.889
Alternate Scenario | 2033 | Medium Industrial | Winter Morning | C&I Curtailment-Turnkey-Standard Lighting Control | ENS | Miscellaneous | 5473.7047
Alternate Scenario | 2033 | Medium Industrial | Winter Morning | C&I Curtailment-Turnkey-Standard Lighting Control | ENS | Offices | 37.202
Alternate Scenario | 2033 | Medium Industrial | Winter Morning | C&I Curtailment-Turnkey-Standard Lighting Control | ENS | Retail Trade | 1691.75
Alternate Scenario | 2033 | Medium Industrial | Winter Morning | C&I Curtailment-Turnkey-Standard Lighting Control | ENS | Services | 77.8999
Alternate Scenario | 2033 | Medium Industrial | Winter Morning | C&I Curtailment-Turnkey-Water Heating Control | ENS | Miscellaneous | 462.1345
Alternate Scenario | 2033 | Medium Industrial | Winter Morning | C&I Curtailment-Turnkey-Water Heating Control | ENS | Offices | 2.9487
Alternate Scenario | 2033 | Medium Industrial | Winter Morning | C&I Curtailment-Turnkey-Water Heating Control | ENS | Retail Trade | 233.524
Alternate Scenario | 2033 | Medium Industrial | Winter Morning | C&I Curtailment-Turnkey-Water Heating Control | ENS | Services | 10.7531
Alternate Scenario | 2033 | Medium Industrial | Winter Morning | C&I Curtailment-Turnkey-Other | ENS | Miscellaneous | 7087.0778
Alternate Scenario | 2033 | Medium Industrial | Winter Morning | C&I Curtailment-Turnkey-Other | ENS | Offices | 55.6684
Alternate Scenario | 2033 | Medium Industrial | Winter Morning | C&I Curtailment-Turnkey-Other | ENS | Retail Trade | 2565.143
Alternate Scenario | 2033 | Medium Industrial | Winter Morning | C&I Curtailment-Turnkey-Other | ENS | Services | 118.1169
Alternate Scenario | 2033 | Medium Industrial | Winter Morning | C&I Loadshift to BUGs | ENS | Manufacturing | 2400.037
Alternate Scenario | 2033 | Medium Industrial | Winter Morning | C&I Loadshift to BUGs | ENS | Miscellaneous | 10416.1604
Alternate Scenario | 2033 | Medium Industrial | Winter Evening | C&I Curtailment-Turnkey-Manual HVAC Control | ENS | Miscellaneous | 17112.8227
Alternate Scenario | 2033 | Medium Industrial | Winter Evening | C&I Curtailment-Turnkey-Manual HVAC Control | ENS | Offices | 276.0498
Alternate Scenario | 2033 | Medium Industrial | Winter Evening | C&I Curtailment-Turnkey-Manual HVAC Control | ENS | Retail Trade | 3781.4253
Alternate Scenario | 2033 | Medium Industrial | Winter Evening | C&I Curtailment-Turnkey-Manual HVAC Control | ENS | Services | 174.1229
Alternate Scenario | 2033 | Medium Industrial | Winter Evening | C&I Curtailment-Turnkey-Auto-DR HVAC Control | ENS | Miscellaneous | 2651.4232
Alternate Scenario | 2033 | Medium Industrial | Winter Evening | C&I Curtailment-Turnkey-Auto-DR HVAC Control | ENS | Offices | 42.7705
Alternate Scenario | 2033 | Medium Industrial | Winter Evening | C&I Curtailment-Turnkey-Auto-DR HVAC Control | ENS | Retail Trade | 585.8857
Alternate Scenario | 2033 | Medium Industrial | Winter Evening | C&I Curtailment-Turnkey-Auto-DR HVAC Control | ENS | Services | 26.9782
Alternate Scenario | 2033 | Medium Industrial | Winter Evening | C&I Curtailment-Turnkey-Standard Lighting Control | ENS | Miscellaneous | 5294.956
Alternate Scenario | 2033 | Medium Industrial | Winter Evening | C&I Curtailment-Turnkey-Standard Lighting Control | ENS | Offices | 35.9871
Alternate Scenario | 2033 | Medium Industrial | Winter Evening | C&I Curtailment-Turnkey-Standard Lighting Control | ENS | Retail Trade | 1636.5044
Alternate Scenario | 2033 | Medium Industrial | Winter Evening | C&I Curtailment-Turnkey-Standard Lighting Control | ENS | Services | 75.356
Alternate Scenario | 2033 | Medium Industrial | Winter Evening | C&I Curtailment-Turnkey-Water Heating Control | ENS | Miscellaneous | 447.043
Alternate Scenario | 2033 | Medium Industrial | Winter Evening | C&I Curtailment-Turnkey-Water Heating Control | ENS | Offices | 2.8524
Alternate Scenario | 2033 | Medium Industrial | Winter Evening | C&I Curtailment-Turnkey-Water Heating Control | ENS | Retail Trade | 225.8981
Alternate Scenario | 2033 | Medium Industrial | Winter Evening | C&I Curtailment-Turnkey-Water Heating Control | ENS | Services | 10.4019
Alternate Scenario | 2033 | Medium Industrial | Winter Evening | C&I Curtailment-Turnkey-Other | ENS | Miscellaneous | 6855.643
Alternate Scenario | 2033 | Medium Industrial | Winter Evening | C&I Curtailment-Turnkey-Other | ENS | Offices | 53.8505
Alternate Scenario | 2033 | Medium Industrial | Winter Evening | C&I Curtailment-Turnkey-Other | ENS | Retail Trade | 2481.3759
Alternate Scenario | 2033 | Medium Industrial | Winter Evening | C&I Curtailment-Turnkey-Other | ENS | Services | 114.2597
Alternate Scenario | 2033 | Medium Industrial | Winter Evening | C&I Loadshift to BUGs | ENS | Manufacturing | 2321.6616
Alternate Scenario | 2033 | Medium Industrial | Winter Evening | C&I Loadshift to BUGs | ENS | Miscellaneous | 10076.0114
Alternate Scenario | 2033 | Large Industrial | Winter Morning | C&I Curtailment-Turnkey-Manual HVAC Control | ENS | Miscellaneous | 368.3162
Alternate Scenario | 2033 | Large Industrial | Winter Morning | C&I Curtailment-Turnkey-Auto-DR HVAC Control | ENS | Miscellaneous | 57.0661
Alternate Scenario | 2033 | Large Industrial | Winter Morning | C&I Curtailment-Turnkey-Standard Lighting Control | ENS | Miscellaneous | 159.2191
Alternate Scenario | 2033 | Large Industrial | Winter Morning | C&I Curtailment-Turnkey-Water Heating Control | ENS | Miscellaneous | 8.0856
Alternate Scenario | 2033 | Large Industrial | Winter Morning | C&I Curtailment-Turnkey-Other | ENS | Miscellaneous | 172.8186
Alternate Scenario | 2033 | Large Industrial | Winter Morning | C&I Curtailment-Turnkey-Industrial | ENS | Manufacturing | 33.7288
Alternate Scenario | 2033 | Large Industrial | Winter Evening | C&I Curtailment-Turnkey-Manual HVAC Control | ENS | Miscellaneous | 366.1202
Alternate Scenario | 2033 | Large Industrial | Winter Evening | C&I Curtailment-Turnkey-Auto-DR HVAC Control | ENS | Miscellaneous | 56.7259
Alternate Scenario | 2033 | Large Industrial | Winter Evening | C&I Curtailment-Turnkey-Standard Lighting Control | ENS | Miscellaneous | 158.2698
Alternate Scenario | 2033 | Large Industrial | Winter Evening | C&I Curtailment-Turnkey-Water Heating Control | ENS | Miscellaneous | 8.0374
Alternate Scenario | 2033 | Large Industrial | Winter Evening | C&I Curtailment-Turnkey-Other | ENS | Miscellaneous | 171.7883
Alternate Scenario | 2033 | Large Industrial | Winter Evening | C&I Curtailment-Turnkey-Industrial | ENS | Manufacturing | 33.5277
Alternate Scenario | 2033 | Residential Charitable | Winter Morning | Dynamic Pricing with enabling tech. | ENS | Residential LI | 12745.6608
Alternate Scenario | 2033 | Residential Charitable | Winter Morning | Dynamic Pricing with enabling tech. | ENS | Residential Market Rate | 72795.6868
Alternate Scenario | 2033 | Residential Charitable | Winter Morning | Behavioral DR | ENS | Residential LI | 1520.535
Alternate Scenario | 2033 | Residential Charitable | Winter Morning | Behavioral DR | ENS | Residential Market Rate | 8684.3977
Alternate Scenario | 2033 | Residential Charitable | Winter Evening | Dynamic Pricing with enabling tech. | ENS | Residential LI | 14509.5367
Alternate Scenario | 2033 | Residential Charitable | Winter Evening | Dynamic Pricing with enabling tech. | ENS | Residential Market Rate | 82869.9043
Alternate Scenario | 2033 | Residential Charitable | Winter Evening | Behavioral DR | ENS | Residential LI | 1730.9623
Alternate Scenario | 2033 | Residential Charitable | Winter Evening | Behavioral DR | ENS | Residential Market Rate | 9886.2342
Preferred Plan | 2026 | Small General | Winter Morning | Dynamic Pricing with enabling tech. | ENS | Manufacturing | 14.8143
Preferred Plan | 2026 | Small General | Winter Evening | Dynamic Pricing with enabling tech. | ENS | Manufacturing | 17.2125
Preferred Plan | 2026 | General | Winter Morning | C&I Curtailment-Turnkey-Manual HVAC Control | ENS | Miscellaneous | 2856.2214
Preferred Plan | 2026 | General | Winter Morning | C&I Curtailment-Turnkey-Manual HVAC Control | ENS | Offices | 188.9325
Preferred Plan | 2026 | General | Winter Morning | C&I Curtailment-Turnkey-Manual HVAC Control | ENS | Retail Trade | 670.5931
Preferred Plan | 2026 | General | Winter Morning | C&I Curtailment-Turnkey-Manual HVAC Control | ENS | Services | 433.5164
Preferred Plan | 2026 | General | Winter Morning | C&I Curtailment-Turnkey-Auto-DR HVAC Control | ENS | Miscellaneous | 90.27
Preferred Plan | 2026 | General | Winter Morning | C&I Curtailment-Turnkey-Auto-DR HVAC Control | ENS | Offices | 5.9712
Preferred Plan | 2026 | General | Winter Morning | C&I Curtailment-Turnkey-Auto-DR HVAC Control | ENS | Retail Trade | 21.1939
Preferred Plan | 2026 | General | Winter Morning | C&I Curtailment-Turnkey-Auto-DR HVAC Control | ENS | Services | 13.7011
Preferred Plan | 2026 | General | Winter Morning | C&I Curtailment-Turnkey-Standard Lighting Control | ENS | Miscellaneous | 1199.7191
Preferred Plan | 2026 | General | Winter Morning | C&I Curtailment-Turnkey-Standard Lighting Control | ENS | Offices | 25.1455
Preferred Plan | 2026 | General | Winter Morning | C&I Curtailment-Turnkey-Standard Lighting Control | ENS | Retail Trade | 276.2126
Preferred Plan | 2026 | General | Winter Morning | C&I Curtailment-Turnkey-Standard Lighting Control | ENS | Services | 178.7036
Preferred Plan | 2026 | General | Winter Morning | C&I Curtailment-Turnkey-Water Heating Control | ENS | Miscellaneous | 71.3233
Preferred Plan | 2026 | General | Winter Morning | C&I Curtailment-Turnkey-Water Heating Control | ENS | Offices | 1.918
Preferred Plan | 2026 | General | Winter Morning | C&I Curtailment-Turnkey-Water Heating Control | ENS | Retail Trade | 37.8546
Preferred Plan | 2026 | General | Winter Morning | C&I Curtailment-Turnkey-Water Heating Control | ENS | Services | 24.4553
Preferred Plan | 2026 | General | Winter Morning | C&I Curtailment-Turnkey-Other | ENS | Miscellaneous | 1279.4684
Preferred Plan | 2026 | General | Winter Morning | C&I Curtailment-Turnkey-Other | ENS | Offices | 35.1861
Preferred Plan | 2026 | General | Winter Morning | C&I Curtailment-Turnkey-Other | ENS | Retail Trade | 403.8966
Preferred Plan | 2026 | General | Winter Morning | C&I Curtailment-Turnkey-Other | ENS | Services | 261.0707
Preferred Plan | 2026 | General | Winter Evening | C&I Curtailment-Turnkey-Manual HVAC Control | ENS | Miscellaneous | 3347.4891
Preferred Plan | 2026 | General | Winter Evening | C&I Curtailment-Turnkey-Manual HVAC Control | ENS | Offices | 221.4288
Preferred Plan | 2026 | General | Winter Evening | C&I Curtailment-Turnkey-Manual HVAC Control | ENS | Retail Trade | 785.9346
Preferred Plan | 2026 | General | Winter Evening | C&I Curtailment-Turnkey-Manual HVAC Control | ENS | Services | 508.0809
Preferred Plan | 2026 | General | Winter Evening | C&I Curtailment-Turnkey-Auto-DR HVAC Control | ENS | Miscellaneous | 105.7963
Preferred Plan | 2026 | General | Winter Evening | C&I Curtailment-Turnkey-Auto-DR HVAC Control | ENS | Offices | 6.9982
Preferred Plan | 2026 | General | Winter Evening | C&I Curtailment-Turnkey-Auto-DR HVAC Control | ENS | Retail Trade | 24.8392
Preferred Plan | 2026 | General | Winter Evening | C&I Curtailment-Turnkey-Auto-DR HVAC Control | ENS | Services | 16.0577
Preferred Plan | 2026 | General | Winter Evening | C&I Curtailment-Turnkey-Standard Lighting Control | ENS | Miscellaneous | 1406.0698
Preferred Plan | 2026 | General | Winter Evening | C&I Curtailment-Turnkey-Standard Lighting Control | ENS | Offices | 29.4705
Preferred Plan | 2026 | General | Winter Evening | C&I Curtailment-Turnkey-Standard Lighting Control | ENS | Retail Trade | 323.721
Preferred Plan | 2026 | General | Winter Evening | C&I Curtailment-Turnkey-Standard Lighting Control | ENS | Services | 209.4405
Preferred Plan | 2026 | General | Winter Evening | C&I Curtailment-Turnkey-Water Heating Control | ENS | Miscellaneous | 83.5908
Preferred Plan | 2026 | General | Winter Evening | C&I Curtailment-Turnkey-Water Heating Control | ENS | Offices | 2.2478
Preferred Plan | 2026 | General | Winter Evening | C&I Curtailment-Turnkey-Water Heating Control | ENS | Retail Trade | 44.3656
Preferred Plan | 2026 | General | Winter Evening | C&I Curtailment-Turnkey-Water Heating Control | ENS | Services | 28.6615
Preferred Plan | 2026 | General | Winter Evening | C&I Curtailment-Turnkey-Other | ENS | Miscellaneous | 1499.5358
Preferred Plan | 2026 | General | Winter Evening | C&I Curtailment-Turnkey-Other | ENS | Offices | 41.2381
Preferred Plan | 2026 | General | Winter Evening | C&I Curtailment-Turnkey-Other | ENS | Retail Trade | 473.3664
Preferred Plan | 2026 | General | Winter Evening | C&I Curtailment-Turnkey-Other | ENS | Services | 305.9747
Preferred Plan | 2026 | Large General | Winter Morning | C&I Curtailment-Turnkey-Manual HVAC Control | ENS | Miscellaneous | 2299.2881
Preferred Plan | 2026 | Large General | Winter Morning | C&I Curtailment-Turnkey-Manual HVAC Control | ENS | Retail Trade | 98.7657
Preferred Plan | 2026 | Large General | Winter Morning | C&I Curtailment-Turnkey-Manual HVAC Control | ENS | Services | 158.1621
Preferred Plan | 2026 | Large General | Winter Morning | C&I Curtailment-Turnkey-Auto-DR HVAC Control | ENS | Miscellaneous | 72.6683
Preferred Plan | 2026 | Large General | Winter Morning | C&I Curtailment-Turnkey-Auto-DR HVAC Control | ENS | Retail Trade | 3.1215
Preferred Plan | 2026 | Large General | Winter Morning | C&I Curtailment-Turnkey-Auto-DR HVAC Control | ENS | Services | 4.9987
Preferred Plan | 2026 | Large General | Winter Morning | C&I Curtailment-Turnkey-Standard Lighting Control | ENS | Miscellaneous | 1002.9903
Preferred Plan | 2026 | Large General | Winter Morning | C&I Curtailment-Turnkey-Standard Lighting Control | ENS | Retail Trade | 40.5202
Preferred Plan | 2026 | Large General | Winter Morning | C&I Curtailment-Turnkey-Standard Lighting Control | ENS | Services | 64.8886
Preferred Plan | 2026 | Large General | Winter Morning | C&I Curtailment-Turnkey-Water Heating Control | ENS | Miscellaneous | 46.3139
Preferred Plan | 2026 | Large General | Winter Morning | C&I Curtailment-Turnkey-Water Heating Control | ENS | Retail Trade | 5.5941
Preferred Plan | 2026 | Large General | Winter Morning | C&I Curtailment-Turnkey-Water Heating Control | ENS | Services | 8.9583
Preferred Plan | 2026 | Large General | Winter Morning | C&I Curtailment-Turnkey-Other | ENS | Miscellaneous | 1001.0456
Preferred Plan | 2026 | Large General | Winter Morning | C&I Curtailment-Turnkey-Other | ENS | Retail Trade | 59.5263
Preferred Plan | 2026 | Large General | Winter Morning | C&I Curtailment-Turnkey-Other | ENS | Services | 95.3247
Preferred Plan | 2026 | Large General | Winter Morning | C&I Loadshift to BUGs | ENS | Miscellaneous | 15475.4319
Preferred Plan | 2026 | Large General | Winter Evening | C&I Curtailment-Turnkey-Manual HVAC Control | ENS | Miscellaneous | 1979.7199
Preferred Plan | 2026 | Large General | Winter Evening | C&I Curtailment-Turnkey-Manual HVAC Control | ENS | Retail Trade | 85.0387
Preferred Plan | 2026 | Large General | Winter Evening | C&I Curtailment-Turnkey-Manual HVAC Control | ENS | Services | 136.1799
Preferred Plan | 2026 | Large General | Winter Evening | C&I Curtailment-Turnkey-Auto-DR HVAC Control | ENS | Miscellaneous | 62.5684
Preferred Plan | 2026 | Large General | Winter Evening | C&I Curtailment-Turnkey-Auto-DR HVAC Control | ENS | Retail Trade | 2.6876
Preferred Plan | 2026 | Large General | Winter Evening | C&I Curtailment-Turnkey-Auto-DR HVAC Control | ENS | Services | 4.3039
Preferred Plan | 2026 | Large General | Winter Evening | C&I Curtailment-Turnkey-Standard Lighting Control | ENS | Miscellaneous | 863.589
Preferred Plan | 2026 | Large General | Winter Evening | C&I Curtailment-Turnkey-Standard Lighting Control | ENS | Retail Trade | 34.8885
Preferred Plan | 2026 | Large General | Winter Evening | C&I Curtailment-Turnkey-Standard Lighting Control | ENS | Services | 55.87
Preferred Plan | 2026 | Large General | Winter Evening | C&I Curtailment-Turnkey-Water Heating Control | ENS | Miscellaneous | 39.877
Preferred Plan | 2026 | Large General | Winter Evening | C&I Curtailment-Turnkey-Water Heating Control | ENS | Retail Trade | 4.8166
Preferred Plan | 2026 | Large General | Winter Evening | C&I Curtailment-Turnkey-Water Heating Control | ENS | Services | 7.7132
Preferred Plan | 2026 | Large General | Winter Evening | C&I Curtailment-Turnkey-Other | ENS | Miscellaneous | 861.9146
Preferred Plan | 2026 | Large General | Winter Evening | C&I Curtailment-Turnkey-Other | ENS | Retail Trade | 51.253
Preferred Plan | 2026 | Large General | Winter Evening | C&I Curtailment-Turnkey-Other | ENS | Services | 82.0759
Preferred Plan | 2026 | Large General | Winter Evening | C&I Loadshift to BUGs | ENS | Miscellaneous | 13324.5681
Preferred Plan | 2026 | Medium Industrial | Winter Morning | C&I Curtailment-Turnkey-Manual HVAC Control | ENS | Miscellaneous | 7345.9628
Preferred Plan | 2026 | Medium Industrial | Winter Morning | C&I Curtailment-Turnkey-Manual HVAC Control | ENS | Offices | 115.819
Preferred Plan | 2026 | Medium Industrial | Winter Morning | C&I Curtailment-Turnkey-Manual HVAC Control | ENS | Retail Trade | 1659.2819
Preferred Plan | 2026 | Medium Industrial | Winter Morning | C&I Curtailment-Turnkey-Manual HVAC Control | ENS | Services | 76.4048
Preferred Plan | 2026 | Medium Industrial | Winter Morning | C&I Curtailment-Turnkey-Auto-DR HVAC Control | ENS | Miscellaneous | 232.1668
Preferred Plan | 2026 | Medium Industrial | Winter Morning | C&I Curtailment-Turnkey-Auto-DR HVAC Control | ENS | Offices | 3.6604
Preferred Plan | 2026 | Medium Industrial | Winter Morning | C&I Curtailment-Turnkey-Auto-DR HVAC Control | ENS | Retail Trade | 52.4411
Preferred Plan | 2026 | Medium Industrial | Winter Morning | C&I Curtailment-Turnkey-Auto-DR HVAC Control | ENS | Services | 2.4147
Preferred Plan | 2026 | Medium Industrial | Winter Morning | C&I Curtailment-Turnkey-Standard Lighting Control | ENS | Miscellaneous | 2337.9732
Preferred Plan | 2026 | Medium Industrial | Winter Morning | C&I Curtailment-Turnkey-Standard Lighting Control | ENS | Offices | 16.2212
Preferred Plan | 2026 | Medium Industrial | Winter Morning | C&I Curtailment-Turnkey-Standard Lighting Control | ENS | Retail Trade | 718.4636
Preferred Plan | 2026 | Medium Industrial | Winter Morning | C&I Curtailment-Turnkey-Standard Lighting Control | ENS | Services | 33.083
Preferred Plan | 2026 | Medium Industrial | Winter Morning | C&I Curtailment-Turnkey-Water Heating Control | ENS | Miscellaneous | 175.3953
Preferred Plan | 2026 | Medium Industrial | Winter Morning | C&I Curtailment-Turnkey-Water Heating Control | ENS | Offices | 1.1492
Preferred Plan | 2026 | Medium Industrial | Winter Morning | C&I Curtailment-Turnkey-Water Heating Control | ENS | Retail Trade | 89.5696
Preferred Plan | 2026 | Medium Industrial | Winter Morning | C&I Curtailment-Turnkey-Water Heating Control | ENS | Services | 4.1244
Preferred Plan | 2026 | Medium Industrial | Winter Morning | C&I Curtailment-Turnkey-Other | ENS | Miscellaneous | 2734.9636
Preferred Plan | 2026 | Medium Industrial | Winter Morning | C&I Curtailment-Turnkey-Other | ENS | Offices | 21.6728
Preferred Plan | 2026 | Medium Industrial | Winter Morning | C&I Curtailment-Turnkey-Other | ENS | Retail Trade | 990.666
Preferred Plan | 2026 | Medium Industrial | Winter Morning | C&I Curtailment-Turnkey-Other | ENS | Services | 45.6171
Preferred Plan | 2026 | Medium Industrial | Winter Morning | C&I Loadshift to BUGs | ENS | Manufacturing | 2926.3762
Preferred Plan | 2026 | Medium Industrial | Winter Morning | C&I Loadshift to BUGs | ENS | Miscellaneous | 12700.4729
Preferred Plan | 2026 | Medium Industrial | Winter Evening | C&I Curtailment-Turnkey-Manual HVAC Control | ENS | Miscellaneous | 7113.13
Preferred Plan | 2026 | Medium Industrial | Winter Evening | C&I Curtailment-Turnkey-Manual HVAC Control | ENS | Offices | 112.1481
Preferred Plan | 2026 | Medium Industrial | Winter Evening | C&I Curtailment-Turnkey-Manual HVAC Control | ENS | Retail Trade | 1606.6904
Preferred Plan | 2026 | Medium Industrial | Winter Evening | C&I Curtailment-Turnkey-Manual HVAC Control | ENS | Services | 73.9831
Preferred Plan | 2026 | Medium Industrial | Winter Evening | C&I Curtailment-Turnkey-Auto-DR HVAC Control | ENS | Miscellaneous | 224.8082
Preferred Plan | 2026 | Medium Industrial | Winter Evening | C&I Curtailment-Turnkey-Auto-DR HVAC Control | ENS | Offices | 3.5444
Preferred Plan | 2026 | Medium Industrial | Winter Evening | C&I Curtailment-Turnkey-Auto-DR HVAC Control | ENS | Retail Trade | 50.7789
Preferred Plan | 2026 | Medium Industrial | Winter Evening | C&I Curtailment-Turnkey-Auto-DR HVAC Control | ENS | Services | 2.3382
Preferred Plan | 2026 | Medium Industrial | Winter Evening | C&I Curtailment-Turnkey-Standard Lighting Control | ENS | Miscellaneous | 2263.8704
Preferred Plan | 2026 | Medium Industrial | Winter Evening | C&I Curtailment-Turnkey-Standard Lighting Control | ENS | Offices | 15.707
Preferred Plan | 2026 | Medium Industrial | Winter Evening | C&I Curtailment-Turnkey-Standard Lighting Control | ENS | Retail Trade | 695.6917
Preferred Plan | 2026 | Medium Industrial | Winter Evening | C&I Curtailment-Turnkey-Standard Lighting Control | ENS | Services | 32.0344
Preferred Plan | 2026 | Medium Industrial | Winter Evening | C&I Curtailment-Turnkey-Water Heating Control | ENS | Miscellaneous | 169.8361
Preferred Plan | 2026 | Medium Industrial | Winter Evening | C&I Curtailment-Turnkey-Water Heating Control | ENS | Offices | 1.1128
Preferred Plan | 2026 | Medium Industrial | Winter Evening | C&I Curtailment-Turnkey-Water Heating Control | ENS | Retail Trade | 86.7307
Preferred Plan | 2026 | Medium Industrial | Winter Evening | C&I Curtailment-Turnkey-Water Heating Control | ENS | Services | 3.9937
Preferred Plan | 2026 | Medium Industrial | Winter Evening | C&I Curtailment-Turnkey-Other | ENS | Miscellaneous | 2648.278
Preferred Plan | 2026 | Medium Industrial | Winter Evening | C&I Curtailment-Turnkey-Other | ENS | Offices | 20.9859
Preferred Plan | 2026 | Medium Industrial | Winter Evening | C&I Curtailment-Turnkey-Other | ENS | Retail Trade | 959.2665
Preferred Plan | 2026 | Medium Industrial | Winter Evening | C&I Curtailment-Turnkey-Other | ENS | Services | 44.1713
Preferred Plan | 2026 | Medium Industrial | Winter Evening | C&I Loadshift to BUGs | ENS | Manufacturing | 2833.6238
Preferred Plan | 2026 | Medium Industrial | Winter Evening | C&I Loadshift to BUGs | ENS | Miscellaneous | 12297.9271
Preferred Plan | 2026 | Large Industrial | Winter Morning | C&I Curtailment-Turnkey-Manual HVAC Control | ENS | Miscellaneous | 154.5391
Preferred Plan | 2026 | Large Industrial | Winter Morning | C&I Curtailment-Turnkey-Auto-DR HVAC Control | ENS | Miscellaneous | 4.8842
Preferred Plan | 2026 | Large Industrial | Winter Morning | C&I Curtailment-Turnkey-Standard Lighting Control | ENS | Miscellaneous | 67.4127
Preferred Plan | 2026 | Large Industrial | Winter Morning | C&I Curtailment-Turnkey-Water Heating Control | ENS | Miscellaneous | 3.1128
Preferred Plan | 2026 | Large Industrial | Winter Morning | C&I Curtailment-Turnkey-Other | ENS | Miscellaneous | 67.282
Preferred Plan | 2026 | Large Industrial | Winter Morning | C&I Curtailment-Turnkey-Industrial | ENS | Manufacturing | 13.43
Preferred Plan | 2026 | Large Industrial | Winter Evening | C&I Curtailment-Turnkey-Manual HVAC Control | ENS | Miscellaneous | 153.7702
Preferred Plan | 2026 | Large Industrial | Winter Evening | C&I Curtailment-Turnkey-Auto-DR HVAC Control | ENS | Miscellaneous | 4.8599
Preferred Plan | 2026 | Large Industrial | Winter Evening | C&I Curtailment-Turnkey-Standard Lighting Control | ENS | Miscellaneous | 67.0773
Preferred Plan | 2026 | Large Industrial | Winter Evening | C&I Curtailment-Turnkey-Water Heating Control | ENS | Miscellaneous | 3.0974
Preferred Plan | 2026 | Large Industrial | Winter Evening | C&I Curtailment-Turnkey-Other | ENS | Miscellaneous | 66.9473
Preferred Plan | 2026 | Large Industrial | Winter Evening | C&I Curtailment-Turnkey-Industrial | ENS | Manufacturing | 13.3632
Preferred Plan | 2026 | Residential Charitable | Winter Morning | DLC-Switch-Water Heating | ENS | Residential LI | 203.766
Preferred Plan | 2026 | Residential Charitable | Winter Morning | DLC-Switch-Water Heating | ENS | Residential Market Rate | 2327.5824
Preferred Plan | 2026 | Residential Charitable | Winter Morning | DLC-Thermostat-BYOT-Central Heat Pump | ENS | Residential LI | 101.6332
Preferred Plan | 2026 | Residential Charitable | Winter Morning | DLC-Thermostat-BYOT-Central Heat Pump | ENS | Residential Market Rate | 621.9308
Preferred Plan | 2026 | Residential Charitable | Winter Morning | DLC-Thermostat-DI-Baseboard Heating | ENS | Residential LI | 520.3711
Preferred Plan | 2026 | Residential Charitable | Winter Morning | DLC-Thermostat-DI-Baseboard Heating | ENS | Residential Market Rate | 4953.4209
Preferred Plan | 2026 | Residential Charitable | Winter Morning | DLC-Thermostat-BYOT-Baseboard Heating | ENS | Residential LI | 60.8348
Preferred Plan | 2026 | Residential Charitable | Winter Morning | DLC-Thermostat-BYOT-Baseboard Heating | ENS | Residential Market Rate | 579.0873
Preferred Plan | 2026 | Residential Charitable | Winter Morning | DLC-Thermostat-DI-MSHP | ENS | Residential LI | 301.4069
Preferred Plan | 2026 | Residential Charitable | Winter Morning | DLC-Thermostat-DI-MSHP | ENS | Residential Market Rate | 2869.0969
Preferred Plan | 2026 | Residential Charitable | Winter Morning | DLC-Thermostat-BYOT-MSHP | ENS | Residential LI | 27.2525
Preferred Plan | 2026 | Residential Charitable | Winter Morning | DLC-Thermostat-BYOT-MSHP | ENS | Residential Market Rate | 259.4169
Preferred Plan | 2026 | Residential Charitable | Winter Morning | Dynamic Pricing with enabling tech. | ENS | Residential LI | 412.9117
Preferred Plan | 2026 | Residential Charitable | Winter Morning | Dynamic Pricing with enabling tech. | ENS | Residential Market Rate | 2342.632
Preferred Plan | 2026 | Residential Charitable | Winter Morning | Dynamic Pricing w/o enabling tech. | ENS | Residential LI | 7350.7738
Preferred Plan | 2026 | Residential Charitable | Winter Morning | Dynamic Pricing w/o enabling tech. | ENS | Residential Market Rate | 41704.2116
Preferred Plan | 2026 | Residential Charitable | Winter Morning | BTM Battery Control-BYOB | ENS | Residential Market Rate | 110.8483
Preferred Plan | 2026 | Residential Charitable | Winter Morning | Behavioral DR | ENS | Residential LI | 219.8061
Preferred Plan | 2026 | Residential Charitable | Winter Morning | Behavioral DR | ENS | Residential Market Rate | 1251.8256
Preferred Plan | 2026 | Residential Charitable | Winter Evening | DLC-Switch-Water Heating | ENS | Residential LI | 111.2153
Preferred Plan | 2026 | Residential Charitable | Winter Evening | DLC-Switch-Water Heating | ENS | Residential Market Rate | 1270.392
Preferred Plan | 2026 | Residential Charitable | Winter Evening | DLC-Thermostat-BYOT-Central Heat Pump | ENS | Residential LI | 72.5186
Preferred Plan | 2026 | Residential Charitable | Winter Evening | DLC-Thermostat-BYOT-Central Heat Pump | ENS | Residential Market Rate | 443.768
Preferred Plan | 2026 | Residential Charitable | Winter Evening | DLC-Thermostat-DI-Baseboard Heating | ENS | Residential LI | 371.3019
Preferred Plan | 2026 | Residential Charitable | Winter Evening | DLC-Thermostat-DI-Baseboard Heating | ENS | Residential Market Rate | 3534.4283
Preferred Plan | 2026 | Residential Charitable | Winter Evening | DLC-Thermostat-BYOT-Baseboard Heating | ENS | Residential LI | 43.4076
Preferred Plan | 2026 | Residential Charitable | Winter Evening | DLC-Thermostat-BYOT-Baseboard Heating | ENS | Residential Market Rate | 413.1977
Preferred Plan | 2026 | Residential Charitable | Winter Evening | DLC-Thermostat-DI-MSHP | ENS | Residential LI | 215.0637
Preferred Plan | 2026 | Residential Charitable | Winter Evening | DLC-Thermostat-DI-MSHP | ENS | Residential Market Rate | 2047.1948
Preferred Plan | 2026 | Residential Charitable | Winter Evening | DLC-Thermostat-BYOT-MSHP | ENS | Residential LI | 19.4455
Preferred Plan | 2026 | Residential Charitable | Winter Evening | DLC-Thermostat-BYOT-MSHP | ENS | Residential Market Rate | 185.1025
Preferred Plan | 2026 | Residential Charitable | Winter Evening | Dynamic Pricing with enabling tech. | ENS | Residential LI | 470.5215
Preferred Plan | 2026 | Residential Charitable | Winter Evening | Dynamic Pricing with enabling tech. | ENS | Residential Market Rate | 2669.4777
Preferred Plan | 2026 | Residential Charitable | Winter Evening | Dynamic Pricing w/o enabling tech. | ENS | Residential LI | 8376.359
Preferred Plan | 2026 | Residential Charitable | Winter Evening | Dynamic Pricing w/o enabling tech. | ENS | Residential Market Rate | 47522.8128
Preferred Plan | 2026 | Residential Charitable | Winter Evening | BTM Battery Control-BYOB | ENS | Residential Market Rate | 354.6231
Preferred Plan | 2026 | Residential Charitable | Winter Evening | Behavioral DR | ENS | Residential LI | 250.4736
Preferred Plan | 2026 | Residential Charitable | Winter Evening | Behavioral DR | ENS | Residential Market Rate | 1426.4812
Preferred Plan | 2026 | EV Res LDV | Winter Evening | EV Charging Control | ENS | EV | 83.1346
Preferred Plan | 2026 | EV Com LDV | Winter Evening | EV Charging Control | ENS | EV | 29.1056
Preferred Plan | 2027 | Small General | Winter Morning | Dynamic Pricing with enabling tech. | ENS | Manufacturing | 16.6161
Preferred Plan | 2027 | Small General | Winter Evening | Dynamic Pricing with enabling tech. | ENS | Manufacturing | 19.165
Preferred Plan | 2027 | General | Winter Morning | C&I Curtailment-Turnkey-Manual HVAC Control | ENS | Miscellaneous | 3340.6578
Preferred Plan | 2027 | General | Winter Morning | C&I Curtailment-Turnkey-Manual HVAC Control | ENS | Offices | 222.8186
Preferred Plan | 2027 | General | Winter Morning | C&I Curtailment-Turnkey-Manual HVAC Control | ENS | Retail Trade | 780.9988
Preferred Plan | 2027 | General | Winter Morning | C&I Curtailment-Turnkey-Manual HVAC Control | ENS | Services | 504.9005
Preferred Plan | 2027 | General | Winter Morning | C&I Curtailment-Turnkey-Auto-DR HVAC Control | ENS | Miscellaneous | 132.6042
Preferred Plan | 2027 | General | Winter Morning | C&I Curtailment-Turnkey-Auto-DR HVAC Control | ENS | Offices | 8.8446
Preferred Plan | 2027 | General | Winter Morning | C&I Curtailment-Turnkey-Auto-DR HVAC Control | ENS | Retail Trade | 31.001
Preferred Plan | 2027 | General | Winter Morning | C&I Curtailment-Turnkey-Auto-DR HVAC Control | ENS | Services | 20.0415
Preferred Plan | 2027 | General | Winter Morning | C&I Curtailment-Turnkey-Standard Lighting Control | ENS | Miscellaneous | 1393.1587
Preferred Plan | 2027 | General | Winter Morning | C&I Curtailment-Turnkey-Standard Lighting Control | ENS | Offices | 28.7456
Preferred Plan | 2027 | General | Winter Morning | C&I Curtailment-Turnkey-Standard Lighting Control | ENS | Retail Trade | 317.5025
Preferred Plan | 2027 | General | Winter Morning | C&I Curtailment-Turnkey-Standard Lighting Control | ENS | Services | 205.4468
Preferred Plan | 2027 | General | Winter Morning | C&I Curtailment-Turnkey-Water Heating Control | ENS | Miscellaneous | 85.3819
Preferred Plan | 2027 | General | Winter Morning | C&I Curtailment-Turnkey-Water Heating Control | ENS | Offices | 2.2885
Preferred Plan | 2027 | General | Winter Morning | C&I Curtailment-Turnkey-Water Heating Control | ENS | Retail Trade | 45.4771
Preferred Plan | 2027 | General | Winter Morning | C&I Curtailment-Turnkey-Water Heating Control | ENS | Services | 29.3762
Preferred Plan | 2027 | General | Winter Morning | C&I Curtailment-Turnkey-Other | ENS | Miscellaneous | 1522.9113
Preferred Plan | 2027 | General | Winter Morning | C&I Curtailment-Turnkey-Other | ENS | Offices | 41.7775
Preferred Plan | 2027 | General | Winter Morning | C&I Curtailment-Turnkey-Other | ENS | Retail Trade | 481.1689
Preferred Plan | 2027 | General | Winter Morning | C&I Curtailment-Turnkey-Other | ENS | Services | 311.0117
Preferred Plan | 2027 | General | Winter Evening | C&I Curtailment-Turnkey-Manual HVAC Control | ENS | Miscellaneous | 3886.6542
Preferred Plan | 2027 | General | Winter Evening | C&I Curtailment-Turnkey-Manual HVAC Control | ENS | Offices | 259.236
Preferred Plan | 2027 | General | Winter Evening | C&I Curtailment-Turnkey-Manual HVAC Control | ENS | Retail Trade | 908.6451
Preferred Plan | 2027 | General | Winter Evening | C&I Curtailment-Turnkey-Manual HVAC Control | ENS | Services | 587.4213
Preferred Plan | 2027 | General | Winter Evening | C&I Curtailment-Turnkey-Auto-DR HVAC Control | ENS | Miscellaneous | 154.277
Preferred Plan | 2027 | General | Winter Evening | C&I Curtailment-Turnkey-Auto-DR HVAC Control | ENS | Offices | 10.2901
Preferred Plan | 2027 | General | Winter Evening | C&I Curtailment-Turnkey-Auto-DR HVAC Control | ENS | Retail Trade | 36.0678
Preferred Plan | 2027 | General | Winter Evening | C&I Curtailment-Turnkey-Auto-DR HVAC Control | ENS | Services | 23.3171
Preferred Plan | 2027 | General | Winter Evening | C&I Curtailment-Turnkey-Standard Lighting Control | ENS | Miscellaneous | 1620.8562
Preferred Plan | 2027 | General | Winter Evening | C&I Curtailment-Turnkey-Standard Lighting Control | ENS | Offices | 33.4438
Preferred Plan | 2027 | General | Winter Evening | C&I Curtailment-Turnkey-Standard Lighting Control | ENS | Retail Trade | 369.395
Preferred Plan | 2027 | General | Winter Evening | C&I Curtailment-Turnkey-Standard Lighting Control | ENS | Services | 239.0249
Preferred Plan | 2027 | General | Winter Evening | C&I Curtailment-Turnkey-Water Heating Control | ENS | Miscellaneous | 99.3368
Preferred Plan | 2027 | General | Winter Evening | C&I Curtailment-Turnkey-Water Heating Control | ENS | Offices | 2.6625
Preferred Plan | 2027 | General | Winter Evening | C&I Curtailment-Turnkey-Water Heating Control | ENS | Retail Trade | 52.9099
Preferred Plan | 2027 | General | Winter Evening | C&I Curtailment-Turnkey-Water Heating Control | ENS | Services | 34.1775
Preferred Plan | 2027 | General | Winter Evening | C&I Curtailment-Turnkey-Other | ENS | Miscellaneous | 1771.8156
Preferred Plan | 2027 | General | Winter Evening | C&I Curtailment-Turnkey-Other | ENS | Offices | 48.6056
Preferred Plan | 2027 | General | Winter Evening | C&I Curtailment-Turnkey-Other | ENS | Retail Trade | 559.8111
Preferred Plan | 2027 | General | Winter Evening | C&I Curtailment-Turnkey-Other | ENS | Services | 361.8433
Preferred Plan | 2027 | Large General | Winter Morning | C&I Curtailment-Turnkey-Manual HVAC Control | ENS | Miscellaneous | 2689.5424
Preferred Plan | 2027 | Large General | Winter Morning | C&I Curtailment-Turnkey-Manual HVAC Control | ENS | Retail Trade | 114.8301
Preferred Plan | 2027 | Large General | Winter Morning | C&I Curtailment-Turnkey-Manual HVAC Control | ENS | Services | 183.8875
Preferred Plan | 2027 | Large General | Winter Morning | C&I Curtailment-Turnkey-Auto-DR HVAC Control | ENS | Miscellaneous | 106.7588
Preferred Plan | 2027 | Large General | Winter Morning | C&I Curtailment-Turnkey-Auto-DR HVAC Control | ENS | Retail Trade | 4.5581
Preferred Plan | 2027 | Large General | Winter Morning | C&I Curtailment-Turnkey-Auto-DR HVAC Control | ENS | Services | 7.2992
Preferred Plan | 2027 | Large General | Winter Morning | C&I Curtailment-Turnkey-Standard Lighting Control | ENS | Miscellaneous | 1164.6324
Preferred Plan | 2027 | Large General | Winter Morning | C&I Curtailment-Turnkey-Standard Lighting Control | ENS | Retail Trade | 46.4693
Preferred Plan | 2027 | Large General | Winter Morning | C&I Curtailment-Turnkey-Standard Lighting Control | ENS | Services | 74.4154
Preferred Plan | 2027 | Large General | Winter Morning | C&I Curtailment-Turnkey-Water Heating Control | ENS | Miscellaneous | 55.1017
Preferred Plan | 2027 | Large General | Winter Morning | C&I Curtailment-Turnkey-Water Heating Control | ENS | Retail Trade | 6.7136
Preferred Plan | 2027 | Large General | Winter Morning | C&I Curtailment-Turnkey-Water Heating Control | ENS | Services | 10.751
Preferred Plan | 2027 | Large General | Winter Morning | C&I Curtailment-Turnkey-Other | ENS | Miscellaneous | 1188.8914
Preferred Plan | 2027 | Large General | Winter Morning | C&I Curtailment-Turnkey-Other | ENS | Retail Trade | 70.8083
Preferred Plan | 2027 | Large General | Winter Morning | C&I Curtailment-Turnkey-Other | ENS | Services | 113.3915
Preferred Plan | 2027 | Large General | Winter Morning | C&I Loadshift to BUGs | ENS | Miscellaneous | 10424.4574
Preferred Plan | 2027 | Large General | Winter Evening | C&I Curtailment-Turnkey-Manual HVAC Control | ENS | Miscellaneous | 2298.8221
Preferred Plan | 2027 | Large General | Winter Evening | C&I Curtailment-Turnkey-Manual HVAC Control | ENS | Retail Trade | 98.1483
Preferred Plan | 2027 | Large General | Winter Evening | C&I Curtailment-Turnkey-Manual HVAC Control | ENS | Services | 157.1735
Preferred Plan | 2027 | Large General | Winter Evening | C&I Curtailment-Turnkey-Auto-DR HVAC Control | ENS | Miscellaneous | 91.2495
Preferred Plan | 2027 | Large General | Winter Evening | C&I Curtailment-Turnkey-Auto-DR HVAC Control | ENS | Retail Trade | 3.8959
Preferred Plan | 2027 | Large General | Winter Evening | C&I Curtailment-Turnkey-Auto-DR HVAC Control | ENS | Services | 6.2388
Preferred Plan | 2027 | Large General | Winter Evening | C&I Curtailment-Turnkey-Standard Lighting Control | ENS | Miscellaneous | 995.4417
Preferred Plan | 2027 | Large General | Winter Evening | C&I Curtailment-Turnkey-Standard Lighting Control | ENS | Retail Trade | 39.7185
Preferred Plan | 2027 | Large General | Winter Evening | C&I Curtailment-Turnkey-Standard Lighting Control | ENS | Services | 63.6048
Preferred Plan | 2027 | Large General | Winter Evening | C&I Curtailment-Turnkey-Water Heating Control | ENS | Miscellaneous | 47.0969
Preferred Plan | 2027 | Large General | Winter Evening | C&I Curtailment-Turnkey-Water Heating Control | ENS | Retail Trade | 5.7383
Preferred Plan | 2027 | Large General | Winter Evening | C&I Curtailment-Turnkey-Water Heating Control | ENS | Services | 9.1892
Preferred Plan | 2027 | Large General | Winter Evening | C&I Curtailment-Turnkey-Other | ENS | Miscellaneous | 1016.1765
Preferred Plan | 2027 | Large General | Winter Evening | C&I Curtailment-Turnkey-Other | ENS | Retail Trade | 60.5217
Preferred Plan | 2027 | Large General | Winter Evening | C&I Curtailment-Turnkey-Other | ENS | Services | 96.9187
Preferred Plan | 2027 | Large General | Winter Evening | C&I Loadshift to BUGs | ENS | Miscellaneous | 8910.0559
Preferred Plan | 2027 | Medium Industrial | Winter Morning | C&I Curtailment-Turnkey-Manual HVAC Control | ENS | Miscellaneous | 8597.2189
Preferred Plan | 2027 | Medium Industrial | Winter Morning | C&I Curtailment-Turnkey-Manual HVAC Control | ENS | Offices | 136.234
Preferred Plan | 2027 | Medium Industrial | Winter Morning | C&I Curtailment-Turnkey-Manual HVAC Control | ENS | Retail Trade | 1931.9857
Preferred Plan | 2027 | Medium Industrial | Winter Morning | C&I Curtailment-Turnkey-Manual HVAC Control | ENS | Services | 88.962
Preferred Plan | 2027 | Medium Industrial | Winter Morning | C&I Curtailment-Turnkey-Auto-DR HVAC Control | ENS | Miscellaneous | 341.2583
Preferred Plan | 2027 | Medium Industrial | Winter Morning | C&I Curtailment-Turnkey-Auto-DR HVAC Control | ENS | Offices | 5.4077
Preferred Plan | 2027 | Medium Industrial | Winter Morning | C&I Curtailment-Turnkey-Auto-DR HVAC Control | ENS | Retail Trade | 76.6883
Preferred Plan | 2027 | Medium Industrial | Winter Morning | C&I Curtailment-Turnkey-Auto-DR HVAC Control | ENS | Services | 3.5313
Preferred Plan | 2027 | Medium Industrial | Winter Morning | C&I Curtailment-Turnkey-Standard Lighting Control | ENS | Miscellaneous | 2703.3908
Preferred Plan | 2027 | Medium Industrial | Winter Morning | C&I Curtailment-Turnkey-Standard Lighting Control | ENS | Offices | 18.6623
Preferred Plan | 2027 | Medium Industrial | Winter Morning | C&I Curtailment-Turnkey-Standard Lighting Control | ENS | Retail Trade | 832.172
Preferred Plan | 2027 | Medium Industrial | Winter Morning | C&I Curtailment-Turnkey-Standard Lighting Control | ENS | Services | 38.3189
Preferred Plan | 2027 | Medium Industrial | Winter Morning | C&I Curtailment-Turnkey-Water Heating Control | ENS | Miscellaneous | 209.1882
Preferred Plan | 2027 | Medium Industrial | Winter Morning | C&I Curtailment-Turnkey-Water Heating Control | ENS | Offices | 1.3612
Preferred Plan | 2027 | Medium Industrial | Winter Morning | C&I Curtailment-Turnkey-Water Heating Control | ENS | Retail Trade | 106.5569
Preferred Plan | 2027 | Medium Industrial | Winter Morning | C&I Curtailment-Turnkey-Water Heating Control | ENS | Services | 4.9066
Preferred Plan | 2027 | Medium Industrial | Winter Morning | C&I Curtailment-Turnkey-Other | ENS | Miscellaneous | 3249.0592
Preferred Plan | 2027 | Medium Industrial | Winter Morning | C&I Curtailment-Turnkey-Other | ENS | Offices | 25.6901
Preferred Plan | 2027 | Medium Industrial | Winter Morning | C&I Curtailment-Turnkey-Other | ENS | Retail Trade | 1176.6614
Preferred Plan | 2027 | Medium Industrial | Winter Morning | C&I Curtailment-Turnkey-Other | ENS | Services | 54.1816
Preferred Plan | 2027 | Medium Industrial | Winter Morning | C&I Loadshift to BUGs | ENS | Manufacturing | 1973.2026
Preferred Plan | 2027 | Medium Industrial | Winter Morning | C&I Loadshift to BUGs | ENS | Miscellaneous | 8563.6994
Preferred Plan | 2027 | Medium Industrial | Winter Evening | C&I Curtailment-Turnkey-Manual HVAC Control | ENS | Miscellaneous | 8263.9297
Preferred Plan | 2027 | Medium Industrial | Winter Evening | C&I Curtailment-Turnkey-Manual HVAC Control | ENS | Offices | 130.9526
Preferred Plan | 2027 | Medium Industrial | Winter Evening | C&I Curtailment-Turnkey-Manual HVAC Control | ENS | Retail Trade | 1857.0883
Preferred Plan | 2027 | Medium Industrial | Winter Evening | C&I Curtailment-Turnkey-Manual HVAC Control | ENS | Services | 85.5132
Preferred Plan | 2027 | Medium Industrial | Winter Evening | C&I Curtailment-Turnkey-Auto-DR HVAC Control | ENS | Miscellaneous | 328.0287
Preferred Plan | 2027 | Medium Industrial | Winter Evening | C&I Curtailment-Turnkey-Auto-DR HVAC Control | ENS | Offices | 5.198
Preferred Plan | 2027 | Medium Industrial | Winter Evening | C&I Curtailment-Turnkey-Auto-DR HVAC Control | ENS | Retail Trade | 73.7153
Preferred Plan | 2027 | Medium Industrial | Winter Evening | C&I Curtailment-Turnkey-Auto-DR HVAC Control | ENS | Services | 3.3944
Preferred Plan | 2027 | Medium Industrial | Winter Evening | C&I Curtailment-Turnkey-Standard Lighting Control | ENS | Miscellaneous | 2598.5882
Preferred Plan | 2027 | Medium Industrial | Winter Evening | C&I Curtailment-Turnkey-Standard Lighting Control | ENS | Offices | 17.9388
Preferred Plan | 2027 | Medium Industrial | Winter Evening | C&I Curtailment-Turnkey-Standard Lighting Control | ENS | Retail Trade | 799.9111
Preferred Plan | 2027 | Medium Industrial | Winter Evening | C&I Curtailment-Turnkey-Standard Lighting Control | ENS | Services | 36.8334
Preferred Plan | 2027 | Medium Industrial | Winter Evening | C&I Curtailment-Turnkey-Water Heating Control | ENS | Miscellaneous | 201.0785
Preferred Plan | 2027 | Medium Industrial | Winter Evening | C&I Curtailment-Turnkey-Water Heating Control | ENS | Offices | 1.3085
Preferred Plan | 2027 | Medium Industrial | Winter Evening | C&I Curtailment-Turnkey-Water Heating Control | ENS | Retail Trade | 102.426
Preferred Plan | 2027 | Medium Industrial | Winter Evening | C&I Curtailment-Turnkey-Water Heating Control | ENS | Services | 4.7164
Preferred Plan | 2027 | Medium Industrial | Winter Evening | C&I Curtailment-Turnkey-Other | ENS | Miscellaneous | 3123.1026
Preferred Plan | 2027 | Medium Industrial | Winter Evening | C&I Curtailment-Turnkey-Other | ENS | Offices | 24.6942
Preferred Plan | 2027 | Medium Industrial | Winter Evening | C&I Curtailment-Turnkey-Other | ENS | Retail Trade | 1131.0457
Preferred Plan | 2027 | Medium Industrial | Winter Evening | C&I Curtailment-Turnkey-Other | ENS | Services | 52.0812
Preferred Plan | 2027 | Medium Industrial | Winter Evening | C&I Loadshift to BUGs | ENS | Manufacturing | 1896.7073
Preferred Plan | 2027 | Medium Industrial | Winter Evening | C&I Loadshift to BUGs | ENS | Miscellaneous | 8231.7096
Preferred Plan | 2027 | Large Industrial | Winter Morning | C&I Curtailment-Turnkey-Manual HVAC Control | ENS | Miscellaneous | 180.7194
Preferred Plan | 2027 | Large Industrial | Winter Morning | C&I Curtailment-Turnkey-Auto-DR HVAC Control | ENS | Miscellaneous | 7.1735
Preferred Plan | 2027 | Large Industrial | Winter Morning | C&I Curtailment-Turnkey-Standard Lighting Control | ENS | Miscellaneous | 78.2556
Preferred Plan | 2027 | Large Industrial | Winter Morning | C&I Curtailment-Turnkey-Water Heating Control | ENS | Miscellaneous | 3.7025
Preferred Plan | 2027 | Large Industrial | Winter Morning | C&I Curtailment-Turnkey-Other | ENS | Miscellaneous | 79.8856
Preferred Plan | 2027 | Large Industrial | Winter Morning | C&I Curtailment-Turnkey-Industrial | ENS | Manufacturing | 15.8564
Preferred Plan | 2027 | Large Industrial | Winter Evening | C&I Curtailment-Turnkey-Manual HVAC Control | ENS | Miscellaneous | 178.507
Preferred Plan | 2027 | Large Industrial | Winter Evening | C&I Curtailment-Turnkey-Auto-DR HVAC Control | ENS | Miscellaneous | 7.0857
Preferred Plan | 2027 | Large Industrial | Winter Evening | C&I Curtailment-Turnkey-Standard Lighting Control | ENS | Miscellaneous | 77.2976
Preferred Plan | 2027 | Large Industrial | Winter Evening | C&I Curtailment-Turnkey-Water Heating Control | ENS | Miscellaneous | 3.6571
Preferred Plan | 2027 | Large Industrial | Winter Evening | C&I Curtailment-Turnkey-Other | ENS | Miscellaneous | 78.9077
Preferred Plan | 2027 | Large Industrial | Winter Evening | C&I Curtailment-Turnkey-Industrial | ENS | Manufacturing | 15.6623
Preferred Plan | 2027 | Residential Charitable | Winter Morning | DLC-Switch-Water Heating | ENS | Residential LI | 158.9119
Preferred Plan | 2027 | Residential Charitable | Winter Morning | DLC-Switch-Water Heating | ENS | Residential Market Rate | 1815.2222
Preferred Plan | 2027 | Residential Charitable | Winter Morning | DLC-Thermostat-BYOT-Central Heat Pump | ENS | Residential LI | 64.5888
Preferred Plan | 2027 | Residential Charitable | Winter Morning | DLC-Thermostat-BYOT-Central Heat Pump | ENS | Residential Market Rate | 395.2427
Preferred Plan | 2027 | Residential Charitable | Winter Morning | DLC-Thermostat-DI-Baseboard Heating | ENS | Residential LI | 329.8961
Preferred Plan | 2027 | Residential Charitable | Winter Morning | DLC-Thermostat-DI-Baseboard Heating | ENS | Residential Market Rate | 3140.2863
Preferred Plan | 2027 | Residential Charitable | Winter Morning | DLC-Thermostat-BYOT-Baseboard Heating | ENS | Residential LI | 38.5609
Preferred Plan | 2027 | Residential Charitable | Winter Morning | DLC-Thermostat-BYOT-Baseboard Heating | ENS | Residential Market Rate | 367.0621
Preferred Plan | 2027 | Residential Charitable | Winter Morning | DLC-Thermostat-DI-MSHP | ENS | Residential LI | 191.1609
Preferred Plan | 2027 | Residential Charitable | Winter Morning | DLC-Thermostat-DI-MSHP | ENS | Residential Market Rate | 1819.6635
Preferred Plan | 2027 | Residential Charitable | Winter Morning | DLC-Thermostat-BYOT-MSHP | ENS | Residential LI | 17.2769
Preferred Plan | 2027 | Residential Charitable | Winter Morning | DLC-Thermostat-BYOT-MSHP | ENS | Residential Market Rate | 164.4588
Preferred Plan | 2027 | Residential Charitable | Winter Morning | Dynamic Pricing with enabling tech. | ENS | Residential LI | 815.7503
Preferred Plan | 2027 | Residential Charitable | Winter Morning | Dynamic Pricing with enabling tech. | ENS | Residential Market Rate | 4629.0757
Preferred Plan | 2027 | Residential Charitable | Winter Morning | Dynamic Pricing w/o enabling tech. | ENS | Residential LI | 5717.1143
Preferred Plan | 2027 | Residential Charitable | Winter Morning | Dynamic Pricing w/o enabling tech. | ENS | Residential Market Rate | 32442.4693
Preferred Plan | 2027 | Residential Charitable | Winter Morning | Behavioral DR | ENS | Residential LI | 323.6235
Preferred Plan | 2027 | Residential Charitable | Winter Morning | Behavioral DR | ENS | Residential Market Rate | 1843.7951
Preferred Plan | 2027 | Residential Charitable | Winter Evening | DLC-Switch-Water Heating | ENS | Residential LI | 130.5785
Preferred Plan | 2027 | Residential Charitable | Winter Evening | DLC-Switch-Water Heating | ENS | Residential Market Rate | 1491.575
Preferred Plan | 2027 | Residential Charitable | Winter Evening | DLC-Thermostat-BYOT-Central Heat Pump | ENS | Residential LI | 55.9666
Preferred Plan | 2027 | Residential Charitable | Winter Evening | DLC-Thermostat-BYOT-Central Heat Pump | ENS | Residential Market Rate | 342.48
Preferred Plan | 2027 | Residential Charitable | Winter Evening | DLC-Thermostat-DI-Baseboard Heating | ENS | Residential LI | 285.8568
Preferred Plan | 2027 | Residential Charitable | Winter Evening | DLC-Thermostat-DI-Baseboard Heating | ENS | Residential Market Rate | 2721.0758
Preferred Plan | 2027 | Residential Charitable | Winter Evening | DLC-Thermostat-BYOT-Baseboard Heating | ENS | Residential LI | 33.4133
Preferred Plan | 2027 | Residential Charitable | Winter Evening | DLC-Thermostat-BYOT-Baseboard Heating | ENS | Residential Market Rate | 318.0614
Preferred Plan | 2027 | Residential Charitable | Winter Evening | DLC-Thermostat-DI-MSHP | ENS | Residential LI | 165.642
Preferred Plan | 2027 | Residential Charitable | Winter Evening | DLC-Thermostat-DI-MSHP | ENS | Residential Market Rate | 1576.7487
Preferred Plan | 2027 | Residential Charitable | Winter Evening | DLC-Thermostat-BYOT-MSHP | ENS | Residential LI | 14.9705
Preferred Plan | 2027 | Residential Charitable | Winter Evening | DLC-Thermostat-BYOT-MSHP | ENS | Residential Market Rate | 142.5045
Preferred Plan | 2027 | Residential Charitable | Winter Evening | Dynamic Pricing with enabling tech. | ENS | Residential LI | 922.7756
Preferred Plan | 2027 | Residential Charitable | Winter Evening | Dynamic Pricing with enabling tech. | ENS | Residential Market Rate | 5236.4036
Preferred Plan | 2027 | Residential Charitable | Winter Evening | Dynamic Pricing w/o enabling tech. | ENS | Residential LI | 6467.1912
Preferred Plan | 2027 | Residential Charitable | Winter Evening | Dynamic Pricing w/o enabling tech. | ENS | Residential Market Rate | 36698.8733
Preferred Plan | 2027 | Residential Charitable | Winter Evening | Behavioral DR | ENS | Residential LI | 366.0825
Preferred Plan | 2027 | Residential Charitable | Winter Evening | Behavioral DR | ENS | Residential Market Rate | 2085.6983
Preferred Plan | 2028 | Small General | Winter Morning | Dynamic Pricing with enabling tech. | ENS | Manufacturing | 5.387
Preferred Plan | 2028 | Small General | Winter Evening | Dynamic Pricing with enabling tech. | ENS | Manufacturing | 6.1918
Preferred Plan | 2028 | General | Winter Morning | C&I Curtailment-Turnkey-Manual HVAC Control | ENS | Miscellaneous | 1022.6995
Preferred Plan | 2028 | General | Winter Morning | C&I Curtailment-Turnkey-Manual HVAC Control | ENS | Offices | 68.9281
Preferred Plan | 2028 | General | Winter Morning | C&I Curtailment-Turnkey-Manual HVAC Control | ENS | Retail Trade | 237.7257
Preferred Plan | 2028 | General | Winter Morning | C&I Curtailment-Turnkey-Manual HVAC Control | ENS | Services | 153.6904
Preferred Plan | 2028 | General | Winter Morning | C&I Curtailment-Turnkey-Auto-DR HVAC Control | ENS | Miscellaneous | 51.0478
Preferred Plan | 2028 | General | Winter Morning | C&I Curtailment-Turnkey-Auto-DR HVAC Control | ENS | Offices | 3.4405
Preferred Plan | 2028 | General | Winter Morning | C&I Curtailment-Turnkey-Auto-DR HVAC Control | ENS | Retail Trade | 11.866
Preferred Plan | 2028 | General | Winter Morning | C&I Curtailment-Turnkey-Auto-DR HVAC Control | ENS | Services | 7.6714
Preferred Plan | 2028 | General | Winter Morning | C&I Curtailment-Turnkey-Standard Lighting Control | ENS | Miscellaneous | 424.1961
Preferred Plan | 2028 | General | Winter Morning | C&I Curtailment-Turnkey-Standard Lighting Control | ENS | Offices | 8.5906
Preferred Plan | 2028 | General | Winter Morning | C&I Curtailment-Turnkey-Standard Lighting Control | ENS | Retail Trade | 95.489
Preferred Plan | 2028 | General | Winter Morning | C&I Curtailment-Turnkey-Standard Lighting Control | ENS | Services | 61.7996
Preferred Plan | 2028 | General | Winter Morning | C&I Curtailment-Turnkey-Water Heating Control | ENS | Miscellaneous | 26.8935
Preferred Plan | 2028 | General | Winter Morning | C&I Curtailment-Turnkey-Water Heating Control | ENS | Offices | 0.71826
Preferred Plan | 2028 | General | Winter Morning | C&I Curtailment-Turnkey-Water Heating Control | ENS | Retail Trade | 14.3907
Preferred Plan | 2028 | General | Winter Morning | C&I Curtailment-Turnkey-Water Heating Control | ENS | Services | 9.2944
Preferred Plan | 2028 | General | Winter Morning | C&I Curtailment-Turnkey-Other | ENS | Miscellaneous | 476.4655
Preferred Plan | 2028 | General | Winter Morning | C&I Curtailment-Turnkey-Other | ENS | Offices | 13.0318
Preferred Plan | 2028 | General | Winter Morning | C&I Curtailment-Turnkey-Other | ENS | Retail Trade | 150.7193
Preferred Plan | 2028 | General | Winter Morning | C&I Curtailment-Turnkey-Other | ENS | Services | 97.4174
Preferred Plan | 2028 | General | Winter Evening | C&I Curtailment-Turnkey-Manual HVAC Control | ENS | Miscellaneous | 1185.7143
Preferred Plan | 2028 | General | Winter Evening | C&I Curtailment-Turnkey-Manual HVAC Control | ENS | Offices | 79.915
Preferred Plan | 2028 | General | Winter Evening | C&I Curtailment-Turnkey-Manual HVAC Control | ENS | Retail Trade | 275.6184
Preferred Plan | 2028 | General | Winter Evening | C&I Curtailment-Turnkey-Manual HVAC Control | ENS | Services | 178.1881
Preferred Plan | 2028 | General | Winter Evening | C&I Curtailment-Turnkey-Auto-DR HVAC Control | ENS | Miscellaneous | 59.1846
Preferred Plan | 2028 | General | Winter Evening | C&I Curtailment-Turnkey-Auto-DR HVAC Control | ENS | Offices | 3.9889
Preferred Plan | 2028 | General | Winter Evening | C&I Curtailment-Turnkey-Auto-DR HVAC Control | ENS | Retail Trade | 13.7574
Preferred Plan | 2028 | General | Winter Evening | C&I Curtailment-Turnkey-Auto-DR HVAC Control | ENS | Services | 8.8942
Preferred Plan | 2028 | General | Winter Evening | C&I Curtailment-Turnkey-Standard Lighting Control | ENS | Miscellaneous | 491.8115
Preferred Plan | 2028 | General | Winter Evening | C&I Curtailment-Turnkey-Standard Lighting Control | ENS | Offices | 9.9599
Preferred Plan | 2028 | General | Winter Evening | C&I Curtailment-Turnkey-Standard Lighting Control | ENS | Retail Trade | 110.7097
Preferred Plan | 2028 | General | Winter Evening | C&I Curtailment-Turnkey-Standard Lighting Control | ENS | Services | 71.6502
Preferred Plan | 2028 | General | Winter Evening | C&I Curtailment-Turnkey-Water Heating Control | ENS | Miscellaneous | 31.1802
Preferred Plan | 2028 | General | Winter Evening | C&I Curtailment-Turnkey-Water Heating Control | ENS | Offices | 0.83275
Preferred Plan | 2028 | General | Winter Evening | C&I Curtailment-Turnkey-Water Heating Control | ENS | Retail Trade | 16.6845
Preferred Plan | 2028 | General | Winter Evening | C&I Curtailment-Turnkey-Water Heating Control | ENS | Services | 10.7759
Preferred Plan | 2028 | General | Winter Evening | C&I Curtailment-Turnkey-Other | ENS | Miscellaneous | 552.4125
Preferred Plan | 2028 | General | Winter Evening | C&I Curtailment-Turnkey-Other | ENS | Offices | 15.109
Preferred Plan | 2028 | General | Winter Evening | C&I Curtailment-Turnkey-Other | ENS | Retail Trade | 174.7435
Preferred Plan | 2028 | General | Winter Evening | C&I Curtailment-Turnkey-Other | ENS | Services | 112.9453
Preferred Plan | 2028 | Large General | Winter Morning | C&I Curtailment-Turnkey-Manual HVAC Control | ENS | Miscellaneous | 823.6384
Preferred Plan | 2028 | Large General | Winter Morning | C&I Curtailment-Turnkey-Manual HVAC Control | ENS | Retail Trade | 34.8965
Preferred Plan | 2028 | Large General | Winter Morning | C&I Curtailment-Turnkey-Manual HVAC Control | ENS | Services | 55.8827
Preferred Plan | 2028 | Large General | Winter Morning | C&I Curtailment-Turnkey-Auto-DR HVAC Control | ENS | Miscellaneous | 41.1117
Preferred Plan | 2028 | Large General | Winter Morning | C&I Curtailment-Turnkey-Auto-DR HVAC Control | ENS | Retail Trade | 1.7418
Preferred Plan | 2028 | Large General | Winter Morning | C&I Curtailment-Turnkey-Auto-DR HVAC Control | ENS | Services | 2.7894
Preferred Plan | 2028 | Large General | Winter Morning | C&I Curtailment-Turnkey-Standard Lighting Control | ENS | Miscellaneous | 354.7354
Preferred Plan | 2028 | Large General | Winter Morning | C&I Curtailment-Turnkey-Standard Lighting Control | ENS | Retail Trade | 13.9428
Preferred Plan | 2028 | Large General | Winter Morning | C&I Curtailment-Turnkey-Standard Lighting Control | ENS | Services | 22.3278
Preferred Plan | 2028 | Large General | Winter Morning | C&I Curtailment-Turnkey-Water Heating Control | ENS | Miscellaneous | 17.2514
Preferred Plan | 2028 | Large General | Winter Morning | C&I Curtailment-Turnkey-Water Heating Control | ENS | Retail Trade | 2.1229
Preferred Plan | 2028 | Large General | Winter Morning | C&I Curtailment-Turnkey-Water Heating Control | ENS | Services | 3.3996
Preferred Plan | 2028 | Large General | Winter Morning | C&I Curtailment-Turnkey-Other | ENS | Miscellaneous | 371.2049
Preferred Plan | 2028 | Large General | Winter Morning | C&I Curtailment-Turnkey-Other | ENS | Retail Trade | 22.1508
Preferred Plan | 2028 | Large General | Winter Morning | C&I Curtailment-Turnkey-Other | ENS | Services | 35.4719
Preferred Plan | 2028 | Large General | Winter Morning | C&I Loadshift to BUGs | ENS | Miscellaneous | 2671.2219
Preferred Plan | 2028 | Large General | Winter Evening | C&I Curtailment-Turnkey-Manual HVAC Control | ENS | Miscellaneous | 701.5388
Preferred Plan | 2028 | Large General | Winter Evening | C&I Curtailment-Turnkey-Manual HVAC Control | ENS | Retail Trade | 29.7233
Preferred Plan | 2028 | Large General | Winter Evening | C&I Curtailment-Turnkey-Manual HVAC Control | ENS | Services | 47.5985
Preferred Plan | 2028 | Large General | Winter Evening | C&I Curtailment-Turnkey-Auto-DR HVAC Control | ENS | Miscellaneous | 35.0171
Preferred Plan | 2028 | Large General | Winter Evening | C&I Curtailment-Turnkey-Auto-DR HVAC Control | ENS | Retail Trade | 1.4836
Preferred Plan | 2028 | Large General | Winter Evening | C&I Curtailment-Turnkey-Auto-DR HVAC Control | ENS | Services | 2.3759
Preferred Plan | 2028 | Large General | Winter Evening | C&I Curtailment-Turnkey-Standard Lighting Control | ENS | Miscellaneous | 302.1479
Preferred Plan | 2028 | Large General | Winter Evening | C&I Curtailment-Turnkey-Standard Lighting Control | ENS | Retail Trade | 11.8758
Preferred Plan | 2028 | Large General | Winter Evening | C&I Curtailment-Turnkey-Standard Lighting Control | ENS | Services | 19.0178
Preferred Plan | 2028 | Large General | Winter Evening | C&I Curtailment-Turnkey-Water Heating Control | ENS | Miscellaneous | 14.694
Preferred Plan | 2028 | Large General | Winter Evening | C&I Curtailment-Turnkey-Water Heating Control | ENS | Retail Trade | 1.8082
Preferred Plan | 2028 | Large General | Winter Evening | C&I Curtailment-Turnkey-Water Heating Control | ENS | Services | 2.8956
Preferred Plan | 2028 | Large General | Winter Evening | C&I Curtailment-Turnkey-Other | ENS | Miscellaneous | 316.1759
Preferred Plan | 2028 | Large General | Winter Evening | C&I Curtailment-Turnkey-Other | ENS | Retail Trade | 18.867
Preferred Plan | 2028 | Large General | Winter Evening | C&I Curtailment-Turnkey-Other | ENS | Services | 30.2134
Preferred Plan | 2028 | Large General | Winter Evening | C&I Loadshift to BUGs | ENS | Miscellaneous | 2275.2286
Preferred Plan | 2028 | Medium Industrial | Winter Morning | C&I Curtailment-Turnkey-Manual HVAC Control | ENS | Miscellaneous | 2634.3029
Preferred Plan | 2028 | Medium Industrial | Winter Morning | C&I Curtailment-Turnkey-Manual HVAC Control | ENS | Offices | 42.0035
Preferred Plan | 2028 | Medium Industrial | Winter Morning | C&I Curtailment-Turnkey-Manual HVAC Control | ENS | Retail Trade | 588.4029
Preferred Plan | 2028 | Medium Industrial | Winter Morning | C&I Curtailment-Turnkey-Manual HVAC Control | ENS | Services | 27.0941
Preferred Plan | 2028 | Medium Industrial | Winter Morning | C&I Curtailment-Turnkey-Auto-DR HVAC Control | ENS | Miscellaneous | 131.4905
Preferred Plan | 2028 | Medium Industrial | Winter Morning | C&I Curtailment-Turnkey-Auto-DR HVAC Control | ENS | Offices | 2.0966
Preferred Plan | 2028 | Medium Industrial | Winter Morning | C&I Curtailment-Turnkey-Auto-DR HVAC Control | ENS | Retail Trade | 29.37
Preferred Plan | 2028 | Medium Industrial | Winter Morning | C&I Curtailment-Turnkey-Auto-DR HVAC Control | ENS | Services | 1.3524
Preferred Plan | 2028 | Medium Industrial | Winter Morning | C&I Curtailment-Turnkey-Standard Lighting Control | ENS | Miscellaneous | 819.6131
Preferred Plan | 2028 | Medium Industrial | Winter Morning | C&I Curtailment-Turnkey-Standard Lighting Control | ENS | Offices | 5.6264
Preferred Plan | 2028 | Medium Industrial | Winter Morning | C&I Curtailment-Turnkey-Standard Lighting Control | ENS | Retail Trade | 252.792
Preferred Plan | 2028 | Medium Industrial | Winter Morning | C&I Curtailment-Turnkey-Standard Lighting Control | ENS | Services | 11.6403
Preferred Plan | 2028 | Medium Industrial | Winter Morning | C&I Curtailment-Turnkey-Water Heating Control | ENS | Miscellaneous | 65.5691
Preferred Plan | 2028 | Medium Industrial | Winter Morning | C&I Curtailment-Turnkey-Water Heating Control | ENS | Offices | 0.42342
Preferred Plan | 2028 | Medium Industrial | Winter Morning | C&I Curtailment-Turnkey-Water Heating Control | ENS | Retail Trade | 33.3045
Preferred Plan | 2028 | Medium Industrial | Winter Morning | C&I Curtailment-Turnkey-Water Heating Control | ENS | Services | 1.5336
Preferred Plan | 2028 | Medium Industrial | Winter Morning | C&I Curtailment-Turnkey-Other | ENS | Miscellaneous | 1014.3533
Preferred Plan | 2028 | Medium Industrial | Winter Morning | C&I Curtailment-Turnkey-Other | ENS | Offices | 8.0012
Preferred Plan | 2028 | Medium Industrial | Winter Morning | C&I Curtailment-Turnkey-Other | ENS | Retail Trade | 367.2499
Preferred Plan | 2028 | Medium Industrial | Winter Morning | C&I Curtailment-Turnkey-Other | ENS | Services | 16.9107
Preferred Plan | 2028 | Medium Industrial | Winter Morning | C&I Loadshift to BUGs | ENS | Manufacturing | 508.2728
Preferred Plan | 2028 | Medium Industrial | Winter Morning | C&I Loadshift to BUGs | ENS | Miscellaneous | 2205.9041
Preferred Plan | 2028 | Medium Industrial | Winter Evening | C&I Curtailment-Turnkey-Manual HVAC Control | ENS | Miscellaneous | 2523.3788
Preferred Plan | 2028 | Medium Industrial | Winter Evening | C&I Curtailment-Turnkey-Manual HVAC Control | ENS | Offices | 40.2348
Preferred Plan | 2028 | Medium Industrial | Winter Evening | C&I Curtailment-Turnkey-Manual HVAC Control | ENS | Retail Trade | 563.6266
Preferred Plan | 2028 | Medium Industrial | Winter Evening | C&I Curtailment-Turnkey-Manual HVAC Control | ENS | Services | 25.9533
Preferred Plan | 2028 | Medium Industrial | Winter Evening | C&I Curtailment-Turnkey-Auto-DR HVAC Control | ENS | Miscellaneous | 125.9538
Preferred Plan | 2028 | Medium Industrial | Winter Evening | C&I Curtailment-Turnkey-Auto-DR HVAC Control | ENS | Offices | 2.0083
Preferred Plan | 2028 | Medium Industrial | Winter Evening | C&I Curtailment-Turnkey-Auto-DR HVAC Control | ENS | Retail Trade | 28.1333
Preferred Plan | 2028 | Medium Industrial | Winter Evening | C&I Curtailment-Turnkey-Auto-DR HVAC Control | ENS | Services | 1.2955
Preferred Plan | 2028 | Medium Industrial | Winter Evening | C&I Curtailment-Turnkey-Standard Lighting Control | ENS | Miscellaneous | 785.1012
Preferred Plan | 2028 | Medium Industrial | Winter Evening | C&I Curtailment-Turnkey-Standard Lighting Control | ENS | Offices | 5.3895
Preferred Plan | 2028 | Medium Industrial | Winter Evening | C&I Curtailment-Turnkey-Standard Lighting Control | ENS | Retail Trade | 242.1476
Preferred Plan | 2028 | Medium Industrial | Winter Evening | C&I Curtailment-Turnkey-Standard Lighting Control | ENS | Services | 11.1501
Preferred Plan | 2028 | Medium Industrial | Winter Evening | C&I Curtailment-Turnkey-Water Heating Control | ENS | Miscellaneous | 62.8081
Preferred Plan | 2028 | Medium Industrial | Winter Evening | C&I Curtailment-Turnkey-Water Heating Control | ENS | Offices | 0.40559
Preferred Plan | 2028 | Medium Industrial | Winter Evening | C&I Curtailment-Turnkey-Water Heating Control | ENS | Retail Trade | 31.9021
Preferred Plan | 2028 | Medium Industrial | Winter Evening | C&I Curtailment-Turnkey-Water Heating Control | ENS | Services | 1.469
Preferred Plan | 2028 | Medium Industrial | Winter Evening | C&I Curtailment-Turnkey-Other | ENS | Miscellaneous | 971.6414
Preferred Plan | 2028 | Medium Industrial | Winter Evening | C&I Curtailment-Turnkey-Other | ENS | Offices | 7.6643
Preferred Plan | 2028 | Medium Industrial | Winter Evening | C&I Curtailment-Turnkey-Other | ENS | Retail Trade | 351.7859
Preferred Plan | 2028 | Medium Industrial | Winter Evening | C&I Curtailment-Turnkey-Other | ENS | Services | 16.1987
Preferred Plan | 2028 | Medium Industrial | Winter Evening | C&I Loadshift to BUGs | ENS | Manufacturing | 486.8707
Preferred Plan | 2028 | Medium Industrial | Winter Evening | C&I Loadshift to BUGs | ENS | Miscellaneous | 2113.0188
Preferred Plan | 2028 | Large Industrial | Winter Morning | C&I Curtailment-Turnkey-Manual HVAC Control | ENS | Miscellaneous | 55.3137
Preferred Plan | 2028 | Large Industrial | Winter Morning | C&I Curtailment-Turnkey-Auto-DR HVAC Control | ENS | Miscellaneous | 2.761
Preferred Plan | 2028 | Large Industrial | Winter Morning | C&I Curtailment-Turnkey-Standard Lighting Control | ENS | Miscellaneous | 23.8232
Preferred Plan | 2028 | Large Industrial | Winter Morning | C&I Curtailment-Turnkey-Water Heating Control | ENS | Miscellaneous | 1.1586
Preferred Plan | 2028 | Large Industrial | Winter Morning | C&I Curtailment-Turnkey-Other | ENS | Miscellaneous | 24.9293
Preferred Plan | 2028 | Large Industrial | Winter Morning | C&I Curtailment-Turnkey-Industrial | ENS | Manufacturing | 4.9159
Preferred Plan | 2028 | Large Industrial | Winter Evening | C&I Curtailment-Turnkey-Manual HVAC Control | ENS | Miscellaneous | 54.4467
Preferred Plan | 2028 | Large Industrial | Winter Evening | C&I Curtailment-Turnkey-Auto-DR HVAC Control | ENS | Miscellaneous | 2.7177
Preferred Plan | 2028 | Large Industrial | Winter Evening | C&I Curtailment-Turnkey-Standard Lighting Control | ENS | Miscellaneous | 23.4498
Preferred Plan | 2028 | Large Industrial | Winter Evening | C&I Curtailment-Turnkey-Water Heating Control | ENS | Miscellaneous | 1.1404
Preferred Plan | 2028 | Large Industrial | Winter Evening | C&I Curtailment-Turnkey-Other | ENS | Miscellaneous | 24.5385
Preferred Plan | 2028 | Large Industrial | Winter Evening | C&I Curtailment-Turnkey-Industrial | ENS | Manufacturing | 4.8388
Preferred Plan | 2028 | Residential Charitable | Winter Morning | DLC-Switch-Water Heating | ENS | Residential LI | 39.9032
Preferred Plan | 2028 | Residential Charitable | Winter Morning | DLC-Switch-Water Heating | ENS | Residential Market Rate | 455.8067
Preferred Plan | 2028 | Residential Charitable | Winter Morning | DLC-Thermostat-BYOT-Central Heat Pump | ENS | Residential LI | 16.3017
Preferred Plan | 2028 | Residential Charitable | Winter Morning | DLC-Thermostat-BYOT-Central Heat Pump | ENS | Residential Market Rate | 99.756
Preferred Plan | 2028 | Residential Charitable | Winter Morning | DLC-Thermostat-DI-Baseboard Heating | ENS | Residential LI | 82.8458
Preferred Plan | 2028 | Residential Charitable | Winter Morning | DLC-Thermostat-DI-Baseboard Heating | ENS | Residential Market Rate | 788.6105
Preferred Plan | 2028 | Residential Charitable | Winter Morning | DLC-Thermostat-BYOT-Baseboard Heating | ENS | Residential LI | 9.6869
Preferred Plan | 2028 | Residential Charitable | Winter Morning | DLC-Thermostat-BYOT-Baseboard Heating | ENS | Residential Market Rate | 92.2094
Preferred Plan | 2028 | Residential Charitable | Winter Morning | DLC-Thermostat-DI-MSHP | ENS | Residential LI | 48.005
Preferred Plan | 2028 | Residential Charitable | Winter Morning | DLC-Thermostat-DI-MSHP | ENS | Residential Market Rate | 456.9599
Preferred Plan | 2028 | Residential Charitable | Winter Morning | DLC-Thermostat-BYOT-MSHP | ENS | Residential LI | 4.336
Preferred Plan | 2028 | Residential Charitable | Winter Morning | DLC-Thermostat-BYOT-MSHP | ENS | Residential Market Rate | 41.2749
Preferred Plan | 2028 | Residential Charitable | Winter Morning | Dynamic Pricing with enabling tech. | ENS | Residential LI | 465.042
Preferred Plan | 2028 | Residential Charitable | Winter Morning | Dynamic Pricing with enabling tech. | ENS | Residential Market Rate | 2639.4462
Preferred Plan | 2028 | Residential Charitable | Winter Morning | Dynamic Pricing w/o enabling tech. | ENS | Residential LI | 1639.6692
Preferred Plan | 2028 | Residential Charitable | Winter Morning | Dynamic Pricing w/o enabling tech. | ENS | Residential Market Rate | 9306.297
Preferred Plan | 2028 | Residential Charitable | Winter Morning | Behavioral DR | ENS | Residential LI | 182.0672
Preferred Plan | 2028 | Residential Charitable | Winter Morning | Behavioral DR | ENS | Residential Market Rate | 1037.458
Preferred Plan | 2028 | Residential Charitable | Winter Evening | DLC-Switch-Water Heating | ENS | Residential LI | 60.938
Preferred Plan | 2028 | Residential Charitable | Winter Evening | DLC-Switch-Water Heating | ENS | Residential Market Rate | 696.0832
Preferred Plan | 2028 | Residential Charitable | Winter Evening | DLC-Thermostat-BYOT-Central Heat Pump | ENS | Residential LI | 20.5015
Preferred Plan | 2028 | Residential Charitable | Winter Evening | DLC-Thermostat-BYOT-Central Heat Pump | ENS | Residential Market Rate | 125.4562
Preferred Plan | 2028 | Residential Charitable | Winter Evening | DLC-Thermostat-DI-Baseboard Heating | ENS | Residential LI | 104.1895
Preferred Plan | 2028 | Residential Charitable | Winter Evening | DLC-Thermostat-DI-Baseboard Heating | ENS | Residential Market Rate | 991.7811
Preferred Plan | 2028 | Residential Charitable | Winter Evening | DLC-Thermostat-BYOT-Baseboard Heating | ENS | Residential LI | 12.1825
Preferred Plan | 2028 | Residential Charitable | Winter Evening | DLC-Thermostat-BYOT-Baseboard Heating | ENS | Residential Market Rate | 115.9654
Preferred Plan | 2028 | Residential Charitable | Winter Evening | DLC-Thermostat-DI-MSHP | ENS | Residential LI | 60.3725
Preferred Plan | 2028 | Residential Charitable | Winter Evening | DLC-Thermostat-DI-MSHP | ENS | Residential Market Rate | 574.687
Preferred Plan | 2028 | Residential Charitable | Winter Evening | DLC-Thermostat-BYOT-MSHP | ENS | Residential LI | 5.4532
Preferred Plan | 2028 | Residential Charitable | Winter Evening | DLC-Thermostat-BYOT-MSHP | ENS | Residential Market Rate | 51.9086
Preferred Plan | 2028 | Residential Charitable | Winter Evening | Dynamic Pricing with enabling tech. | ENS | Residential LI | 524.2266
Preferred Plan | 2028 | Residential Charitable | Winter Evening | Dynamic Pricing with enabling tech. | ENS | Residential Market Rate | 2975.3616
Preferred Plan | 2028 | Residential Charitable | Winter Evening | Dynamic Pricing w/o enabling tech. | ENS | Residential LI | 1848.3456
Preferred Plan | 2028 | Residential Charitable | Winter Evening | Dynamic Pricing w/o enabling tech. | ENS | Residential Market Rate | 10490.6849
Preferred Plan | 2028 | Residential Charitable | Winter Evening | Behavioral DR | ENS | Residential LI | 205.2385
Preferred Plan | 2028 | Residential Charitable | Winter Evening | Behavioral DR | ENS | Residential Market Rate | 1169.4926
Preferred Plan | 2029 | Small General | Winter Morning | Dynamic Pricing with enabling tech. | ENS | Manufacturing | 13.6664
Preferred Plan | 2029 | Small General | Winter Evening | Dynamic Pricing with enabling tech. | ENS | Manufacturing | 15.8917
Preferred Plan | 2029 | General | Winter Morning | C&I Curtailment-Turnkey-Manual HVAC Control | ENS | Miscellaneous | 2488.746
Preferred Plan | 2029 | General | Winter Morning | C&I Curtailment-Turnkey-Manual HVAC Control | ENS | Offices | 169.3579
Preferred Plan | 2029 | General | Winter Morning | C&I Curtailment-Turnkey-Manual HVAC Control | ENS | Retail Trade | 575.1257
Preferred Plan | 2029 | General | Winter Morning | C&I Curtailment-Turnkey-Manual HVAC Control | ENS | Services | 371.8369
Preferred Plan | 2029 | General | Winter Morning | C&I Curtailment-Turnkey-Auto-DR HVAC Control | ENS | Miscellaneous | 156.4528
Preferred Plan | 2029 | General | Winter Morning | C&I Curtailment-Turnkey-Auto-DR HVAC Control | ENS | Offices | 10.6465
Preferred Plan | 2029 | General | Winter Morning | C&I Curtailment-Turnkey-Auto-DR HVAC Control | ENS | Retail Trade | 36.1548
Preferred Plan | 2029 | General | Winter Morning | C&I Curtailment-Turnkey-Auto-DR HVAC Control | ENS | Services | 23.3752
Preferred Plan | 2029 | General | Winter Morning | C&I Curtailment-Turnkey-Standard Lighting Control | ENS | Miscellaneous | 1033.1455
Preferred Plan | 2029 | General | Winter Morning | C&I Curtailment-Turnkey-Standard Lighting Control | ENS | Offices | 20.6062
Preferred Plan | 2029 | General | Winter Morning | C&I Curtailment-Turnkey-Standard Lighting Control | ENS | Retail Trade | 229.9037
Preferred Plan | 2029 | General | Winter Morning | C&I Curtailment-Turnkey-Standard Lighting Control | ENS | Services | 148.8159
Preferred Plan | 2029 | General | Winter Morning | C&I Curtailment-Turnkey-Water Heating Control | ENS | Miscellaneous | 67.3467
Preferred Plan | 2029 | General | Winter Morning | C&I Curtailment-Turnkey-Water Heating Control | ENS | Offices | 1.7937
Preferred Plan | 2029 | General | Winter Morning | C&I Curtailment-Turnkey-Water Heating Control | ENS | Retail Trade | 36.177
Preferred Plan | 2029 | General | Winter Morning | C&I Curtailment-Turnkey-Water Heating Control | ENS | Services | 23.3623
Preferred Plan | 2029 | General | Winter Morning | C&I Curtailment-Turnkey-Other | ENS | Miscellaneous | 1184.7745
Preferred Plan | 2029 | General | Winter Morning | C&I Curtailment-Turnkey-Other | ENS | Offices | 32.3146
Preferred Plan | 2029 | General | Winter Morning | C&I Curtailment-Turnkey-Other | ENS | Retail Trade | 375.2821
Preferred Plan | 2029 | General | Winter Morning | C&I Curtailment-Turnkey-Other | ENS | Services | 242.557
Preferred Plan | 2029 | General | Winter Evening | C&I Curtailment-Turnkey-Manual HVAC Control | ENS | Miscellaneous | 2919.1799
Preferred Plan | 2029 | General | Winter Evening | C&I Curtailment-Turnkey-Manual HVAC Control | ENS | Offices | 198.6487
Preferred Plan | 2029 | General | Winter Evening | C&I Curtailment-Turnkey-Manual HVAC Control | ENS | Retail Trade | 674.5949
Preferred Plan | 2029 | General | Winter Evening | C&I Curtailment-Turnkey-Manual HVAC Control | ENS | Services | 436.1469
Preferred Plan | 2029 | General | Winter Evening | C&I Curtailment-Turnkey-Auto-DR HVAC Control | ENS | Miscellaneous | 183.5116
Preferred Plan | 2029 | General | Winter Evening | C&I Curtailment-Turnkey-Auto-DR HVAC Control | ENS | Offices | 12.4879
Preferred Plan | 2029 | General | Winter Evening | C&I Curtailment-Turnkey-Auto-DR HVAC Control | ENS | Retail Trade | 42.4078
Preferred Plan | 2029 | General | Winter Evening | C&I Curtailment-Turnkey-Auto-DR HVAC Control | ENS | Services | 27.418
Preferred Plan | 2029 | General | Winter Evening | C&I Curtailment-Turnkey-Standard Lighting Control | ENS | Miscellaneous | 1211.8302
Preferred Plan | 2029 | General | Winter Evening | C&I Curtailment-Turnkey-Standard Lighting Control | ENS | Offices | 24.1701
Preferred Plan | 2029 | General | Winter Evening | C&I Curtailment-Turnkey-Standard Lighting Control | ENS | Retail Trade | 269.666
Preferred Plan | 2029 | General | Winter Evening | C&I Curtailment-Turnkey-Standard Lighting Control | ENS | Services | 174.554
Preferred Plan | 2029 | General | Winter Evening | C&I Curtailment-Turnkey-Water Heating Control | ENS | Miscellaneous | 78.9945
Preferred Plan | 2029 | General | Winter Evening | C&I Curtailment-Turnkey-Water Heating Control | ENS | Offices | 2.1039
Preferred Plan | 2029 | General | Winter Evening | C&I Curtailment-Turnkey-Water Heating Control | ENS | Retail Trade | 42.4339
Preferred Plan | 2029 | General | Winter Evening | C&I Curtailment-Turnkey-Water Heating Control | ENS | Services | 27.4029
Preferred Plan | 2029 | General | Winter Evening | C&I Curtailment-Turnkey-Other | ENS | Miscellaneous | 1389.6838
Preferred Plan | 2029 | General | Winter Evening | C&I Curtailment-Turnkey-Other | ENS | Offices | 37.9035
Preferred Plan | 2029 | General | Winter Evening | C&I Curtailment-Turnkey-Other | ENS | Retail Trade | 440.1879
Preferred Plan | 2029 | General | Winter Evening | C&I Curtailment-Turnkey-Other | ENS | Services | 284.5077
Preferred Plan | 2029 | Large General | Winter Morning | C&I Curtailment-Turnkey-Manual HVAC Control | ENS | Miscellaneous | 2007.1829
Preferred Plan | 2029 | Large General | Winter Morning | C&I Curtailment-Turnkey-Manual HVAC Control | ENS | Retail Trade | 84.3791
Preferred Plan | 2029 | Large General | Winter Morning | C&I Curtailment-Turnkey-Manual HVAC Control | ENS | Services | 135.1236
Preferred Plan | 2029 | Large General | Winter Morning | C&I Curtailment-Turnkey-Auto-DR HVAC Control | ENS | Miscellaneous | 126.1797
Preferred Plan | 2029 | Large General | Winter Morning | C&I Curtailment-Turnkey-Auto-DR HVAC Control | ENS | Retail Trade | 5.3044
Preferred Plan | 2029 | Large General | Winter Morning | C&I Curtailment-Turnkey-Auto-DR HVAC Control | ENS | Services | 8.4944
Preferred Plan | 2029 | Large General | Winter Morning | C&I Curtailment-Turnkey-Standard Lighting Control | ENS | Miscellaneous | 865.2489
Preferred Plan | 2029 | Large General | Winter Morning | C&I Curtailment-Turnkey-Standard Lighting Control | ENS | Retail Trade | 33.5309
Preferred Plan | 2029 | Large General | Winter Morning | C&I Curtailment-Turnkey-Standard Lighting Control | ENS | Services | 53.696
Preferred Plan | 2029 | Large General | Winter Morning | C&I Curtailment-Turnkey-Water Heating Control | ENS | Miscellaneous | 43.0019
Preferred Plan | 2029 | Large General | Winter Morning | C&I Curtailment-Turnkey-Water Heating Control | ENS | Retail Trade | 5.3385
Preferred Plan | 2029 | Large General | Winter Morning | C&I Curtailment-Turnkey-Water Heating Control | ENS | Services | 8.5491
Preferred Plan | 2029 | Large General | Winter Morning | C&I Curtailment-Turnkey-Other | ENS | Miscellaneous | 922.1418
Preferred Plan | 2029 | Large General | Winter Morning | C&I Curtailment-Turnkey-Other | ENS | Retail Trade | 55.1438
Preferred Plan | 2029 | Large General | Winter Morning | C&I Curtailment-Turnkey-Other | ENS | Services | 88.3066
Preferred Plan | 2029 | Large General | Winter Morning | C&I Loadshift to BUGs | ENS | Miscellaneous | 5616.5842
Preferred Plan | 2029 | Large General | Winter Evening | C&I Curtailment-Turnkey-Manual HVAC Control | ENS | Miscellaneous | 1729.6184
Preferred Plan | 2029 | Large General | Winter Evening | C&I Curtailment-Turnkey-Manual HVAC Control | ENS | Retail Trade | 72.7106
Preferred Plan | 2029 | Large General | Winter Evening | C&I Curtailment-Turnkey-Manual HVAC Control | ENS | Services | 116.4379
Preferred Plan | 2029 | Large General | Winter Evening | C&I Curtailment-Turnkey-Auto-DR HVAC Control | ENS | Miscellaneous | 108.7309
Preferred Plan | 2029 | Large General | Winter Evening | C&I Curtailment-Turnkey-Auto-DR HVAC Control | ENS | Retail Trade | 4.5709
Preferred Plan | 2029 | Large General | Winter Evening | C&I Curtailment-Turnkey-Auto-DR HVAC Control | ENS | Services | 7.3198
Preferred Plan | 2029 | Large General | Winter Evening | C&I Curtailment-Turnkey-Standard Lighting Control | ENS | Miscellaneous | 745.5974
Preferred Plan | 2029 | Large General | Winter Evening | C&I Curtailment-Turnkey-Standard Lighting Control | ENS | Retail Trade | 28.8941
Preferred Plan | 2029 | Large General | Winter Evening | C&I Curtailment-Turnkey-Standard Lighting Control | ENS | Services | 46.2706
Preferred Plan | 2029 | Large General | Winter Evening | C&I Curtailment-Turnkey-Water Heating Control | ENS | Miscellaneous | 37.0554
Preferred Plan | 2029 | Large General | Winter Evening | C&I Curtailment-Turnkey-Water Heating Control | ENS | Retail Trade | 4.6003
Preferred Plan | 2029 | Large General | Winter Evening | C&I Curtailment-Turnkey-Water Heating Control | ENS | Services | 7.3669
Preferred Plan | 2029 | Large General | Winter Evening | C&I Curtailment-Turnkey-Other | ENS | Miscellaneous | 794.6229
Preferred Plan | 2029 | Large General | Winter Evening | C&I Curtailment-Turnkey-Other | ENS | Retail Trade | 47.5182
Preferred Plan | 2029 | Large General | Winter Evening | C&I Curtailment-Turnkey-Other | ENS | Services | 76.095
Preferred Plan | 2029 | Large General | Winter Evening | C&I Loadshift to BUGs | ENS | Miscellaneous | 4839.8914
Preferred Plan | 2029 | Medium Industrial | Winter Morning | C&I Curtailment-Turnkey-Manual HVAC Control | ENS | Miscellaneous | 6420.0806
Preferred Plan | 2029 | Medium Industrial | Winter Morning | C&I Curtailment-Turnkey-Manual HVAC Control | ENS | Offices | 102.9585
Preferred Plan | 2029 | Medium Industrial | Winter Morning | C&I Curtailment-Turnkey-Manual HVAC Control | ENS | Retail Trade | 1426.3063
Preferred Plan | 2029 | Medium Industrial | Winter Morning | C&I Curtailment-Turnkey-Manual HVAC Control | ENS | Services | 65.677
Preferred Plan | 2029 | Medium Industrial | Winter Morning | C&I Curtailment-Turnkey-Auto-DR HVAC Control | ENS | Miscellaneous | 403.5926
Preferred Plan | 2029 | Medium Industrial | Winter Morning | C&I Curtailment-Turnkey-Auto-DR HVAC Control | ENS | Offices | 6.4724
Preferred Plan | 2029 | Medium Industrial | Winter Morning | C&I Curtailment-Turnkey-Auto-DR HVAC Control | ENS | Retail Trade | 89.6635
Preferred Plan | 2029 | Medium Industrial | Winter Morning | C&I Curtailment-Turnkey-Auto-DR HVAC Control | ENS | Services | 4.1287
Preferred Plan | 2029 | Medium Industrial | Winter Morning | C&I Curtailment-Turnkey-Standard Lighting Control | ENS | Miscellaneous | 1990.1218
Preferred Plan | 2029 | Medium Industrial | Winter Morning | C&I Curtailment-Turnkey-Standard Lighting Control | ENS | Offices | 13.5944
Preferred Plan | 2029 | Medium Industrial | Winter Morning | C&I Curtailment-Turnkey-Standard Lighting Control | ENS | Retail Trade | 614.4352
Preferred Plan | 2029 | Medium Industrial | Winter Morning | C&I Curtailment-Turnkey-Standard Lighting Control | ENS | Services | 28.2928
Preferred Plan | 2029 | Medium Industrial | Winter Morning | C&I Curtailment-Turnkey-Water Heating Control | ENS | Miscellaneous | 163.5478
Preferred Plan | 2029 | Medium Industrial | Winter Morning | C&I Curtailment-Turnkey-Water Heating Control | ENS | Offices | 1.0499
Preferred Plan | 2029 | Medium Industrial | Winter Morning | C&I Curtailment-Turnkey-Water Heating Control | ENS | Retail Trade | 82.8599
Preferred Plan | 2029 | Medium Industrial | Winter Morning | C&I Curtailment-Turnkey-Water Heating Control | ENS | Services | 3.8154
Preferred Plan | 2029 | Medium Industrial | Winter Morning | C&I Curtailment-Turnkey-Other | ENS | Miscellaneous | 2519.0159
Preferred Plan | 2029 | Medium Industrial | Winter Morning | C&I Curtailment-Turnkey-Other | ENS | Offices | 19.8285
Preferred Plan | 2029 | Medium Industrial | Winter Morning | C&I Curtailment-Turnkey-Other | ENS | Retail Trade | 911.8947
Preferred Plan | 2029 | Medium Industrial | Winter Morning | C&I Curtailment-Turnkey-Other | ENS | Services | 41.9899
Preferred Plan | 2029 | Medium Industrial | Winter Morning | C&I Loadshift to BUGs | ENS | Manufacturing | 1075.1882
Preferred Plan | 2029 | Medium Industrial | Winter Morning | C&I Loadshift to BUGs | ENS | Miscellaneous | 4666.3167
Preferred Plan | 2029 | Medium Industrial | Winter Evening | C&I Curtailment-Turnkey-Manual HVAC Control | ENS | Miscellaneous | 6221.6487
Preferred Plan | 2029 | Medium Industrial | Winter Evening | C&I Curtailment-Turnkey-Manual HVAC Control | ENS | Offices | 99.7763
Preferred Plan | 2029 | Medium Industrial | Winter Evening | C&I Curtailment-Turnkey-Manual HVAC Control | ENS | Retail Trade | 1382.222
Preferred Plan | 2029 | Medium Industrial | Winter Evening | C&I Curtailment-Turnkey-Manual HVAC Control | ENS | Services | 63.647
Preferred Plan | 2029 | Medium Industrial | Winter Evening | C&I Curtailment-Turnkey-Auto-DR HVAC Control | ENS | Miscellaneous | 391.1183
Preferred Plan | 2029 | Medium Industrial | Winter Evening | C&I Curtailment-Turnkey-Auto-DR HVAC Control | ENS | Offices | 6.2723
Preferred Plan | 2029 | Medium Industrial | Winter Evening | C&I Curtailment-Turnkey-Auto-DR HVAC Control | ENS | Retail Trade | 86.8921
Preferred Plan | 2029 | Medium Industrial | Winter Evening | C&I Curtailment-Turnkey-Auto-DR HVAC Control | ENS | Services | 4.0011
Preferred Plan | 2029 | Medium Industrial | Winter Evening | C&I Curtailment-Turnkey-Standard Lighting Control | ENS | Miscellaneous | 1928.6111
Preferred Plan | 2029 | Medium Industrial | Winter Evening | C&I Curtailment-Turnkey-Standard Lighting Control | ENS | Offices | 13.1743
Preferred Plan | 2029 | Medium Industrial | Winter Evening | C&I Curtailment-Turnkey-Standard Lighting Control | ENS | Retail Trade | 595.4443
Preferred Plan | 2029 | Medium Industrial | Winter Evening | C&I Curtailment-Turnkey-Standard Lighting Control | ENS | Services | 27.4184
Preferred Plan | 2029 | Medium Industrial | Winter Evening | C&I Curtailment-Turnkey-Water Heating Control | ENS | Miscellaneous | 158.4929
Preferred Plan | 2029 | Medium Industrial | Winter Evening | C&I Curtailment-Turnkey-Water Heating Control | ENS | Offices | 1.0174
Preferred Plan | 2029 | Medium Industrial | Winter Evening | C&I Curtailment-Turnkey-Water Heating Control | ENS | Retail Trade | 80.2989
Preferred Plan | 2029 | Medium Industrial | Winter Evening | C&I Curtailment-Turnkey-Water Heating Control | ENS | Services | 3.6975
Preferred Plan | 2029 | Medium Industrial | Winter Evening | C&I Curtailment-Turnkey-Other | ENS | Miscellaneous | 2441.1581
Preferred Plan | 2029 | Medium Industrial | Winter Evening | C&I Curtailment-Turnkey-Other | ENS | Offices | 19.2156
Preferred Plan | 2029 | Medium Industrial | Winter Evening | C&I Curtailment-Turnkey-Other | ENS | Retail Trade | 883.7098
Preferred Plan | 2029 | Medium Industrial | Winter Evening | C&I Curtailment-Turnkey-Other | ENS | Services | 40.6921
Preferred Plan | 2029 | Medium Industrial | Winter Evening | C&I Loadshift to BUGs | ENS | Manufacturing | 1041.9562
Preferred Plan | 2029 | Medium Industrial | Winter Evening | C&I Loadshift to BUGs | ENS | Miscellaneous | 4522.0901
Preferred Plan | 2029 | Large Industrial | Winter Morning | C&I Curtailment-Turnkey-Manual HVAC Control | ENS | Miscellaneous | 134.6612
Preferred Plan | 2029 | Large Industrial | Winter Morning | C&I Curtailment-Turnkey-Auto-DR HVAC Control | ENS | Miscellaneous | 8.4654
Preferred Plan | 2029 | Large Industrial | Winter Morning | C&I Curtailment-Turnkey-Standard Lighting Control | ENS | Miscellaneous | 58.0493
Preferred Plan | 2029 | Large Industrial | Winter Morning | C&I Curtailment-Turnkey-Water Heating Control | ENS | Miscellaneous | 2.885
Preferred Plan | 2029 | Large Industrial | Winter Morning | C&I Curtailment-Turnkey-Other | ENS | Miscellaneous | 61.8662
Preferred Plan | 2029 | Large Industrial | Winter Morning | C&I Curtailment-Turnkey-Industrial | ENS | Manufacturing | 12.1364
Preferred Plan | 2029 | Large Industrial | Winter Evening | C&I Curtailment-Turnkey-Manual HVAC Control | ENS | Miscellaneous | 134.1002
Preferred Plan | 2029 | Large Industrial | Winter Evening | C&I Curtailment-Turnkey-Auto-DR HVAC Control | ENS | Miscellaneous | 8.4301
Preferred Plan | 2029 | Large Industrial | Winter Evening | C&I Curtailment-Turnkey-Standard Lighting Control | ENS | Miscellaneous | 57.8074
Preferred Plan | 2029 | Large Industrial | Winter Evening | C&I Curtailment-Turnkey-Water Heating Control | ENS | Miscellaneous | 2.873
Preferred Plan | 2029 | Large Industrial | Winter Evening | C&I Curtailment-Turnkey-Other | ENS | Miscellaneous | 61.6085
Preferred Plan | 2029 | Large Industrial | Winter Evening | C&I Curtailment-Turnkey-Industrial | ENS | Manufacturing | 12.0859
Preferred Plan | 2029 | Residential Charitable | Winter Morning | DLC-Switch-Water Heating | ENS | Residential LI | 82.8241
Preferred Plan | 2029 | Residential Charitable | Winter Morning | DLC-Switch-Water Heating | ENS | Residential Market Rate | 946.0843
Preferred Plan | 2029 | Residential Charitable | Winter Morning | DLC-Thermostat-BYOT-Central Heat Pump | ENS | Residential LI | 33.6738
Preferred Plan | 2029 | Residential Charitable | Winter Morning | DLC-Thermostat-BYOT-Central Heat Pump | ENS | Residential Market Rate | 206.0625
Preferred Plan | 2029 | Residential Charitable | Winter Morning | DLC-Thermostat-DI-Baseboard Heating | ENS | Residential LI | 171.9424
Preferred Plan | 2029 | Residential Charitable | Winter Morning | DLC-Thermostat-DI-Baseboard Heating | ENS | Residential Market Rate | 1636.7226
Preferred Plan | 2029 | Residential Charitable | Winter Morning | DLC-Thermostat-BYOT-Baseboard Heating | ENS | Residential LI | 20.1068
Preferred Plan | 2029 | Residential Charitable | Winter Morning | DLC-Thermostat-BYOT-Baseboard Heating | ENS | Residential Market Rate | 191.3967
Preferred Plan | 2029 | Residential Charitable | Winter Morning | DLC-Thermostat-DI-MSHP | ENS | Residential LI | 99.6349
Preferred Plan | 2029 | Residential Charitable | Winter Morning | DLC-Thermostat-DI-MSHP | ENS | Residential Market Rate | 948.4259
Preferred Plan | 2029 | Residential Charitable | Winter Morning | DLC-Thermostat-BYOT-MSHP | ENS | Residential LI | 9.0288
Preferred Plan | 2029 | Residential Charitable | Winter Morning | DLC-Thermostat-BYOT-MSHP | ENS | Residential Market Rate | 85.9457
Preferred Plan | 2029 | Residential Charitable | Winter Morning | Dynamic Pricing with enabling tech. | ENS | Residential LI | 2067.3362
Preferred Plan | 2029 | Residential Charitable | Winter Morning | Dynamic Pricing with enabling tech. | ENS | Residential Market Rate | 11735.73
Preferred Plan | 2029 | Residential Charitable | Winter Morning | Dynamic Pricing w/o enabling tech. | ENS | Residential LI | 3453.2306
Preferred Plan | 2029 | Residential Charitable | Winter Morning | Dynamic Pricing w/o enabling tech. | ENS | Residential Market Rate | 19603.0921
Preferred Plan | 2029 | Residential Charitable | Winter Morning | Behavioral DR | ENS | Residential LI | 594.2277
Preferred Plan | 2029 | Residential Charitable | Winter Morning | Behavioral DR | ENS | Residential Market Rate | 3386.2613
Preferred Plan | 2029 | Residential Charitable | Winter Evening | DLC-Switch-Water Heating | ENS | Residential LI | 61.0982
Preferred Plan | 2029 | Residential Charitable | Winter Evening | DLC-Switch-Water Heating | ENS | Residential Market Rate | 697.9142
Preferred Plan | 2029 | Residential Charitable | Winter Evening | DLC-Thermostat-BYOT-Central Heat Pump | ENS | Residential LI | 27.61
Preferred Plan | 2029 | Residential Charitable | Winter Evening | DLC-Thermostat-BYOT-Central Heat Pump | ENS | Residential Market Rate | 168.9555
Preferred Plan | 2029 | Residential Charitable | Winter Evening | DLC-Thermostat-DI-Baseboard Heating | ENS | Residential LI | 140.9796
Preferred Plan | 2029 | Residential Charitable | Winter Evening | DLC-Thermostat-DI-Baseboard Heating | ENS | Residential Market Rate | 1341.9871
Preferred Plan | 2029 | Residential Charitable | Winter Evening | DLC-Thermostat-BYOT-Baseboard Heating | ENS | Residential LI | 16.486
Preferred Plan | 2029 | Residential Charitable | Winter Evening | DLC-Thermostat-BYOT-Baseboard Heating | ENS | Residential Market Rate | 156.9306
Preferred Plan | 2029 | Residential Charitable | Winter Evening | DLC-Thermostat-DI-MSHP | ENS | Residential LI | 81.693
Preferred Plan | 2029 | Residential Charitable | Winter Evening | DLC-Thermostat-DI-MSHP | ENS | Residential Market Rate | 777.6365
Preferred Plan | 2029 | Residential Charitable | Winter Evening | DLC-Thermostat-BYOT-MSHP | ENS | Residential LI | 7.403
Preferred Plan | 2029 | Residential Charitable | Winter Evening | DLC-Thermostat-BYOT-MSHP | ENS | Residential Market Rate | 70.4689
Preferred Plan | 2029 | Residential Charitable | Winter Evening | Dynamic Pricing with enabling tech. | ENS | Residential LI | 2357.6879
Preferred Plan | 2029 | Residential Charitable | Winter Evening | Dynamic Pricing with enabling tech. | ENS | Residential Market Rate | 13383.981
Preferred Plan | 2029 | Residential Charitable | Winter Evening | Dynamic Pricing w/o enabling tech. | ENS | Residential LI | 3938.2274
Preferred Plan | 2029 | Residential Charitable | Winter Evening | Dynamic Pricing w/o enabling tech. | ENS | Residential Market Rate | 22356.2924
Preferred Plan | 2029 | Residential Charitable | Winter Evening | Behavioral DR | ENS | Residential LI | 677.6854
Preferred Plan | 2029 | Residential Charitable | Winter Evening | Behavioral DR | ENS | Residential Market Rate | 3861.8523
Preferred Plan | 2030 | Small General | Winter Morning | Dynamic Pricing with enabling tech. | ENS | Manufacturing | 18.7259
Preferred Plan | 2030 | Small General | Winter Evening | Dynamic Pricing with enabling tech. | ENS | Manufacturing | 21.722
Preferred Plan | 2030 | General | Winter Morning | C&I Curtailment-Turnkey-Manual HVAC Control | ENS | Miscellaneous | 3511.1258
Preferred Plan | 2030 | General | Winter Morning | C&I Curtailment-Turnkey-Manual HVAC Control | ENS | Offices | 241.2892
Preferred Plan | 2030 | General | Winter Morning | C&I Curtailment-Turnkey-Manual HVAC Control | ENS | Retail Trade | 806.4363
Preferred Plan | 2030 | General | Winter Morning | C&I Curtailment-Turnkey-Manual HVAC Control | ENS | Services | 521.4117
Preferred Plan | 2030 | General | Winter Morning | C&I Curtailment-Turnkey-Auto-DR HVAC Control | ENS | Miscellaneous | 278.5311
Preferred Plan | 2030 | General | Winter Morning | C&I Curtailment-Turnkey-Auto-DR HVAC Control | ENS | Offices | 19.141
Preferred Plan | 2030 | General | Winter Morning | C&I Curtailment-Turnkey-Auto-DR HVAC Control | ENS | Retail Trade | 63.9731
Preferred Plan | 2030 | General | Winter Morning | C&I Curtailment-Turnkey-Auto-DR HVAC Control | ENS | Services | 41.3626
Preferred Plan | 2030 | General | Winter Morning | C&I Curtailment-Turnkey-Standard Lighting Control | ENS | Miscellaneous | 1461.5525
Preferred Plan | 2030 | General | Winter Morning | C&I Curtailment-Turnkey-Standard Lighting Control | ENS | Offices | 28.6915
Preferred Plan | 2030 | General | Winter Morning | C&I Curtailment-Turnkey-Standard Lighting Control | ENS | Retail Trade | 321.2829
Preferred Plan | 2030 | General | Winter Morning | C&I Curtailment-Turnkey-Standard Lighting Control | ENS | Services | 208.0015
Preferred Plan | 2030 | General | Winter Morning | C&I Curtailment-Turnkey-Water Heating Control | ENS | Miscellaneous | 97.9955
Preferred Plan | 2030 | General | Winter Morning | C&I Curtailment-Turnkey-Water Heating Control | ENS | Offices | 2.602
Preferred Plan | 2030 | General | Winter Morning | C&I Curtailment-Turnkey-Water Heating Control | ENS | Retail Trade | 52.8434
Preferred Plan | 2030 | General | Winter Morning | C&I Curtailment-Turnkey-Water Heating Control | ENS | Services | 34.1208
Preferred Plan | 2030 | General | Winter Morning | C&I Curtailment-Turnkey-Other | ENS | Miscellaneous | 1711.5134
Preferred Plan | 2030 | General | Winter Morning | C&I Curtailment-Turnkey-Other | ENS | Offices | 46.5485
Preferred Plan | 2030 | General | Winter Morning | C&I Curtailment-Turnkey-Other | ENS | Retail Trade | 542.8778
Preferred Plan | 2030 | General | Winter Morning | C&I Curtailment-Turnkey-Other | ENS | Services | 350.8703
Preferred Plan | 2030 | General | Winter Evening | C&I Curtailment-Turnkey-Manual HVAC Control | ENS | Miscellaneous | 4108.3552
Preferred Plan | 2030 | General | Winter Evening | C&I Curtailment-Turnkey-Manual HVAC Control | ENS | Offices | 282.3316
Preferred Plan | 2030 | General | Winter Evening | C&I Curtailment-Turnkey-Manual HVAC Control | ENS | Retail Trade | 943.6081
Preferred Plan | 2030 | General | Winter Evening | C&I Curtailment-Turnkey-Manual HVAC Control | ENS | Services | 610.1019
Preferred Plan | 2030 | General | Winter Evening | C&I Curtailment-Turnkey-Auto-DR HVAC Control | ENS | Miscellaneous | 325.9082
Preferred Plan | 2030 | General | Winter Evening | C&I Curtailment-Turnkey-Auto-DR HVAC Control | ENS | Offices | 22.3968
Preferred Plan | 2030 | General | Winter Evening | C&I Curtailment-Turnkey-Auto-DR HVAC Control | ENS | Retail Trade | 74.8547
Preferred Plan | 2030 | General | Winter Evening | C&I Curtailment-Turnkey-Auto-DR HVAC Control | ENS | Services | 48.3983
Preferred Plan | 2030 | General | Winter Evening | C&I Curtailment-Turnkey-Standard Lighting Control | ENS | Miscellaneous | 1710.1571
Preferred Plan | 2030 | General | Winter Evening | C&I Curtailment-Turnkey-Standard Lighting Control | ENS | Offices | 33.5718
Preferred Plan | 2030 | General | Winter Evening | C&I Curtailment-Turnkey-Standard Lighting Control | ENS | Retail Trade | 375.9319
Preferred Plan | 2030 | General | Winter Evening | C&I Curtailment-Turnkey-Standard Lighting Control | ENS | Services | 243.3817
Preferred Plan | 2030 | General | Winter Evening | C&I Curtailment-Turnkey-Water Heating Control | ENS | Miscellaneous | 114.6642
Preferred Plan | 2030 | General | Winter Evening | C&I Curtailment-Turnkey-Water Heating Control | ENS | Offices | 3.0446
Preferred Plan | 2030 | General | Winter Evening | C&I Curtailment-Turnkey-Water Heating Control | ENS | Retail Trade | 61.8319
Preferred Plan | 2030 | General | Winter Evening | C&I Curtailment-Turnkey-Water Heating Control | ENS | Services | 39.9246
Preferred Plan | 2030 | General | Winter Evening | C&I Curtailment-Turnkey-Other | ENS | Miscellaneous | 2002.6355
Preferred Plan | 2030 | General | Winter Evening | C&I Curtailment-Turnkey-Other | ENS | Offices | 54.4663
Preferred Plan | 2030 | General | Winter Evening | C&I Curtailment-Turnkey-Other | ENS | Retail Trade | 635.2193
Preferred Plan | 2030 | General | Winter Evening | C&I Curtailment-Turnkey-Other | ENS | Services | 410.552
Preferred Plan | 2030 | Large General | Winter Morning | C&I Curtailment-Turnkey-Manual HVAC Control | ENS | Miscellaneous | 2832.8361
Preferred Plan | 2030 | Large General | Winter Morning | C&I Curtailment-Turnkey-Manual HVAC Control | ENS | Retail Trade | 118.1112
Preferred Plan | 2030 | Large General | Winter Morning | C&I Curtailment-Turnkey-Manual HVAC Control | ENS | Services | 189.1419
Preferred Plan | 2030 | Large General | Winter Morning | C&I Curtailment-Turnkey-Auto-DR HVAC Control | ENS | Miscellaneous | 224.7237
Preferred Plan | 2030 | Large General | Winter Morning | C&I Curtailment-Turnkey-Auto-DR HVAC Control | ENS | Retail Trade | 9.3695
Preferred Plan | 2030 | Large General | Winter Morning | C&I Curtailment-Turnkey-Auto-DR HVAC Control | ENS | Services | 15.0043
Preferred Plan | 2030 | Large General | Winter Morning | C&I Curtailment-Turnkey-Standard Lighting Control | ENS | Miscellaneous | 1224.6041
Preferred Plan | 2030 | Large General | Winter Morning | C&I Curtailment-Turnkey-Standard Lighting Control | ENS | Retail Trade | 46.7481
Preferred Plan | 2030 | Large General | Winter Morning | C&I Curtailment-Turnkey-Standard Lighting Control | ENS | Services | 74.8619
Preferred Plan | 2030 | Large General | Winter Morning | C&I Curtailment-Turnkey-Water Heating Control | ENS | Miscellaneous | 62.189
Preferred Plan | 2030 | Large General | Winter Morning | C&I Curtailment-Turnkey-Water Heating Control | ENS | Retail Trade | 7.7912
Preferred Plan | 2030 | Large General | Winter Morning | C&I Curtailment-Turnkey-Water Heating Control | ENS | Services | 12.4767
Preferred Plan | 2030 | Large General | Winter Morning | C&I Curtailment-Turnkey-Other | ENS | Miscellaneous | 1329.2028
Preferred Plan | 2030 | Large General | Winter Morning | C&I Curtailment-Turnkey-Other | ENS | Retail Trade | 79.662
Preferred Plan | 2030 | Large General | Winter Morning | C&I Curtailment-Turnkey-Other | ENS | Services | 127.5698
Preferred Plan | 2030 | Large General | Winter Morning | C&I Loadshift to BUGs | ENS | Miscellaneous | 7045.5847
Preferred Plan | 2030 | Large General | Winter Evening | C&I Curtailment-Turnkey-Manual HVAC Control | ENS | Miscellaneous | 2435.1522
Preferred Plan | 2030 | Large General | Winter Evening | C&I Curtailment-Turnkey-Manual HVAC Control | ENS | Retail Trade | 101.5303
Preferred Plan | 2030 | Large General | Winter Evening | C&I Curtailment-Turnkey-Manual HVAC Control | ENS | Services | 162.5895
Preferred Plan | 2030 | Large General | Winter Evening | C&I Curtailment-Turnkey-Auto-DR HVAC Control | ENS | Miscellaneous | 193.1761
Preferred Plan | 2030 | Large General | Winter Evening | C&I Curtailment-Turnkey-Auto-DR HVAC Control | ENS | Retail Trade | 8.0542
Preferred Plan | 2030 | Large General | Winter Evening | C&I Curtailment-Turnkey-Auto-DR HVAC Control | ENS | Services | 12.8979
Preferred Plan | 2030 | Large General | Winter Evening | C&I Curtailment-Turnkey-Standard Lighting Control | ENS | Miscellaneous | 1052.6897
Preferred Plan | 2030 | Large General | Winter Evening | C&I Curtailment-Turnkey-Standard Lighting Control | ENS | Retail Trade | 40.1855
Preferred Plan | 2030 | Large General | Winter Evening | C&I Curtailment-Turnkey-Standard Lighting Control | ENS | Services | 64.3525
Preferred Plan | 2030 | Large General | Winter Evening | C&I Curtailment-Turnkey-Water Heating Control | ENS | Miscellaneous | 53.4587
Preferred Plan | 2030 | Large General | Winter Evening | C&I Curtailment-Turnkey-Water Heating Control | ENS | Retail Trade | 6.6975
Preferred Plan | 2030 | Large General | Winter Evening | C&I Curtailment-Turnkey-Water Heating Control | ENS | Services | 10.7252
Preferred Plan | 2030 | Large General | Winter Evening | C&I Curtailment-Turnkey-Other | ENS | Miscellaneous | 1142.6045
Preferred Plan | 2030 | Large General | Winter Evening | C&I Curtailment-Turnkey-Other | ENS | Retail Trade | 68.4788
Preferred Plan | 2030 | Large General | Winter Evening | C&I Curtailment-Turnkey-Other | ENS | Services | 109.6611
Preferred Plan | 2030 | Large General | Winter Evening | C&I Loadshift to BUGs | ENS | Miscellaneous | 6056.4998
Preferred Plan | 2030 | Medium Industrial | Winter Morning | C&I Curtailment-Turnkey-Manual HVAC Control | ENS | Miscellaneous | 9064.3292
Preferred Plan | 2030 | Medium Industrial | Winter Morning | C&I Curtailment-Turnkey-Manual HVAC Control | ENS | Offices | 146.2182
Preferred Plan | 2030 | Medium Industrial | Winter Morning | C&I Curtailment-Turnkey-Manual HVAC Control | ENS | Retail Trade | 2002.9474
Preferred Plan | 2030 | Medium Industrial | Winter Morning | C&I Curtailment-Turnkey-Manual HVAC Control | ENS | Services | 92.2295
Preferred Plan | 2030 | Medium Industrial | Winter Morning | C&I Curtailment-Turnkey-Auto-DR HVAC Control | ENS | Miscellaneous | 719.0565
Preferred Plan | 2030 | Medium Industrial | Winter Morning | C&I Curtailment-Turnkey-Auto-DR HVAC Control | ENS | Offices | 11.5992
Preferred Plan | 2030 | Medium Industrial | Winter Morning | C&I Curtailment-Turnkey-Auto-DR HVAC Control | ENS | Retail Trade | 158.8901
Preferred Plan | 2030 | Medium Industrial | Winter Morning | C&I Curtailment-Turnkey-Auto-DR HVAC Control | ENS | Services | 7.3164
Preferred Plan | 2030 | Medium Industrial | Winter Morning | C&I Curtailment-Turnkey-Standard Lighting Control | ENS | Miscellaneous | 2804.6352
Preferred Plan | 2030 | Medium Industrial | Winter Morning | C&I Curtailment-Turnkey-Standard Lighting Control | ENS | Offices | 19.0617
Preferred Plan | 2030 | Medium Industrial | Winter Morning | C&I Curtailment-Turnkey-Standard Lighting Control | ENS | Retail Trade | 866.8246
Preferred Plan | 2030 | Medium Industrial | Winter Morning | C&I Curtailment-Turnkey-Standard Lighting Control | ENS | Services | 39.9146
Preferred Plan | 2030 | Medium Industrial | Winter Morning | C&I Curtailment-Turnkey-Water Heating Control | ENS | Miscellaneous | 236.79
Preferred Plan | 2030 | Medium Industrial | Winter Morning | C&I Curtailment-Turnkey-Water Heating Control | ENS | Offices | 1.5108
Preferred Plan | 2030 | Medium Industrial | Winter Morning | C&I Curtailment-Turnkey-Water Heating Control | ENS | Retail Trade | 119.6538
Preferred Plan | 2030 | Medium Industrial | Winter Morning | C&I Curtailment-Turnkey-Water Heating Control | ENS | Services | 5.5097
Preferred Plan | 2030 | Medium Industrial | Winter Morning | C&I Curtailment-Turnkey-Other | ENS | Miscellaneous | 3631.3007
Preferred Plan | 2030 | Medium Industrial | Winter Morning | C&I Curtailment-Turnkey-Other | ENS | Offices | 28.5236
Preferred Plan | 2030 | Medium Industrial | Winter Morning | C&I Curtailment-Turnkey-Other | ENS | Retail Trade | 1314.3365
Preferred Plan | 2030 | Medium Industrial | Winter Morning | C&I Curtailment-Turnkey-Other | ENS | Services | 60.5211
Preferred Plan | 2030 | Medium Industrial | Winter Morning | C&I Loadshift to BUGs | ENS | Manufacturing | 1358.6894
Preferred Plan | 2030 | Medium Industrial | Winter Morning | C&I Loadshift to BUGs | ENS | Miscellaneous | 5896.7121
Preferred Plan | 2030 | Medium Industrial | Winter Evening | C&I Curtailment-Turnkey-Manual HVAC Control | ENS | Miscellaneous | 8762.7817
Preferred Plan | 2030 | Medium Industrial | Winter Evening | C&I Curtailment-Turnkey-Manual HVAC Control | ENS | Offices | 141.3539
Preferred Plan | 2030 | Medium Industrial | Winter Evening | C&I Curtailment-Turnkey-Manual HVAC Control | ENS | Retail Trade | 1936.3143
Preferred Plan | 2030 | Medium Industrial | Winter Evening | C&I Curtailment-Turnkey-Manual HVAC Control | ENS | Services | 89.1613
Preferred Plan | 2030 | Medium Industrial | Winter Evening | C&I Curtailment-Turnkey-Auto-DR HVAC Control | ENS | Miscellaneous | 695.1353
Preferred Plan | 2030 | Medium Industrial | Winter Evening | C&I Curtailment-Turnkey-Auto-DR HVAC Control | ENS | Offices | 11.2133
Preferred Plan | 2030 | Medium Industrial | Winter Evening | C&I Curtailment-Turnkey-Auto-DR HVAC Control | ENS | Retail Trade | 153.6042
Preferred Plan | 2030 | Medium Industrial | Winter Evening | C&I Curtailment-Turnkey-Auto-DR HVAC Control | ENS | Services | 7.073
Preferred Plan | 2030 | Medium Industrial | Winter Evening | C&I Curtailment-Turnkey-Standard Lighting Control | ENS | Miscellaneous | 2711.332
Preferred Plan | 2030 | Medium Industrial | Winter Evening | C&I Curtailment-Turnkey-Standard Lighting Control | ENS | Offices | 18.4275
Preferred Plan | 2030 | Medium Industrial | Winter Evening | C&I Curtailment-Turnkey-Standard Lighting Control | ENS | Retail Trade | 837.9875
Preferred Plan | 2030 | Medium Industrial | Winter Evening | C&I Curtailment-Turnkey-Standard Lighting Control | ENS | Services | 38.5867
Preferred Plan | 2030 | Medium Industrial | Winter Evening | C&I Curtailment-Turnkey-Water Heating Control | ENS | Miscellaneous | 228.9126
Preferred Plan | 2030 | Medium Industrial | Winter Evening | C&I Curtailment-Turnkey-Water Heating Control | ENS | Offices | 1.4606
Preferred Plan | 2030 | Medium Industrial | Winter Evening | C&I Curtailment-Turnkey-Water Heating Control | ENS | Retail Trade | 115.6732
Preferred Plan | 2030 | Medium Industrial | Winter Evening | C&I Curtailment-Turnkey-Water Heating Control | ENS | Services | 5.3264
Preferred Plan | 2030 | Medium Industrial | Winter Evening | C&I Curtailment-Turnkey-Other | ENS | Miscellaneous | 3510.4964
Preferred Plan | 2030 | Medium Industrial | Winter Evening | C&I Curtailment-Turnkey-Other | ENS | Offices | 27.5746
Preferred Plan | 2030 | Medium Industrial | Winter Evening | C&I Curtailment-Turnkey-Other | ENS | Retail Trade | 1270.6119
Preferred Plan | 2030 | Medium Industrial | Winter Evening | C&I Curtailment-Turnkey-Other | ENS | Services | 58.5077
Preferred Plan | 2030 | Medium Industrial | Winter Evening | C&I Loadshift to BUGs | ENS | Manufacturing | 1313.4892
Preferred Plan | 2030 | Medium Industrial | Winter Evening | C&I Loadshift to BUGs | ENS | Miscellaneous | 5700.5433
Preferred Plan | 2030 | Large Industrial | Winter Morning | C&I Curtailment-Turnkey-Manual HVAC Control | ENS | Miscellaneous | 189.9576
Preferred Plan | 2030 | Large Industrial | Winter Morning | C&I Curtailment-Turnkey-Auto-DR HVAC Control | ENS | Miscellaneous | 15.069
Preferred Plan | 2030 | Large Industrial | Winter Morning | C&I Curtailment-Turnkey-Standard Lighting Control | ENS | Miscellaneous | 82.1166
Preferred Plan | 2030 | Large Industrial | Winter Morning | C&I Curtailment-Turnkey-Water Heating Control | ENS | Miscellaneous | 4.1701
Preferred Plan | 2030 | Large Industrial | Winter Morning | C&I Curtailment-Turnkey-Other | ENS | Miscellaneous | 89.1305
Preferred Plan | 2030 | Large Industrial | Winter Morning | C&I Curtailment-Turnkey-Industrial | ENS | Manufacturing | 17.3955
Preferred Plan | 2030 | Large Industrial | Winter Evening | C&I Curtailment-Turnkey-Manual HVAC Control | ENS | Miscellaneous | 188.7057
Preferred Plan | 2030 | Large Industrial | Winter Evening | C&I Curtailment-Turnkey-Auto-DR HVAC Control | ENS | Miscellaneous | 14.9697
Preferred Plan | 2030 | Large Industrial | Winter Evening | C&I Curtailment-Turnkey-Standard Lighting Control | ENS | Miscellaneous | 81.5754
Preferred Plan | 2030 | Large Industrial | Winter Evening | C&I Curtailment-Turnkey-Water Heating Control | ENS | Miscellaneous | 4.1426
Preferred Plan | 2030 | Large Industrial | Winter Evening | C&I Curtailment-Turnkey-Other | ENS | Miscellaneous | 88.5431
Preferred Plan | 2030 | Large Industrial | Winter Evening | C&I Curtailment-Turnkey-Industrial | ENS | Manufacturing | 17.2809
Preferred Plan | 2030 | Residential Charitable | Winter Morning | DLC-Switch-Water Heating | ENS | Residential LI | 101.4891
Preferred Plan | 2030 | Residential Charitable | Winter Morning | DLC-Switch-Water Heating | ENS | Residential Market Rate | 1159.2915
Preferred Plan | 2030 | Residential Charitable | Winter Morning | DLC-Thermostat-BYOT-Central Heat Pump | ENS | Residential LI | 41.3816
Preferred Plan | 2030 | Residential Charitable | Winter Morning | DLC-Thermostat-BYOT-Central Heat Pump | ENS | Residential Market Rate | 253.229
Preferred Plan | 2030 | Residential Charitable | Winter Morning | DLC-Thermostat-DI-Baseboard Heating | ENS | Residential LI | 210.6993
Preferred Plan | 2030 | Residential Charitable | Winter Morning | DLC-Thermostat-DI-Baseboard Heating | ENS | Residential Market Rate | 2005.6502
Preferred Plan | 2030 | Residential Charitable | Winter Morning | DLC-Thermostat-BYOT-Baseboard Heating | ENS | Residential LI | 24.637
Preferred Plan | 2030 | Residential Charitable | Winter Morning | DLC-Thermostat-BYOT-Baseboard Heating | ENS | Residential Market Rate | 234.5202
Preferred Plan | 2030 | Residential Charitable | Winter Morning | DLC-Thermostat-DI-MSHP | ENS | Residential LI | 122.0992
Preferred Plan | 2030 | Residential Charitable | Winter Morning | DLC-Thermostat-DI-MSHP | ENS | Residential Market Rate | 1162.2637
Preferred Plan | 2030 | Residential Charitable | Winter Morning | DLC-Thermostat-BYOT-MSHP | ENS | Residential LI | 11.0483
Preferred Plan | 2030 | Residential Charitable | Winter Morning | DLC-Thermostat-BYOT-MSHP | ENS | Residential Market Rate | 105.169
Preferred Plan | 2030 | Residential Charitable | Winter Morning | Dynamic Pricing with enabling tech. | ENS | Residential LI | 4958.545
Preferred Plan | 2030 | Residential Charitable | Winter Morning | Dynamic Pricing with enabling tech. | ENS | Residential Market Rate | 28153.1678
Preferred Plan | 2030 | Residential Charitable | Winter Morning | Dynamic Pricing w/o enabling tech. | ENS | Residential LI | 4359.9007
Preferred Plan | 2030 | Residential Charitable | Winter Morning | Dynamic Pricing w/o enabling tech. | ENS | Residential Market Rate | 24754.2406
Preferred Plan | 2030 | Residential Charitable | Winter Morning | Behavioral DR | ENS | Residential LI | 871.1049
Preferred Plan | 2030 | Residential Charitable | Winter Morning | Behavioral DR | ENS | Residential Market Rate | 4964.3806
Preferred Plan | 2030 | Residential Charitable | Winter Evening | DLC-Switch-Water Heating | ENS | Residential LI | 51.0655
Preferred Plan | 2030 | Residential Charitable | Winter Evening | DLC-Switch-Water Heating | ENS | Residential Market Rate | 583.3119
Preferred Plan | 2030 | Residential Charitable | Winter Evening | DLC-Thermostat-BYOT-Central Heat Pump | ENS | Residential LI | 28.5489
Preferred Plan | 2030 | Residential Charitable | Winter Evening | DLC-Thermostat-BYOT-Central Heat Pump | ENS | Residential Market Rate | 174.701
Preferred Plan | 2030 | Residential Charitable | Winter Evening | DLC-Thermostat-DI-Baseboard Heating | ENS | Residential LI | 145.3601
Preferred Plan | 2030 | Residential Charitable | Winter Evening | DLC-Thermostat-DI-Baseboard Heating | ENS | Residential Market Rate | 1383.6848
Preferred Plan | 2030 | Residential Charitable | Winter Evening | DLC-Thermostat-BYOT-Baseboard Heating | ENS | Residential LI | 16.9969
Preferred Plan | 2030 | Residential Charitable | Winter Evening | DLC-Thermostat-BYOT-Baseboard Heating | ENS | Residential Market Rate | 161.7939
Preferred Plan | 2030 | Residential Charitable | Winter Evening | DLC-Thermostat-DI-MSHP | ENS | Residential LI | 84.2354
Preferred Plan | 2030 | Residential Charitable | Winter Evening | DLC-Thermostat-DI-MSHP | ENS | Residential Market Rate | 801.8381
Preferred Plan | 2030 | Residential Charitable | Winter Evening | DLC-Thermostat-BYOT-MSHP | ENS | Residential LI | 7.6222
Preferred Plan | 2030 | Residential Charitable | Winter Evening | DLC-Thermostat-BYOT-MSHP | ENS | Residential Market Rate | 72.5554
Preferred Plan | 2030 | Residential Charitable | Winter Evening | Dynamic Pricing with enabling tech. | ENS | Residential LI | 5641.1906
Preferred Plan | 2030 | Residential Charitable | Winter Evening | Dynamic Pricing with enabling tech. | ENS | Residential Market Rate | 32029.0304
Preferred Plan | 2030 | Residential Charitable | Winter Evening | Dynamic Pricing w/o enabling tech. | ENS | Residential LI | 4960.1307
Preferred Plan | 2030 | Residential Charitable | Winter Evening | Dynamic Pricing w/o enabling tech. | ENS | Residential Market Rate | 28162.171
Preferred Plan | 2030 | Residential Charitable | Winter Evening | Behavioral DR | ENS | Residential LI | 991.0304
Preferred Plan | 2030 | Residential Charitable | Winter Evening | Behavioral DR | ENS | Residential Market Rate | 5647.8297
Preferred Plan | 2031 | Small General | Winter Morning | Dynamic Pricing with enabling tech. | ENS | Manufacturing | 27.4848
Preferred Plan | 2031 | Small General | Winter Evening | Dynamic Pricing with enabling tech. | ENS | Manufacturing | 31.8683
Preferred Plan | 2031 | General | Winter Morning | C&I Curtailment-Turnkey-Manual HVAC Control | ENS | Miscellaneous | 5599.8521
Preferred Plan | 2031 | General | Winter Morning | C&I Curtailment-Turnkey-Manual HVAC Control | ENS | Offices | 384.8292
Preferred Plan | 2031 | General | Winter Morning | C&I Curtailment-Turnkey-Manual HVAC Control | ENS | Retail Trade | 1286.1755
Preferred Plan | 2031 | General | Winter Morning | C&I Curtailment-Turnkey-Manual HVAC Control | ENS | Services | 831.5932
Preferred Plan | 2031 | General | Winter Morning | C&I Curtailment-Turnkey-Auto-DR HVAC Control | ENS | Miscellaneous | 555.2824
Preferred Plan | 2031 | General | Winter Morning | C&I Curtailment-Turnkey-Auto-DR HVAC Control | ENS | Offices | 38.1597
Preferred Plan | 2031 | General | Winter Morning | C&I Curtailment-Turnkey-Auto-DR HVAC Control | ENS | Retail Trade | 127.5374
Preferred Plan | 2031 | General | Winter Morning | C&I Curtailment-Turnkey-Auto-DR HVAC Control | ENS | Services | 82.4609
Preferred Plan | 2031 | General | Winter Morning | C&I Curtailment-Turnkey-Standard Lighting Control | ENS | Miscellaneous | 2331.0124
Preferred Plan | 2031 | General | Winter Morning | C&I Curtailment-Turnkey-Standard Lighting Control | ENS | Offices | 45.7597
Preferred Plan | 2031 | General | Winter Morning | C&I Curtailment-Turnkey-Standard Lighting Control | ENS | Retail Trade | 512.4101
Preferred Plan | 2031 | General | Winter Morning | C&I Curtailment-Turnkey-Standard Lighting Control | ENS | Services | 331.739
Preferred Plan | 2031 | General | Winter Morning | C&I Curtailment-Turnkey-Water Heating Control | ENS | Miscellaneous | 156.2919
Preferred Plan | 2031 | General | Winter Morning | C&I Curtailment-Turnkey-Water Heating Control | ENS | Offices | 4.1499
Preferred Plan | 2031 | General | Winter Morning | C&I Curtailment-Turnkey-Water Heating Control | ENS | Retail Trade | 84.2793
Preferred Plan | 2031 | General | Winter Morning | C&I Curtailment-Turnkey-Water Heating Control | ENS | Services | 54.4188
Preferred Plan | 2031 | General | Winter Morning | C&I Curtailment-Turnkey-Other | ENS | Miscellaneous | 2729.6721
Preferred Plan | 2031 | General | Winter Morning | C&I Curtailment-Turnkey-Other | ENS | Offices | 74.2397
Preferred Plan | 2031 | General | Winter Morning | C&I Curtailment-Turnkey-Other | ENS | Retail Trade | 865.8292
Preferred Plan | 2031 | General | Winter Morning | C&I Curtailment-Turnkey-Other | ENS | Services | 559.5987
Preferred Plan | 2031 | General | Winter Evening | C&I Curtailment-Turnkey-Manual HVAC Control | ENS | Miscellaneous | 6549.4662
Preferred Plan | 2031 | General | Winter Evening | C&I Curtailment-Turnkey-Manual HVAC Control | ENS | Offices | 450.0879
Preferred Plan | 2031 | General | Winter Evening | C&I Curtailment-Turnkey-Manual HVAC Control | ENS | Retail Trade | 1504.2831
Preferred Plan | 2031 | General | Winter Evening | C&I Curtailment-Turnkey-Manual HVAC Control | ENS | Services | 972.6135
Preferred Plan | 2031 | General | Winter Evening | C&I Curtailment-Turnkey-Auto-DR HVAC Control | ENS | Miscellaneous | 649.4464
Preferred Plan | 2031 | General | Winter Evening | C&I Curtailment-Turnkey-Auto-DR HVAC Control | ENS | Offices | 44.6308
Preferred Plan | 2031 | General | Winter Evening | C&I Curtailment-Turnkey-Auto-DR HVAC Control | ENS | Retail Trade | 149.165
Preferred Plan | 2031 | General | Winter Evening | C&I Curtailment-Turnkey-Auto-DR HVAC Control | ENS | Services | 96.4445
Preferred Plan | 2031 | General | Winter Evening | C&I Curtailment-Turnkey-Standard Lighting Control | ENS | Miscellaneous | 2726.3019
Preferred Plan | 2031 | General | Winter Evening | C&I Curtailment-Turnkey-Standard Lighting Control | ENS | Offices | 53.5195
Preferred Plan | 2031 | General | Winter Evening | C&I Curtailment-Turnkey-Standard Lighting Control | ENS | Retail Trade | 599.3039
Preferred Plan | 2031 | General | Winter Evening | C&I Curtailment-Turnkey-Standard Lighting Control | ENS | Services | 387.9948
Preferred Plan | 2031 | General | Winter Evening | C&I Curtailment-Turnkey-Water Heating Control | ENS | Miscellaneous | 182.7956
Preferred Plan | 2031 | General | Winter Evening | C&I Curtailment-Turnkey-Water Heating Control | ENS | Offices | 4.8537
Preferred Plan | 2031 | General | Winter Evening | C&I Curtailment-Turnkey-Water Heating Control | ENS | Retail Trade | 98.5713
Preferred Plan | 2031 | General | Winter Evening | C&I Curtailment-Turnkey-Water Heating Control | ENS | Services | 63.6471
Preferred Plan | 2031 | General | Winter Evening | C&I Curtailment-Turnkey-Other | ENS | Miscellaneous | 3192.5656
Preferred Plan | 2031 | General | Winter Evening | C&I Curtailment-Turnkey-Other | ENS | Offices | 86.8292
Preferred Plan | 2031 | General | Winter Evening | C&I Curtailment-Turnkey-Other | ENS | Retail Trade | 1012.6552
Preferred Plan | 2031 | General | Winter Evening | C&I Curtailment-Turnkey-Other | ENS | Services | 654.4946
Preferred Plan | 2031 | Large General | Winter Morning | C&I Curtailment-Turnkey-Manual HVAC Control | ENS | Miscellaneous | 4517.6405
Preferred Plan | 2031 | Large General | Winter Morning | C&I Curtailment-Turnkey-Manual HVAC Control | ENS | Retail Trade | 188.3569
Preferred Plan | 2031 | Large General | Winter Morning | C&I Curtailment-Turnkey-Manual HVAC Control | ENS | Services | 301.6324
Preferred Plan | 2031 | Large General | Winter Morning | C&I Curtailment-Turnkey-Auto-DR HVAC Control | ENS | Miscellaneous | 447.9701
Preferred Plan | 2031 | Large General | Winter Morning | C&I Curtailment-Turnkey-Auto-DR HVAC Control | ENS | Retail Trade | 18.6775
Preferred Plan | 2031 | Large General | Winter Morning | C&I Curtailment-Turnkey-Auto-DR HVAC Control | ENS | Services | 29.9099
Preferred Plan | 2031 | Large General | Winter Morning | C&I Curtailment-Turnkey-Standard Lighting Control | ENS | Miscellaneous | 1952.9266
Preferred Plan | 2031 | Large General | Winter Morning | C&I Curtailment-Turnkey-Standard Lighting Control | ENS | Retail Trade | 74.5512
Preferred Plan | 2031 | Large General | Winter Morning | C&I Curtailment-Turnkey-Standard Lighting Control | ENS | Services | 119.3853
Preferred Plan | 2031 | Large General | Winter Morning | C&I Curtailment-Turnkey-Water Heating Control | ENS | Miscellaneous | 99.1753
Preferred Plan | 2031 | Large General | Winter Morning | C&I Curtailment-Turnkey-Water Heating Control | ENS | Retail Trade | 12.425
Preferred Plan | 2031 | Large General | Winter Morning | C&I Curtailment-Turnkey-Water Heating Control | ENS | Services | 19.8972
Preferred Plan | 2031 | Large General | Winter Morning | C&I Curtailment-Turnkey-Other | ENS | Miscellaneous | 2119.7346
Preferred Plan | 2031 | Large General | Winter Morning | C&I Curtailment-Turnkey-Other | ENS | Retail Trade | 127.0403
Preferred Plan | 2031 | Large General | Winter Morning | C&I Curtailment-Turnkey-Other | ENS | Services | 203.4408
Preferred Plan | 2031 | Large General | Winter Morning | C&I Loadshift to BUGs | ENS | Miscellaneous | 10093.6317
Preferred Plan | 2031 | Large General | Winter Evening | C&I Curtailment-Turnkey-Manual HVAC Control | ENS | Miscellaneous | 3881.7189
Preferred Plan | 2031 | Large General | Winter Evening | C&I Curtailment-Turnkey-Manual HVAC Control | ENS | Retail Trade | 161.843
Preferred Plan | 2031 | Large General | Winter Evening | C&I Curtailment-Turnkey-Manual HVAC Control | ENS | Services | 259.1733
Preferred Plan | 2031 | Large General | Winter Evening | C&I Curtailment-Turnkey-Auto-DR HVAC Control | ENS | Miscellaneous | 384.912
Preferred Plan | 2031 | Large General | Winter Evening | C&I Curtailment-Turnkey-Auto-DR HVAC Control | ENS | Retail Trade | 16.0484
Preferred Plan | 2031 | Large General | Winter Evening | C&I Curtailment-Turnkey-Auto-DR HVAC Control | ENS | Services | 25.6997
Preferred Plan | 2031 | Large General | Winter Evening | C&I Curtailment-Turnkey-Standard Lighting Control | ENS | Miscellaneous | 1678.0247
Preferred Plan | 2031 | Large General | Winter Evening | C&I Curtailment-Turnkey-Standard Lighting Control | ENS | Retail Trade | 64.057
Preferred Plan | 2031 | Large General | Winter Evening | C&I Curtailment-Turnkey-Standard Lighting Control | ENS | Services | 102.5801
Preferred Plan | 2031 | Large General | Winter Evening | C&I Curtailment-Turnkey-Water Heating Control | ENS | Miscellaneous | 85.215
Preferred Plan | 2031 | Large General | Winter Evening | C&I Curtailment-Turnkey-Water Heating Control | ENS | Retail Trade | 10.676
Preferred Plan | 2031 | Large General | Winter Evening | C&I Curtailment-Turnkey-Water Heating Control | ENS | Services | 17.0964
Preferred Plan | 2031 | Large General | Winter Evening | C&I Curtailment-Turnkey-Other | ENS | Miscellaneous | 1821.352
Preferred Plan | 2031 | Large General | Winter Evening | C&I Curtailment-Turnkey-Other | ENS | Retail Trade | 109.1576
Preferred Plan | 2031 | Large General | Winter Evening | C&I Curtailment-Turnkey-Other | ENS | Services | 174.8036
Preferred Plan | 2031 | Large General | Winter Evening | C&I Loadshift to BUGs | ENS | Miscellaneous | 8672.8107
Preferred Plan | 2031 | Medium Industrial | Winter Morning | C&I Curtailment-Turnkey-Manual HVAC Control | ENS | Miscellaneous | 14445.2786
Preferred Plan | 2031 | Medium Industrial | Winter Morning | C&I Curtailment-Turnkey-Manual HVAC Control | ENS | Offices | 233.0192
Preferred Plan | 2031 | Medium Industrial | Winter Morning | C&I Curtailment-Turnkey-Manual HVAC Control | ENS | Retail Trade | 3191.9773
Preferred Plan | 2031 | Medium Industrial | Winter Morning | C&I Curtailment-Turnkey-Manual HVAC Control | ENS | Services | 146.9807
Preferred Plan | 2031 | Medium Industrial | Winter Morning | C&I Curtailment-Turnkey-Auto-DR HVAC Control | ENS | Miscellaneous | 1432.3967
Preferred Plan | 2031 | Medium Industrial | Winter Morning | C&I Curtailment-Turnkey-Auto-DR HVAC Control | ENS | Offices | 23.1062
Preferred Plan | 2031 | Medium Industrial | Winter Morning | C&I Curtailment-Turnkey-Auto-DR HVAC Control | ENS | Retail Trade | 316.5171
Preferred Plan | 2031 | Medium Industrial | Winter Morning | C&I Curtailment-Turnkey-Auto-DR HVAC Control | ENS | Services | 14.5746
Preferred Plan | 2031 | Medium Industrial | Winter Morning | C&I Curtailment-Turnkey-Standard Lighting Control | ENS | Miscellaneous | 4469.5791
Preferred Plan | 2031 | Medium Industrial | Winter Morning | C&I Curtailment-Turnkey-Standard Lighting Control | ENS | Offices | 30.3775
Preferred Plan | 2031 | Medium Industrial | Winter Morning | C&I Curtailment-Turnkey-Standard Lighting Control | ENS | Retail Trade | 1381.4064
Preferred Plan | 2031 | Medium Industrial | Winter Morning | C&I Curtailment-Turnkey-Standard Lighting Control | ENS | Services | 63.6095
Preferred Plan | 2031 | Medium Industrial | Winter Morning | C&I Curtailment-Turnkey-Water Heating Control | ENS | Miscellaneous | 377.358
Preferred Plan | 2031 | Medium Industrial | Winter Morning | C&I Curtailment-Turnkey-Water Heating Control | ENS | Offices | 2.4077
Preferred Plan | 2031 | Medium Industrial | Winter Morning | C&I Curtailment-Turnkey-Water Heating Control | ENS | Retail Trade | 190.6851
Preferred Plan | 2031 | Medium Industrial | Winter Morning | C&I Curtailment-Turnkey-Water Heating Control | ENS | Services | 8.7805
Preferred Plan | 2031 | Medium Industrial | Winter Morning | C&I Curtailment-Turnkey-Other | ENS | Miscellaneous | 5786.9864
Preferred Plan | 2031 | Medium Industrial | Winter Morning | C&I Curtailment-Turnkey-Other | ENS | Offices | 45.4563
Preferred Plan | 2031 | Medium Industrial | Winter Morning | C&I Curtailment-Turnkey-Other | ENS | Retail Trade | 2094.5794
Preferred Plan | 2031 | Medium Industrial | Winter Morning | C&I Curtailment-Turnkey-Other | ENS | Services | 96.4489
Preferred Plan | 2031 | Medium Industrial | Winter Morning | C&I Loadshift to BUGs | ENS | Manufacturing | 1959.7614
Preferred Plan | 2031 | Medium Industrial | Winter Morning | C&I Loadshift to BUGs | ENS | Miscellaneous | 8505.3643
Preferred Plan | 2031 | Medium Industrial | Winter Evening | C&I Curtailment-Turnkey-Manual HVAC Control | ENS | Miscellaneous | 13958.5399
Preferred Plan | 2031 | Medium Industrial | Winter Evening | C&I Curtailment-Turnkey-Manual HVAC Control | ENS | Offices | 225.1675
Preferred Plan | 2031 | Medium Industrial | Winter Evening | C&I Curtailment-Turnkey-Manual HVAC Control | ENS | Retail Trade | 3084.4225
Preferred Plan | 2031 | Medium Industrial | Winter Evening | C&I Curtailment-Turnkey-Manual HVAC Control | ENS | Services | 142.0281
Preferred Plan | 2031 | Medium Industrial | Winter Evening | C&I Curtailment-Turnkey-Auto-DR HVAC Control | ENS | Miscellaneous | 1384.1316
Preferred Plan | 2031 | Medium Industrial | Winter Evening | C&I Curtailment-Turnkey-Auto-DR HVAC Control | ENS | Offices | 22.3277
Preferred Plan | 2031 | Medium Industrial | Winter Evening | C&I Curtailment-Turnkey-Auto-DR HVAC Control | ENS | Retail Trade | 305.8519
Preferred Plan | 2031 | Medium Industrial | Winter Evening | C&I Curtailment-Turnkey-Auto-DR HVAC Control | ENS | Services | 14.0835
Preferred Plan | 2031 | Medium Industrial | Winter Evening | C&I Curtailment-Turnkey-Standard Lighting Control | ENS | Miscellaneous | 4318.9751
Preferred Plan | 2031 | Medium Industrial | Winter Evening | C&I Curtailment-Turnkey-Standard Lighting Control | ENS | Offices | 29.3539
Preferred Plan | 2031 | Medium Industrial | Winter Evening | C&I Curtailment-Turnkey-Standard Lighting Control | ENS | Retail Trade | 1334.8594
Preferred Plan | 2031 | Medium Industrial | Winter Evening | C&I Curtailment-Turnkey-Standard Lighting Control | ENS | Services | 61.4661
Preferred Plan | 2031 | Medium Industrial | Winter Evening | C&I Curtailment-Turnkey-Water Heating Control | ENS | Miscellaneous | 364.6428
Preferred Plan | 2031 | Medium Industrial | Winter Evening | C&I Curtailment-Turnkey-Water Heating Control | ENS | Offices | 2.3266
Preferred Plan | 2031 | Medium Industrial | Winter Evening | C&I Curtailment-Turnkey-Water Heating Control | ENS | Retail Trade | 184.2599
Preferred Plan | 2031 | Medium Industrial | Winter Evening | C&I Curtailment-Turnkey-Water Heating Control | ENS | Services | 8.4846
Preferred Plan | 2031 | Medium Industrial | Winter Evening | C&I Curtailment-Turnkey-Other | ENS | Miscellaneous | 5591.9919
Preferred Plan | 2031 | Medium Industrial | Winter Evening | C&I Curtailment-Turnkey-Other | ENS | Offices | 43.9246
Preferred Plan | 2031 | Medium Industrial | Winter Evening | C&I Curtailment-Turnkey-Other | ENS | Retail Trade | 2024.0019
Preferred Plan | 2031 | Medium Industrial | Winter Evening | C&I Curtailment-Turnkey-Other | ENS | Services | 93.199
Preferred Plan | 2031 | Medium Industrial | Winter Evening | C&I Loadshift to BUGs | ENS | Manufacturing | 1893.7265
Preferred Plan | 2031 | Medium Industrial | Winter Evening | C&I Loadshift to BUGs | ENS | Miscellaneous | 8218.7731
Preferred Plan | 2031 | Large Industrial | Winter Morning | C&I Curtailment-Turnkey-Manual HVAC Control | ENS | Miscellaneous | 303.0375
Preferred Plan | 2031 | Large Industrial | Winter Morning | C&I Curtailment-Turnkey-Auto-DR HVAC Control | ENS | Miscellaneous | 30.0493
Preferred Plan | 2031 | Large Industrial | Winter Morning | C&I Curtailment-Turnkey-Standard Lighting Control | ENS | Miscellaneous | 130.9998
Preferred Plan | 2031 | Large Industrial | Winter Morning | C&I Curtailment-Turnkey-Water Heating Control | ENS | Miscellaneous | 6.6526
Preferred Plan | 2031 | Large Industrial | Winter Morning | C&I Curtailment-Turnkey-Other | ENS | Miscellaneous | 142.189
Preferred Plan | 2031 | Large Industrial | Winter Morning | C&I Curtailment-Turnkey-Industrial | ENS | Manufacturing | 27.7509
Preferred Plan | 2031 | Large Industrial | Winter Evening | C&I Curtailment-Turnkey-Manual HVAC Control | ENS | Miscellaneous | 300.907
Preferred Plan | 2031 | Large Industrial | Winter Evening | C&I Curtailment-Turnkey-Auto-DR HVAC Control | ENS | Miscellaneous | 29.838
Preferred Plan | 2031 | Large Industrial | Winter Evening | C&I Curtailment-Turnkey-Standard Lighting Control | ENS | Miscellaneous | 130.0788
Preferred Plan | 2031 | Large Industrial | Winter Evening | C&I Curtailment-Turnkey-Water Heating Control | ENS | Miscellaneous | 6.6058
Preferred Plan | 2031 | Large Industrial | Winter Evening | C&I Curtailment-Turnkey-Other | ENS | Miscellaneous | 141.1894
Preferred Plan | 2031 | Large Industrial | Winter Evening | C&I Curtailment-Turnkey-Industrial | ENS | Manufacturing | 27.5558
Preferred Plan | 2031 | Residential Charitable | Winter Morning | DLC-Switch-Water Heating | ENS | Residential LI | 142.3459
Preferred Plan | 2031 | Residential Charitable | Winter Morning | DLC-Switch-Water Heating | ENS | Residential Market Rate | 1625.9909
Preferred Plan | 2031 | Residential Charitable | Winter Morning | DLC-Thermostat-BYOT-Central Heat Pump | ENS | Residential LI | 58.1134
Preferred Plan | 2031 | Residential Charitable | Winter Morning | DLC-Thermostat-BYOT-Central Heat Pump | ENS | Residential Market Rate | 355.6171
Preferred Plan | 2031 | Residential Charitable | Winter Morning | DLC-Thermostat-DI-Baseboard Heating | ENS | Residential LI | 295.508
Preferred Plan | 2031 | Residential Charitable | Winter Morning | DLC-Thermostat-DI-Baseboard Heating | ENS | Residential Market Rate | 2812.945
Preferred Plan | 2031 | Residential Charitable | Winter Morning | DLC-Thermostat-BYOT-Baseboard Heating | ENS | Residential LI | 34.5492
Preferred Plan | 2031 | Residential Charitable | Winter Morning | DLC-Thermostat-BYOT-Baseboard Heating | ENS | Residential Market Rate | 328.8745
Preferred Plan | 2031 | Residential Charitable | Winter Morning | DLC-Thermostat-DI-MSHP | ENS | Residential LI | 171.2232
Preferred Plan | 2031 | Residential Charitable | Winter Morning | DLC-Thermostat-DI-MSHP | ENS | Residential Market Rate | 1629.8768
Preferred Plan | 2031 | Residential Charitable | Winter Morning | DLC-Thermostat-BYOT-MSHP | ENS | Residential LI | 15.4665
Preferred Plan | 2031 | Residential Charitable | Winter Morning | DLC-Thermostat-BYOT-MSHP | ENS | Residential Market Rate | 147.2261
Preferred Plan | 2031 | Residential Charitable | Winter Morning | Dynamic Pricing with enabling tech. | ENS | Residential LI | 11870.6248
Preferred Plan | 2031 | Residential Charitable | Winter Morning | Dynamic Pricing with enabling tech. | ENS | Residential Market Rate | 67408.8584
Preferred Plan | 2031 | Residential Charitable | Winter Morning | Dynamic Pricing w/o enabling tech. | ENS | Residential LI | 6247.6973
Preferred Plan | 2031 | Residential Charitable | Winter Morning | Dynamic Pricing w/o enabling tech. | ENS | Residential Market Rate | 35478.3465
Preferred Plan | 2031 | Residential Charitable | Winter Morning | Behavioral DR | ENS | Residential LI | 1386.7564
Preferred Plan | 2031 | Residential Charitable | Winter Morning | Behavioral DR | ENS | Residential Market Rate | 7903.5172
Preferred Plan | 2031 | Residential Charitable | Winter Evening | DLC-Switch-Water Heating | ENS | Residential LI | 60.5011
Preferred Plan | 2031 | Residential Charitable | Winter Evening | DLC-Switch-Water Heating | ENS | Residential Market Rate | 691.0936
Preferred Plan | 2031 | Residential Charitable | Winter Evening | DLC-Thermostat-BYOT-Central Heat Pump | ENS | Residential LI | 37.5745
Preferred Plan | 2031 | Residential Charitable | Winter Evening | DLC-Thermostat-BYOT-Central Heat Pump | ENS | Residential Market Rate | 229.9324
Preferred Plan | 2031 | Residential Charitable | Winter Evening | DLC-Thermostat-DI-Baseboard Heating | ENS | Residential LI | 191.0675
Preferred Plan | 2031 | Residential Charitable | Winter Evening | DLC-Thermostat-DI-Baseboard Heating | ENS | Residential Market Rate | 1818.7747
Preferred Plan | 2031 | Residential Charitable | Winter Evening | DLC-Thermostat-BYOT-Baseboard Heating | ENS | Residential LI | 22.3386
Preferred Plan | 2031 | Residential Charitable | Winter Evening | DLC-Thermostat-BYOT-Baseboard Heating | ENS | Residential Market Rate | 212.6414
Preferred Plan | 2031 | Residential Charitable | Winter Evening | DLC-Thermostat-DI-MSHP | ENS | Residential LI | 110.7084
Preferred Plan | 2031 | Residential Charitable | Winter Evening | DLC-Thermostat-DI-MSHP | ENS | Residential Market Rate | 1053.8346
Preferred Plan | 2031 | Residential Charitable | Winter Evening | DLC-Thermostat-BYOT-MSHP | ENS | Residential LI | 10.0002
Preferred Plan | 2031 | Residential Charitable | Winter Evening | DLC-Thermostat-BYOT-MSHP | ENS | Residential Market Rate | 95.1924
Preferred Plan | 2031 | Residential Charitable | Winter Evening | Dynamic Pricing with enabling tech. | ENS | Residential LI | 13498.8835
Preferred Plan | 2031 | Residential Charitable | Winter Evening | Dynamic Pricing with enabling tech. | ENS | Residential Market Rate | 76655.1332
Preferred Plan | 2031 | Residential Charitable | Winter Evening | Dynamic Pricing w/o enabling tech. | ENS | Residential LI | 7104.6755
Preferred Plan | 2031 | Residential Charitable | Winter Evening | Dynamic Pricing w/o enabling tech. | ENS | Residential Market Rate | 40344.807
Preferred Plan | 2031 | Residential Charitable | Winter Evening | Behavioral DR | ENS | Residential LI | 1576.9737
Preferred Plan | 2031 | Residential Charitable | Winter Evening | Behavioral DR | ENS | Residential Market Rate | 8987.6194
Preferred Plan | 2032 | Small General | Winter Morning | Dynamic Pricing with enabling tech. | ENS | Manufacturing | 29.3181
Preferred Plan | 2032 | Small General | Winter Evening | Dynamic Pricing with enabling tech. | ENS | Manufacturing | 34.0304
Preferred Plan | 2032 | General | Winter Morning | C&I Curtailment-Turnkey-Manual HVAC Control | ENS | Miscellaneous | 5856.6738
Preferred Plan | 2032 | General | Winter Morning | C&I Curtailment-Turnkey-Manual HVAC Control | ENS | Offices | 402.4783
Preferred Plan | 2032 | General | Winter Morning | C&I Curtailment-Turnkey-Manual HVAC Control | ENS | Retail Trade | 1345.1623
Preferred Plan | 2032 | General | Winter Morning | C&I Curtailment-Turnkey-Manual HVAC Control | ENS | Services | 869.7319
Preferred Plan | 2032 | General | Winter Morning | C&I Curtailment-Turnkey-Auto-DR HVAC Control | ENS | Miscellaneous | 725.9362
Preferred Plan | 2032 | General | Winter Morning | C&I Curtailment-Turnkey-Auto-DR HVAC Control | ENS | Offices | 49.8873
Preferred Plan | 2032 | General | Winter Morning | C&I Curtailment-Turnkey-Auto-DR HVAC Control | ENS | Retail Trade | 166.7332
Preferred Plan | 2032 | General | Winter Morning | C&I Curtailment-Turnkey-Auto-DR HVAC Control | ENS | Services | 107.8035
Preferred Plan | 2032 | General | Winter Morning | C&I Curtailment-Turnkey-Standard Lighting Control | ENS | Miscellaneous | 2437.9179
Preferred Plan | 2032 | General | Winter Morning | C&I Curtailment-Turnkey-Standard Lighting Control | ENS | Offices | 47.8583
Preferred Plan | 2032 | General | Winter Morning | C&I Curtailment-Turnkey-Standard Lighting Control | ENS | Retail Trade | 535.9104
Preferred Plan | 2032 | General | Winter Morning | C&I Curtailment-Turnkey-Standard Lighting Control | ENS | Services | 346.9533
Preferred Plan | 2032 | General | Winter Morning | C&I Curtailment-Turnkey-Water Heating Control | ENS | Miscellaneous | 163.4598
Preferred Plan | 2032 | General | Winter Morning | C&I Curtailment-Turnkey-Water Heating Control | ENS | Offices | 4.3403
Preferred Plan | 2032 | General | Winter Morning | C&I Curtailment-Turnkey-Water Heating Control | ENS | Retail Trade | 88.1446
Preferred Plan | 2032 | General | Winter Morning | C&I Curtailment-Turnkey-Water Heating Control | ENS | Services | 56.9146
Preferred Plan | 2032 | General | Winter Morning | C&I Curtailment-Turnkey-Other | ENS | Miscellaneous | 2854.861
Preferred Plan | 2032 | General | Winter Morning | C&I Curtailment-Turnkey-Other | ENS | Offices | 77.6445
Preferred Plan | 2032 | General | Winter Morning | C&I Curtailment-Turnkey-Other | ENS | Retail Trade | 905.5381
Preferred Plan | 2032 | General | Winter Morning | C&I Curtailment-Turnkey-Other | ENS | Services | 585.2632
Preferred Plan | 2032 | General | Winter Evening | C&I Curtailment-Turnkey-Manual HVAC Control | ENS | Miscellaneous | 6857.2078
Preferred Plan | 2032 | General | Winter Evening | C&I Curtailment-Turnkey-Manual HVAC Control | ENS | Offices | 471.2363
Preferred Plan | 2032 | General | Winter Evening | C&I Curtailment-Turnkey-Manual HVAC Control | ENS | Retail Trade | 1574.9652
Preferred Plan | 2032 | General | Winter Evening | C&I Curtailment-Turnkey-Manual HVAC Control | ENS | Services | 1018.3139
Preferred Plan | 2032 | General | Winter Evening | C&I Curtailment-Turnkey-Auto-DR HVAC Control | ENS | Miscellaneous | 849.9526
Preferred Plan | 2032 | General | Winter Evening | C&I Curtailment-Turnkey-Auto-DR HVAC Control | ENS | Offices | 58.4099
Preferred Plan | 2032 | General | Winter Evening | C&I Curtailment-Turnkey-Auto-DR HVAC Control | ENS | Retail Trade | 195.2173
Preferred Plan | 2032 | General | Winter Evening | C&I Curtailment-Turnkey-Auto-DR HVAC Control | ENS | Services | 126.2203
Preferred Plan | 2032 | General | Winter Evening | C&I Curtailment-Turnkey-Standard Lighting Control | ENS | Miscellaneous | 2854.4033
Preferred Plan | 2032 | General | Winter Evening | C&I Curtailment-Turnkey-Standard Lighting Control | ENS | Offices | 56.0343
Preferred Plan | 2032 | General | Winter Evening | C&I Curtailment-Turnkey-Standard Lighting Control | ENS | Retail Trade | 627.4635
Preferred Plan | 2032 | General | Winter Evening | C&I Curtailment-Turnkey-Standard Lighting Control | ENS | Services | 406.2256
Preferred Plan | 2032 | General | Winter Evening | C&I Curtailment-Turnkey-Water Heating Control | ENS | Miscellaneous | 191.3847
Preferred Plan | 2032 | General | Winter Evening | C&I Curtailment-Turnkey-Water Heating Control | ENS | Offices | 5.0817
Preferred Plan | 2032 | General | Winter Evening | C&I Curtailment-Turnkey-Water Heating Control | ENS | Retail Trade | 103.2029
Preferred Plan | 2032 | General | Winter Evening | C&I Curtailment-Turnkey-Water Heating Control | ENS | Services | 66.6377
Preferred Plan | 2032 | General | Winter Evening | C&I Curtailment-Turnkey-Other | ENS | Miscellaneous | 3342.5756
Preferred Plan | 2032 | General | Winter Evening | C&I Curtailment-Turnkey-Other | ENS | Offices | 90.909
Preferred Plan | 2032 | General | Winter Evening | C&I Curtailment-Turnkey-Other | ENS | Retail Trade | 1060.2371
Preferred Plan | 2032 | General | Winter Evening | C&I Curtailment-Turnkey-Other | ENS | Services | 685.2475
Preferred Plan | 2032 | Large General | Winter Morning | C&I Curtailment-Turnkey-Manual HVAC Control | ENS | Miscellaneous | 4674.2867
Preferred Plan | 2032 | Large General | Winter Morning | C&I Curtailment-Turnkey-Manual HVAC Control | ENS | Retail Trade | 194.888
Preferred Plan | 2032 | Large General | Winter Morning | C&I Curtailment-Turnkey-Manual HVAC Control | ENS | Services | 312.0913
Preferred Plan | 2032 | Large General | Winter Morning | C&I Curtailment-Turnkey-Auto-DR HVAC Control | ENS | Miscellaneous | 579.379
Preferred Plan | 2032 | Large General | Winter Morning | C&I Curtailment-Turnkey-Auto-DR HVAC Control | ENS | Retail Trade | 24.1564
Preferred Plan | 2032 | Large General | Winter Morning | C&I Curtailment-Turnkey-Auto-DR HVAC Control | ENS | Services | 38.6838
Preferred Plan | 2032 | Large General | Winter Morning | C&I Curtailment-Turnkey-Standard Lighting Control | ENS | Miscellaneous | 2020.6431
Preferred Plan | 2032 | Large General | Winter Morning | C&I Curtailment-Turnkey-Standard Lighting Control | ENS | Retail Trade | 77.1362
Preferred Plan | 2032 | Large General | Winter Morning | C&I Curtailment-Turnkey-Standard Lighting Control | ENS | Services | 123.5249
Preferred Plan | 2032 | Large General | Winter Morning | C&I Curtailment-Turnkey-Water Heating Control | ENS | Miscellaneous | 102.6142
Preferred Plan | 2032 | Large General | Winter Morning | C&I Curtailment-Turnkey-Water Heating Control | ENS | Retail Trade | 12.8558
Preferred Plan | 2032 | Large General | Winter Morning | C&I Curtailment-Turnkey-Water Heating Control | ENS | Services | 20.5871
Preferred Plan | 2032 | Large General | Winter Morning | C&I Curtailment-Turnkey-Other | ENS | Miscellaneous | 2193.235
Preferred Plan | 2032 | Large General | Winter Morning | C&I Curtailment-Turnkey-Other | ENS | Retail Trade | 131.4453
Preferred Plan | 2032 | Large General | Winter Morning | C&I Curtailment-Turnkey-Other | ENS | Services | 210.4949
Preferred Plan | 2032 | Large General | Winter Morning | C&I Loadshift to BUGs | ENS | Miscellaneous | 10443.6219
Preferred Plan | 2032 | Large General | Winter Evening | C&I Curtailment-Turnkey-Manual HVAC Control | ENS | Miscellaneous | 4020.6353
Preferred Plan | 2032 | Large General | Winter Evening | C&I Curtailment-Turnkey-Manual HVAC Control | ENS | Retail Trade | 167.6349
Preferred Plan | 2032 | Large General | Winter Evening | C&I Curtailment-Turnkey-Manual HVAC Control | ENS | Services | 268.4485
Preferred Plan | 2032 | Large General | Winter Evening | C&I Curtailment-Turnkey-Auto-DR HVAC Control | ENS | Miscellaneous | 498.3587
Preferred Plan | 2032 | Large General | Winter Evening | C&I Curtailment-Turnkey-Auto-DR HVAC Control | ENS | Retail Trade | 20.7784
Preferred Plan | 2032 | Large General | Winter Evening | C&I Curtailment-Turnkey-Auto-DR HVAC Control | ENS | Services | 33.2743
Preferred Plan | 2032 | Large General | Winter Evening | C&I Curtailment-Turnkey-Standard Lighting Control | ENS | Miscellaneous | 1738.0767
Preferred Plan | 2032 | Large General | Winter Evening | C&I Curtailment-Turnkey-Standard Lighting Control | ENS | Retail Trade | 66.3495
Preferred Plan | 2032 | Large General | Winter Evening | C&I Curtailment-Turnkey-Standard Lighting Control | ENS | Services | 106.2512
Preferred Plan | 2032 | Large General | Winter Evening | C&I Curtailment-Turnkey-Water Heating Control | ENS | Miscellaneous | 88.2646
Preferred Plan | 2032 | Large General | Winter Evening | C&I Curtailment-Turnkey-Water Heating Control | ENS | Retail Trade | 11.058
Preferred Plan | 2032 | Large General | Winter Evening | C&I Curtailment-Turnkey-Water Heating Control | ENS | Services | 17.7082
Preferred Plan | 2032 | Large General | Winter Evening | C&I Curtailment-Turnkey-Other | ENS | Miscellaneous | 1886.5334
Preferred Plan | 2032 | Large General | Winter Evening | C&I Curtailment-Turnkey-Other | ENS | Retail Trade | 113.064
Preferred Plan | 2032 | Large General | Winter Evening | C&I Curtailment-Turnkey-Other | ENS | Services | 181.0594
Preferred Plan | 2032 | Large General | Winter Evening | C&I Loadshift to BUGs | ENS | Miscellaneous | 8983.1876
Preferred Plan | 2032 | Medium Industrial | Winter Morning | C&I Curtailment-Turnkey-Manual HVAC Control | ENS | Miscellaneous | 15049.4294
Preferred Plan | 2032 | Medium Industrial | Winter Morning | C&I Curtailment-Turnkey-Manual HVAC Control | ENS | Offices | 242.7648
Preferred Plan | 2032 | Medium Industrial | Winter Morning | C&I Curtailment-Turnkey-Manual HVAC Control | ENS | Retail Trade | 3325.4767
Preferred Plan | 2032 | Medium Industrial | Winter Morning | C&I Curtailment-Turnkey-Manual HVAC Control | ENS | Services | 153.1279
Preferred Plan | 2032 | Medium Industrial | Winter Morning | C&I Curtailment-Turnkey-Auto-DR HVAC Control | ENS | Miscellaneous | 1865.3805
Preferred Plan | 2032 | Medium Industrial | Winter Morning | C&I Curtailment-Turnkey-Auto-DR HVAC Control | ENS | Offices | 30.0908
Preferred Plan | 2032 | Medium Industrial | Winter Morning | C&I Curtailment-Turnkey-Auto-DR HVAC Control | ENS | Retail Trade | 412.1936
Preferred Plan | 2032 | Medium Industrial | Winter Morning | C&I Curtailment-Turnkey-Auto-DR HVAC Control | ENS | Services | 18.9802
Preferred Plan | 2032 | Medium Industrial | Winter Morning | C&I Curtailment-Turnkey-Standard Lighting Control | ENS | Miscellaneous | 4656.5121
Preferred Plan | 2032 | Medium Industrial | Winter Morning | C&I Curtailment-Turnkey-Standard Lighting Control | ENS | Offices | 31.648
Preferred Plan | 2032 | Medium Industrial | Winter Morning | C&I Curtailment-Turnkey-Standard Lighting Control | ENS | Retail Trade | 1439.1815
Preferred Plan | 2032 | Medium Industrial | Winter Morning | C&I Curtailment-Turnkey-Standard Lighting Control | ENS | Services | 66.2699
Preferred Plan | 2032 | Medium Industrial | Winter Morning | C&I Curtailment-Turnkey-Water Heating Control | ENS | Miscellaneous | 393.1404
Preferred Plan | 2032 | Medium Industrial | Winter Morning | C&I Curtailment-Turnkey-Water Heating Control | ENS | Offices | 2.5084
Preferred Plan | 2032 | Medium Industrial | Winter Morning | C&I Curtailment-Turnkey-Water Heating Control | ENS | Retail Trade | 198.6602
Preferred Plan | 2032 | Medium Industrial | Winter Morning | C&I Curtailment-Turnkey-Water Heating Control | ENS | Services | 9.1477
Preferred Plan | 2032 | Medium Industrial | Winter Morning | C&I Curtailment-Turnkey-Other | ENS | Miscellaneous | 6029.0179
Preferred Plan | 2032 | Medium Industrial | Winter Morning | C&I Curtailment-Turnkey-Other | ENS | Offices | 47.3574
Preferred Plan | 2032 | Medium Industrial | Winter Morning | C&I Curtailment-Turnkey-Other | ENS | Retail Trade | 2182.1819
Preferred Plan | 2032 | Medium Industrial | Winter Morning | C&I Curtailment-Turnkey-Other | ENS | Services | 100.4827
Preferred Plan | 2032 | Medium Industrial | Winter Morning | C&I Loadshift to BUGs | ENS | Manufacturing | 2041.7253
Preferred Plan | 2032 | Medium Industrial | Winter Morning | C&I Loadshift to BUGs | ENS | Miscellaneous | 8861.0876
Preferred Plan | 2032 | Medium Industrial | Winter Evening | C&I Curtailment-Turnkey-Manual HVAC Control | ENS | Miscellaneous | 14557.9768
Preferred Plan | 2032 | Medium Industrial | Winter Evening | C&I Curtailment-Turnkey-Manual HVAC Control | ENS | Offices | 234.8371
Preferred Plan | 2032 | Medium Industrial | Winter Evening | C&I Curtailment-Turnkey-Manual HVAC Control | ENS | Retail Trade | 3216.8803
Preferred Plan | 2032 | Medium Industrial | Winter Evening | C&I Curtailment-Turnkey-Manual HVAC Control | ENS | Services | 148.1274
Preferred Plan | 2032 | Medium Industrial | Winter Evening | C&I Curtailment-Turnkey-Auto-DR HVAC Control | ENS | Miscellaneous | 1804.4648
Preferred Plan | 2032 | Medium Industrial | Winter Evening | C&I Curtailment-Turnkey-Auto-DR HVAC Control | ENS | Offices | 29.1081
Preferred Plan | 2032 | Medium Industrial | Winter Evening | C&I Curtailment-Turnkey-Auto-DR HVAC Control | ENS | Retail Trade | 398.7331
Preferred Plan | 2032 | Medium Industrial | Winter Evening | C&I Curtailment-Turnkey-Auto-DR HVAC Control | ENS | Services | 18.3604
Preferred Plan | 2032 | Medium Industrial | Winter Evening | C&I Curtailment-Turnkey-Standard Lighting Control | ENS | Miscellaneous | 4504.4496
Preferred Plan | 2032 | Medium Industrial | Winter Evening | C&I Curtailment-Turnkey-Standard Lighting Control | ENS | Offices | 30.6145
Preferred Plan | 2032 | Medium Industrial | Winter Evening | C&I Curtailment-Turnkey-Standard Lighting Control | ENS | Retail Trade | 1392.1837
Preferred Plan | 2032 | Medium Industrial | Winter Evening | C&I Curtailment-Turnkey-Standard Lighting Control | ENS | Services | 64.1058
Preferred Plan | 2032 | Medium Industrial | Winter Evening | C&I Curtailment-Turnkey-Water Heating Control | ENS | Miscellaneous | 380.3021
Preferred Plan | 2032 | Medium Industrial | Winter Evening | C&I Curtailment-Turnkey-Water Heating Control | ENS | Offices | 2.4265
Preferred Plan | 2032 | Medium Industrial | Winter Evening | C&I Curtailment-Turnkey-Water Heating Control | ENS | Retail Trade | 192.1728
Preferred Plan | 2032 | Medium Industrial | Winter Evening | C&I Curtailment-Turnkey-Water Heating Control | ENS | Services | 8.849
Preferred Plan | 2032 | Medium Industrial | Winter Evening | C&I Curtailment-Turnkey-Other | ENS | Miscellaneous | 5832.1349
Preferred Plan | 2032 | Medium Industrial | Winter Evening | C&I Curtailment-Turnkey-Other | ENS | Offices | 45.8109
Preferred Plan | 2032 | Medium Industrial | Winter Evening | C&I Curtailment-Turnkey-Other | ENS | Retail Trade | 2110.9208
Preferred Plan | 2032 | Medium Industrial | Winter Evening | C&I Curtailment-Turnkey-Other | ENS | Services | 97.2014
Preferred Plan | 2032 | Medium Industrial | Winter Evening | C&I Loadshift to BUGs | ENS | Manufacturing | 1975.0509
Preferred Plan | 2032 | Medium Industrial | Winter Evening | C&I Loadshift to BUGs | ENS | Miscellaneous | 8571.7209
Preferred Plan | 2032 | Large Industrial | Winter Morning | C&I Curtailment-Turnkey-Manual HVAC Control | ENS | Miscellaneous | 313.3287
Preferred Plan | 2032 | Large Industrial | Winter Morning | C&I Curtailment-Turnkey-Auto-DR HVAC Control | ENS | Miscellaneous | 38.8372
Preferred Plan | 2032 | Large Industrial | Winter Morning | C&I Curtailment-Turnkey-Standard Lighting Control | ENS | Miscellaneous | 135.4486
Preferred Plan | 2032 | Large Industrial | Winter Morning | C&I Curtailment-Turnkey-Water Heating Control | ENS | Miscellaneous | 6.8785
Preferred Plan | 2032 | Large Industrial | Winter Morning | C&I Curtailment-Turnkey-Other | ENS | Miscellaneous | 147.0178
Preferred Plan | 2032 | Large Industrial | Winter Morning | C&I Curtailment-Turnkey-Industrial | ENS | Manufacturing | 28.6933
Preferred Plan | 2032 | Large Industrial | Winter Evening | C&I Curtailment-Turnkey-Manual HVAC Control | ENS | Miscellaneous | 311.4606
Preferred Plan | 2032 | Large Industrial | Winter Evening | C&I Curtailment-Turnkey-Auto-DR HVAC Control | ENS | Miscellaneous | 38.6056
Preferred Plan | 2032 | Large Industrial | Winter Evening | C&I Curtailment-Turnkey-Standard Lighting Control | ENS | Miscellaneous | 134.641
Preferred Plan | 2032 | Large Industrial | Winter Evening | C&I Curtailment-Turnkey-Water Heating Control | ENS | Miscellaneous | 6.8375
Preferred Plan | 2032 | Large Industrial | Winter Evening | C&I Curtailment-Turnkey-Other | ENS | Miscellaneous | 146.1413
Preferred Plan | 2032 | Large Industrial | Winter Evening | C&I Curtailment-Turnkey-Industrial | ENS | Manufacturing | 28.5222
Preferred Plan | 2032 | Residential Charitable | Winter Morning | DLC-Switch-Water Heating | ENS | Residential LI | 147.9192
Preferred Plan | 2032 | Residential Charitable | Winter Morning | DLC-Switch-Water Heating | ENS | Residential Market Rate | 1689.6544
Preferred Plan | 2032 | Residential Charitable | Winter Morning | DLC-Thermostat-BYOT-Central Heat Pump | ENS | Residential LI | 60.3509
Preferred Plan | 2032 | Residential Charitable | Winter Morning | DLC-Thermostat-BYOT-Central Heat Pump | ENS | Residential Market Rate | 369.3092
Preferred Plan | 2032 | Residential Charitable | Winter Morning | DLC-Thermostat-DI-Baseboard Heating | ENS | Residential LI | 307.0682
Preferred Plan | 2032 | Residential Charitable | Winter Morning | DLC-Thermostat-DI-Baseboard Heating | ENS | Residential Market Rate | 2922.9872
Preferred Plan | 2032 | Residential Charitable | Winter Morning | DLC-Thermostat-BYOT-Baseboard Heating | ENS | Residential LI | 35.9037
Preferred Plan | 2032 | Residential Charitable | Winter Morning | DLC-Thermostat-BYOT-Baseboard Heating | ENS | Residential Market Rate | 341.7681
Preferred Plan | 2032 | Residential Charitable | Winter Morning | DLC-Thermostat-DI-MSHP | ENS | Residential LI | 177.9396
Preferred Plan | 2032 | Residential Charitable | Winter Morning | DLC-Thermostat-DI-MSHP | ENS | Residential Market Rate | 1693.81
Preferred Plan | 2032 | Residential Charitable | Winter Morning | DLC-Thermostat-BYOT-MSHP | ENS | Residential LI | 16.166
Preferred Plan | 2032 | Residential Charitable | Winter Morning | DLC-Thermostat-BYOT-MSHP | ENS | Residential Market Rate | 153.8841
Preferred Plan | 2032 | Residential Charitable | Winter Morning | Dynamic Pricing with enabling tech. | ENS | Residential LI | 12358.6742
Preferred Plan | 2032 | Residential Charitable | Winter Morning | Dynamic Pricing with enabling tech. | ENS | Residential Market Rate | 70182.5976
Preferred Plan | 2032 | Residential Charitable | Winter Morning | Dynamic Pricing w/o enabling tech. | ENS | Residential LI | 6504.5654
Preferred Plan | 2032 | Residential Charitable | Winter Morning | Dynamic Pricing w/o enabling tech. | ENS | Residential Market Rate | 36938.2092
Preferred Plan | 2032 | Residential Charitable | Winter Morning | Behavioral DR | ENS | Residential LI | 1443.7251
Preferred Plan | 2032 | Residential Charitable | Winter Morning | Behavioral DR | ENS | Residential Market Rate | 8228.3029
Preferred Plan | 2032 | Residential Charitable | Winter Evening | DLC-Switch-Water Heating | ENS | Residential LI | 56.0855
Preferred Plan | 2032 | Residential Charitable | Winter Evening | DLC-Switch-Water Heating | ENS | Residential Market Rate | 640.6548
Preferred Plan | 2032 | Residential Charitable | Winter Evening | DLC-Thermostat-BYOT-Central Heat Pump | ENS | Residential LI | 37.4865
Preferred Plan | 2032 | Residential Charitable | Winter Evening | DLC-Thermostat-BYOT-Central Heat Pump | ENS | Residential Market Rate | 229.3939
Preferred Plan | 2032 | Residential Charitable | Winter Evening | DLC-Thermostat-DI-Baseboard Heating | ENS | Residential LI | 190.7333
Preferred Plan | 2032 | Residential Charitable | Winter Evening | DLC-Thermostat-DI-Baseboard Heating | ENS | Residential Market Rate | 1815.5937
Preferred Plan | 2032 | Residential Charitable | Winter Evening | DLC-Thermostat-BYOT-Baseboard Heating | ENS | Residential LI | 22.3014
Preferred Plan | 2032 | Residential Charitable | Winter Evening | DLC-Thermostat-BYOT-Baseboard Heating | ENS | Residential Market Rate | 212.2869
Preferred Plan | 2032 | Residential Charitable | Winter Evening | DLC-Thermostat-DI-MSHP | ENS | Residential LI | 110.526
Preferred Plan | 2032 | Residential Charitable | Winter Evening | DLC-Thermostat-DI-MSHP | ENS | Residential Market Rate | 1052.0986
Preferred Plan | 2032 | Residential Charitable | Winter Evening | DLC-Thermostat-BYOT-MSHP | ENS | Residential LI | 10.0414
Preferred Plan | 2032 | Residential Charitable | Winter Evening | DLC-Thermostat-BYOT-MSHP | ENS | Residential Market Rate | 95.5841
Preferred Plan | 2032 | Residential Charitable | Winter Evening | Dynamic Pricing with enabling tech. | ENS | Residential LI | 14068.9949
Preferred Plan | 2032 | Residential Charitable | Winter Evening | Dynamic Pricing with enabling tech. | ENS | Residential Market Rate | 79895.1889
Preferred Plan | 2032 | Residential Charitable | Winter Evening | Dynamic Pricing w/o enabling tech. | ENS | Residential LI | 7404.7342
Preferred Plan | 2032 | Residential Charitable | Winter Evening | Dynamic Pricing w/o enabling tech. | ENS | Residential Market Rate | 42050.0994
Preferred Plan | 2032 | Residential Charitable | Winter Evening | Behavioral DR | ENS | Residential LI | 1643.5227
Preferred Plan | 2032 | Residential Charitable | Winter Evening | Behavioral DR | ENS | Residential Market Rate | 9367.0203
Preferred Plan | 2033 | Small General | Winter Morning | Dynamic Pricing with enabling tech. | ENS | Manufacturing | 34.4632
Preferred Plan | 2033 | Small General | Winter Evening | Dynamic Pricing with enabling tech. | ENS | Manufacturing | 40.0026
Preferred Plan | 2033 | General | Winter Morning | C&I Curtailment-Turnkey-Manual HVAC Control | ENS | Miscellaneous | 6884.4883
Preferred Plan | 2033 | General | Winter Morning | C&I Curtailment-Turnkey-Manual HVAC Control | ENS | Offices | 473.1111
Preferred Plan | 2033 | General | Winter Morning | C&I Curtailment-Turnkey-Manual HVAC Control | ENS | Retail Trade | 1581.231
Preferred Plan | 2033 | General | Winter Morning | C&I Curtailment-Turnkey-Manual HVAC Control | ENS | Services | 1022.3652
Preferred Plan | 2033 | General | Winter Morning | C&I Curtailment-Turnkey-Auto-DR HVAC Control | ENS | Miscellaneous | 1066.6675
Preferred Plan | 2033 | General | Winter Morning | C&I Curtailment-Turnkey-Auto-DR HVAC Control | ENS | Offices | 73.3028
Preferred Plan | 2033 | General | Winter Morning | C&I Curtailment-Turnkey-Auto-DR HVAC Control | ENS | Retail Trade | 244.9925
Preferred Plan | 2033 | General | Winter Morning | C&I Curtailment-Turnkey-Auto-DR HVAC Control | ENS | Services | 158.403
Preferred Plan | 2033 | General | Winter Morning | C&I Curtailment-Turnkey-Standard Lighting Control | ENS | Miscellaneous | 2865.7592
Preferred Plan | 2033 | General | Winter Morning | C&I Curtailment-Turnkey-Standard Lighting Control | ENS | Offices | 56.2572
Preferred Plan | 2033 | General | Winter Morning | C&I Curtailment-Turnkey-Standard Lighting Control | ENS | Retail Trade | 629.9598
Preferred Plan | 2033 | General | Winter Morning | C&I Curtailment-Turnkey-Standard Lighting Control | ENS | Services | 407.8418
Preferred Plan | 2033 | General | Winter Morning | C&I Curtailment-Turnkey-Water Heating Control | ENS | Miscellaneous | 192.1461
Preferred Plan | 2033 | General | Winter Morning | C&I Curtailment-Turnkey-Water Heating Control | ENS | Offices | 5.102
Preferred Plan | 2033 | General | Winter Morning | C&I Curtailment-Turnkey-Water Heating Control | ENS | Retail Trade | 103.6134
Preferred Plan | 2033 | General | Winter Morning | C&I Curtailment-Turnkey-Water Heating Control | ENS | Services | 66.9028
Preferred Plan | 2033 | General | Winter Morning | C&I Curtailment-Turnkey-Other | ENS | Miscellaneous | 3355.8736
Preferred Plan | 2033 | General | Winter Morning | C&I Curtailment-Turnkey-Other | ENS | Offices | 91.2707
Preferred Plan | 2033 | General | Winter Morning | C&I Curtailment-Turnkey-Other | ENS | Retail Trade | 1064.4551
Preferred Plan | 2033 | General | Winter Morning | C&I Curtailment-Turnkey-Other | ENS | Services | 687.9737
Preferred Plan | 2033 | General | Winter Evening | C&I Curtailment-Turnkey-Manual HVAC Control | ENS | Miscellaneous | 8060.6105
Preferred Plan | 2033 | General | Winter Evening | C&I Curtailment-Turnkey-Manual HVAC Control | ENS | Offices | 553.9357
Preferred Plan | 2033 | General | Winter Evening | C&I Curtailment-Turnkey-Manual HVAC Control | ENS | Retail Trade | 1851.3631
Preferred Plan | 2033 | General | Winter Evening | C&I Curtailment-Turnkey-Manual HVAC Control | ENS | Services | 1197.0225
Preferred Plan | 2033 | General | Winter Evening | C&I Curtailment-Turnkey-Auto-DR HVAC Control | ENS | Miscellaneous | 1248.8933
Preferred Plan | 2033 | General | Winter Evening | C&I Curtailment-Turnkey-Auto-DR HVAC Control | ENS | Offices | 85.8256
Preferred Plan | 2033 | General | Winter Evening | C&I Curtailment-Turnkey-Auto-DR HVAC Control | ENS | Retail Trade | 286.8461
Preferred Plan | 2033 | General | Winter Evening | C&I Curtailment-Turnkey-Auto-DR HVAC Control | ENS | Services | 185.464
Preferred Plan | 2033 | General | Winter Evening | C&I Curtailment-Turnkey-Standard Lighting Control | ENS | Miscellaneous | 3355.3356
Preferred Plan | 2033 | General | Winter Evening | C&I Curtailment-Turnkey-Standard Lighting Control | ENS | Offices | 65.868
Preferred Plan | 2033 | General | Winter Evening | C&I Curtailment-Turnkey-Standard Lighting Control | ENS | Retail Trade | 737.5799
Preferred Plan | 2033 | General | Winter Evening | C&I Curtailment-Turnkey-Standard Lighting Control | ENS | Services | 477.516
Preferred Plan | 2033 | General | Winter Evening | C&I Curtailment-Turnkey-Water Heating Control | ENS | Miscellaneous | 224.9717
Preferred Plan | 2033 | General | Winter Evening | C&I Curtailment-Turnkey-Water Heating Control | ENS | Offices | 5.9736
Preferred Plan | 2033 | General | Winter Evening | C&I Curtailment-Turnkey-Water Heating Control | ENS | Retail Trade | 121.3144
Preferred Plan | 2033 | General | Winter Evening | C&I Curtailment-Turnkey-Water Heating Control | ENS | Services | 78.3323
Preferred Plan | 2033 | General | Winter Evening | C&I Curtailment-Turnkey-Other | ENS | Miscellaneous | 3929.1795
Preferred Plan | 2033 | General | Winter Evening | C&I Curtailment-Turnkey-Other | ENS | Offices | 106.8631
Preferred Plan | 2033 | General | Winter Evening | C&I Curtailment-Turnkey-Other | ENS | Retail Trade | 1246.303
Preferred Plan | 2033 | General | Winter Evening | C&I Curtailment-Turnkey-Other | ENS | Services | 805.5048
Preferred Plan | 2033 | Large General | Winter Morning | C&I Curtailment-Turnkey-Manual HVAC Control | ENS | Miscellaneous | 5494.5987
Preferred Plan | 2033 | Large General | Winter Morning | C&I Curtailment-Turnkey-Manual HVAC Control | ENS | Retail Trade | 229.0898
Preferred Plan | 2033 | Large General | Winter Morning | C&I Curtailment-Turnkey-Manual HVAC Control | ENS | Services | 366.8616
Preferred Plan | 2033 | Large General | Winter Morning | C&I Curtailment-Turnkey-Auto-DR HVAC Control | ENS | Miscellaneous | 851.3211
Preferred Plan | 2033 | Large General | Winter Morning | C&I Curtailment-Turnkey-Auto-DR HVAC Control | ENS | Retail Trade | 35.4947
Preferred Plan | 2033 | Large General | Winter Morning | C&I Curtailment-Turnkey-Auto-DR HVAC Control | ENS | Services | 56.8407
Preferred Plan | 2033 | Large General | Winter Morning | C&I Curtailment-Turnkey-Standard Lighting Control | ENS | Miscellaneous | 2375.255
Preferred Plan | 2033 | Large General | Winter Morning | C&I Curtailment-Turnkey-Standard Lighting Control | ENS | Retail Trade | 90.6732
Preferred Plan | 2033 | Large General | Winter Morning | C&I Curtailment-Turnkey-Standard Lighting Control | ENS | Services | 145.2029
Preferred Plan | 2033 | Large General | Winter Morning | C&I Curtailment-Turnkey-Water Heating Control | ENS | Miscellaneous | 120.6224
Preferred Plan | 2033 | Large General | Winter Morning | C&I Curtailment-Turnkey-Water Heating Control | ENS | Retail Trade | 15.1119
Preferred Plan | 2033 | Large General | Winter Morning | C&I Curtailment-Turnkey-Water Heating Control | ENS | Services | 24.2
Preferred Plan | 2033 | Large General | Winter Morning | C&I Curtailment-Turnkey-Other | ENS | Miscellaneous | 2578.1358
Preferred Plan | 2033 | Large General | Winter Morning | C&I Curtailment-Turnkey-Other | ENS | Retail Trade | 154.5133
Preferred Plan | 2033 | Large General | Winter Morning | C&I Curtailment-Turnkey-Other | ENS | Services | 247.4357
Preferred Plan | 2033 | Large General | Winter Morning | C&I Loadshift to BUGs | ENS | Miscellaneous | 12276.4209
Preferred Plan | 2033 | Large General | Winter Evening | C&I Curtailment-Turnkey-Manual HVAC Control | ENS | Miscellaneous | 4726.235
Preferred Plan | 2033 | Large General | Winter Evening | C&I Curtailment-Turnkey-Manual HVAC Control | ENS | Retail Trade | 197.0539
Preferred Plan | 2033 | Large General | Winter Evening | C&I Curtailment-Turnkey-Manual HVAC Control | ENS | Services | 315.5597
Preferred Plan | 2033 | Large General | Winter Evening | C&I Curtailment-Turnkey-Auto-DR HVAC Control | ENS | Miscellaneous | 732.2725
Preferred Plan | 2033 | Large General | Winter Evening | C&I Curtailment-Turnkey-Auto-DR HVAC Control | ENS | Retail Trade | 30.5311
Preferred Plan | 2033 | Large General | Winter Evening | C&I Curtailment-Turnkey-Auto-DR HVAC Control | ENS | Services | 48.8921
Preferred Plan | 2033 | Large General | Winter Evening | C&I Curtailment-Turnkey-Standard Lighting Control | ENS | Miscellaneous | 2043.0998
Preferred Plan | 2033 | Large General | Winter Evening | C&I Curtailment-Turnkey-Standard Lighting Control | ENS | Retail Trade | 77.9934
Preferred Plan | 2033 | Large General | Winter Evening | C&I Curtailment-Turnkey-Standard Lighting Control | ENS | Services | 124.8977
Preferred Plan | 2033 | Large General | Winter Evening | C&I Curtailment-Turnkey-Water Heating Control | ENS | Miscellaneous | 103.7546
Preferred Plan | 2033 | Large General | Winter Evening | C&I Curtailment-Turnkey-Water Heating Control | ENS | Retail Trade | 12.9987
Preferred Plan | 2033 | Large General | Winter Evening | C&I Curtailment-Turnkey-Water Heating Control | ENS | Services | 20.8159
Preferred Plan | 2033 | Large General | Winter Evening | C&I Curtailment-Turnkey-Other | ENS | Miscellaneous | 2217.6098
Preferred Plan | 2033 | Large General | Winter Evening | C&I Curtailment-Turnkey-Other | ENS | Retail Trade | 132.9062
Preferred Plan | 2033 | Large General | Winter Evening | C&I Curtailment-Turnkey-Other | ENS | Services | 212.8343
Preferred Plan | 2033 | Large General | Winter Evening | C&I Loadshift to BUGs | ENS | Miscellaneous | 10559.6883
Preferred Plan | 2033 | Medium Industrial | Winter Morning | C&I Curtailment-Turnkey-Manual HVAC Control | ENS | Miscellaneous | 17690.5226
Preferred Plan | 2033 | Medium Industrial | Winter Morning | C&I Curtailment-Turnkey-Manual HVAC Control | ENS | Offices | 285.3687
Preferred Plan | 2033 | Medium Industrial | Winter Morning | C&I Curtailment-Turnkey-Manual HVAC Control | ENS | Retail Trade | 3909.0798
Preferred Plan | 2033 | Medium Industrial | Winter Morning | C&I Curtailment-Turnkey-Manual HVAC Control | ENS | Services | 180.001
Preferred Plan | 2033 | Medium Industrial | Winter Morning | C&I Curtailment-Turnkey-Auto-DR HVAC Control | ENS | Miscellaneous | 2740.9308
Preferred Plan | 2033 | Medium Industrial | Winter Morning | C&I Curtailment-Turnkey-Auto-DR HVAC Control | ENS | Offices | 44.2144
Preferred Plan | 2033 | Medium Industrial | Winter Morning | C&I Curtailment-Turnkey-Auto-DR HVAC Control | ENS | Retail Trade | 605.6642
Preferred Plan | 2033 | Medium Industrial | Winter Morning | C&I Curtailment-Turnkey-Auto-DR HVAC Control | ENS | Services | 27.889
Preferred Plan | 2033 | Medium Industrial | Winter Morning | C&I Curtailment-Turnkey-Standard Lighting Control | ENS | Miscellaneous | 5473.7047
Preferred Plan | 2033 | Medium Industrial | Winter Morning | C&I Curtailment-Turnkey-Standard Lighting Control | ENS | Offices | 37.202
Preferred Plan | 2033 | Medium Industrial | Winter Morning | C&I Curtailment-Turnkey-Standard Lighting Control | ENS | Retail Trade | 1691.75
Preferred Plan | 2033 | Medium Industrial | Winter Morning | C&I Curtailment-Turnkey-Standard Lighting Control | ENS | Services | 77.8999
Preferred Plan | 2033 | Medium Industrial | Winter Morning | C&I Curtailment-Turnkey-Water Heating Control | ENS | Miscellaneous | 462.1345
Preferred Plan | 2033 | Medium Industrial | Winter Morning | C&I Curtailment-Turnkey-Water Heating Control | ENS | Offices | 2.9487
Preferred Plan | 2033 | Medium Industrial | Winter Morning | C&I Curtailment-Turnkey-Water Heating Control | ENS | Retail Trade | 233.524
Preferred Plan | 2033 | Medium Industrial | Winter Morning | C&I Curtailment-Turnkey-Water Heating Control | ENS | Services | 10.7531
Preferred Plan | 2033 | Medium Industrial | Winter Morning | C&I Curtailment-Turnkey-Other | ENS | Miscellaneous | 7087.0778
Preferred Plan | 2033 | Medium Industrial | Winter Morning | C&I Curtailment-Turnkey-Other | ENS | Offices | 55.6684
Preferred Plan | 2033 | Medium Industrial | Winter Morning | C&I Curtailment-Turnkey-Other | ENS | Retail Trade | 2565.143
Preferred Plan | 2033 | Medium Industrial | Winter Morning | C&I Curtailment-Turnkey-Other | ENS | Services | 118.1169
Preferred Plan | 2033 | Medium Industrial | Winter Morning | C&I Loadshift to BUGs | ENS | Manufacturing | 2400.037
Preferred Plan | 2033 | Medium Industrial | Winter Morning | C&I Loadshift to BUGs | ENS | Miscellaneous | 10416.1604
Preferred Plan | 2033 | Medium Industrial | Winter Evening | C&I Curtailment-Turnkey-Manual HVAC Control | ENS | Miscellaneous | 17112.8227
Preferred Plan | 2033 | Medium Industrial | Winter Evening | C&I Curtailment-Turnkey-Manual HVAC Control | ENS | Offices | 276.0498
Preferred Plan | 2033 | Medium Industrial | Winter Evening | C&I Curtailment-Turnkey-Manual HVAC Control | ENS | Retail Trade | 3781.4253
Preferred Plan | 2033 | Medium Industrial | Winter Evening | C&I Curtailment-Turnkey-Manual HVAC Control | ENS | Services | 174.1229
Preferred Plan | 2033 | Medium Industrial | Winter Evening | C&I Curtailment-Turnkey-Auto-DR HVAC Control | ENS | Miscellaneous | 2651.4232
Preferred Plan | 2033 | Medium Industrial | Winter Evening | C&I Curtailment-Turnkey-Auto-DR HVAC Control | ENS | Offices | 42.7705
Preferred Plan | 2033 | Medium Industrial | Winter Evening | C&I Curtailment-Turnkey-Auto-DR HVAC Control | ENS | Retail Trade | 585.8857
Preferred Plan | 2033 | Medium Industrial | Winter Evening | C&I Curtailment-Turnkey-Auto-DR HVAC Control | ENS | Services | 26.9782
Preferred Plan | 2033 | Medium Industrial | Winter Evening | C&I Curtailment-Turnkey-Standard Lighting Control | ENS | Miscellaneous | 5294.956
Preferred Plan | 2033 | Medium Industrial | Winter Evening | C&I Curtailment-Turnkey-Standard Lighting Control | ENS | Offices | 35.9871
Preferred Plan | 2033 | Medium Industrial | Winter Evening | C&I Curtailment-Turnkey-Standard Lighting Control | ENS | Retail Trade | 1636.5044
Preferred Plan | 2033 | Medium Industrial | Winter Evening | C&I Curtailment-Turnkey-Standard Lighting Control | ENS | Services | 75.356
Preferred Plan | 2033 | Medium Industrial | Winter Evening | C&I Curtailment-Turnkey-Water Heating Control | ENS | Miscellaneous | 447.043
Preferred Plan | 2033 | Medium Industrial | Winter Evening | C&I Curtailment-Turnkey-Water Heating Control | ENS | Offices | 2.8524
Preferred Plan | 2033 | Medium Industrial | Winter Evening | C&I Curtailment-Turnkey-Water Heating Control | ENS | Retail Trade | 225.8981
Preferred Plan | 2033 | Medium Industrial | Winter Evening | C&I Curtailment-Turnkey-Water Heating Control | ENS | Services | 10.4019
Preferred Plan | 2033 | Medium Industrial | Winter Evening | C&I Curtailment-Turnkey-Other | ENS | Miscellaneous | 6855.643
Preferred Plan | 2033 | Medium Industrial | Winter Evening | C&I Curtailment-Turnkey-Other | ENS | Offices | 53.8505
Preferred Plan | 2033 | Medium Industrial | Winter Evening | C&I Curtailment-Turnkey-Other | ENS | Retail Trade | 2481.3759
Preferred Plan | 2033 | Medium Industrial | Winter Evening | C&I Curtailment-Turnkey-Other | ENS | Services | 114.2597
Preferred Plan | 2033 | Medium Industrial | Winter Evening | C&I Loadshift to BUGs | ENS | Manufacturing | 2321.6616
Preferred Plan | 2033 | Medium Industrial | Winter Evening | C&I Loadshift to BUGs | ENS | Miscellaneous | 10076.0114
Preferred Plan | 2033 | Large Industrial | Winter Morning | C&I Curtailment-Turnkey-Manual HVAC Control | ENS | Miscellaneous | 368.3162
Preferred Plan | 2033 | Large Industrial | Winter Morning | C&I Curtailment-Turnkey-Auto-DR HVAC Control | ENS | Miscellaneous | 57.0661
Preferred Plan | 2033 | Large Industrial | Winter Morning | C&I Curtailment-Turnkey-Standard Lighting Control | ENS | Miscellaneous | 159.2191
Preferred Plan | 2033 | Large Industrial | Winter Morning | C&I Curtailment-Turnkey-Water Heating Control | ENS | Miscellaneous | 8.0856
Preferred Plan | 2033 | Large Industrial | Winter Morning | C&I Curtailment-Turnkey-Other | ENS | Miscellaneous | 172.8186
Preferred Plan | 2033 | Large Industrial | Winter Morning | C&I Curtailment-Turnkey-Industrial | ENS | Manufacturing | 33.7288
Preferred Plan | 2033 | Large Industrial | Winter Evening | C&I Curtailment-Turnkey-Manual HVAC Control | ENS | Miscellaneous | 366.1202
Preferred Plan | 2033 | Large Industrial | Winter Evening | C&I Curtailment-Turnkey-Auto-DR HVAC Control | ENS | Miscellaneous | 56.7259
Preferred Plan | 2033 | Large Industrial | Winter Evening | C&I Curtailment-Turnkey-Standard Lighting Control | ENS | Miscellaneous | 158.2698
Preferred Plan | 2033 | Large Industrial | Winter Evening | C&I Curtailment-Turnkey-Water Heating Control | ENS | Miscellaneous | 8.0374
Preferred Plan | 2033 | Large Industrial | Winter Evening | C&I Curtailment-Turnkey-Other | ENS | Miscellaneous | 171.7883
Preferred Plan | 2033 | Large Industrial | Winter Evening | C&I Curtailment-Turnkey-Industrial | ENS | Manufacturing | 33.5277
Preferred Plan | 2033 | Residential Charitable | Winter Morning | DLC-Switch-Water Heating | ENS | Residential LI | 173.8674
Preferred Plan | 2033 | Residential Charitable | Winter Morning | DLC-Switch-Water Heating | ENS | Residential Market Rate | 1986.0553
Preferred Plan | 2033 | Residential Charitable | Winter Morning | DLC-Thermostat-BYOT-Central Heat Pump | ENS | Residential LI | 70.9055
Preferred Plan | 2033 | Residential Charitable | Winter Morning | DLC-Thermostat-BYOT-Central Heat Pump | ENS | Residential Market Rate | 433.8968
Preferred Plan | 2033 | Residential Charitable | Winter Morning | DLC-Thermostat-DI-Baseboard Heating | ENS | Residential LI | 360.9582
Preferred Plan | 2033 | Residential Charitable | Winter Morning | DLC-Thermostat-DI-Baseboard Heating | ENS | Residential Market Rate | 3435.9671
Preferred Plan | 2033 | Residential Charitable | Winter Morning | DLC-Thermostat-BYOT-Baseboard Heating | ENS | Residential LI | 42.2037
Preferred Plan | 2033 | Residential Charitable | Winter Morning | DLC-Thermostat-BYOT-Baseboard Heating | ENS | Residential Market Rate | 401.738
Preferred Plan | 2033 | Residential Charitable | Winter Morning | DLC-Thermostat-DI-MSHP | ENS | Residential LI | 209.162
Preferred Plan | 2033 | Residential Charitable | Winter Morning | DLC-Thermostat-DI-MSHP | ENS | Residential Market Rate | 1991.016
Preferred Plan | 2033 | Residential Charitable | Winter Morning | DLC-Thermostat-BYOT-MSHP | ENS | Residential LI | 19.1145
Preferred Plan | 2033 | Residential Charitable | Winter Morning | DLC-Thermostat-BYOT-MSHP | ENS | Residential Market Rate | 181.9516
Preferred Plan | 2033 | Residential Charitable | Winter Morning | Dynamic Pricing with enabling tech. | ENS | Residential LI | 14528.2924
Preferred Plan | 2033 | Residential Charitable | Winter Morning | Dynamic Pricing with enabling tech. | ENS | Residential Market Rate | 82506.1522
Preferred Plan | 2033 | Residential Charitable | Winter Morning | Dynamic Pricing w/o enabling tech. | ENS | Residential LI | 7646.4697
Preferred Plan | 2033 | Residential Charitable | Winter Morning | Dynamic Pricing w/o enabling tech. | ENS | Residential Market Rate | 43424.2906
Preferred Plan | 2033 | Residential Charitable | Winter Morning | Behavioral DR | ENS | Residential LI | 1697.1221
Preferred Plan | 2033 | Residential Charitable | Winter Morning | Behavioral DR | ENS | Residential Market Rate | 9672.624
Preferred Plan | 2033 | Residential Charitable | Winter Evening | DLC-Switch-Water Heating | ENS | Residential LI | 61.4021
Preferred Plan | 2033 | Residential Charitable | Winter Evening | DLC-Switch-Water Heating | ENS | Residential Market Rate | 701.3854
Preferred Plan | 2033 | Residential Charitable | Winter Evening | DLC-Thermostat-BYOT-Central Heat Pump | ENS | Residential LI | 43.02
Preferred Plan | 2033 | Residential Charitable | Winter Evening | DLC-Thermostat-BYOT-Central Heat Pump | ENS | Residential Market Rate | 263.2552
Preferred Plan | 2033 | Residential Charitable | Winter Evening | DLC-Thermostat-DI-Baseboard Heating | ENS | Residential LI | 219.0017
Preferred Plan | 2033 | Residential Charitable | Winter Evening | DLC-Thermostat-DI-Baseboard Heating | ENS | Residential Market Rate | 2084.681
Preferred Plan | 2033 | Residential Charitable | Winter Evening | DLC-Thermostat-BYOT-Baseboard Heating | ENS | Residential LI | 25.606
Preferred Plan | 2033 | Residential Charitable | Winter Evening | DLC-Thermostat-BYOT-Baseboard Heating | ENS | Residential Market Rate | 243.7438
Preferred Plan | 2033 | Residential Charitable | Winter Evening | DLC-Thermostat-DI-MSHP | ENS | Residential LI | 126.9034
Preferred Plan | 2033 | Residential Charitable | Winter Evening | DLC-Thermostat-DI-MSHP | ENS | Residential Market Rate | 1207.9956
Preferred Plan | 2033 | Residential Charitable | Winter Evening | DLC-Thermostat-BYOT-MSHP | ENS | Residential LI | 11.5972
Preferred Plan | 2033 | Residential Charitable | Winter Evening | DLC-Thermostat-BYOT-MSHP | ENS | Residential Market Rate | 110.3943
Preferred Plan | 2033 | Residential Charitable | Winter Evening | Dynamic Pricing with enabling tech. | ENS | Residential LI | 16538.8673
Preferred Plan | 2033 | Residential Charitable | Winter Evening | Dynamic Pricing with enabling tech. | ENS | Residential Market Rate | 93924.204
Preferred Plan | 2033 | Residential Charitable | Winter Evening | Dynamic Pricing w/o enabling tech. | ENS | Residential LI | 8704.667
Preferred Plan | 2033 | Residential Charitable | Winter Evening | Dynamic Pricing w/o enabling tech. | ENS | Residential Market Rate | 49433.7916
Preferred Plan | 2033 | Residential Charitable | Winter Evening | Behavioral DR | ENS | Residential LI | 1931.9873
Preferred Plan | 2033 | Residential Charitable | Winter Evening | Behavioral DR | ENS | Residential Market Rate | 11011.2215