| Base | Time-of-Use Rates (TOU) | Dynamic Pricing with enabling tech. | Small General |  | Winter Evening | % of Load | 0 | 2031 | 65535
| Base | Time-of-Use Rates (TOU) | Time-of-Use Rates (TOU) | Small General |  | Winter Evening | % of Load | 1 | 2031 | 65535
| Base | Time-of-Use Rates (TOU) | Time-of-Use Rates (TOU) | Small General |  | Winter Evening | % of Load | 0 | 2031 | 65535
| Base | Time-of-Use Rates (TOU) | DLC-Switch-Water Heating | General |  | Winter Morning | % of Load | 1 | 2031 | 65535
| Base | Time-of-Use Rates (TOU) | DLC-Switch-Water Heating | General |  | Winter Morning | % of Load | 0 | 2031 | 65535
| Base | Time-of-Use Rates (TOU) | DLC-BYOD-Water Heating | General |  | Winter Morning | % of Load | 1 | 2031 | 65535
| Base | Time-of-Use Rates (TOU) | DLC-BYOD-Water Heating | General |  | Winter Morning | % of Load | 0 | 2031 | 65535
| Base | Time-of-Use Rates (TOU) | DLC-Thermostat-DI-Central Heat Pump | General |  | Winter Morning | % of Load | 1 | 2031 | 65535
| Base | Time-of-Use Rates (TOU) | DLC-Thermostat-DI-Central Heat Pump | General |  | Winter Morning | % of Load | 0 | 2031 | 65535
| Base | Time-of-Use Rates (TOU) | DLC-Thermostat-BYOT-Central Heat Pump | General |  | Winter Morning | % of Load | 1 | 2031 | 65535
| Base | Time-of-Use Rates (TOU) | DLC-Thermostat-BYOT-Central Heat Pump | General |  | Winter Morning | % of Load | 0 | 2031 | 65535
| Base | Time-of-Use Rates (TOU) | DLC-Thermostat-HVAC | General |  | Winter Morning | % of Load | 1 | 2031 | 65535
| Base | Time-of-Use Rates (TOU) | DLC-Thermostat-HVAC | General |  | Winter Morning | % of Load | 0 | 2031 | 65535
| Base | Time-of-Use Rates (TOU) | DLC-Thermostat-DI-Baseboard Heating | General |  | Winter Morning | % of Load | 1 | 2031 | 65535
| Base | Time-of-Use Rates (TOU) | DLC-Thermostat-DI-Baseboard Heating | General |  | Winter Morning | % of Load | 0 | 2031 | 65535
| Base | Time-of-Use Rates (TOU) | DLC-Thermostat-BYOT-Baseboard Heating | General |  | Winter Morning | % of Load | 1 | 2031 | 65535
| Base | Time-of-Use Rates (TOU) | DLC-Thermostat-BYOT-Baseboard Heating | General |  | Winter Morning | % of Load | 0 | 2031 | 65535
| Base | Time-of-Use Rates (TOU) | DLC-Thermostat-DI-MSHP | General |  | Winter Morning | % of Load | 1 | 2031 | 65535
| Base | Time-of-Use Rates (TOU) | DLC-Thermostat-DI-MSHP | General |  | Winter Morning | % of Load | 0 | 2031 | 65535
| Base | Time-of-Use Rates (TOU) | DLC-Thermostat-BYOT-MSHP | General |  | Winter Morning | % of Load | 1 | 2031 | 65535
| Base | Time-of-Use Rates (TOU) | DLC-Thermostat-BYOT-MSHP | General |  | Winter Morning | % of Load | 0 | 2031 | 65535
| Base | Time-of-Use Rates (TOU) | C&I Curtailment-Turnkey-Manual HVAC Control | General |  | Winter Morning | % of Load | 1 | 2031 | 65535
| Base | Time-of-Use Rates (TOU) | C&I Curtailment-Turnkey-Manual HVAC Control | General |  | Winter Morning | % of Load | 0 | 2031 | 65535
| Base | Time-of-Use Rates (TOU) | C&I Curtailment-Turnkey-Auto-DR HVAC Control | General |  | Winter Morning | % of Load | 1 | 2031 | 65535
| Base | Time-of-Use Rates (TOU) | C&I Curtailment-Turnkey-Auto-DR HVAC Control | General |  | Winter Morning | % of Load | 0 | 2031 | 65535
| Base | Time-of-Use Rates (TOU) | C&I Curtailment-Turnkey-Standard Lighting Control | General |  | Winter Morning | % of Load | 1 | 2031 | 65535
| Base | Time-of-Use Rates (TOU) | C&I Curtailment-Turnkey-Standard Lighting Control | General |  | Winter Morning | % of Load | 0 | 2031 | 65535
| Base | Time-of-Use Rates (TOU) | C&I Curtailment-Turnkey-Advanced Lighting Control | General |  | Winter Morning | % of Load | 1 | 2031 | 65535
| Base | Time-of-Use Rates (TOU) | C&I Curtailment-Turnkey-Advanced Lighting Control | General |  | Winter Morning | % of Load | 0 | 2031 | 65535
| Base | Time-of-Use Rates (TOU) | C&I Curtailment-Turnkey-Water Heating Control | General |  | Winter Morning | % of Load | 1 | 2031 | 65535
| Base | Time-of-Use Rates (TOU) | C&I Curtailment-Turnkey-Water Heating Control | General |  | Winter Morning | % of Load | 0 | 2031 | 65535
| Base | Time-of-Use Rates (TOU) | C&I Curtailment-Turnkey-Other | General |  | Winter Morning | % of Load | 1 | 2031 | 65535
| Base | Time-of-Use Rates (TOU) | C&I Curtailment-Turnkey-Other | General |  | Winter Morning | % of Load | 0 | 2031 | 65535
| Base | Time-of-Use Rates (TOU) | Time-of-Use Rates (TOU) | General |  | Winter Morning | % of Load | 1 | 2031 | 65535
| Base | Time-of-Use Rates (TOU) | Time-of-Use Rates (TOU) | General |  | Winter Morning | % of Load | 0 | 2031 | 65535
| Base | Time-of-Use Rates (TOU) | DLC-Switch-Water Heating | General |  | Winter Evening | % of Load | 1 | 2031 | 65535
| Base | Time-of-Use Rates (TOU) | DLC-Switch-Water Heating | General |  | Winter Evening | % of Load | 0 | 2031 | 65535
| Base | Time-of-Use Rates (TOU) | DLC-BYOD-Water Heating | General |  | Winter Evening | % of Load | 1 | 2031 | 65535
| Base | Time-of-Use Rates (TOU) | DLC-BYOD-Water Heating | General |  | Winter Evening | % of Load | 0 | 2031 | 65535
| Base | Time-of-Use Rates (TOU) | DLC-Thermostat-DI-Central Heat Pump | General |  | Winter Evening | % of Load | 1 | 2031 | 65535
| Base | Time-of-Use Rates (TOU) | DLC-Thermostat-DI-Central Heat Pump | General |  | Winter Evening | % of Load | 0 | 2031 | 65535
| Base | Time-of-Use Rates (TOU) | DLC-Thermostat-BYOT-Central Heat Pump | General |  | Winter Evening | % of Load | 1 | 2031 | 65535
| Base | Time-of-Use Rates (TOU) | DLC-Thermostat-BYOT-Central Heat Pump | General |  | Winter Evening | % of Load | 0 | 2031 | 65535
| Base | Time-of-Use Rates (TOU) | DLC-Thermostat-HVAC | General |  | Winter Evening | % of Load | 1 | 2031 | 65535
| Base | Time-of-Use Rates (TOU) | DLC-Thermostat-HVAC | General |  | Winter Evening | % of Load | 0 | 2031 | 65535
| Base | Time-of-Use Rates (TOU) | DLC-Thermostat-DI-Baseboard Heating | General |  | Winter Evening | % of Load | 1 | 2031 | 65535
| Base | Time-of-Use Rates (TOU) | DLC-Thermostat-DI-Baseboard Heating | General |  | Winter Evening | % of Load | 0 | 2031 | 65535
| Base | Time-of-Use Rates (TOU) | DLC-Thermostat-BYOT-Baseboard Heating | General |  | Winter Evening | % of Load | 1 | 2031 | 65535
| Base | Time-of-Use Rates (TOU) | DLC-Thermostat-BYOT-Baseboard Heating | General |  | Winter Evening | % of Load | 0 | 2031 | 65535
| Base | Time-of-Use Rates (TOU) | DLC-Thermostat-DI-MSHP | General |  | Winter Evening | % of Load | 1 | 2031 | 65535
| Base | Time-of-Use Rates (TOU) | DLC-Thermostat-DI-MSHP | General |  | Winter Evening | % of Load | 0 | 2031 | 65535
| Base | Time-of-Use Rates (TOU) | DLC-Thermostat-BYOT-MSHP | General |  | Winter Evening | % of Load | 1 | 2031 | 65535
| Base | Time-of-Use Rates (TOU) | DLC-Thermostat-BYOT-MSHP | General |  | Winter Evening | % of Load | 0 | 2031 | 65535
| Base | Time-of-Use Rates (TOU) | C&I Curtailment-Turnkey-Manual HVAC Control | General |  | Winter Evening | % of Load | 1 | 2031 | 65535
| Base | Time-of-Use Rates (TOU) | C&I Curtailment-Turnkey-Manual HVAC Control | General |  | Winter Evening | % of Load | 0 | 2031 | 65535
| Base | Time-of-Use Rates (TOU) | C&I Curtailment-Turnkey-Auto-DR HVAC Control | General |  | Winter Evening | % of Load | 1 | 2031 | 65535
| Base | Time-of-Use Rates (TOU) | C&I Curtailment-Turnkey-Auto-DR HVAC Control | General |  | Winter Evening | % of Load | 0 | 2031 | 65535
| Base | Time-of-Use Rates (TOU) | C&I Curtailment-Turnkey-Standard Lighting Control | General |  | Winter Evening | % of Load | 1 | 2031 | 65535
| Base | Time-of-Use Rates (TOU) | C&I Curtailment-Turnkey-Standard Lighting Control | General |  | Winter Evening | % of Load | 0 | 2031 | 65535
| Base | Time-of-Use Rates (TOU) | C&I Curtailment-Turnkey-Advanced Lighting Control | General |  | Winter Evening | % of Load | 1 | 2031 | 65535
| Base | Time-of-Use Rates (TOU) | C&I Curtailment-Turnkey-Advanced Lighting Control | General |  | Winter Evening | % of Load | 0 | 2031 | 65535
| Base | Time-of-Use Rates (TOU) | C&I Curtailment-Turnkey-Water Heating Control | General |  | Winter Evening | % of Load | 1 | 2031 | 65535
| Base | Time-of-Use Rates (TOU) | C&I Curtailment-Turnkey-Water Heating Control | General |  | Winter Evening | % of Load | 0 | 2031 | 65535
| Base | Time-of-Use Rates (TOU) | C&I Curtailment-Turnkey-Other | General |  | Winter Evening | % of Load | 1 | 2031 | 65535
| Base | Time-of-Use Rates (TOU) | C&I Curtailment-Turnkey-Other | General |  | Winter Evening | % of Load | 0 | 2031 | 65535
| Base | Time-of-Use Rates (TOU) | Time-of-Use Rates (TOU) | General |  | Winter Evening | % of Load | 1 | 2031 | 65535
| Base | Time-of-Use Rates (TOU) | Time-of-Use Rates (TOU) | General |  | Winter Evening | % of Load | 0 | 2031 | 65535
| Base | Time-of-Use Rates (TOU) | DLC-Switch-Water Heating | Small Industrial |  | Winter Morning | % of Load | 1 | 2031 | 65535
| Base | Time-of-Use Rates (TOU) | DLC-Switch-Water Heating | Small Industrial |  | Winter Morning | % of Load | 0 | 2031 | 65535
| Base | Time-of-Use Rates (TOU) | DLC-BYOD-Water Heating | Small Industrial |  | Winter Morning | % of Load | 1 | 2031 | 65535
| Base | Time-of-Use Rates (TOU) | DLC-BYOD-Water Heating | Small Industrial |  | Winter Morning | % of Load | 0 | 2031 | 65535
| Base | Time-of-Use Rates (TOU) | DLC-Thermostat-DI-Central Heat Pump | Small Industrial |  | Winter Morning | % of Load | 1 | 2031 | 65535
| Base | Time-of-Use Rates (TOU) | DLC-Thermostat-DI-Central Heat Pump | Small Industrial |  | Winter Morning | % of Load | 0 | 2031 | 65535
| Base | Time-of-Use Rates (TOU) | DLC-Thermostat-BYOT-Central Heat Pump | Small Industrial |  | Winter Morning | % of Load | 1 | 2031 | 65535
| Base | Time-of-Use Rates (TOU) | DLC-Thermostat-BYOT-Central Heat Pump | Small Industrial |  | Winter Morning | % of Load | 0 | 2031 | 65535
| Base | Time-of-Use Rates (TOU) | DLC-Thermostat-HVAC | Small Industrial |  | Winter Morning | % of Load | 1 | 2031 | 65535
| Base | Time-of-Use Rates (TOU) | DLC-Thermostat-HVAC | Small Industrial |  | Winter Morning | % of Load | 0 | 2031 | 65535
| Base | Time-of-Use Rates (TOU) | DLC-Thermostat-DI-Baseboard Heating | Small Industrial |  | Winter Morning | % of Load | 1 | 2031 | 65535
| Base | Time-of-Use Rates (TOU) | DLC-Thermostat-DI-Baseboard Heating | Small Industrial |  | Winter Morning | % of Load | 0 | 2031 | 65535
| Base | Time-of-Use Rates (TOU) | DLC-Thermostat-BYOT-Baseboard Heating | Small Industrial |  | Winter Morning | % of Load | 1 | 2031 | 65535
| Base | Time-of-Use Rates (TOU) | DLC-Thermostat-BYOT-Baseboard Heating | Small Industrial |  | Winter Morning | % of Load | 0 | 2031 | 65535
| Base | Time-of-Use Rates (TOU) | DLC-Thermostat-DI-MSHP | Small Industrial |  | Winter Morning | % of Load | 1 | 2031 | 65535
| Base | Time-of-Use Rates (TOU) | DLC-Thermostat-DI-MSHP | Small Industrial |  | Winter Morning | % of Load | 0 | 2031 | 65535
| Base | Time-of-Use Rates (TOU) | DLC-Thermostat-BYOT-MSHP | Small Industrial |  | Winter Morning | % of Load | 1 | 2031 | 65535
| Base | Time-of-Use Rates (TOU) | DLC-Thermostat-BYOT-MSHP | Small Industrial |  | Winter Morning | % of Load | 0 | 2031 | 65535
| Base | Time-of-Use Rates (TOU) | C&I Curtailment-Turnkey-Manual HVAC Control | Small Industrial |  | Winter Morning | % of Load | 1 | 2031 | 65535
| Base | Time-of-Use Rates (TOU) | C&I Curtailment-Turnkey-Manual HVAC Control | Small Industrial |  | Winter Morning | % of Load | 0 | 2031 | 65535
| Base | Time-of-Use Rates (TOU) | C&I Curtailment-Turnkey-Auto-DR HVAC Control | Small Industrial |  | Winter Morning | % of Load | 1 | 2031 | 65535
| Base | Time-of-Use Rates (TOU) | C&I Curtailment-Turnkey-Auto-DR HVAC Control | Small Industrial |  | Winter Morning | % of Load | 0 | 2031 | 65535
| Base | Time-of-Use Rates (TOU) | C&I Curtailment-Turnkey-Standard Lighting Control | Small Industrial |  | Winter Morning | % of Load | 1 | 2031 | 65535
| Base | Time-of-Use Rates (TOU) | C&I Curtailment-Turnkey-Standard Lighting Control | Small Industrial |  | Winter Morning | % of Load | 0 | 2031 | 65535
| Base | Time-of-Use Rates (TOU) | C&I Curtailment-Turnkey-Advanced Lighting Control | Small Industrial |  | Winter Morning | % of Load | 1 | 2031 | 65535
| Base | Time-of-Use Rates (TOU) | C&I Curtailment-Turnkey-Advanced Lighting Control | Small Industrial |  | Winter Morning | % of Load | 0 | 2031 | 65535
| Base | Time-of-Use Rates (TOU) | C&I Curtailment-Turnkey-Water Heating Control | Small Industrial |  | Winter Morning | % of Load | 1 | 2031 | 65535
| Base | Time-of-Use Rates (TOU) | C&I Curtailment-Turnkey-Water Heating Control | Small Industrial |  | Winter Morning | % of Load | 0 | 2031 | 65535
| Base | Time-of-Use Rates (TOU) | C&I Curtailment-Turnkey-Other | Small Industrial |  | Winter Morning | % of Load | 1 | 2031 | 65535
| Base | Time-of-Use Rates (TOU) | C&I Curtailment-Turnkey-Other | Small Industrial |  | Winter Morning | % of Load | 0 | 2031 | 65535
| Base | Time-of-Use Rates (TOU) | C&I Curtailment-Turnkey-Industrial | Small Industrial |  | Winter Morning | % of Load | 1 | 2031 | 65535
| Base | Time-of-Use Rates (TOU) | C&I Curtailment-Turnkey-Industrial | Small Industrial |  | Winter Morning | % of Load | 0 | 2031 | 65535
| Base | Time-of-Use Rates (TOU) | Time-of-Use Rates (TOU) | Small Industrial |  | Winter Morning | % of Load | 1 | 2031 | 65535
| Base | Time-of-Use Rates (TOU) | Time-of-Use Rates (TOU) | Small Industrial |  | Winter Morning | % of Load | 0 | 2031 | 65535
| Base | Time-of-Use Rates (TOU) | DLC-Switch-Water Heating | Small Industrial |  | Winter Evening | % of Load | 1 | 2031 | 65535
| Base | Time-of-Use Rates (TOU) | DLC-Switch-Water Heating | Small Industrial |  | Winter Evening | % of Load | 0 | 2031 | 65535
| Base | Time-of-Use Rates (TOU) | DLC-BYOD-Water Heating | Small Industrial |  | Winter Evening | % of Load | 1 | 2031 | 65535
| Base | Time-of-Use Rates (TOU) | DLC-BYOD-Water Heating | Small Industrial |  | Winter Evening | % of Load | 0 | 2031 | 65535
| Base | Time-of-Use Rates (TOU) | DLC-Thermostat-DI-Central Heat Pump | Small Industrial |  | Winter Evening | % of Load | 1 | 2031 | 65535
| Base | Time-of-Use Rates (TOU) | DLC-Thermostat-DI-Central Heat Pump | Small Industrial |  | Winter Evening | % of Load | 0 | 2031 | 65535
| Base | Time-of-Use Rates (TOU) | DLC-Thermostat-BYOT-Central Heat Pump | Small Industrial |  | Winter Evening | % of Load | 1 | 2031 | 65535
| Base | Time-of-Use Rates (TOU) | DLC-Thermostat-BYOT-Central Heat Pump | Small Industrial |  | Winter Evening | % of Load | 0 | 2031 | 65535
| Base | Time-of-Use Rates (TOU) | DLC-Thermostat-HVAC | Small Industrial |  | Winter Evening | % of Load | 1 | 2031 | 65535
| Base | Time-of-Use Rates (TOU) | DLC-Thermostat-HVAC | Small Industrial |  | Winter Evening | % of Load | 0 | 2031 | 65535
| Base | Time-of-Use Rates (TOU) | DLC-Thermostat-DI-Baseboard Heating | Small Industrial |  | Winter Evening | % of Load | 1 | 2031 | 65535
| Base | Time-of-Use Rates (TOU) | DLC-Thermostat-DI-Baseboard Heating | Small Industrial |  | Winter Evening | % of Load | 0 | 2031 | 65535
| Base | Time-of-Use Rates (TOU) | DLC-Thermostat-BYOT-Baseboard Heating | Small Industrial |  | Winter Evening | % of Load | 1 | 2031 | 65535
| Base | Time-of-Use Rates (TOU) | DLC-Thermostat-BYOT-Baseboard Heating | Small Industrial |  | Winter Evening | % of Load | 0 | 2031 | 65535
| Base | Time-of-Use Rates (TOU) | DLC-Thermostat-DI-MSHP | Small Industrial |  | Winter Evening | % of Load | 1 | 2031 | 65535
| Base | Time-of-Use Rates (TOU) | DLC-Thermostat-DI-MSHP | Small Industrial |  | Winter Evening | % of Load | 0 | 2031 | 65535
| Base | Time-of-Use Rates (TOU) | DLC-Thermostat-BYOT-MSHP | Small Industrial |  | Winter Evening | % of Load | 1 | 2031 | 65535
| Base | Time-of-Use Rates (TOU) | DLC-Thermostat-BYOT-MSHP | Small Industrial |  | Winter Evening | % of Load | 0 | 2031 | 65535
| Base | Time-of-Use Rates (TOU) | C&I Curtailment-Turnkey-Manual HVAC Control | Small Industrial |  | Winter Evening | % of Load | 1 | 2031 | 65535
| Base | Time-of-Use Rates (TOU) | C&I Curtailment-Turnkey-Manual HVAC Control | Small Industrial |  | Winter Evening | % of Load | 0 | 2031 | 65535
| Base | Time-of-Use Rates (TOU) | C&I Curtailment-Turnkey-Auto-DR HVAC Control | Small Industrial |  | Winter Evening | % of Load | 1 | 2031 | 65535
| Base | Time-of-Use Rates (TOU) | C&I Curtailment-Turnkey-Auto-DR HVAC Control | Small Industrial |  | Winter Evening | % of Load | 0 | 2031 | 65535
| Base | Time-of-Use Rates (TOU) | C&I Curtailment-Turnkey-Standard Lighting Control | Small Industrial |  | Winter Evening | % of Load | 1 | 2031 | 65535
| Base | Time-of-Use Rates (TOU) | C&I Curtailment-Turnkey-Standard Lighting Control | Small Industrial |  | Winter Evening | % of Load | 0 | 2031 | 65535
| Base | Time-of-Use Rates (TOU) | C&I Curtailment-Turnkey-Advanced Lighting Control | Small Industrial |  | Winter Evening | % of Load | 1 | 2031 | 65535
| Base | Time-of-Use Rates (TOU) | C&I Curtailment-Turnkey-Advanced Lighting Control | Small Industrial |  | Winter Evening | % of Load | 0 | 2031 | 65535
| Base | Time-of-Use Rates (TOU) | C&I Curtailment-Turnkey-Water Heating Control | Small Industrial |  | Winter Evening | % of Load | 1 | 2031 | 65535
| Base | Time-of-Use Rates (TOU) | C&I Curtailment-Turnkey-Water Heating Control | Small Industrial |  | Winter Evening | % of Load | 0 | 2031 | 65535
| Base | Time-of-Use Rates (TOU) | C&I Curtailment-Turnkey-Other | Small Industrial |  | Winter Evening | % of Load | 1 | 2031 | 65535
| Base | Time-of-Use Rates (TOU) | C&I Curtailment-Turnkey-Other | Small Industrial |  | Winter Evening | % of Load | 0 | 2031 | 65535
| Base | Time-of-Use Rates (TOU) | C&I Curtailment-Turnkey-Industrial | Small Industrial |  | Winter Evening | % of Load | 1 | 2031 | 65535
| Base | Time-of-Use Rates (TOU) | C&I Curtailment-Turnkey-Industrial | Small Industrial |  | Winter Evening | % of Load | 0 | 2031 | 65535
| Base | Time-of-Use Rates (TOU) | Time-of-Use Rates (TOU) | Small Industrial |  | Winter Evening | % of Load | 1 | 2031 | 65535
| Base | Time-of-Use Rates (TOU) | Time-of-Use Rates (TOU) | Small Industrial |  | Winter Evening | % of Load | 0 | 2031 | 65535
| Base | Time-of-Use Rates (TOU) | DLC-Switch-Water Heating | Medium Industrial |  | Winter Morning | % of Load | 1 | 2031 | 65535
| Base | Time-of-Use Rates (TOU) | DLC-Switch-Water Heating | Medium Industrial |  | Winter Morning | % of Load | 0 | 2031 | 65535
| Base | Time-of-Use Rates (TOU) | DLC-BYOD-Water Heating | Medium Industrial |  | Winter Morning | % of Load | 1 | 2031 | 65535
| Base | Time-of-Use Rates (TOU) | DLC-BYOD-Water Heating | Medium Industrial |  | Winter Morning | % of Load | 0 | 2031 | 65535
| Base | Time-of-Use Rates (TOU) | DLC-Thermostat-DI-Central Heat Pump | Medium Industrial |  | Winter Morning | % of Load | 1 | 2031 | 65535
| Base | Time-of-Use Rates (TOU) | DLC-Thermostat-DI-Central Heat Pump | Medium Industrial |  | Winter Morning | % of Load | 0 | 2031 | 65535
| Base | Time-of-Use Rates (TOU) | DLC-Thermostat-BYOT-Central Heat Pump | Medium Industrial |  | Winter Morning | % of Load | 1 | 2031 | 65535
| Base | Time-of-Use Rates (TOU) | DLC-Thermostat-BYOT-Central Heat Pump | Medium Industrial |  | Winter Morning | % of Load | 0 | 2031 | 65535
| Base | Time-of-Use Rates (TOU) | DLC-Thermostat-HVAC | Medium Industrial |  | Winter Morning | % of Load | 1 | 2031 | 65535
| Base | Time-of-Use Rates (TOU) | DLC-Thermostat-HVAC | Medium Industrial |  | Winter Morning | % of Load | 0 | 2031 | 65535
| Base | Time-of-Use Rates (TOU) | DLC-Thermostat-DI-Baseboard Heating | Medium Industrial |  | Winter Morning | % of Load | 1 | 2031 | 65535
| Base | Time-of-Use Rates (TOU) | DLC-Thermostat-DI-Baseboard Heating | Medium Industrial |  | Winter Morning | % of Load | 0 | 2031 | 65535
| Base | Time-of-Use Rates (TOU) | DLC-Thermostat-BYOT-Baseboard Heating | Medium Industrial |  | Winter Morning | % of Load | 1 | 2031 | 65535
| Base | Time-of-Use Rates (TOU) | DLC-Thermostat-BYOT-Baseboard Heating | Medium Industrial |  | Winter Morning | % of Load | 0 | 2031 | 65535
| Base | Time-of-Use Rates (TOU) | DLC-Thermostat-DI-MSHP | Medium Industrial |  | Winter Morning | % of Load | 1 | 2031 | 65535
| Base | Time-of-Use Rates (TOU) | DLC-Thermostat-DI-MSHP | Medium Industrial |  | Winter Morning | % of Load | 0 | 2031 | 65535
| Base | Time-of-Use Rates (TOU) | DLC-Thermostat-BYOT-MSHP | Medium Industrial |  | Winter Morning | % of Load | 1 | 2031 | 65535
| Base | Time-of-Use Rates (TOU) | DLC-Thermostat-BYOT-MSHP | Medium Industrial |  | Winter Morning | % of Load | 0 | 2031 | 65535
| Base | Time-of-Use Rates (TOU) | C&I Curtailment-Turnkey-Manual HVAC Control | Medium Industrial |  | Winter Morning | % of Load | 1 | 2031 | 65535
| Base | Time-of-Use Rates (TOU) | C&I Curtailment-Turnkey-Manual HVAC Control | Medium Industrial |  | Winter Morning | % of Load | 0 | 2031 | 65535
| Base | Time-of-Use Rates (TOU) | C&I Curtailment-Turnkey-Auto-DR HVAC Control | Medium Industrial |  | Winter Morning | % of Load | 1 | 2031 | 65535
| Base | Time-of-Use Rates (TOU) | C&I Curtailment-Turnkey-Auto-DR HVAC Control | Medium Industrial |  | Winter Morning | % of Load | 0 | 2031 | 65535
| Base | Time-of-Use Rates (TOU) | C&I Curtailment-Turnkey-Standard Lighting Control | Medium Industrial |  | Winter Morning | % of Load | 1 | 2031 | 65535
| Base | Time-of-Use Rates (TOU) | C&I Curtailment-Turnkey-Standard Lighting Control | Medium Industrial |  | Winter Morning | % of Load | 0 | 2031 | 65535
| Base | Time-of-Use Rates (TOU) | C&I Curtailment-Turnkey-Advanced Lighting Control | Medium Industrial |  | Winter Morning | % of Load | 1 | 2031 | 65535
| Base | Time-of-Use Rates (TOU) | C&I Curtailment-Turnkey-Advanced Lighting Control | Medium Industrial |  | Winter Morning | % of Load | 0 | 2031 | 65535
| Base | Time-of-Use Rates (TOU) | C&I Curtailment-Turnkey-Water Heating Control | Medium Industrial |  | Winter Morning | % of Load | 1 | 2031 | 65535
| Base | Time-of-Use Rates (TOU) | C&I Curtailment-Turnkey-Water Heating Control | Medium Industrial |  | Winter Morning | % of Load | 0 | 2031 | 65535
| Base | Time-of-Use Rates (TOU) | C&I Curtailment-Turnkey-Other | Medium Industrial |  | Winter Morning | % of Load | 1 | 2031 | 65535
| Base | Time-of-Use Rates (TOU) | C&I Curtailment-Turnkey-Other | Medium Industrial |  | Winter Morning | % of Load | 0 | 2031 | 65535
| Base | Time-of-Use Rates (TOU) | Time-of-Use Rates (TOU) | Medium Industrial |  | Winter Morning | % of Load | 1 | 2031 | 65535
| Base | Time-of-Use Rates (TOU) | Time-of-Use Rates (TOU) | Medium Industrial |  | Winter Morning | % of Load | 0 | 2031 | 65535
| Base | Time-of-Use Rates (TOU) | DLC-Switch-Water Heating | Medium Industrial |  | Winter Evening | % of Load | 1 | 2031 | 65535
| Base | Time-of-Use Rates (TOU) | DLC-Switch-Water Heating | Medium Industrial |  | Winter Evening | % of Load | 0 | 2031 | 65535
| Base | Time-of-Use Rates (TOU) | DLC-BYOD-Water Heating | Medium Industrial |  | Winter Evening | % of Load | 1 | 2031 | 65535
| Base | Time-of-Use Rates (TOU) | DLC-BYOD-Water Heating | Medium Industrial |  | Winter Evening | % of Load | 0 | 2031 | 65535
| Base | Time-of-Use Rates (TOU) | DLC-Thermostat-DI-Central Heat Pump | Medium Industrial |  | Winter Evening | % of Load | 1 | 2031 | 65535
| Base | Time-of-Use Rates (TOU) | DLC-Thermostat-DI-Central Heat Pump | Medium Industrial |  | Winter Evening | % of Load | 0 | 2031 | 65535
| Base | Time-of-Use Rates (TOU) | DLC-Thermostat-BYOT-Central Heat Pump | Medium Industrial |  | Winter Evening | % of Load | 1 | 2031 | 65535
| Base | Time-of-Use Rates (TOU) | DLC-Thermostat-BYOT-Central Heat Pump | Medium Industrial |  | Winter Evening | % of Load | 0 | 2031 | 65535
| Base | Time-of-Use Rates (TOU) | DLC-Thermostat-HVAC | Medium Industrial |  | Winter Evening | % of Load | 1 | 2031 | 65535
| Base | Time-of-Use Rates (TOU) | DLC-Thermostat-HVAC | Medium Industrial |  | Winter Evening | % of Load | 0 | 2031 | 65535
| Base | Time-of-Use Rates (TOU) | DLC-Thermostat-DI-Baseboard Heating | Medium Industrial |  | Winter Evening | % of Load | 1 | 2031 | 65535
| Base | Time-of-Use Rates (TOU) | DLC-Thermostat-DI-Baseboard Heating | Medium Industrial |  | Winter Evening | % of Load | 0 | 2031 | 65535
| Base | Time-of-Use Rates (TOU) | DLC-Thermostat-BYOT-Baseboard Heating | Medium Industrial |  | Winter Evening | % of Load | 1 | 2031 | 65535
| Base | Time-of-Use Rates (TOU) | DLC-Thermostat-BYOT-Baseboard Heating | Medium Industrial |  | Winter Evening | % of Load | 0 | 2031 | 65535
| Base | Time-of-Use Rates (TOU) | DLC-Thermostat-DI-MSHP | Medium Industrial |  | Winter Evening | % of Load | 1 | 2031 | 65535
| Base | Time-of-Use Rates (TOU) | DLC-Thermostat-DI-MSHP | Medium Industrial |  | Winter Evening | % of Load | 0 | 2031 | 65535
| Base | Time-of-Use Rates (TOU) | DLC-Thermostat-BYOT-MSHP | Medium Industrial |  | Winter Evening | % of Load | 1 | 2031 | 65535
| Base | Time-of-Use Rates (TOU) | DLC-Thermostat-BYOT-MSHP | Medium Industrial |  | Winter Evening | % of Load | 0 | 2031 | 65535
| Base | Time-of-Use Rates (TOU) | C&I Curtailment-Turnkey-Manual HVAC Control | Medium Industrial |  | Winter Evening | % of Load | 1 | 2031 | 65535
| Base | Time-of-Use Rates (TOU) | C&I Curtailment-Turnkey-Manual HVAC Control | Medium Industrial |  | Winter Evening | % of Load | 0 | 2031 | 65535
| Base | Time-of-Use Rates (TOU) | C&I Curtailment-Turnkey-Auto-DR HVAC Control | Medium Industrial |  | Winter Evening | % of Load | 1 | 2031 | 65535
| Base | Time-of-Use Rates (TOU) | C&I Curtailment-Turnkey-Auto-DR HVAC Control | Medium Industrial |  | Winter Evening | % of Load | 0 | 2031 | 65535
| Base | Time-of-Use Rates (TOU) | C&I Curtailment-Turnkey-Standard Lighting Control | Medium Industrial |  | Winter Evening | % of Load | 1 | 2031 | 65535
| Base | Time-of-Use Rates (TOU) | C&I Curtailment-Turnkey-Standard Lighting Control | Medium Industrial |  | Winter Evening | % of Load | 0 | 2031 | 65535
| Base | Time-of-Use Rates (TOU) | C&I Curtailment-Turnkey-Advanced Lighting Control | Medium Industrial |  | Winter Evening | % of Load | 1 | 2031 | 65535
| Base | Time-of-Use Rates (TOU) | C&I Curtailment-Turnkey-Advanced Lighting Control | Medium Industrial |  | Winter Evening | % of Load | 0 | 2031 | 65535
| Base | Time-of-Use Rates (TOU) | C&I Curtailment-Turnkey-Water Heating Control | Medium Industrial |  | Winter Evening | % of Load | 1 | 2031 | 65535
| Base | Time-of-Use Rates (TOU) | C&I Curtailment-Turnkey-Water Heating Control | Medium Industrial |  | Winter Evening | % of Load | 0 | 2031 | 65535
| Base | Time-of-Use Rates (TOU) | C&I Curtailment-Turnkey-Other | Medium Industrial |  | Winter Evening | % of Load | 1 | 2031 | 65535
| Base | Time-of-Use Rates (TOU) | C&I Curtailment-Turnkey-Other | Medium Industrial |  | Winter Evening | % of Load | 0 | 2031 | 65535
| Base | Time-of-Use Rates (TOU) | Time-of-Use Rates (TOU) | Medium Industrial |  | Winter Evening | % of Load | 1 | 2031 | 65535
| Base | Time-of-Use Rates (TOU) | Time-of-Use Rates (TOU) | Medium Industrial |  | Winter Evening | % of Load | 0 | 2031 | 65535
| Base | Time-of-Use Rates (TOU) | Time-of-Use Rates (TOU) | Residential Charitable |  | Winter Morning | % of Load | 1 | 2031 | 65535
| Base | Time-of-Use Rates (TOU) | Time-of-Use Rates (TOU) | Residential Charitable |  | Winter Morning | % of Load | 0 | 2031 | 65535
| Base | Time-of-Use Rates (TOU) | Time-of-Use Rates (TOU) | Residential Charitable |  | Winter Evening | % of Load | 1 | 2031 | 65535
| Base | Time-of-Use Rates (TOU) | Time-of-Use Rates (TOU) | Residential Charitable |  | Winter Evening | % of Load | 0 | 2031 | 65535
| Base | DLC-Thermostat | DLC-Switch-Water Heating | Small General |  | Winter Morning | % of Load | 1 | 2032 | 65535
| Base | DLC-Thermostat | DLC-Switch-Water Heating | Small General |  | Winter Morning | % of Load | 0 | 2032 | 65535
| Base | DLC-Thermostat | DLC-BYOD-Water Heating | Small General |  | Winter Morning | % of Load | 1 | 2032 | 65535
| Base | DLC-Thermostat | DLC-BYOD-Water Heating | Small General |  | Winter Morning | % of Load | 0 | 2032 | 65535
| Base | DLC-Thermostat | DLC-Thermostat-DI-Central Heat Pump | Small General |  | Winter Morning | % of Load | 1 | 2032 | 65535
| Base | DLC-Thermostat | DLC-Thermostat-DI-Central Heat Pump | Small General |  | Winter Morning | % of Load | 0 | 2032 | 65535
| Base | DLC-Thermostat | DLC-Thermostat-BYOT-Central Heat Pump | Small General |  | Winter Morning | % of Load | 1 | 2032 | 65535
| Base | DLC-Thermostat | DLC-Thermostat-BYOT-Central Heat Pump | Small General |  | Winter Morning | % of Load | 0 | 2032 | 65535
| Base | DLC-Thermostat | DLC-Thermostat-HVAC | Small General |  | Winter Morning | % of Load | 1 | 2032 | 65535
| Base | DLC-Thermostat | DLC-Thermostat-HVAC | Small General |  | Winter Morning | % of Load | 0 | 2032 | 65535
| Base | DLC-Thermostat | DLC-Thermostat-DI-Baseboard Heating | Small General |  | Winter Morning | % of Load | 1 | 2032 | 65535
| Base | DLC-Thermostat | DLC-Thermostat-DI-Baseboard Heating | Small General |  | Winter Morning | % of Load | 0 | 2032 | 65535
| Base | DLC-Thermostat | DLC-Thermostat-BYOT-Baseboard Heating | Small General |  | Winter Morning | % of Load | 1 | 2032 | 65535
| Base | DLC-Thermostat | DLC-Thermostat-BYOT-Baseboard Heating | Small General |  | Winter Morning | % of Load | 0 | 2032 | 65535
| Base | DLC-Thermostat | DLC-Thermostat-DI-MSHP | Small General |  | Winter Morning | % of Load | 1 | 2032 | 65535
| Base | DLC-Thermostat | DLC-Thermostat-DI-MSHP | Small General |  | Winter Morning | % of Load | 0 | 2032 | 65535
| Base | DLC-Thermostat | DLC-Thermostat-BYOT-MSHP | Small General |  | Winter Morning | % of Load | 1 | 2032 | 65535
| Base | DLC-Thermostat | DLC-Thermostat-BYOT-MSHP | Small General |  | Winter Morning | % of Load | 0 | 2032 | 65535
| Base | DLC-Thermostat | C&I Curtailment-Turnkey-Manual HVAC Control | Small General |  | Winter Morning | % of Load | 1 | 2032 | 65535
| Base | DLC-Thermostat | C&I Curtailment-Turnkey-Manual HVAC Control | Small General |  | Winter Morning | % of Load | 0 | 2032 | 65535
| Base | DLC-Thermostat | C&I Curtailment-Turnkey-Auto-DR HVAC Control | Small General |  | Winter Morning | % of Load | 1 | 2032 | 65535
| Base | DLC-Thermostat | C&I Curtailment-Turnkey-Auto-DR HVAC Control | Small General |  | Winter Morning | % of Load | 0 | 2032 | 65535
| Base | DLC-Thermostat | C&I Curtailment-Turnkey-Standard Lighting Control | Small General |  | Winter Morning | % of Load | 1 | 2032 | 65535
| Base | DLC-Thermostat | C&I Curtailment-Turnkey-Standard Lighting Control | Small General |  | Winter Morning | % of Load | 0 | 2032 | 65535
| Base | DLC-Thermostat | C&I Curtailment-Turnkey-Advanced Lighting Control | Small General |  | Winter Morning | % of Load | 1 | 2032 | 65535
| Base | DLC-Thermostat | C&I Curtailment-Turnkey-Advanced Lighting Control | Small General |  | Winter Morning | % of Load | 0 | 2032 | 65535
| Base | DLC-Thermostat | C&I Curtailment-Turnkey-Water Heating Control | Small General |  | Winter Morning | % of Load | 1 | 2032 | 65535
| Base | DLC-Thermostat | C&I Curtailment-Turnkey-Water Heating Control | Small General |  | Winter Morning | % of Load | 0 | 2032 | 65535
| Base | DLC-Thermostat | C&I Curtailment-Turnkey-Other | Small General |  | Winter Morning | % of Load | 1 | 2032 | 65535
| Base | DLC-Thermostat | C&I Curtailment-Turnkey-Other | Small General |  | Winter Morning | % of Load | 0 | 2032 | 65535
| Base | DLC-Thermostat | Dynamic Pricing with enabling tech. | Small General |  | Winter Morning | % of Load | 1 | 2032 | 65535
| Base | DLC-Thermostat | Dynamic Pricing with enabling tech. | Small General |  | Winter Morning | % of Load | 0 | 2032 | 65535
| Base | DLC-Thermostat | DLC-Switch-Water Heating | Small General |  | Winter Evening | % of Load | 1 | 2032 | 65535
| Base | DLC-Thermostat | DLC-Switch-Water Heating | Small General |  | Winter Evening | % of Load | 0 | 2032 | 65535
| Base | DLC-Thermostat | DLC-BYOD-Water Heating | Small General |  | Winter Evening | % of Load | 1 | 2032 | 65535
| Base | DLC-Thermostat | DLC-BYOD-Water Heating | Small General |  | Winter Evening | % of Load | 0 | 2032 | 65535
| Base | DLC-Thermostat | DLC-Thermostat-DI-Central Heat Pump | Small General |  | Winter Evening | % of Load | 1 | 2032 | 65535
| Base | DLC-Thermostat | DLC-Thermostat-DI-Central Heat Pump | Small General |  | Winter Evening | % of Load | 0 | 2032 | 65535
| Base | DLC-Thermostat | DLC-Thermostat-BYOT-Central Heat Pump | Small General |  | Winter Evening | % of Load | 1 | 2032 | 65535
| Base | DLC-Thermostat | DLC-Thermostat-BYOT-Central Heat Pump | Small General |  | Winter Evening | % of Load | 0 | 2032 | 65535
| Base | DLC-Thermostat | DLC-Thermostat-HVAC | Small General |  | Winter Evening | % of Load | 1 | 2032 | 65535
| Base | DLC-Thermostat | DLC-Thermostat-HVAC | Small General |  | Winter Evening | % of Load | 0 | 2032 | 65535
| Base | DLC-Thermostat | DLC-Thermostat-DI-Baseboard Heating | Small General |  | Winter Evening | % of Load | 1 | 2032 | 65535
| Base | DLC-Thermostat | DLC-Thermostat-DI-Baseboard Heating | Small General |  | Winter Evening | % of Load | 0 | 2032 | 65535
| Base | DLC-Thermostat | DLC-Thermostat-BYOT-Baseboard Heating | Small General |  | Winter Evening | % of Load | 1 | 2032 | 65535
| Base | DLC-Thermostat | DLC-Thermostat-BYOT-Baseboard Heating | Small General |  | Winter Evening | % of Load | 0 | 2032 | 65535
| Base | DLC-Thermostat | DLC-Thermostat-DI-MSHP | Small General |  | Winter Evening | % of Load | 1 | 2032 | 65535
| Base | DLC-Thermostat | DLC-Thermostat-DI-MSHP | Small General |  | Winter Evening | % of Load | 0 | 2032 | 65535
| Base | DLC-Thermostat | DLC-Thermostat-BYOT-MSHP | Small General |  | Winter Evening | % of Load | 1 | 2032 | 65535
| Base | DLC-Thermostat | DLC-Thermostat-BYOT-MSHP | Small General |  | Winter Evening | % of Load | 0 | 2032 | 65535
| Base | DLC-Thermostat | C&I Curtailment-Turnkey-Manual HVAC Control | Small General |  | Winter Evening | % of Load | 1 | 2032 | 65535
| Base | DLC-Thermostat | C&I Curtailment-Turnkey-Manual HVAC Control | Small General |  | Winter Evening | % of Load | 0 | 2032 | 65535
| Base | DLC-Thermostat | C&I Curtailment-Turnkey-Auto-DR HVAC Control | Small General |  | Winter Evening | % of Load | 1 | 2032 | 65535
| Base | DLC-Thermostat | C&I Curtailment-Turnkey-Auto-DR HVAC Control | Small General |  | Winter Evening | % of Load | 0 | 2032 | 65535
| Base | DLC-Thermostat | C&I Curtailment-Turnkey-Standard Lighting Control | Small General |  | Winter Evening | % of Load | 1 | 2032 | 65535
| Base | DLC-Thermostat | C&I Curtailment-Turnkey-Standard Lighting Control | Small General |  | Winter Evening | % of Load | 0 | 2032 | 65535
| Base | DLC-Thermostat | C&I Curtailment-Turnkey-Advanced Lighting Control | Small General |  | Winter Evening | % of Load | 1 | 2032 | 65535
| Base | DLC-Thermostat | C&I Curtailment-Turnkey-Advanced Lighting Control | Small General |  | Winter Evening | % of Load | 0 | 2032 | 65535
| Base | DLC-Thermostat | C&I Curtailment-Turnkey-Water Heating Control | Small General |  | Winter Evening | % of Load | 1 | 2032 | 65535
| Base | DLC-Thermostat | C&I Curtailment-Turnkey-Water Heating Control | Small General |  | Winter Evening | % of Load | 0 | 2032 | 65535
| Base | DLC-Thermostat | C&I Curtailment-Turnkey-Other | Small General |  | Winter Evening | % of Load | 1 | 2032 | 65535
| Base | DLC-Thermostat | C&I Curtailment-Turnkey-Other | Small General |  | Winter Evening | % of Load | 0 | 2032 | 65535
| Base | DLC-Thermostat | Dynamic Pricing with enabling tech. | Small General |  | Winter Evening | % of Load | 1 | 2032 | 65535
| Base | DLC-Thermostat | Dynamic Pricing with enabling tech. | Small General |  | Winter Evening | % of Load | 0 | 2032 | 65535
| Base | DLC-Thermostat | DLC-Switch-Water Heating | General |  | Winter Morning | % of Load | 1 | 2032 | 65535
| Base | DLC-Thermostat | DLC-Switch-Water Heating | General |  | Winter Morning | % of Load | 0 | 2032 | 65535
| Base | DLC-Thermostat | DLC-BYOD-Water Heating | General |  | Winter Morning | % of Load | 1 | 2032 | 65535
| Base | DLC-Thermostat | DLC-BYOD-Water Heating | General |  | Winter Morning | % of Load | 0 | 2032 | 65535
| Base | DLC-Thermostat | DLC-Thermostat-DI-Central Heat Pump | General |  | Winter Morning | % of Load | 1 | 2032 | 65535
| Base | DLC-Thermostat | DLC-Thermostat-DI-Central Heat Pump | General |  | Winter Morning | % of Load | 0 | 2032 | 65535
| Base | DLC-Thermostat | DLC-Thermostat-BYOT-Central Heat Pump | General |  | Winter Morning | % of Load | 1 | 2032 | 65535
| Base | DLC-Thermostat | DLC-Thermostat-BYOT-Central Heat Pump | General |  | Winter Morning | % of Load | 0 | 2032 | 65535
| Base | DLC-Thermostat | DLC-Thermostat-HVAC | General |  | Winter Morning | % of Load | 1 | 2032 | 65535
| Base | DLC-Thermostat | DLC-Thermostat-HVAC | General |  | Winter Morning | % of Load | 0 | 2032 | 65535
| Base | DLC-Thermostat | DLC-Thermostat-DI-Baseboard Heating | General |  | Winter Morning | % of Load | 1 | 2032 | 65535
| Base | DLC-Thermostat | DLC-Thermostat-DI-Baseboard Heating | General |  | Winter Morning | % of Load | 0 | 2032 | 65535
| Base | DLC-Thermostat | DLC-Thermostat-BYOT-Baseboard Heating | General |  | Winter Morning | % of Load | 1 | 2032 | 65535
| Base | DLC-Thermostat | DLC-Thermostat-BYOT-Baseboard Heating | General |  | Winter Morning | % of Load | 0 | 2032 | 65535
| Base | DLC-Thermostat | DLC-Thermostat-DI-MSHP | General |  | Winter Morning | % of Load | 1 | 2032 | 65535
| Base | DLC-Thermostat | DLC-Thermostat-DI-MSHP | General |  | Winter Morning | % of Load | 0 | 2032 | 65535
| Base | DLC-Thermostat | DLC-Thermostat-BYOT-MSHP | General |  | Winter Morning | % of Load | 1 | 2032 | 65535
| Base | DLC-Thermostat | DLC-Thermostat-BYOT-MSHP | General |  | Winter Morning | % of Load | 0 | 2032 | 65535
| Base | DLC-Thermostat | C&I Curtailment-Turnkey-Manual HVAC Control | General |  | Winter Morning | % of Load | 1 | 2032 | 65535
| Base | DLC-Thermostat | C&I Curtailment-Turnkey-Manual HVAC Control | General |  | Winter Morning | % of Load | 0 | 2032 | 65535
| Base | DLC-Thermostat | C&I Curtailment-Turnkey-Auto-DR HVAC Control | General |  | Winter Morning | % of Load | 1 | 2032 | 65535
| Base | DLC-Thermostat | C&I Curtailment-Turnkey-Auto-DR HVAC Control | General |  | Winter Morning | % of Load | 0 | 2032 | 65535
| Base | DLC-Thermostat | C&I Curtailment-Turnkey-Standard Lighting Control | General |  | Winter Morning | % of Load | 1 | 2032 | 65535
| Base | DLC-Thermostat | C&I Curtailment-Turnkey-Standard Lighting Control | General |  | Winter Morning | % of Load | 0 | 2032 | 65535
| Base | DLC-Thermostat | C&I Curtailment-Turnkey-Advanced Lighting Control | General |  | Winter Morning | % of Load | 1 | 2032 | 65535
| Base | DLC-Thermostat | C&I Curtailment-Turnkey-Advanced Lighting Control | General |  | Winter Morning | % of Load | 0 | 2032 | 65535
| Base | DLC-Thermostat | C&I Curtailment-Turnkey-Water Heating Control | General |  | Winter Morning | % of Load | 1 | 2032 | 65535
| Base | DLC-Thermostat | C&I Curtailment-Turnkey-Water Heating Control | General |  | Winter Morning | % of Load | 0 | 2032 | 65535
| Base | DLC-Thermostat | C&I Curtailment-Turnkey-Other | General |  | Winter Morning | % of Load | 1 | 2032 | 65535
| Base | DLC-Thermostat | C&I Curtailment-Turnkey-Other | General |  | Winter Morning | % of Load | 0 | 2032 | 65535
| Base | DLC-Thermostat | DLC-Switch-Water Heating | General |  | Winter Evening | % of Load | 1 | 2032 | 65535
| Base | DLC-Thermostat | DLC-Switch-Water Heating | General |  | Winter Evening | % of Load | 0 | 2032 | 65535
| Base | DLC-Thermostat | DLC-BYOD-Water Heating | General |  | Winter Evening | % of Load | 1 | 2032 | 65535
| Base | DLC-Thermostat | DLC-BYOD-Water Heating | General |  | Winter Evening | % of Load | 0 | 2032 | 65535
| Base | DLC-Thermostat | DLC-Thermostat-DI-Central Heat Pump | General |  | Winter Evening | % of Load | 1 | 2032 | 65535
| Base | DLC-Thermostat | DLC-Thermostat-DI-Central Heat Pump | General |  | Winter Evening | % of Load | 0 | 2032 | 65535
| Base | DLC-Thermostat | DLC-Thermostat-BYOT-Central Heat Pump | General |  | Winter Evening | % of Load | 1 | 2032 | 65535
| Base | DLC-Thermostat | DLC-Thermostat-BYOT-Central Heat Pump | General |  | Winter Evening | % of Load | 0 | 2032 | 65535
| Base | DLC-Thermostat | DLC-Thermostat-HVAC | General |  | Winter Evening | % of Load | 1 | 2032 | 65535
| Base | DLC-Thermostat | DLC-Thermostat-HVAC | General |  | Winter Evening | % of Load | 0 | 2032 | 65535
| Base | DLC-Thermostat | DLC-Thermostat-DI-Baseboard Heating | General |  | Winter Evening | % of Load | 1 | 2032 | 65535
| Base | DLC-Thermostat | DLC-Thermostat-DI-Baseboard Heating | General |  | Winter Evening | % of Load | 0 | 2032 | 65535
| Base | DLC-Thermostat | DLC-Thermostat-BYOT-Baseboard Heating | General |  | Winter Evening | % of Load | 1 | 2032 | 65535
| Base | DLC-Thermostat | DLC-Thermostat-BYOT-Baseboard Heating | General |  | Winter Evening | % of Load | 0 | 2032 | 65535
| Base | DLC-Thermostat | DLC-Thermostat-DI-MSHP | General |  | Winter Evening | % of Load | 1 | 2032 | 65535
| Base | DLC-Thermostat | DLC-Thermostat-DI-MSHP | General |  | Winter Evening | % of Load | 0 | 2032 | 65535
| Base | DLC-Thermostat | DLC-Thermostat-BYOT-MSHP | General |  | Winter Evening | % of Load | 1 | 2032 | 65535
| Base | DLC-Thermostat | DLC-Thermostat-BYOT-MSHP | General |  | Winter Evening | % of Load | 0 | 2032 | 65535
| Base | DLC-Thermostat | C&I Curtailment-Turnkey-Manual HVAC Control | General |  | Winter Evening | % of Load | 1 | 2032 | 65535
| Base | DLC-Thermostat | C&I Curtailment-Turnkey-Manual HVAC Control | General |  | Winter Evening | % of Load | 0 | 2032 | 65535
| Base | DLC-Thermostat | C&I Curtailment-Turnkey-Auto-DR HVAC Control | General |  | Winter Evening | % of Load | 1 | 2032 | 65535
| Base | DLC-Thermostat | C&I Curtailment-Turnkey-Auto-DR HVAC Control | General |  | Winter Evening | % of Load | 0 | 2032 | 65535
| Base | DLC-Thermostat | C&I Curtailment-Turnkey-Standard Lighting Control | General |  | Winter Evening | % of Load | 1 | 2032 | 65535
| Base | DLC-Thermostat | C&I Curtailment-Turnkey-Standard Lighting Control | General |  | Winter Evening | % of Load | 0 | 2032 | 65535
| Base | DLC-Thermostat | C&I Curtailment-Turnkey-Advanced Lighting Control | General |  | Winter Evening | % of Load | 1 | 2032 | 65535
| Base | DLC-Thermostat | C&I Curtailment-Turnkey-Advanced Lighting Control | General |  | Winter Evening | % of Load | 0 | 2032 | 65535
| Base | DLC-Thermostat | C&I Curtailment-Turnkey-Water Heating Control | General |  | Winter Evening | % of Load | 1 | 2032 | 65535
| Base | DLC-Thermostat | C&I Curtailment-Turnkey-Water Heating Control | General |  | Winter Evening | % of Load | 0 | 2032 | 65535
| Base | DLC-Thermostat | C&I Curtailment-Turnkey-Other | General |  | Winter Evening | % of Load | 1 | 2032 | 65535
| Base | DLC-Thermostat | C&I Curtailment-Turnkey-Other | General |  | Winter Evening | % of Load | 0 | 2032 | 65535
| Base | DLC-Thermostat | DLC-Switch-Water Heating | Small Industrial |  | Winter Morning | % of Load | 1 | 2032 | 65535
| Base | DLC-Thermostat | DLC-Switch-Water Heating | Small Industrial |  | Winter Morning | % of Load | 0 | 2032 | 65535
| Base | DLC-Thermostat | DLC-BYOD-Water Heating | Small Industrial |  | Winter Morning | % of Load | 1 | 2032 | 65535
| Base | DLC-Thermostat | DLC-BYOD-Water Heating | Small Industrial |  | Winter Morning | % of Load | 0 | 2032 | 65535
| Base | DLC-Thermostat | DLC-Thermostat-DI-Central Heat Pump | Small Industrial |  | Winter Morning | % of Load | 1 | 2032 | 65535
| Base | DLC-Thermostat | DLC-Thermostat-DI-Central Heat Pump | Small Industrial |  | Winter Morning | % of Load | 0 | 2032 | 65535
| Base | DLC-Thermostat | DLC-Thermostat-BYOT-Central Heat Pump | Small Industrial |  | Winter Morning | % of Load | 1 | 2032 | 65535
| Base | DLC-Thermostat | DLC-Thermostat-BYOT-Central Heat Pump | Small Industrial |  | Winter Morning | % of Load | 0 | 2032 | 65535
| Base | DLC-Thermostat | DLC-Thermostat-HVAC | Small Industrial |  | Winter Morning | % of Load | 1 | 2032 | 65535
| Base | DLC-Thermostat | DLC-Thermostat-HVAC | Small Industrial |  | Winter Morning | % of Load | 0 | 2032 | 65535
| Base | DLC-Thermostat | DLC-Thermostat-DI-Baseboard Heating | Small Industrial |  | Winter Morning | % of Load | 1 | 2032 | 65535
| Base | DLC-Thermostat | DLC-Thermostat-DI-Baseboard Heating | Small Industrial |  | Winter Morning | % of Load | 0 | 2032 | 65535
| Base | DLC-Thermostat | DLC-Thermostat-BYOT-Baseboard Heating | Small Industrial |  | Winter Morning | % of Load | 1 | 2032 | 65535
| Base | DLC-Thermostat | DLC-Thermostat-BYOT-Baseboard Heating | Small Industrial |  | Winter Morning | % of Load | 0 | 2032 | 65535
| Base | DLC-Thermostat | DLC-Thermostat-DI-MSHP | Small Industrial |  | Winter Morning | % of Load | 1 | 2032 | 65535
| Base | DLC-Thermostat | DLC-Thermostat-DI-MSHP | Small Industrial |  | Winter Morning | % of Load | 0 | 2032 | 65535
| Base | DLC-Thermostat | DLC-Thermostat-BYOT-MSHP | Small Industrial |  | Winter Morning | % of Load | 1 | 2032 | 65535
| Base | DLC-Thermostat | DLC-Thermostat-BYOT-MSHP | Small Industrial |  | Winter Morning | % of Load | 0 | 2032 | 65535
| Base | DLC-Thermostat | C&I Curtailment-Turnkey-Manual HVAC Control | Small Industrial |  | Winter Morning | % of Load | 1 | 2032 | 65535
| Base | DLC-Thermostat | C&I Curtailment-Turnkey-Manual HVAC Control | Small Industrial |  | Winter Morning | % of Load | 0 | 2032 | 65535
| Base | DLC-Thermostat | C&I Curtailment-Turnkey-Auto-DR HVAC Control | Small Industrial |  | Winter Morning | % of Load | 1 | 2032 | 65535
| Base | DLC-Thermostat | C&I Curtailment-Turnkey-Auto-DR HVAC Control | Small Industrial |  | Winter Morning | % of Load | 0 | 2032 | 65535
| Base | DLC-Thermostat | C&I Curtailment-Turnkey-Standard Lighting Control | Small Industrial |  | Winter Morning | % of Load | 1 | 2032 | 65535
| Base | DLC-Thermostat | C&I Curtailment-Turnkey-Standard Lighting Control | Small Industrial |  | Winter Morning | % of Load | 0 | 2032 | 65535
| Base | DLC-Thermostat | C&I Curtailment-Turnkey-Advanced Lighting Control | Small Industrial |  | Winter Morning | % of Load | 1 | 2032 | 65535
| Base | DLC-Thermostat | C&I Curtailment-Turnkey-Advanced Lighting Control | Small Industrial |  | Winter Morning | % of Load | 0 | 2032 | 65535
| Base | DLC-Thermostat | C&I Curtailment-Turnkey-Water Heating Control | Small Industrial |  | Winter Morning | % of Load | 1 | 2032 | 65535
| Base | DLC-Thermostat | C&I Curtailment-Turnkey-Water Heating Control | Small Industrial |  | Winter Morning | % of Load | 0 | 2032 | 65535
| Base | DLC-Thermostat | C&I Curtailment-Turnkey-Other | Small Industrial |  | Winter Morning | % of Load | 1 | 2032 | 65535
| Base | DLC-Thermostat | C&I Curtailment-Turnkey-Other | Small Industrial |  | Winter Morning | % of Load | 0 | 2032 | 65535
| Base | DLC-Thermostat | C&I Curtailment-Turnkey-Industrial | Small Industrial |  | Winter Morning | % of Load | 1 | 2032 | 65535
| Base | DLC-Thermostat | C&I Curtailment-Turnkey-Industrial | Small Industrial |  | Winter Morning | % of Load | 0 | 2032 | 65535
| Base | DLC-Thermostat | DLC-Switch-Water Heating | Small Industrial |  | Winter Evening | % of Load | 1 | 2032 | 65535
| Base | DLC-Thermostat | DLC-Switch-Water Heating | Small Industrial |  | Winter Evening | % of Load | 0 | 2032 | 65535
| Base | DLC-Thermostat | DLC-BYOD-Water Heating | Small Industrial |  | Winter Evening | % of Load | 1 | 2032 | 65535
| Base | DLC-Thermostat | DLC-BYOD-Water Heating | Small Industrial |  | Winter Evening | % of Load | 0 | 2032 | 65535
| Base | DLC-Thermostat | DLC-Thermostat-DI-Central Heat Pump | Small Industrial |  | Winter Evening | % of Load | 1 | 2032 | 65535
| Base | DLC-Thermostat | DLC-Thermostat-DI-Central Heat Pump | Small Industrial |  | Winter Evening | % of Load | 0 | 2032 | 65535
| Base | DLC-Thermostat | DLC-Thermostat-BYOT-Central Heat Pump | Small Industrial |  | Winter Evening | % of Load | 1 | 2032 | 65535
| Base | DLC-Thermostat | DLC-Thermostat-BYOT-Central Heat Pump | Small Industrial |  | Winter Evening | % of Load | 0 | 2032 | 65535
| Base | DLC-Thermostat | DLC-Thermostat-HVAC | Small Industrial |  | Winter Evening | % of Load | 1 | 2032 | 65535
| Base | DLC-Thermostat | DLC-Thermostat-HVAC | Small Industrial |  | Winter Evening | % of Load | 0 | 2032 | 65535
| Base | DLC-Thermostat | DLC-Thermostat-DI-Baseboard Heating | Small Industrial |  | Winter Evening | % of Load | 1 | 2032 | 65535
| Base | DLC-Thermostat | DLC-Thermostat-DI-Baseboard Heating | Small Industrial |  | Winter Evening | % of Load | 0 | 2032 | 65535
| Base | DLC-Thermostat | DLC-Thermostat-BYOT-Baseboard Heating | Small Industrial |  | Winter Evening | % of Load | 1 | 2032 | 65535
| Base | DLC-Thermostat | DLC-Thermostat-BYOT-Baseboard Heating | Small Industrial |  | Winter Evening | % of Load | 0 | 2032 | 65535
| Base | DLC-Thermostat | DLC-Thermostat-DI-MSHP | Small Industrial |  | Winter Evening | % of Load | 1 | 2032 | 65535
| Base | DLC-Thermostat | DLC-Thermostat-DI-MSHP | Small Industrial |  | Winter Evening | % of Load | 0 | 2032 | 65535
| Base | DLC-Thermostat | DLC-Thermostat-BYOT-MSHP | Small Industrial |  | Winter Evening | % of Load | 1 | 2032 | 65535
| Base | DLC-Thermostat | DLC-Thermostat-BYOT-MSHP | Small Industrial |  | Winter Evening | % of Load | 0 | 2032 | 65535
| Base | DLC-Thermostat | C&I Curtailment-Turnkey-Manual HVAC Control | Small Industrial |  | Winter Evening | % of Load | 1 | 2032 | 65535
| Base | DLC-Thermostat | C&I Curtailment-Turnkey-Manual HVAC Control | Small Industrial |  | Winter Evening | % of Load | 0 | 2032 | 65535
| Base | DLC-Thermostat | C&I Curtailment-Turnkey-Auto-DR HVAC Control | Small Industrial |  | Winter Evening | % of Load | 1 | 2032 | 65535
| Base | DLC-Thermostat | C&I Curtailment-Turnkey-Auto-DR HVAC Control | Small Industrial |  | Winter Evening | % of Load | 0 | 2032 | 65535
| Base | DLC-Thermostat | C&I Curtailment-Turnkey-Standard Lighting Control | Small Industrial |  | Winter Evening | % of Load | 1 | 2032 | 65535
| Base | DLC-Thermostat | C&I Curtailment-Turnkey-Standard Lighting Control | Small Industrial |  | Winter Evening | % of Load | 0 | 2032 | 65535
| Base | DLC-Thermostat | C&I Curtailment-Turnkey-Advanced Lighting Control | Small Industrial |  | Winter Evening | % of Load | 1 | 2032 | 65535
| Base | DLC-Thermostat | C&I Curtailment-Turnkey-Advanced Lighting Control | Small Industrial |  | Winter Evening | % of Load | 0 | 2032 | 65535
| Base | DLC-Thermostat | C&I Curtailment-Turnkey-Water Heating Control | Small Industrial |  | Winter Evening | % of Load | 1 | 2032 | 65535
| Base | DLC-Thermostat | C&I Curtailment-Turnkey-Water Heating Control | Small Industrial |  | Winter Evening | % of Load | 0 | 2032 | 65535
| Base | DLC-Thermostat | C&I Curtailment-Turnkey-Other | Small Industrial |  | Winter Evening | % of Load | 1 | 2032 | 65535
| Base | DLC-Thermostat | C&I Curtailment-Turnkey-Other | Small Industrial |  | Winter Evening | % of Load | 0 | 2032 | 65535
| Base | DLC-Thermostat | C&I Curtailment-Turnkey-Industrial | Small Industrial |  | Winter Evening | % of Load | 1 | 2032 | 65535
| Base | DLC-Thermostat | C&I Curtailment-Turnkey-Industrial | Small Industrial |  | Winter Evening | % of Load | 0 | 2032 | 65535
| Base | DLC-Thermostat | DLC-Switch-Water Heating | Medium Industrial |  | Winter Morning | % of Load | 1 | 2032 | 65535
| Base | DLC-Thermostat | DLC-Switch-Water Heating | Medium Industrial |  | Winter Morning | % of Load | 0 | 2032 | 65535
| Base | DLC-Thermostat | DLC-BYOD-Water Heating | Medium Industrial |  | Winter Morning | % of Load | 1 | 2032 | 65535
| Base | DLC-Thermostat | DLC-BYOD-Water Heating | Medium Industrial |  | Winter Morning | % of Load | 0 | 2032 | 65535
| Base | DLC-Thermostat | DLC-Thermostat-DI-Central Heat Pump | Medium Industrial |  | Winter Morning | % of Load | 1 | 2032 | 65535
| Base | DLC-Thermostat | DLC-Thermostat-DI-Central Heat Pump | Medium Industrial |  | Winter Morning | % of Load | 0 | 2032 | 65535
| Base | DLC-Thermostat | DLC-Thermostat-BYOT-Central Heat Pump | Medium Industrial |  | Winter Morning | % of Load | 1 | 2032 | 65535
| Base | DLC-Thermostat | DLC-Thermostat-BYOT-Central Heat Pump | Medium Industrial |  | Winter Morning | % of Load | 0 | 2032 | 65535
| Base | DLC-Thermostat | DLC-Thermostat-HVAC | Medium Industrial |  | Winter Morning | % of Load | 1 | 2032 | 65535
| Base | DLC-Thermostat | DLC-Thermostat-HVAC | Medium Industrial |  | Winter Morning | % of Load | 0 | 2032 | 65535
| Base | DLC-Thermostat | DLC-Thermostat-DI-Baseboard Heating | Medium Industrial |  | Winter Morning | % of Load | 1 | 2032 | 65535
| Base | DLC-Thermostat | DLC-Thermostat-DI-Baseboard Heating | Medium Industrial |  | Winter Morning | % of Load | 0 | 2032 | 65535
| Base | DLC-Thermostat | DLC-Thermostat-BYOT-Baseboard Heating | Medium Industrial |  | Winter Morning | % of Load | 1 | 2032 | 65535
| Base | DLC-Thermostat | DLC-Thermostat-BYOT-Baseboard Heating | Medium Industrial |  | Winter Morning | % of Load | 0 | 2032 | 65535
| Base | DLC-Thermostat | DLC-Thermostat-DI-MSHP | Medium Industrial |  | Winter Morning | % of Load | 1 | 2032 | 65535
| Base | DLC-Thermostat | DLC-Thermostat-DI-MSHP | Medium Industrial |  | Winter Morning | % of Load | 0 | 2032 | 65535
| Base | DLC-Thermostat | DLC-Thermostat-BYOT-MSHP | Medium Industrial |  | Winter Morning | % of Load | 1 | 2032 | 65535
| Base | DLC-Thermostat | DLC-Thermostat-BYOT-MSHP | Medium Industrial |  | Winter Morning | % of Load | 0 | 2032 | 65535
| Base | DLC-Thermostat | C&I Curtailment-Turnkey-Manual HVAC Control | Medium Industrial |  | Winter Morning | % of Load | 1 | 2032 | 65535
| Base | DLC-Thermostat | C&I Curtailment-Turnkey-Manual HVAC Control | Medium Industrial |  | Winter Morning | % of Load | 0 | 2032 | 65535
| Base | DLC-Thermostat | C&I Curtailment-Turnkey-Auto-DR HVAC Control | Medium Industrial |  | Winter Morning | % of Load | 1 | 2032 | 65535
| Base | DLC-Thermostat | C&I Curtailment-Turnkey-Auto-DR HVAC Control | Medium Industrial |  | Winter Morning | % of Load | 0 | 2032 | 65535
| Base | DLC-Thermostat | C&I Curtailment-Turnkey-Standard Lighting Control | Medium Industrial |  | Winter Morning | % of Load | 1 | 2032 | 65535
| Base | DLC-Thermostat | C&I Curtailment-Turnkey-Standard Lighting Control | Medium Industrial |  | Winter Morning | % of Load | 0 | 2032 | 65535
| Base | DLC-Thermostat | C&I Curtailment-Turnkey-Advanced Lighting Control | Medium Industrial |  | Winter Morning | % of Load | 1 | 2032 | 65535
| Base | DLC-Thermostat | C&I Curtailment-Turnkey-Advanced Lighting Control | Medium Industrial |  | Winter Morning | % of Load | 0 | 2032 | 65535
| Base | DLC-Thermostat | C&I Curtailment-Turnkey-Water Heating Control | Medium Industrial |  | Winter Morning | % of Load | 1 | 2032 | 65535
| Base | DLC-Thermostat | C&I Curtailment-Turnkey-Water Heating Control | Medium Industrial |  | Winter Morning | % of Load | 0 | 2032 | 65535
| Base | DLC-Thermostat | C&I Curtailment-Turnkey-Other | Medium Industrial |  | Winter Morning | % of Load | 1 | 2032 | 65535
| Base | DLC-Thermostat | C&I Curtailment-Turnkey-Other | Medium Industrial |  | Winter Morning | % of Load | 0 | 2032 | 65535
| Base | DLC-Thermostat | DLC-Switch-Water Heating | Medium Industrial |  | Winter Evening | % of Load | 1 | 2032 | 65535
| Base | DLC-Thermostat | DLC-Switch-Water Heating | Medium Industrial |  | Winter Evening | % of Load | 0 | 2032 | 65535
| Base | DLC-Thermostat | DLC-BYOD-Water Heating | Medium Industrial |  | Winter Evening | % of Load | 1 | 2032 | 65535
| Base | DLC-Thermostat | DLC-BYOD-Water Heating | Medium Industrial |  | Winter Evening | % of Load | 0 | 2032 | 65535
| Base | DLC-Thermostat | DLC-Thermostat-DI-Central Heat Pump | Medium Industrial |  | Winter Evening | % of Load | 1 | 2032 | 65535
| Base | DLC-Thermostat | DLC-Thermostat-DI-Central Heat Pump | Medium Industrial |  | Winter Evening | % of Load | 0 | 2032 | 65535
| Base | DLC-Thermostat | DLC-Thermostat-BYOT-Central Heat Pump | Medium Industrial |  | Winter Evening | % of Load | 1 | 2032 | 65535
| Base | DLC-Thermostat | DLC-Thermostat-BYOT-Central Heat Pump | Medium Industrial |  | Winter Evening | % of Load | 0 | 2032 | 65535
| Base | DLC-Thermostat | DLC-Thermostat-HVAC | Medium Industrial |  | Winter Evening | % of Load | 1 | 2032 | 65535
| Base | DLC-Thermostat | DLC-Thermostat-HVAC | Medium Industrial |  | Winter Evening | % of Load | 0 | 2032 | 65535
| Base | DLC-Thermostat | DLC-Thermostat-DI-Baseboard Heating | Medium Industrial |  | Winter Evening | % of Load | 1 | 2032 | 65535
| Base | DLC-Thermostat | DLC-Thermostat-DI-Baseboard Heating | Medium Industrial |  | Winter Evening | % of Load | 0 | 2032 | 65535
| Base | DLC-Thermostat | DLC-Thermostat-BYOT-Baseboard Heating | Medium Industrial |  | Winter Evening | % of Load | 1 | 2032 | 65535
| Base | DLC-Thermostat | DLC-Thermostat-BYOT-Baseboard Heating | Medium Industrial |  | Winter Evening | % of Load | 0 | 2032 | 65535
| Base | DLC-Thermostat | DLC-Thermostat-DI-MSHP | Medium Industrial |  | Winter Evening | % of Load | 1 | 2032 | 65535
| Base | DLC-Thermostat | DLC-Thermostat-DI-MSHP | Medium Industrial |  | Winter Evening | % of Load | 0 | 2032 | 65535
| Base | DLC-Thermostat | DLC-Thermostat-BYOT-MSHP | Medium Industrial |  | Winter Evening | % of Load | 1 | 2032 | 65535
| Base | DLC-Thermostat | DLC-Thermostat-BYOT-MSHP | Medium Industrial |  | Winter Evening | % of Load | 0 | 2032 | 65535
| Base | DLC-Thermostat | C&I Curtailment-Turnkey-Manual HVAC Control | Medium Industrial |  | Winter Evening | % of Load | 1 | 2032 | 65535
| Base | DLC-Thermostat | C&I Curtailment-Turnkey-Manual HVAC Control | Medium Industrial |  | Winter Evening | % of Load | 0 | 2032 | 65535
| Base | DLC-Thermostat | C&I Curtailment-Turnkey-Auto-DR HVAC Control | Medium Industrial |  | Winter Evening | % of Load | 1 | 2032 | 65535
| Base | DLC-Thermostat | C&I Curtailment-Turnkey-Auto-DR HVAC Control | Medium Industrial |  | Winter Evening | % of Load | 0 | 2032 | 65535
| Base | DLC-Thermostat | C&I Curtailment-Turnkey-Standard Lighting Control | Medium Industrial |  | Winter Evening | % of Load | 1 | 2032 | 65535
| Base | DLC-Thermostat | C&I Curtailment-Turnkey-Standard Lighting Control | Medium Industrial |  | Winter Evening | % of Load | 0 | 2032 | 65535
| Base | DLC-Thermostat | C&I Curtailment-Turnkey-Advanced Lighting Control | Medium Industrial |  | Winter Evening | % of Load | 1 | 2032 | 65535
| Base | DLC-Thermostat | C&I Curtailment-Turnkey-Advanced Lighting Control | Medium Industrial |  | Winter Evening | % of Load | 0 | 2032 | 65535
| Base | DLC-Thermostat | C&I Curtailment-Turnkey-Water Heating Control | Medium Industrial |  | Winter Evening | % of Load | 1 | 2032 | 65535
| Base | DLC-Thermostat | C&I Curtailment-Turnkey-Water Heating Control | Medium Industrial |  | Winter Evening | % of Load | 0 | 2032 | 65535
| Base | DLC-Thermostat | C&I Curtailment-Turnkey-Other | Medium Industrial |  | Winter Evening | % of Load | 1 | 2032 | 65535
| Base | DLC-Thermostat | C&I Curtailment-Turnkey-Other | Medium Industrial |  | Winter Evening | % of Load | 0 | 2032 | 65535
| Base | DLC-Thermostat | DLC-Thermostat-DI-Central Heat Pump | Residential Charitable |  | Winter Morning | % of Load | 1 | 2032 | 65535
| Base | DLC-Thermostat | DLC-Thermostat-DI-Central Heat Pump | Residential Charitable |  | Winter Morning | % of Load | 0 | 2032 | 65535
| Base | DLC-Thermostat | DLC-Thermostat-BYOT-Central Heat Pump | Residential Charitable |  | Winter Morning | % of Load | 1 | 2032 | 65535
| Base | DLC-Thermostat | DLC-Thermostat-BYOT-Central Heat Pump | Residential Charitable |  | Winter Morning | % of Load | 0 | 2032 | 65535
| Base | DLC-Thermostat | DLC-Thermostat-DI-Baseboard Heating | Residential Charitable |  | Winter Morning | % of Load | 1 | 2032 | 65535
| Base | DLC-Thermostat | DLC-Thermostat-DI-Baseboard Heating | Residential Charitable |  | Winter Morning | % of Load | 0 | 2032 | 65535
| Base | DLC-Thermostat | DLC-Thermostat-BYOT-Baseboard Heating | Residential Charitable |  | Winter Morning | % of Load | 1 | 2032 | 65535
| Base | DLC-Thermostat | DLC-Thermostat-BYOT-Baseboard Heating | Residential Charitable |  | Winter Morning | % of Load | 0 | 2032 | 65535
| Base | DLC-Thermostat | DLC-Thermostat-DI-MSHP | Residential Charitable |  | Winter Morning | % of Load | 1 | 2032 | 65535
| Base | DLC-Thermostat | DLC-Thermostat-DI-MSHP | Residential Charitable |  | Winter Morning | % of Load | 0 | 2032 | 65535
| Base | DLC-Thermostat | DLC-Thermostat-BYOT-MSHP | Residential Charitable |  | Winter Morning | % of Load | 1 | 2032 | 65535
| Base | DLC-Thermostat | DLC-Thermostat-BYOT-MSHP | Residential Charitable |  | Winter Morning | % of Load | 0 | 2032 | 65535
| Base | DLC-Thermostat | DLC-Thermostat-DI-Central Heat Pump | Residential Charitable |  | Winter Evening | % of Load | 1 | 2032 | 65535
| Base | DLC-Thermostat | DLC-Thermostat-DI-Central Heat Pump | Residential Charitable |  | Winter Evening | % of Load | 0 | 2032 | 65535
| Base | DLC-Thermostat | DLC-Thermostat-BYOT-Central Heat Pump | Residential Charitable |  | Winter Evening | % of Load | 1 | 2032 | 65535
| Base | DLC-Thermostat | DLC-Thermostat-BYOT-Central Heat Pump | Residential Charitable |  | Winter Evening | % of Load | 0 | 2032 | 65535
| Base | DLC-Thermostat | DLC-Thermostat-DI-Baseboard Heating | Residential Charitable |  | Winter Evening | % of Load | 1 | 2032 | 65535
| Base | DLC-Thermostat | DLC-Thermostat-DI-Baseboard Heating | Residential Charitable |  | Winter Evening | % of Load | 0 | 2032 | 65535
| Base | DLC-Thermostat | DLC-Thermostat-BYOT-Baseboard Heating | Residential Charitable |  | Winter Evening | % of Load | 1 | 2032 | 65535
| Base | DLC-Thermostat | DLC-Thermostat-BYOT-Baseboard Heating | Residential Charitable |  | Winter Evening | % of Load | 0 | 2032 | 65535
| Base | DLC-Thermostat | DLC-Thermostat-DI-MSHP | Residential Charitable |  | Winter Evening | % of Load | 1 | 2032 | 65535
| Base | DLC-Thermostat | DLC-Thermostat-DI-MSHP | Residential Charitable |  | Winter Evening | % of Load | 0 | 2032 | 65535
| Base | DLC-Thermostat | DLC-Thermostat-BYOT-MSHP | Residential Charitable |  | Winter Evening | % of Load | 1 | 2032 | 65535
| Base | DLC-Thermostat | DLC-Thermostat-BYOT-MSHP | Residential Charitable |  | Winter Evening | % of Load | 0 | 2032 | 65535
| Base | DLC-Water Heating | DLC-Switch-Water Heating | Small General |  | Winter Morning | % of Load | 1 | 2032 | 65535
| Base | DLC-Water Heating | DLC-Switch-Water Heating | Small General |  | Winter Morning | % of Load | 0 | 2032 | 65535
| Base | DLC-Water Heating | DLC-BYOD-Water Heating | Small General |  | Winter Morning | % of Load | 1 | 2032 | 65535
| Base | DLC-Water Heating | DLC-BYOD-Water Heating | Small General |  | Winter Morning | % of Load | 0 | 2032 | 65535
| Base | DLC-Water Heating | DLC-Thermostat-DI-Central Heat Pump | Small General |  | Winter Morning | % of Load | 1 | 2032 | 65535
| Base | DLC-Water Heating | DLC-Thermostat-DI-Central Heat Pump | Small General |  | Winter Morning | % of Load | 0 | 2032 | 65535
| Base | DLC-Water Heating | DLC-Thermostat-BYOT-Central Heat Pump | Small General |  | Winter Morning | % of Load | 1 | 2032 | 65535
| Base | DLC-Water Heating | DLC-Thermostat-BYOT-Central Heat Pump | Small General |  | Winter Morning | % of Load | 0 | 2032 | 65535
| Base | DLC-Water Heating | DLC-Thermostat-HVAC | Small General |  | Winter Morning | % of Load | 1 | 2032 | 65535
| Base | DLC-Water Heating | DLC-Thermostat-HVAC | Small General |  | Winter Morning | % of Load | 0 | 2032 | 65535
| Base | DLC-Water Heating | DLC-Thermostat-DI-Baseboard Heating | Small General |  | Winter Morning | % of Load | 1 | 2032 | 65535
| Base | DLC-Water Heating | DLC-Thermostat-DI-Baseboard Heating | Small General |  | Winter Morning | % of Load | 0 | 2032 | 65535
| Base | DLC-Water Heating | DLC-Thermostat-BYOT-Baseboard Heating | Small General |  | Winter Morning | % of Load | 1 | 2032 | 65535
| Base | DLC-Water Heating | DLC-Thermostat-BYOT-Baseboard Heating | Small General |  | Winter Morning | % of Load | 0 | 2032 | 65535
| Base | DLC-Water Heating | DLC-Thermostat-DI-MSHP | Small General |  | Winter Morning | % of Load | 1 | 2032 | 65535
| Base | DLC-Water Heating | DLC-Thermostat-DI-MSHP | Small General |  | Winter Morning | % of Load | 0 | 2032 | 65535
| Base | DLC-Water Heating | DLC-Thermostat-BYOT-MSHP | Small General |  | Winter Morning | % of Load | 1 | 2032 | 65535
| Base | DLC-Water Heating | DLC-Thermostat-BYOT-MSHP | Small General |  | Winter Morning | % of Load | 0 | 2032 | 65535
| Base | DLC-Water Heating | C&I Curtailment-Turnkey-Manual HVAC Control | Small General |  | Winter Morning | % of Load | 1 | 2032 | 65535
| Base | DLC-Water Heating | C&I Curtailment-Turnkey-Manual HVAC Control | Small General |  | Winter Morning | % of Load | 0 | 2032 | 65535
| Base | DLC-Water Heating | C&I Curtailment-Turnkey-Auto-DR HVAC Control | Small General |  | Winter Morning | % of Load | 1 | 2032 | 65535
| Base | DLC-Water Heating | C&I Curtailment-Turnkey-Auto-DR HVAC Control | Small General |  | Winter Morning | % of Load | 0 | 2032 | 65535
| Base | DLC-Water Heating | C&I Curtailment-Turnkey-Standard Lighting Control | Small General |  | Winter Morning | % of Load | 1 | 2032 | 65535
| Base | DLC-Water Heating | C&I Curtailment-Turnkey-Standard Lighting Control | Small General |  | Winter Morning | % of Load | 0 | 2032 | 65535
| Base | DLC-Water Heating | C&I Curtailment-Turnkey-Advanced Lighting Control | Small General |  | Winter Morning | % of Load | 1 | 2032 | 65535
| Base | DLC-Water Heating | C&I Curtailment-Turnkey-Advanced Lighting Control | Small General |  | Winter Morning | % of Load | 0 | 2032 | 65535
| Base | DLC-Water Heating | C&I Curtailment-Turnkey-Water Heating Control | Small General |  | Winter Morning | % of Load | 1 | 2032 | 65535
| Base | DLC-Water Heating | C&I Curtailment-Turnkey-Water Heating Control | Small General |  | Winter Morning | % of Load | 0 | 2032 | 65535
| Base | DLC-Water Heating | C&I Curtailment-Turnkey-Other | Small General |  | Winter Morning | % of Load | 1 | 2032 | 65535
| Base | DLC-Water Heating | C&I Curtailment-Turnkey-Other | Small General |  | Winter Morning | % of Load | 0 | 2032 | 65535
| Base | DLC-Water Heating | Dynamic Pricing with enabling tech. | Small General |  | Winter Morning | % of Load | 1 | 2032 | 65535
| Base | DLC-Water Heating | Dynamic Pricing with enabling tech. | Small General |  | Winter Morning | % of Load | 0 | 2032 | 65535
| Base | DLC-Water Heating | DLC-Switch-Water Heating | Small General |  | Winter Evening | % of Load | 1 | 2032 | 65535
| Base | DLC-Water Heating | DLC-Switch-Water Heating | Small General |  | Winter Evening | % of Load | 0 | 2032 | 65535
| Base | DLC-Water Heating | DLC-BYOD-Water Heating | Small General |  | Winter Evening | % of Load | 1 | 2032 | 65535
| Base | DLC-Water Heating | DLC-BYOD-Water Heating | Small General |  | Winter Evening | % of Load | 0 | 2032 | 65535
| Base | DLC-Water Heating | DLC-Thermostat-DI-Central Heat Pump | Small General |  | Winter Evening | % of Load | 1 | 2032 | 65535
| Base | DLC-Water Heating | DLC-Thermostat-DI-Central Heat Pump | Small General |  | Winter Evening | % of Load | 0 | 2032 | 65535
| Base | DLC-Water Heating | DLC-Thermostat-BYOT-Central Heat Pump | Small General |  | Winter Evening | % of Load | 1 | 2032 | 65535
| Base | DLC-Water Heating | DLC-Thermostat-BYOT-Central Heat Pump | Small General |  | Winter Evening | % of Load | 0 | 2032 | 65535
| Base | DLC-Water Heating | DLC-Thermostat-HVAC | Small General |  | Winter Evening | % of Load | 1 | 2032 | 65535
| Base | DLC-Water Heating | DLC-Thermostat-HVAC | Small General |  | Winter Evening | % of Load | 0 | 2032 | 65535
| Base | DLC-Water Heating | DLC-Thermostat-DI-Baseboard Heating | Small General |  | Winter Evening | % of Load | 1 | 2032 | 65535
| Base | DLC-Water Heating | DLC-Thermostat-DI-Baseboard Heating | Small General |  | Winter Evening | % of Load | 0 | 2032 | 65535
| Base | DLC-Water Heating | DLC-Thermostat-BYOT-Baseboard Heating | Small General |  | Winter Evening | % of Load | 1 | 2032 | 65535
| Base | DLC-Water Heating | DLC-Thermostat-BYOT-Baseboard Heating | Small General |  | Winter Evening | % of Load | 0 | 2032 | 65535
| Base | DLC-Water Heating | DLC-Thermostat-DI-MSHP | Small General |  | Winter Evening | % of Load | 1 | 2032 | 65535
| Base | DLC-Water Heating | DLC-Thermostat-DI-MSHP | Small General |  | Winter Evening | % of Load | 0 | 2032 | 65535
| Base | DLC-Water Heating | DLC-Thermostat-BYOT-MSHP | Small General |  | Winter Evening | % of Load | 1 | 2032 | 65535
| Base | DLC-Water Heating | DLC-Thermostat-BYOT-MSHP | Small General |  | Winter Evening | % of Load | 0 | 2032 | 65535
| Base | DLC-Water Heating | C&I Curtailment-Turnkey-Manual HVAC Control | Small General |  | Winter Evening | % of Load | 1 | 2032 | 65535
| Base | DLC-Water Heating | C&I Curtailment-Turnkey-Manual HVAC Control | Small General |  | Winter Evening | % of Load | 0 | 2032 | 65535
| Base | DLC-Water Heating | C&I Curtailment-Turnkey-Auto-DR HVAC Control | Small General |  | Winter Evening | % of Load | 1 | 2032 | 65535
| Base | DLC-Water Heating | C&I Curtailment-Turnkey-Auto-DR HVAC Control | Small General |  | Winter Evening | % of Load | 0 | 2032 | 65535
| Base | DLC-Water Heating | C&I Curtailment-Turnkey-Standard Lighting Control | Small General |  | Winter Evening | % of Load | 1 | 2032 | 65535
| Base | DLC-Water Heating | C&I Curtailment-Turnkey-Standard Lighting Control | Small General |  | Winter Evening | % of Load | 0 | 2032 | 65535
| Base | DLC-Water Heating | C&I Curtailment-Turnkey-Advanced Lighting Control | Small General |  | Winter Evening | % of Load | 1 | 2032 | 65535
| Base | DLC-Water Heating | C&I Curtailment-Turnkey-Advanced Lighting Control | Small General |  | Winter Evening | % of Load | 0 | 2032 | 65535
| Base | DLC-Water Heating | C&I Curtailment-Turnkey-Water Heating Control | Small General |  | Winter Evening | % of Load | 1 | 2032 | 65535
| Base | DLC-Water Heating | C&I Curtailment-Turnkey-Water Heating Control | Small General |  | Winter Evening | % of Load | 0 | 2032 | 65535
| Base | DLC-Water Heating | C&I Curtailment-Turnkey-Other | Small General |  | Winter Evening | % of Load | 1 | 2032 | 65535
| Base | DLC-Water Heating | C&I Curtailment-Turnkey-Other | Small General |  | Winter Evening | % of Load | 0 | 2032 | 65535
| Base | DLC-Water Heating | Dynamic Pricing with enabling tech. | Small General |  | Winter Evening | % of Load | 1 | 2032 | 65535
| Base | DLC-Water Heating | Dynamic Pricing with enabling tech. | Small General |  | Winter Evening | % of Load | 0 | 2032 | 65535
| Base | DLC-Water Heating | DLC-Switch-Water Heating | General |  | Winter Morning | % of Load | 1 | 2032 | 65535
| Base | DLC-Water Heating | DLC-Switch-Water Heating | General |  | Winter Morning | % of Load | 0 | 2032 | 65535
| Base | DLC-Water Heating | DLC-BYOD-Water Heating | General |  | Winter Morning | % of Load | 1 | 2032 | 65535
| Base | DLC-Water Heating | DLC-BYOD-Water Heating | General |  | Winter Morning | % of Load | 0 | 2032 | 65535
| Base | DLC-Water Heating | DLC-Thermostat-DI-Central Heat Pump | General |  | Winter Morning | % of Load | 1 | 2032 | 65535
| Base | DLC-Water Heating | DLC-Thermostat-DI-Central Heat Pump | General |  | Winter Morning | % of Load | 0 | 2032 | 65535
| Base | DLC-Water Heating | DLC-Thermostat-BYOT-Central Heat Pump | General |  | Winter Morning | % of Load | 1 | 2032 | 65535
| Base | DLC-Water Heating | DLC-Thermostat-BYOT-Central Heat Pump | General |  | Winter Morning | % of Load | 0 | 2032 | 65535
| Base | DLC-Water Heating | DLC-Thermostat-HVAC | General |  | Winter Morning | % of Load | 1 | 2032 | 65535
| Base | DLC-Water Heating | DLC-Thermostat-HVAC | General |  | Winter Morning | % of Load | 0 | 2032 | 65535
| Base | DLC-Water Heating | DLC-Thermostat-DI-Baseboard Heating | General |  | Winter Morning | % of Load | 1 | 2032 | 65535
| Base | DLC-Water Heating | DLC-Thermostat-DI-Baseboard Heating | General |  | Winter Morning | % of Load | 0 | 2032 | 65535
| Base | DLC-Water Heating | DLC-Thermostat-BYOT-Baseboard Heating | General |  | Winter Morning | % of Load | 1 | 2032 | 65535
| Base | DLC-Water Heating | DLC-Thermostat-BYOT-Baseboard Heating | General |  | Winter Morning | % of Load | 0 | 2032 | 65535
| Base | DLC-Water Heating | DLC-Thermostat-DI-MSHP | General |  | Winter Morning | % of Load | 1 | 2032 | 65535
| Base | DLC-Water Heating | DLC-Thermostat-DI-MSHP | General |  | Winter Morning | % of Load | 0 | 2032 | 65535
| Base | DLC-Water Heating | DLC-Thermostat-BYOT-MSHP | General |  | Winter Morning | % of Load | 1 | 2032 | 65535
| Base | DLC-Water Heating | DLC-Thermostat-BYOT-MSHP | General |  | Winter Morning | % of Load | 0 | 2032 | 65535
| Base | DLC-Water Heating | C&I Curtailment-Turnkey-Manual HVAC Control | General |  | Winter Morning | % of Load | 1 | 2032 | 65535
| Base | DLC-Water Heating | C&I Curtailment-Turnkey-Manual HVAC Control | General |  | Winter Morning | % of Load | 0 | 2032 | 65535
| Base | DLC-Water Heating | C&I Curtailment-Turnkey-Auto-DR HVAC Control | General |  | Winter Morning | % of Load | 1 | 2032 | 65535
| Base | DLC-Water Heating | C&I Curtailment-Turnkey-Auto-DR HVAC Control | General |  | Winter Morning | % of Load | 0 | 2032 | 65535
| Base | DLC-Water Heating | C&I Curtailment-Turnkey-Standard Lighting Control | General |  | Winter Morning | % of Load | 1 | 2032 | 65535
| Base | DLC-Water Heating | C&I Curtailment-Turnkey-Standard Lighting Control | General |  | Winter Morning | % of Load | 0 | 2032 | 65535
| Base | DLC-Water Heating | C&I Curtailment-Turnkey-Advanced Lighting Control | General |  | Winter Morning | % of Load | 1 | 2032 | 65535
| Base | DLC-Water Heating | C&I Curtailment-Turnkey-Advanced Lighting Control | General |  | Winter Morning | % of Load | 0 | 2032 | 65535
| Base | DLC-Water Heating | C&I Curtailment-Turnkey-Water Heating Control | General |  | Winter Morning | % of Load | 1 | 2032 | 65535
| Base | DLC-Water Heating | C&I Curtailment-Turnkey-Water Heating Control | General |  | Winter Morning | % of Load | 0 | 2032 | 65535
| Base | DLC-Water Heating | C&I Curtailment-Turnkey-Other | General |  | Winter Morning | % of Load | 1 | 2032 | 65535
| Base | DLC-Water Heating | C&I Curtailment-Turnkey-Other | General |  | Winter Morning | % of Load | 0 | 2032 | 65535
| Base | DLC-Water Heating | DLC-Switch-Water Heating | General |  | Winter Evening | % of Load | 1 | 2032 | 65535
| Base | DLC-Water Heating | DLC-Switch-Water Heating | General |  | Winter Evening | % of Load | 0 | 2032 | 65535
| Base | DLC-Water Heating | DLC-BYOD-Water Heating | General |  | Winter Evening | % of Load | 1 | 2032 | 65535
| Base | DLC-Water Heating | DLC-BYOD-Water Heating | General |  | Winter Evening | % of Load | 0 | 2032 | 65535
| Base | DLC-Water Heating | DLC-Thermostat-DI-Central Heat Pump | General |  | Winter Evening | % of Load | 1 | 2032 | 65535
| Base | DLC-Water Heating | DLC-Thermostat-DI-Central Heat Pump | General |  | Winter Evening | % of Load | 0 | 2032 | 65535
| Base | DLC-Water Heating | DLC-Thermostat-BYOT-Central Heat Pump | General |  | Winter Evening | % of Load | 1 | 2032 | 65535
| Base | DLC-Water Heating | DLC-Thermostat-BYOT-Central Heat Pump | General |  | Winter Evening | % of Load | 0 | 2032 | 65535
| Base | DLC-Water Heating | DLC-Thermostat-HVAC | General |  | Winter Evening | % of Load | 1 | 2032 | 65535
| Base | DLC-Water Heating | DLC-Thermostat-HVAC | General |  | Winter Evening | % of Load | 0 | 2032 | 65535
| Base | DLC-Water Heating | DLC-Thermostat-DI-Baseboard Heating | General |  | Winter Evening | % of Load | 1 | 2032 | 65535
| Base | DLC-Water Heating | DLC-Thermostat-DI-Baseboard Heating | General |  | Winter Evening | % of Load | 0 | 2032 | 65535
| Base | DLC-Water Heating | DLC-Thermostat-BYOT-Baseboard Heating | General |  | Winter Evening | % of Load | 1 | 2032 | 65535
| Base | DLC-Water Heating | DLC-Thermostat-BYOT-Baseboard Heating | General |  | Winter Evening | % of Load | 0 | 2032 | 65535
| Base | DLC-Water Heating | DLC-Thermostat-DI-MSHP | General |  | Winter Evening | % of Load | 1 | 2032 | 65535
| Base | DLC-Water Heating | DLC-Thermostat-DI-MSHP | General |  | Winter Evening | % of Load | 0 | 2032 | 65535
| Base | DLC-Water Heating | DLC-Thermostat-BYOT-MSHP | General |  | Winter Evening | % of Load | 1 | 2032 | 65535
| Base | DLC-Water Heating | DLC-Thermostat-BYOT-MSHP | General |  | Winter Evening | % of Load | 0 | 2032 | 65535
| Base | DLC-Water Heating | C&I Curtailment-Turnkey-Manual HVAC Control | General |  | Winter Evening | % of Load | 1 | 2032 | 65535
| Base | DLC-Water Heating | C&I Curtailment-Turnkey-Manual HVAC Control | General |  | Winter Evening | % of Load | 0 | 2032 | 65535
| Base | DLC-Water Heating | C&I Curtailment-Turnkey-Auto-DR HVAC Control | General |  | Winter Evening | % of Load | 1 | 2032 | 65535
| Base | DLC-Water Heating | C&I Curtailment-Turnkey-Auto-DR HVAC Control | General |  | Winter Evening | % of Load | 0 | 2032 | 65535
| Base | DLC-Water Heating | C&I Curtailment-Turnkey-Standard Lighting Control | General |  | Winter Evening | % of Load | 1 | 2032 | 65535
| Base | DLC-Water Heating | C&I Curtailment-Turnkey-Standard Lighting Control | General |  | Winter Evening | % of Load | 0 | 2032 | 65535
| Base | DLC-Water Heating | C&I Curtailment-Turnkey-Advanced Lighting Control | General |  | Winter Evening | % of Load | 1 | 2032 | 65535
| Base | DLC-Water Heating | C&I Curtailment-Turnkey-Advanced Lighting Control | General |  | Winter Evening | % of Load | 0 | 2032 | 65535
| Base | DLC-Water Heating | C&I Curtailment-Turnkey-Water Heating Control | General |  | Winter Evening | % of Load | 1 | 2032 | 65535
| Base | DLC-Water Heating | C&I Curtailment-Turnkey-Water Heating Control | General |  | Winter Evening | % of Load | 0 | 2032 | 65535
| Base | DLC-Water Heating | C&I Curtailment-Turnkey-Other | General |  | Winter Evening | % of Load | 1 | 2032 | 65535
| Base | DLC-Water Heating | C&I Curtailment-Turnkey-Other | General |  | Winter Evening | % of Load | 0 | 2032 | 65535
| Base | DLC-Water Heating | DLC-Switch-Water Heating | Small Industrial |  | Winter Morning | % of Load | 1 | 2032 | 65535
| Base | DLC-Water Heating | DLC-Switch-Water Heating | Small Industrial |  | Winter Morning | % of Load | 0 | 2032 | 65535
| Base | DLC-Water Heating | DLC-BYOD-Water Heating | Small Industrial |  | Winter Morning | % of Load | 1 | 2032 | 65535
| Base | DLC-Water Heating | DLC-BYOD-Water Heating | Small Industrial |  | Winter Morning | % of Load | 0 | 2032 | 65535
| Base | DLC-Water Heating | DLC-Thermostat-DI-Central Heat Pump | Small Industrial |  | Winter Morning | % of Load | 1 | 2032 | 65535
| Base | DLC-Water Heating | DLC-Thermostat-DI-Central Heat Pump | Small Industrial |  | Winter Morning | % of Load | 0 | 2032 | 65535
| Base | DLC-Water Heating | DLC-Thermostat-BYOT-Central Heat Pump | Small Industrial |  | Winter Morning | % of Load | 1 | 2032 | 65535
| Base | DLC-Water Heating | DLC-Thermostat-BYOT-Central Heat Pump | Small Industrial |  | Winter Morning | % of Load | 0 | 2032 | 65535
| Base | DLC-Water Heating | DLC-Thermostat-HVAC | Small Industrial |  | Winter Morning | % of Load | 1 | 2032 | 65535
| Base | DLC-Water Heating | DLC-Thermostat-HVAC | Small Industrial |  | Winter Morning | % of Load | 0 | 2032 | 65535
| Base | DLC-Water Heating | DLC-Thermostat-DI-Baseboard Heating | Small Industrial |  | Winter Morning | % of Load | 1 | 2032 | 65535
| Base | DLC-Water Heating | DLC-Thermostat-DI-Baseboard Heating | Small Industrial |  | Winter Morning | % of Load | 0 | 2032 | 65535
| Base | DLC-Water Heating | DLC-Thermostat-BYOT-Baseboard Heating | Small Industrial |  | Winter Morning | % of Load | 1 | 2032 | 65535
| Base | DLC-Water Heating | DLC-Thermostat-BYOT-Baseboard Heating | Small Industrial |  | Winter Morning | % of Load | 0 | 2032 | 65535
| Base | DLC-Water Heating | DLC-Thermostat-DI-MSHP | Small Industrial |  | Winter Morning | % of Load | 1 | 2032 | 65535
| Base | DLC-Water Heating | DLC-Thermostat-DI-MSHP | Small Industrial |  | Winter Morning | % of Load | 0 | 2032 | 65535
| Base | DLC-Water Heating | DLC-Thermostat-BYOT-MSHP | Small Industrial |  | Winter Morning | % of Load | 1 | 2032 | 65535
| Base | DLC-Water Heating | DLC-Thermostat-BYOT-MSHP | Small Industrial |  | Winter Morning | % of Load | 0 | 2032 | 65535
| Base | DLC-Water Heating | C&I Curtailment-Turnkey-Manual HVAC Control | Small Industrial |  | Winter Morning | % of Load | 1 | 2032 | 65535
| Base | DLC-Water Heating | C&I Curtailment-Turnkey-Manual HVAC Control | Small Industrial |  | Winter Morning | % of Load | 0 | 2032 | 65535
| Base | DLC-Water Heating | C&I Curtailment-Turnkey-Auto-DR HVAC Control | Small Industrial |  | Winter Morning | % of Load | 1 | 2032 | 65535
| Base | DLC-Water Heating | C&I Curtailment-Turnkey-Auto-DR HVAC Control | Small Industrial |  | Winter Morning | % of Load | 0 | 2032 | 65535
| Base | DLC-Water Heating | C&I Curtailment-Turnkey-Standard Lighting Control | Small Industrial |  | Winter Morning | % of Load | 1 | 2032 | 65535
| Base | DLC-Water Heating | C&I Curtailment-Turnkey-Standard Lighting Control | Small Industrial |  | Winter Morning | % of Load | 0 | 2032 | 65535
| Base | DLC-Water Heating | C&I Curtailment-Turnkey-Advanced Lighting Control | Small Industrial |  | Winter Morning | % of Load | 1 | 2032 | 65535
| Base | DLC-Water Heating | C&I Curtailment-Turnkey-Advanced Lighting Control | Small Industrial |  | Winter Morning | % of Load | 0 | 2032 | 65535
| Base | DLC-Water Heating | C&I Curtailment-Turnkey-Water Heating Control | Small Industrial |  | Winter Morning | % of Load | 1 | 2032 | 65535
| Base | DLC-Water Heating | C&I Curtailment-Turnkey-Water Heating Control | Small Industrial |  | Winter Morning | % of Load | 0 | 2032 | 65535
| Base | DLC-Water Heating | C&I Curtailment-Turnkey-Other | Small Industrial |  | Winter Morning | % of Load | 1 | 2032 | 65535
| Base | DLC-Water Heating | C&I Curtailment-Turnkey-Other | Small Industrial |  | Winter Morning | % of Load | 0 | 2032 | 65535
| Base | DLC-Water Heating | C&I Curtailment-Turnkey-Industrial | Small Industrial |  | Winter Morning | % of Load | 1 | 2032 | 65535
| Base | DLC-Water Heating | C&I Curtailment-Turnkey-Industrial | Small Industrial |  | Winter Morning | % of Load | 0 | 2032 | 65535
| Base | DLC-Water Heating | DLC-Switch-Water Heating | Small Industrial |  | Winter Evening | % of Load | 1 | 2032 | 65535
| Base | DLC-Water Heating | DLC-Switch-Water Heating | Small Industrial |  | Winter Evening | % of Load | 0 | 2032 | 65535
| Base | DLC-Water Heating | DLC-BYOD-Water Heating | Small Industrial |  | Winter Evening | % of Load | 1 | 2032 | 65535
| Base | DLC-Water Heating | DLC-BYOD-Water Heating | Small Industrial |  | Winter Evening | % of Load | 0 | 2032 | 65535
| Base | DLC-Water Heating | DLC-Thermostat-DI-Central Heat Pump | Small Industrial |  | Winter Evening | % of Load | 1 | 2032 | 65535
| Base | DLC-Water Heating | DLC-Thermostat-DI-Central Heat Pump | Small Industrial |  | Winter Evening | % of Load | 0 | 2032 | 65535
| Base | DLC-Water Heating | DLC-Thermostat-BYOT-Central Heat Pump | Small Industrial |  | Winter Evening | % of Load | 1 | 2032 | 65535
| Base | DLC-Water Heating | DLC-Thermostat-BYOT-Central Heat Pump | Small Industrial |  | Winter Evening | % of Load | 0 | 2032 | 65535
| Base | DLC-Water Heating | DLC-Thermostat-HVAC | Small Industrial |  | Winter Evening | % of Load | 1 | 2032 | 65535
| Base | DLC-Water Heating | DLC-Thermostat-HVAC | Small Industrial |  | Winter Evening | % of Load | 0 | 2032 | 65535
| Base | DLC-Water Heating | DLC-Thermostat-DI-Baseboard Heating | Small Industrial |  | Winter Evening | % of Load | 1 | 2032 | 65535
| Base | DLC-Water Heating | DLC-Thermostat-DI-Baseboard Heating | Small Industrial |  | Winter Evening | % of Load | 0 | 2032 | 65535
| Base | DLC-Water Heating | DLC-Thermostat-BYOT-Baseboard Heating | Small Industrial |  | Winter Evening | % of Load | 1 | 2032 | 65535
| Base | DLC-Water Heating | DLC-Thermostat-BYOT-Baseboard Heating | Small Industrial |  | Winter Evening | % of Load | 0 | 2032 | 65535
| Base | DLC-Water Heating | DLC-Thermostat-DI-MSHP | Small Industrial |  | Winter Evening | % of Load | 1 | 2032 | 65535
| Base | DLC-Water Heating | DLC-Thermostat-DI-MSHP | Small Industrial |  | Winter Evening | % of Load | 0 | 2032 | 65535
| Base | DLC-Water Heating | DLC-Thermostat-BYOT-MSHP | Small Industrial |  | Winter Evening | % of Load | 1 | 2032 | 65535
| Base | DLC-Water Heating | DLC-Thermostat-BYOT-MSHP | Small Industrial |  | Winter Evening | % of Load | 0 | 2032 | 65535
| Base | DLC-Water Heating | C&I Curtailment-Turnkey-Manual HVAC Control | Small Industrial |  | Winter Evening | % of Load | 1 | 2032 | 65535
| Base | DLC-Water Heating | C&I Curtailment-Turnkey-Manual HVAC Control | Small Industrial |  | Winter Evening | % of Load | 0 | 2032 | 65535
| Base | DLC-Water Heating | C&I Curtailment-Turnkey-Auto-DR HVAC Control | Small Industrial |  | Winter Evening | % of Load | 1 | 2032 | 65535
| Base | DLC-Water Heating | C&I Curtailment-Turnkey-Auto-DR HVAC Control | Small Industrial |  | Winter Evening | % of Load | 0 | 2032 | 65535
| Base | DLC-Water Heating | C&I Curtailment-Turnkey-Standard Lighting Control | Small Industrial |  | Winter Evening | % of Load | 1 | 2032 | 65535
| Base | DLC-Water Heating | C&I Curtailment-Turnkey-Standard Lighting Control | Small Industrial |  | Winter Evening | % of Load | 0 | 2032 | 65535
| Base | DLC-Water Heating | C&I Curtailment-Turnkey-Advanced Lighting Control | Small Industrial |  | Winter Evening | % of Load | 1 | 2032 | 65535
| Base | DLC-Water Heating | C&I Curtailment-Turnkey-Advanced Lighting Control | Small Industrial |  | Winter Evening | % of Load | 0 | 2032 | 65535
| Base | DLC-Water Heating | C&I Curtailment-Turnkey-Water Heating Control | Small Industrial |  | Winter Evening | % of Load | 1 | 2032 | 65535
| Base | DLC-Water Heating | C&I Curtailment-Turnkey-Water Heating Control | Small Industrial |  | Winter Evening | % of Load | 0 | 2032 | 65535
| Base | DLC-Water Heating | C&I Curtailment-Turnkey-Other | Small Industrial |  | Winter Evening | % of Load | 1 | 2032 | 65535
| Base | DLC-Water Heating | C&I Curtailment-Turnkey-Other | Small Industrial |  | Winter Evening | % of Load | 0 | 2032 | 65535
| Base | DLC-Water Heating | C&I Curtailment-Turnkey-Industrial | Small Industrial |  | Winter Evening | % of Load | 1 | 2032 | 65535
| Base | DLC-Water Heating | C&I Curtailment-Turnkey-Industrial | Small Industrial |  | Winter Evening | % of Load | 0 | 2032 | 65535
| Base | DLC-Water Heating | DLC-Switch-Water Heating | Medium Industrial |  | Winter Morning | % of Load | 1 | 2032 | 65535
| Base | DLC-Water Heating | DLC-Switch-Water Heating | Medium Industrial |  | Winter Morning | % of Load | 0 | 2032 | 65535
| Base | DLC-Water Heating | DLC-BYOD-Water Heating | Medium Industrial |  | Winter Morning | % of Load | 1 | 2032 | 65535
| Base | DLC-Water Heating | DLC-BYOD-Water Heating | Medium Industrial |  | Winter Morning | % of Load | 0 | 2032 | 65535
| Base | DLC-Water Heating | DLC-Thermostat-DI-Central Heat Pump | Medium Industrial |  | Winter Morning | % of Load | 1 | 2032 | 65535
| Base | DLC-Water Heating | DLC-Thermostat-DI-Central Heat Pump | Medium Industrial |  | Winter Morning | % of Load | 0 | 2032 | 65535
| Base | DLC-Water Heating | DLC-Thermostat-BYOT-Central Heat Pump | Medium Industrial |  | Winter Morning | % of Load | 1 | 2032 | 65535
| Base | DLC-Water Heating | DLC-Thermostat-BYOT-Central Heat Pump | Medium Industrial |  | Winter Morning | % of Load | 0 | 2032 | 65535
| Base | DLC-Water Heating | DLC-Thermostat-HVAC | Medium Industrial |  | Winter Morning | % of Load | 1 | 2032 | 65535
| Base | DLC-Water Heating | DLC-Thermostat-HVAC | Medium Industrial |  | Winter Morning | % of Load | 0 | 2032 | 65535
| Base | DLC-Water Heating | DLC-Thermostat-DI-Baseboard Heating | Medium Industrial |  | Winter Morning | % of Load | 1 | 2032 | 65535
| Base | DLC-Water Heating | DLC-Thermostat-DI-Baseboard Heating | Medium Industrial |  | Winter Morning | % of Load | 0 | 2032 | 65535
| Base | DLC-Water Heating | DLC-Thermostat-BYOT-Baseboard Heating | Medium Industrial |  | Winter Morning | % of Load | 1 | 2032 | 65535
| Base | DLC-Water Heating | DLC-Thermostat-BYOT-Baseboard Heating | Medium Industrial |  | Winter Morning | % of Load | 0 | 2032 | 65535
| Base | DLC-Water Heating | DLC-Thermostat-DI-MSHP | Medium Industrial |  | Winter Morning | % of Load | 1 | 2032 | 65535
| Base | DLC-Water Heating | DLC-Thermostat-DI-MSHP | Medium Industrial |  | Winter Morning | % of Load | 0 | 2032 | 65535
| Base | DLC-Water Heating | DLC-Thermostat-BYOT-MSHP | Medium Industrial |  | Winter Morning | % of Load | 1 | 2032 | 65535
| Base | DLC-Water Heating | DLC-Thermostat-BYOT-MSHP | Medium Industrial |  | Winter Morning | % of Load | 0 | 2032 | 65535
| Base | DLC-Water Heating | C&I Curtailment-Turnkey-Manual HVAC Control | Medium Industrial |  | Winter Morning | % of Load | 1 | 2032 | 65535
| Base | DLC-Water Heating | C&I Curtailment-Turnkey-Manual HVAC Control | Medium Industrial |  | Winter Morning | % of Load | 0 | 2032 | 65535
| Base | DLC-Water Heating | C&I Curtailment-Turnkey-Auto-DR HVAC Control | Medium Industrial |  | Winter Morning | % of Load | 1 | 2032 | 65535
| Base | DLC-Water Heating | C&I Curtailment-Turnkey-Auto-DR HVAC Control | Medium Industrial |  | Winter Morning | % of Load | 0 | 2032 | 65535
| Base | DLC-Water Heating | C&I Curtailment-Turnkey-Standard Lighting Control | Medium Industrial |  | Winter Morning | % of Load | 1 | 2032 | 65535
| Base | DLC-Water Heating | C&I Curtailment-Turnkey-Standard Lighting Control | Medium Industrial |  | Winter Morning | % of Load | 0 | 2032 | 65535
| Base | DLC-Water Heating | C&I Curtailment-Turnkey-Advanced Lighting Control | Medium Industrial |  | Winter Morning | % of Load | 1 | 2032 | 65535
| Base | DLC-Water Heating | C&I Curtailment-Turnkey-Advanced Lighting Control | Medium Industrial |  | Winter Morning | % of Load | 0 | 2032 | 65535
| Base | DLC-Water Heating | C&I Curtailment-Turnkey-Water Heating Control | Medium Industrial |  | Winter Morning | % of Load | 1 | 2032 | 65535
| Base | DLC-Water Heating | C&I Curtailment-Turnkey-Water Heating Control | Medium Industrial |  | Winter Morning | % of Load | 0 | 2032 | 65535
| Base | DLC-Water Heating | C&I Curtailment-Turnkey-Other | Medium Industrial |  | Winter Morning | % of Load | 1 | 2032 | 65535
| Base | DLC-Water Heating | C&I Curtailment-Turnkey-Other | Medium Industrial |  | Winter Morning | % of Load | 0 | 2032 | 65535
| Base | DLC-Water Heating | DLC-Switch-Water Heating | Medium Industrial |  | Winter Evening | % of Load | 1 | 2032 | 65535
| Base | DLC-Water Heating | DLC-Switch-Water Heating | Medium Industrial |  | Winter Evening | % of Load | 0 | 2032 | 65535
| Base | DLC-Water Heating | DLC-BYOD-Water Heating | Medium Industrial |  | Winter Evening | % of Load | 1 | 2032 | 65535
| Base | DLC-Water Heating | DLC-BYOD-Water Heating | Medium Industrial |  | Winter Evening | % of Load | 0 | 2032 | 65535
| Base | DLC-Water Heating | DLC-Thermostat-DI-Central Heat Pump | Medium Industrial |  | Winter Evening | % of Load | 1 | 2032 | 65535
| Base | DLC-Water Heating | DLC-Thermostat-DI-Central Heat Pump | Medium Industrial |  | Winter Evening | % of Load | 0 | 2032 | 65535
| Base | DLC-Water Heating | DLC-Thermostat-BYOT-Central Heat Pump | Medium Industrial |  | Winter Evening | % of Load | 1 | 2032 | 65535
| Base | DLC-Water Heating | DLC-Thermostat-BYOT-Central Heat Pump | Medium Industrial |  | Winter Evening | % of Load | 0 | 2032 | 65535
| Base | DLC-Water Heating | DLC-Thermostat-HVAC | Medium Industrial |  | Winter Evening | % of Load | 1 | 2032 | 65535
| Base | DLC-Water Heating | DLC-Thermostat-HVAC | Medium Industrial |  | Winter Evening | % of Load | 0 | 2032 | 65535
| Base | DLC-Water Heating | DLC-Thermostat-DI-Baseboard Heating | Medium Industrial |  | Winter Evening | % of Load | 1 | 2032 | 65535
| Base | DLC-Water Heating | DLC-Thermostat-DI-Baseboard Heating | Medium Industrial |  | Winter Evening | % of Load | 0 | 2032 | 65535
| Base | DLC-Water Heating | DLC-Thermostat-BYOT-Baseboard Heating | Medium Industrial |  | Winter Evening | % of Load | 1 | 2032 | 65535
| Base | DLC-Water Heating | DLC-Thermostat-BYOT-Baseboard Heating | Medium Industrial |  | Winter Evening | % of Load | 0 | 2032 | 65535
| Base | DLC-Water Heating | DLC-Thermostat-DI-MSHP | Medium Industrial |  | Winter Evening | % of Load | 1 | 2032 | 65535
| Base | DLC-Water Heating | DLC-Thermostat-DI-MSHP | Medium Industrial |  | Winter Evening | % of Load | 0 | 2032 | 65535
| Base | DLC-Water Heating | DLC-Thermostat-BYOT-MSHP | Medium Industrial |  | Winter Evening | % of Load | 1 | 2032 | 65535
| Base | DLC-Water Heating | DLC-Thermostat-BYOT-MSHP | Medium Industrial |  | Winter Evening | % of Load | 0 | 2032 | 65535
| Base | DLC-Water Heating | C&I Curtailment-Turnkey-Manual HVAC Control | Medium Industrial |  | Winter Evening | % of Load | 1 | 2032 | 65535
| Base | DLC-Water Heating | C&I Curtailment-Turnkey-Manual HVAC Control | Medium Industrial |  | Winter Evening | % of Load | 0 | 2032 | 65535
| Base | DLC-Water Heating | C&I Curtailment-Turnkey-Auto-DR HVAC Control | Medium Industrial |  | Winter Evening | % of Load | 1 | 2032 | 65535
| Base | DLC-Water Heating | C&I Curtailment-Turnkey-Auto-DR HVAC Control | Medium Industrial |  | Winter Evening | % of Load | 0 | 2032 | 65535
| Base | DLC-Water Heating | C&I Curtailment-Turnkey-Standard Lighting Control | Medium Industrial |  | Winter Evening | % of Load | 1 | 2032 | 65535
| Base | DLC-Water Heating | C&I Curtailment-Turnkey-Standard Lighting Control | Medium Industrial |  | Winter Evening | % of Load | 0 | 2032 | 65535
| Base | DLC-Water Heating | C&I Curtailment-Turnkey-Advanced Lighting Control | Medium Industrial |  | Winter Evening | % of Load | 1 | 2032 | 65535
| Base | DLC-Water Heating | C&I Curtailment-Turnkey-Advanced Lighting Control | Medium Industrial |  | Winter Evening | % of Load | 0 | 2032 | 65535
| Base | DLC-Water Heating | C&I Curtailment-Turnkey-Water Heating Control | Medium Industrial |  | Winter Evening | % of Load | 1 | 2032 | 65535
| Base | DLC-Water Heating | C&I Curtailment-Turnkey-Water Heating Control | Medium Industrial |  | Winter Evening | % of Load | 0 | 2032 | 65535
| Base | DLC-Water Heating | C&I Curtailment-Turnkey-Other | Medium Industrial |  | Winter Evening | % of Load | 1 | 2032 | 65535
| Base | DLC-Water Heating | C&I Curtailment-Turnkey-Other | Medium Industrial |  | Winter Evening | % of Load | 0 | 2032 | 65535
| Base | DLC-Water Heating | DLC-Switch-Water Heating | Residential Charitable |  | Winter Morning | % of Load | 1 | 2032 | 65535
| Base | DLC-Water Heating | DLC-Switch-Water Heating | Residential Charitable |  | Winter Morning | % of Load | 0 | 2032 | 65535
| Base | DLC-Water Heating | DLC-BYOD-Water Heating | Residential Charitable |  | Winter Morning | % of Load | 1 | 2032 | 65535
| Base | DLC-Water Heating | DLC-BYOD-Water Heating | Residential Charitable |  | Winter Morning | % of Load | 0 | 2032 | 65535
| Base | DLC-Water Heating | DLC-Switch-Water Heating | Residential Charitable |  | Winter Evening | % of Load | 1 | 2032 | 65535
| Base | DLC-Water Heating | DLC-Switch-Water Heating | Residential Charitable |  | Winter Evening | % of Load | 0 | 2032 | 65535
| Base | DLC-Water Heating | DLC-BYOD-Water Heating | Residential Charitable |  | Winter Evening | % of Load | 1 | 2032 | 65535
| Base | DLC-Water Heating | DLC-BYOD-Water Heating | Residential Charitable |  | Winter Evening | % of Load | 0 | 2032 | 65535
| Base | C&I Curtailment | DLC-Switch-Water Heating | Small General |  | Winter Morning | % of Load | 1 | 2032 | 65535
| Base | C&I Curtailment | DLC-Switch-Water Heating | Small General |  | Winter Morning | % of Load | 0 | 2032 | 65535
| Base | C&I Curtailment | DLC-BYOD-Water Heating | Small General |  | Winter Morning | % of Load | 1 | 2032 | 65535
| Base | C&I Curtailment | DLC-BYOD-Water Heating | Small General |  | Winter Morning | % of Load | 0 | 2032 | 65535
| Base | C&I Curtailment | DLC-Thermostat-DI-Central Heat Pump | Small General |  | Winter Morning | % of Load | 1 | 2032 | 65535
| Base | C&I Curtailment | DLC-Thermostat-DI-Central Heat Pump | Small General |  | Winter Morning | % of Load | 0 | 2032 | 65535
| Base | C&I Curtailment | DLC-Thermostat-BYOT-Central Heat Pump | Small General |  | Winter Morning | % of Load | 1 | 2032 | 65535
| Base | C&I Curtailment | DLC-Thermostat-BYOT-Central Heat Pump | Small General |  | Winter Morning | % of Load | 0 | 2032 | 65535
| Base | C&I Curtailment | DLC-Thermostat-HVAC | Small General |  | Winter Morning | % of Load | 1 | 2032 | 65535
| Base | C&I Curtailment | DLC-Thermostat-HVAC | Small General |  | Winter Morning | % of Load | 0 | 2032 | 65535
| Base | C&I Curtailment | DLC-Thermostat-DI-Baseboard Heating | Small General |  | Winter Morning | % of Load | 1 | 2032 | 65535
| Base | C&I Curtailment | DLC-Thermostat-DI-Baseboard Heating | Small General |  | Winter Morning | % of Load | 0 | 2032 | 65535
| Base | C&I Curtailment | DLC-Thermostat-BYOT-Baseboard Heating | Small General |  | Winter Morning | % of Load | 1 | 2032 | 65535
| Base | C&I Curtailment | DLC-Thermostat-BYOT-Baseboard Heating | Small General |  | Winter Morning | % of Load | 0 | 2032 | 65535
| Base | C&I Curtailment | DLC-Thermostat-DI-MSHP | Small General |  | Winter Morning | % of Load | 1 | 2032 | 65535
| Base | C&I Curtailment | DLC-Thermostat-DI-MSHP | Small General |  | Winter Morning | % of Load | 0 | 2032 | 65535
| Base | C&I Curtailment | DLC-Thermostat-BYOT-MSHP | Small General |  | Winter Morning | % of Load | 1 | 2032 | 65535
| Base | C&I Curtailment | DLC-Thermostat-BYOT-MSHP | Small General |  | Winter Morning | % of Load | 0 | 2032 | 65535
| Base | C&I Curtailment | C&I Curtailment-Turnkey-Manual HVAC Control | Small General |  | Winter Morning | % of Load | 1 | 2032 | 65535
| Base | C&I Curtailment | C&I Curtailment-Turnkey-Manual HVAC Control | Small General |  | Winter Morning | % of Load | 0 | 2032 | 65535
| Base | C&I Curtailment | C&I Curtailment-Turnkey-Auto-DR HVAC Control | Small General |  | Winter Morning | % of Load | 1 | 2032 | 65535
| Base | C&I Curtailment | C&I Curtailment-Turnkey-Auto-DR HVAC Control | Small General |  | Winter Morning | % of Load | 0 | 2032 | 65535
| Base | C&I Curtailment | C&I Curtailment-Turnkey-Standard Lighting Control | Small General |  | Winter Morning | % of Load | 1 | 2032 | 65535
| Base | C&I Curtailment | C&I Curtailment-Turnkey-Standard Lighting Control | Small General |  | Winter Morning | % of Load | 0 | 2032 | 65535
| Base | C&I Curtailment | C&I Curtailment-Turnkey-Advanced Lighting Control | Small General |  | Winter Morning | % of Load | 1 | 2032 | 65535
| Base | C&I Curtailment | C&I Curtailment-Turnkey-Advanced Lighting Control | Small General |  | Winter Morning | % of Load | 0 | 2032 | 65535
| Base | C&I Curtailment | C&I Curtailment-Turnkey-Water Heating Control | Small General |  | Winter Morning | % of Load | 1 | 2032 | 65535
| Base | C&I Curtailment | C&I Curtailment-Turnkey-Water Heating Control | Small General |  | Winter Morning | % of Load | 0 | 2032 | 65535
| Base | C&I Curtailment | C&I Curtailment-Turnkey-Other | Small General |  | Winter Morning | % of Load | 1 | 2032 | 65535
| Base | C&I Curtailment | C&I Curtailment-Turnkey-Other | Small General |  | Winter Morning | % of Load | 0 | 2032 | 65535
| Base | C&I Curtailment | Dynamic Pricing with enabling tech. | Small General |  | Winter Morning | % of Load | 1 | 2032 | 65535
| Base | C&I Curtailment | Dynamic Pricing with enabling tech. | Small General |  | Winter Morning | % of Load | 0 | 2032 | 65535
| Base | C&I Curtailment | DLC-Switch-Water Heating | Small General |  | Winter Evening | % of Load | 1 | 2032 | 65535
| Base | C&I Curtailment | DLC-Switch-Water Heating | Small General |  | Winter Evening | % of Load | 0 | 2032 | 65535
| Base | C&I Curtailment | DLC-BYOD-Water Heating | Small General |  | Winter Evening | % of Load | 1 | 2032 | 65535
| Base | C&I Curtailment | DLC-BYOD-Water Heating | Small General |  | Winter Evening | % of Load | 0 | 2032 | 65535
| Base | C&I Curtailment | DLC-Thermostat-DI-Central Heat Pump | Small General |  | Winter Evening | % of Load | 1 | 2032 | 65535
| Base | C&I Curtailment | DLC-Thermostat-DI-Central Heat Pump | Small General |  | Winter Evening | % of Load | 0 | 2032 | 65535
| Base | C&I Curtailment | DLC-Thermostat-BYOT-Central Heat Pump | Small General |  | Winter Evening | % of Load | 1 | 2032 | 65535
| Base | C&I Curtailment | DLC-Thermostat-BYOT-Central Heat Pump | Small General |  | Winter Evening | % of Load | 0 | 2032 | 65535
| Base | C&I Curtailment | DLC-Thermostat-HVAC | Small General |  | Winter Evening | % of Load | 1 | 2032 | 65535
| Base | C&I Curtailment | DLC-Thermostat-HVAC | Small General |  | Winter Evening | % of Load | 0 | 2032 | 65535
| Base | C&I Curtailment | DLC-Thermostat-DI-Baseboard Heating | Small General |  | Winter Evening | % of Load | 1 | 2032 | 65535
| Base | C&I Curtailment | DLC-Thermostat-DI-Baseboard Heating | Small General |  | Winter Evening | % of Load | 0 | 2032 | 65535
| Base | C&I Curtailment | DLC-Thermostat-BYOT-Baseboard Heating | Small General |  | Winter Evening | % of Load | 1 | 2032 | 65535
| Base | C&I Curtailment | DLC-Thermostat-BYOT-Baseboard Heating | Small General |  | Winter Evening | % of Load | 0 | 2032 | 65535
| Base | C&I Curtailment | DLC-Thermostat-DI-MSHP | Small General |  | Winter Evening | % of Load | 1 | 2032 | 65535
| Base | C&I Curtailment | DLC-Thermostat-DI-MSHP | Small General |  | Winter Evening | % of Load | 0 | 2032 | 65535
| Base | C&I Curtailment | DLC-Thermostat-BYOT-MSHP | Small General |  | Winter Evening | % of Load | 1 | 2032 | 65535
| Base | C&I Curtailment | DLC-Thermostat-BYOT-MSHP | Small General |  | Winter Evening | % of Load | 0 | 2032 | 65535
| Base | C&I Curtailment | C&I Curtailment-Turnkey-Manual HVAC Control | Small General |  | Winter Evening | % of Load | 1 | 2032 | 65535
| Base | C&I Curtailment | C&I Curtailment-Turnkey-Manual HVAC Control | Small General |  | Winter Evening | % of Load | 0 | 2032 | 65535
| Base | C&I Curtailment | C&I Curtailment-Turnkey-Auto-DR HVAC Control | Small General |  | Winter Evening | % of Load | 1 | 2032 | 65535
| Base | C&I Curtailment | C&I Curtailment-Turnkey-Auto-DR HVAC Control | Small General |  | Winter Evening | % of Load | 0 | 2032 | 65535
| Base | C&I Curtailment | C&I Curtailment-Turnkey-Standard Lighting Control | Small General |  | Winter Evening | % of Load | 1 | 2032 | 65535
| Base | C&I Curtailment | C&I Curtailment-Turnkey-Standard Lighting Control | Small General |  | Winter Evening | % of Load | 0 | 2032 | 65535
| Base | C&I Curtailment | C&I Curtailment-Turnkey-Advanced Lighting Control | Small General |  | Winter Evening | % of Load | 1 | 2032 | 65535
| Base | C&I Curtailment | C&I Curtailment-Turnkey-Advanced Lighting Control | Small General |  | Winter Evening | % of Load | 0 | 2032 | 65535
| Base | C&I Curtailment | C&I Curtailment-Turnkey-Water Heating Control | Small General |  | Winter Evening | % of Load | 1 | 2032 | 65535
| Base | C&I Curtailment | C&I Curtailment-Turnkey-Water Heating Control | Small General |  | Winter Evening | % of Load | 0 | 2032 | 65535
| Base | C&I Curtailment | C&I Curtailment-Turnkey-Other | Small General |  | Winter Evening | % of Load | 1 | 2032 | 65535
| Base | C&I Curtailment | C&I Curtailment-Turnkey-Other | Small General |  | Winter Evening | % of Load | 0 | 2032 | 65535
| Base | C&I Curtailment | Dynamic Pricing with enabling tech. | Small General |  | Winter Evening | % of Load | 1 | 2032 | 65535
| Base | C&I Curtailment | Dynamic Pricing with enabling tech. | Small General |  | Winter Evening | % of Load | 0 | 2032 | 65535
| Base | C&I Curtailment | DLC-Switch-Water Heating | General |  | Winter Morning | % of Load | 1 | 2032 | 65535
| Base | C&I Curtailment | DLC-Switch-Water Heating | General |  | Winter Morning | % of Load | 0 | 2032 | 65535
| Base | C&I Curtailment | DLC-BYOD-Water Heating | General |  | Winter Morning | % of Load | 1 | 2032 | 65535
| Base | C&I Curtailment | DLC-BYOD-Water Heating | General |  | Winter Morning | % of Load | 0 | 2032 | 65535
| Base | C&I Curtailment | DLC-Thermostat-DI-Central Heat Pump | General |  | Winter Morning | % of Load | 1 | 2032 | 65535
| Base | C&I Curtailment | DLC-Thermostat-DI-Central Heat Pump | General |  | Winter Morning | % of Load | 0 | 2032 | 65535
| Base | C&I Curtailment | DLC-Thermostat-BYOT-Central Heat Pump | General |  | Winter Morning | % of Load | 1 | 2032 | 65535
| Base | C&I Curtailment | DLC-Thermostat-BYOT-Central Heat Pump | General |  | Winter Morning | % of Load | 0 | 2032 | 65535
| Base | C&I Curtailment | DLC-Thermostat-HVAC | General |  | Winter Morning | % of Load | 1 | 2032 | 65535
| Base | C&I Curtailment | DLC-Thermostat-HVAC | General |  | Winter Morning | % of Load | 0 | 2032 | 65535
| Base | C&I Curtailment | DLC-Thermostat-DI-Baseboard Heating | General |  | Winter Morning | % of Load | 1 | 2032 | 65535
| Base | C&I Curtailment | DLC-Thermostat-DI-Baseboard Heating | General |  | Winter Morning | % of Load | 0 | 2032 | 65535
| Base | C&I Curtailment | DLC-Thermostat-BYOT-Baseboard Heating | General |  | Winter Morning | % of Load | 1 | 2032 | 65535
| Base | C&I Curtailment | DLC-Thermostat-BYOT-Baseboard Heating | General |  | Winter Morning | % of Load | 0 | 2032 | 65535
| Base | C&I Curtailment | DLC-Thermostat-DI-MSHP | General |  | Winter Morning | % of Load | 1 | 2032 | 65535
| Base | C&I Curtailment | DLC-Thermostat-DI-MSHP | General |  | Winter Morning | % of Load | 0 | 2032 | 65535
| Base | C&I Curtailment | DLC-Thermostat-BYOT-MSHP | General |  | Winter Morning | % of Load | 1 | 2032 | 65535
| Base | C&I Curtailment | DLC-Thermostat-BYOT-MSHP | General |  | Winter Morning | % of Load | 0 | 2032 | 65535
| Base | C&I Curtailment | C&I Curtailment-Turnkey-Manual HVAC Control | General |  | Winter Morning | % of Load | 1 | 2032 | 65535
| Base | C&I Curtailment | C&I Curtailment-Turnkey-Manual HVAC Control | General |  | Winter Morning | % of Load | 0 | 2032 | 65535
| Base | C&I Curtailment | C&I Curtailment-Turnkey-Auto-DR HVAC Control | General |  | Winter Morning | % of Load | 1 | 2032 | 65535
| Base | C&I Curtailment | C&I Curtailment-Turnkey-Auto-DR HVAC Control | General |  | Winter Morning | % of Load | 0 | 2032 | 65535
| Base | C&I Curtailment | C&I Curtailment-Turnkey-Standard Lighting Control | General |  | Winter Morning | % of Load | 1 | 2032 | 65535
| Base | C&I Curtailment | C&I Curtailment-Turnkey-Standard Lighting Control | General |  | Winter Morning | % of Load | 0 | 2032 | 65535
| Base | C&I Curtailment | C&I Curtailment-Turnkey-Advanced Lighting Control | General |  | Winter Morning | % of Load | 1 | 2032 | 65535
| Base | C&I Curtailment | C&I Curtailment-Turnkey-Advanced Lighting Control | General |  | Winter Morning | % of Load | 0 | 2032 | 65535
| Base | C&I Curtailment | C&I Curtailment-Turnkey-Water Heating Control | General |  | Winter Morning | % of Load | 1 | 2032 | 65535
| Base | C&I Curtailment | C&I Curtailment-Turnkey-Water Heating Control | General |  | Winter Morning | % of Load | 0 | 2032 | 65535
| Base | C&I Curtailment | C&I Curtailment-Turnkey-Other | General |  | Winter Morning | % of Load | 1 | 2032 | 65535
| Base | C&I Curtailment | C&I Curtailment-Turnkey-Other | General |  | Winter Morning | % of Load | 0 | 2032 | 65535
| Base | C&I Curtailment | DLC-Switch-Water Heating | General |  | Winter Evening | % of Load | 1 | 2032 | 65535
| Base | C&I Curtailment | DLC-Switch-Water Heating | General |  | Winter Evening | % of Load | 0 | 2032 | 65535
| Base | C&I Curtailment | DLC-BYOD-Water Heating | General |  | Winter Evening | % of Load | 1 | 2032 | 65535
| Base | C&I Curtailment | DLC-BYOD-Water Heating | General |  | Winter Evening | % of Load | 0 | 2032 | 65535
| Base | C&I Curtailment | DLC-Thermostat-DI-Central Heat Pump | General |  | Winter Evening | % of Load | 1 | 2032 | 65535
| Base | C&I Curtailment | DLC-Thermostat-DI-Central Heat Pump | General |  | Winter Evening | % of Load | 0 | 2032 | 65535
| Base | C&I Curtailment | DLC-Thermostat-BYOT-Central Heat Pump | General |  | Winter Evening | % of Load | 1 | 2032 | 65535
| Base | C&I Curtailment | DLC-Thermostat-BYOT-Central Heat Pump | General |  | Winter Evening | % of Load | 0 | 2032 | 65535
| Base | C&I Curtailment | DLC-Thermostat-HVAC | General |  | Winter Evening | % of Load | 1 | 2032 | 65535
| Base | C&I Curtailment | DLC-Thermostat-HVAC | General |  | Winter Evening | % of Load | 0 | 2032 | 65535
| Base | C&I Curtailment | DLC-Thermostat-DI-Baseboard Heating | General |  | Winter Evening | % of Load | 1 | 2032 | 65535
| Base | C&I Curtailment | DLC-Thermostat-DI-Baseboard Heating | General |  | Winter Evening | % of Load | 0 | 2032 | 65535
| Base | C&I Curtailment | DLC-Thermostat-BYOT-Baseboard Heating | General |  | Winter Evening | % of Load | 1 | 2032 | 65535
| Base | C&I Curtailment | DLC-Thermostat-BYOT-Baseboard Heating | General |  | Winter Evening | % of Load | 0 | 2032 | 65535
| Base | C&I Curtailment | DLC-Thermostat-DI-MSHP | General |  | Winter Evening | % of Load | 1 | 2032 | 65535
| Base | C&I Curtailment | DLC-Thermostat-DI-MSHP | General |  | Winter Evening | % of Load | 0 | 2032 | 65535
| Base | C&I Curtailment | DLC-Thermostat-BYOT-MSHP | General |  | Winter Evening | % of Load | 1 | 2032 | 65535
| Base | C&I Curtailment | DLC-Thermostat-BYOT-MSHP | General |  | Winter Evening | % of Load | 0 | 2032 | 65535
| Base | C&I Curtailment | C&I Curtailment-Turnkey-Manual HVAC Control | General |  | Winter Evening | % of Load | 1 | 2032 | 65535
| Base | C&I Curtailment | C&I Curtailment-Turnkey-Manual HVAC Control | General |  | Winter Evening | % of Load | 0 | 2032 | 65535
| Base | C&I Curtailment | C&I Curtailment-Turnkey-Auto-DR HVAC Control | General |  | Winter Evening | % of Load | 1 | 2032 | 65535
| Base | C&I Curtailment | C&I Curtailment-Turnkey-Auto-DR HVAC Control | General |  | Winter Evening | % of Load | 0 | 2032 | 65535
| Base | C&I Curtailment | C&I Curtailment-Turnkey-Standard Lighting Control | General |  | Winter Evening | % of Load | 1 | 2032 | 65535
| Base | C&I Curtailment | C&I Curtailment-Turnkey-Standard Lighting Control | General |  | Winter Evening | % of Load | 0 | 2032 | 65535
| Base | C&I Curtailment | C&I Curtailment-Turnkey-Advanced Lighting Control | General |  | Winter Evening | % of Load | 1 | 2032 | 65535
| Base | C&I Curtailment | C&I Curtailment-Turnkey-Advanced Lighting Control | General |  | Winter Evening | % of Load | 0 | 2032 | 65535
| Base | C&I Curtailment | C&I Curtailment-Turnkey-Water Heating Control | General |  | Winter Evening | % of Load | 1 | 2032 | 65535
| Base | C&I Curtailment | C&I Curtailment-Turnkey-Water Heating Control | General |  | Winter Evening | % of Load | 0 | 2032 | 65535
| Base | C&I Curtailment | C&I Curtailment-Turnkey-Other | General |  | Winter Evening | % of Load | 1 | 2032 | 65535
| Base | C&I Curtailment | C&I Curtailment-Turnkey-Other | General |  | Winter Evening | % of Load | 0 | 2032 | 65535
| Base | C&I Curtailment | C&I Curtailment-Turnkey-Manual HVAC Control | Large General |  | Winter Morning | % of Load | 1 | 2032 | 65535
| Base | C&I Curtailment | C&I Curtailment-Turnkey-Manual HVAC Control | Large General |  | Winter Morning | % of Load | 0 | 2032 | 65535
| Base | C&I Curtailment | C&I Curtailment-Turnkey-Auto-DR HVAC Control | Large General |  | Winter Morning | % of Load | 1 | 2032 | 65535
| Base | C&I Curtailment | C&I Curtailment-Turnkey-Auto-DR HVAC Control | Large General |  | Winter Morning | % of Load | 0 | 2032 | 65535
| Base | C&I Curtailment | C&I Curtailment-Turnkey-Standard Lighting Control | Large General |  | Winter Morning | % of Load | 1 | 2032 | 65535
| Base | C&I Curtailment | C&I Curtailment-Turnkey-Standard Lighting Control | Large General |  | Winter Morning | % of Load | 0 | 2032 | 65535
| Base | C&I Curtailment | C&I Curtailment-Turnkey-Water Heating Control | Large General |  | Winter Morning | % of Load | 1 | 2032 | 65535
| Base | C&I Curtailment | C&I Curtailment-Turnkey-Water Heating Control | Large General |  | Winter Morning | % of Load | 0 | 2032 | 65535
| Base | C&I Curtailment | C&I Curtailment-Turnkey-Other | Large General |  | Winter Morning | % of Load | 1 | 2032 | 65535
| Base | C&I Curtailment | C&I Curtailment-Turnkey-Other | Large General |  | Winter Morning | % of Load | 0 | 2032 | 65535
| Base | C&I Curtailment | C&I Curtailment-Turnkey-Manual HVAC Control | Large General |  | Winter Evening | % of Load | 1 | 2032 | 65535
| Base | C&I Curtailment | C&I Curtailment-Turnkey-Manual HVAC Control | Large General |  | Winter Evening | % of Load | 0 | 2032 | 65535
| Base | C&I Curtailment | C&I Curtailment-Turnkey-Auto-DR HVAC Control | Large General |  | Winter Evening | % of Load | 1 | 2032 | 65535
| Base | C&I Curtailment | C&I Curtailment-Turnkey-Auto-DR HVAC Control | Large General |  | Winter Evening | % of Load | 0 | 2032 | 65535
| Base | C&I Curtailment | C&I Curtailment-Turnkey-Standard Lighting Control | Large General |  | Winter Evening | % of Load | 1 | 2032 | 65535
| Base | C&I Curtailment | C&I Curtailment-Turnkey-Standard Lighting Control | Large General |  | Winter Evening | % of Load | 0 | 2032 | 65535
| Base | C&I Curtailment | C&I Curtailment-Turnkey-Water Heating Control | Large General |  | Winter Evening | % of Load | 1 | 2032 | 65535
| Base | C&I Curtailment | C&I Curtailment-Turnkey-Water Heating Control | Large General |  | Winter Evening | % of Load | 0 | 2032 | 65535
| Base | C&I Curtailment | C&I Curtailment-Turnkey-Other | Large General |  | Winter Evening | % of Load | 1 | 2032 | 65535
| Base | C&I Curtailment | C&I Curtailment-Turnkey-Other | Large General |  | Winter Evening | % of Load | 0 | 2032 | 65535
| Base | C&I Curtailment | DLC-Switch-Water Heating | Small Industrial |  | Winter Morning | % of Load | 1 | 2032 | 65535
| Base | C&I Curtailment | DLC-Switch-Water Heating | Small Industrial |  | Winter Morning | % of Load | 0 | 2032 | 65535
| Base | C&I Curtailment | DLC-BYOD-Water Heating | Small Industrial |  | Winter Morning | % of Load | 1 | 2032 | 65535
| Base | C&I Curtailment | DLC-BYOD-Water Heating | Small Industrial |  | Winter Morning | % of Load | 0 | 2032 | 65535
| Base | C&I Curtailment | DLC-Thermostat-DI-Central Heat Pump | Small Industrial |  | Winter Morning | % of Load | 1 | 2032 | 65535
| Base | C&I Curtailment | DLC-Thermostat-DI-Central Heat Pump | Small Industrial |  | Winter Morning | % of Load | 0 | 2032 | 65535
| Base | C&I Curtailment | DLC-Thermostat-BYOT-Central Heat Pump | Small Industrial |  | Winter Morning | % of Load | 1 | 2032 | 65535
| Base | C&I Curtailment | DLC-Thermostat-BYOT-Central Heat Pump | Small Industrial |  | Winter Morning | % of Load | 0 | 2032 | 65535
| Base | C&I Curtailment | DLC-Thermostat-HVAC | Small Industrial |  | Winter Morning | % of Load | 1 | 2032 | 65535
| Base | C&I Curtailment | DLC-Thermostat-HVAC | Small Industrial |  | Winter Morning | % of Load | 0 | 2032 | 65535
| Base | C&I Curtailment | DLC-Thermostat-DI-Baseboard Heating | Small Industrial |  | Winter Morning | % of Load | 1 | 2032 | 65535
| Base | C&I Curtailment | DLC-Thermostat-DI-Baseboard Heating | Small Industrial |  | Winter Morning | % of Load | 0 | 2032 | 65535
| Base | C&I Curtailment | DLC-Thermostat-BYOT-Baseboard Heating | Small Industrial |  | Winter Morning | % of Load | 1 | 2032 | 65535
| Base | C&I Curtailment | DLC-Thermostat-BYOT-Baseboard Heating | Small Industrial |  | Winter Morning | % of Load | 0 | 2032 | 65535
| Base | C&I Curtailment | DLC-Thermostat-DI-MSHP | Small Industrial |  | Winter Morning | % of Load | 1 | 2032 | 65535
| Base | C&I Curtailment | DLC-Thermostat-DI-MSHP | Small Industrial |  | Winter Morning | % of Load | 0 | 2032 | 65535
| Base | C&I Curtailment | DLC-Thermostat-BYOT-MSHP | Small Industrial |  | Winter Morning | % of Load | 1 | 2032 | 65535
| Base | C&I Curtailment | DLC-Thermostat-BYOT-MSHP | Small Industrial |  | Winter Morning | % of Load | 0 | 2032 | 65535
| Base | C&I Curtailment | C&I Curtailment-Turnkey-Manual HVAC Control | Small Industrial |  | Winter Morning | % of Load | 1 | 2032 | 65535
| Base | C&I Curtailment | C&I Curtailment-Turnkey-Manual HVAC Control | Small Industrial |  | Winter Morning | % of Load | 0 | 2032 | 65535
| Base | C&I Curtailment | C&I Curtailment-Turnkey-Auto-DR HVAC Control | Small Industrial |  | Winter Morning | % of Load | 1 | 2032 | 65535
| Base | C&I Curtailment | C&I Curtailment-Turnkey-Auto-DR HVAC Control | Small Industrial |  | Winter Morning | % of Load | 0 | 2032 | 65535
| Base | C&I Curtailment | C&I Curtailment-Turnkey-Standard Lighting Control | Small Industrial |  | Winter Morning | % of Load | 1 | 2032 | 65535
| Base | C&I Curtailment | C&I Curtailment-Turnkey-Standard Lighting Control | Small Industrial |  | Winter Morning | % of Load | 0 | 2032 | 65535
| Base | C&I Curtailment | C&I Curtailment-Turnkey-Advanced Lighting Control | Small Industrial |  | Winter Morning | % of Load | 1 | 2032 | 65535
| Base | C&I Curtailment | C&I Curtailment-Turnkey-Advanced Lighting Control | Small Industrial |  | Winter Morning | % of Load | 0 | 2032 | 65535
| Base | C&I Curtailment | C&I Curtailment-Turnkey-Water Heating Control | Small Industrial |  | Winter Morning | % of Load | 1 | 2032 | 65535
| Base | C&I Curtailment | C&I Curtailment-Turnkey-Water Heating Control | Small Industrial |  | Winter Morning | % of Load | 0 | 2032 | 65535
| Base | C&I Curtailment | C&I Curtailment-Turnkey-Other | Small Industrial |  | Winter Morning | % of Load | 1 | 2032 | 65535
| Base | C&I Curtailment | C&I Curtailment-Turnkey-Other | Small Industrial |  | Winter Morning | % of Load | 0 | 2032 | 65535
| Base | C&I Curtailment | C&I Curtailment-Turnkey-Industrial | Small Industrial |  | Winter Morning | % of Load | 1 | 2032 | 65535
| Base | C&I Curtailment | C&I Curtailment-Turnkey-Industrial | Small Industrial |  | Winter Morning | % of Load | 0 | 2032 | 65535
| Base | C&I Curtailment | DLC-Switch-Water Heating | Small Industrial |  | Winter Evening | % of Load | 1 | 2032 | 65535
| Base | C&I Curtailment | DLC-Switch-Water Heating | Small Industrial |  | Winter Evening | % of Load | 0 | 2032 | 65535
| Base | C&I Curtailment | DLC-BYOD-Water Heating | Small Industrial |  | Winter Evening | % of Load | 1 | 2032 | 65535
| Base | C&I Curtailment | DLC-BYOD-Water Heating | Small Industrial |  | Winter Evening | % of Load | 0 | 2032 | 65535
| Base | C&I Curtailment | DLC-Thermostat-DI-Central Heat Pump | Small Industrial |  | Winter Evening | % of Load | 1 | 2032 | 65535
| Base | C&I Curtailment | DLC-Thermostat-DI-Central Heat Pump | Small Industrial |  | Winter Evening | % of Load | 0 | 2032 | 65535
| Base | C&I Curtailment | DLC-Thermostat-BYOT-Central Heat Pump | Small Industrial |  | Winter Evening | % of Load | 1 | 2032 | 65535
| Base | C&I Curtailment | DLC-Thermostat-BYOT-Central Heat Pump | Small Industrial |  | Winter Evening | % of Load | 0 | 2032 | 65535
| Base | C&I Curtailment | DLC-Thermostat-HVAC | Small Industrial |  | Winter Evening | % of Load | 1 | 2032 | 65535
| Base | C&I Curtailment | DLC-Thermostat-HVAC | Small Industrial |  | Winter Evening | % of Load | 0 | 2032 | 65535
| Base | C&I Curtailment | DLC-Thermostat-DI-Baseboard Heating | Small Industrial |  | Winter Evening | % of Load | 1 | 2032 | 65535
| Base | C&I Curtailment | DLC-Thermostat-DI-Baseboard Heating | Small Industrial |  | Winter Evening | % of Load | 0 | 2032 | 65535
| Base | C&I Curtailment | DLC-Thermostat-BYOT-Baseboard Heating | Small Industrial |  | Winter Evening | % of Load | 1 | 2032 | 65535
| Base | C&I Curtailment | DLC-Thermostat-BYOT-Baseboard Heating | Small Industrial |  | Winter Evening | % of Load | 0 | 2032 | 65535
| Base | C&I Curtailment | DLC-Thermostat-DI-MSHP | Small Industrial |  | Winter Evening | % of Load | 1 | 2032 | 65535
| Base | C&I Curtailment | DLC-Thermostat-DI-MSHP | Small Industrial |  | Winter Evening | % of Load | 0 | 2032 | 65535
| Base | C&I Curtailment | DLC-Thermostat-BYOT-MSHP | Small Industrial |  | Winter Evening | % of Load | 1 | 2032 | 65535
| Base | C&I Curtailment | DLC-Thermostat-BYOT-MSHP | Small Industrial |  | Winter Evening | % of Load | 0 | 2032 | 65535
| Base | C&I Curtailment | C&I Curtailment-Turnkey-Manual HVAC Control | Small Industrial |  | Winter Evening | % of Load | 1 | 2032 | 65535
| Base | C&I Curtailment | C&I Curtailment-Turnkey-Manual HVAC Control | Small Industrial |  | Winter Evening | % of Load | 0 | 2032 | 65535
| Base | C&I Curtailment | C&I Curtailment-Turnkey-Auto-DR HVAC Control | Small Industrial |  | Winter Evening | % of Load | 1 | 2032 | 65535
| Base | C&I Curtailment | C&I Curtailment-Turnkey-Auto-DR HVAC Control | Small Industrial |  | Winter Evening | % of Load | 0 | 2032 | 65535
| Base | C&I Curtailment | C&I Curtailment-Turnkey-Standard Lighting Control | Small Industrial |  | Winter Evening | % of Load | 1 | 2032 | 65535
| Base | C&I Curtailment | C&I Curtailment-Turnkey-Standard Lighting Control | Small Industrial |  | Winter Evening | % of Load | 0 | 2032 | 65535
| Base | C&I Curtailment | C&I Curtailment-Turnkey-Advanced Lighting Control | Small Industrial |  | Winter Evening | % of Load | 1 | 2032 | 65535
| Base | C&I Curtailment | C&I Curtailment-Turnkey-Advanced Lighting Control | Small Industrial |  | Winter Evening | % of Load | 0 | 2032 | 65535
| Base | C&I Curtailment | C&I Curtailment-Turnkey-Water Heating Control | Small Industrial |  | Winter Evening | % of Load | 1 | 2032 | 65535
| Base | C&I Curtailment | C&I Curtailment-Turnkey-Water Heating Control | Small Industrial |  | Winter Evening | % of Load | 0 | 2032 | 65535
| Base | C&I Curtailment | C&I Curtailment-Turnkey-Other | Small Industrial |  | Winter Evening | % of Load | 1 | 2032 | 65535
| Base | C&I Curtailment | C&I Curtailment-Turnkey-Other | Small Industrial |  | Winter Evening | % of Load | 0 | 2032 | 65535
| Base | C&I Curtailment | C&I Curtailment-Turnkey-Industrial | Small Industrial |  | Winter Evening | % of Load | 1 | 2032 | 65535
| Base | C&I Curtailment | C&I Curtailment-Turnkey-Industrial | Small Industrial |  | Winter Evening | % of Load | 0 | 2032 | 65535
| Base | C&I Curtailment | DLC-Switch-Water Heating | Medium Industrial |  | Winter Morning | % of Load | 1 | 2032 | 65535
| Base | C&I Curtailment | DLC-Switch-Water Heating | Medium Industrial |  | Winter Morning | % of Load | 0 | 2032 | 65535
| Base | C&I Curtailment | DLC-BYOD-Water Heating | Medium Industrial |  | Winter Morning | % of Load | 1 | 2032 | 65535
| Base | C&I Curtailment | DLC-BYOD-Water Heating | Medium Industrial |  | Winter Morning | % of Load | 0 | 2032 | 65535
| Base | C&I Curtailment | DLC-Thermostat-DI-Central Heat Pump | Medium Industrial |  | Winter Morning | % of Load | 1 | 2032 | 65535
| Base | C&I Curtailment | DLC-Thermostat-DI-Central Heat Pump | Medium Industrial |  | Winter Morning | % of Load | 0 | 2032 | 65535
| Base | C&I Curtailment | DLC-Thermostat-BYOT-Central Heat Pump | Medium Industrial |  | Winter Morning | % of Load | 1 | 2032 | 65535
| Base | C&I Curtailment | DLC-Thermostat-BYOT-Central Heat Pump | Medium Industrial |  | Winter Morning | % of Load | 0 | 2032 | 65535
| Base | C&I Curtailment | DLC-Thermostat-HVAC | Medium Industrial |  | Winter Morning | % of Load | 1 | 2032 | 65535
| Base | C&I Curtailment | DLC-Thermostat-HVAC | Medium Industrial |  | Winter Morning | % of Load | 0 | 2032 | 65535
| Base | C&I Curtailment | DLC-Thermostat-DI-Baseboard Heating | Medium Industrial |  | Winter Morning | % of Load | 1 | 2032 | 65535
| Base | C&I Curtailment | DLC-Thermostat-DI-Baseboard Heating | Medium Industrial |  | Winter Morning | % of Load | 0 | 2032 | 65535
| Base | C&I Curtailment | DLC-Thermostat-BYOT-Baseboard Heating | Medium Industrial |  | Winter Morning | % of Load | 1 | 2032 | 65535
| Base | C&I Curtailment | DLC-Thermostat-BYOT-Baseboard Heating | Medium Industrial |  | Winter Morning | % of Load | 0 | 2032 | 65535
| Base | C&I Curtailment | DLC-Thermostat-DI-MSHP | Medium Industrial |  | Winter Morning | % of Load | 1 | 2032 | 65535
| Base | C&I Curtailment | DLC-Thermostat-DI-MSHP | Medium Industrial |  | Winter Morning | % of Load | 0 | 2032 | 65535
| Base | C&I Curtailment | DLC-Thermostat-BYOT-MSHP | Medium Industrial |  | Winter Morning | % of Load | 1 | 2032 | 65535
| Base | C&I Curtailment | DLC-Thermostat-BYOT-MSHP | Medium Industrial |  | Winter Morning | % of Load | 0 | 2032 | 65535
| Base | C&I Curtailment | C&I Curtailment-Turnkey-Manual HVAC Control | Medium Industrial |  | Winter Morning | % of Load | 1 | 2032 | 65535
| Base | C&I Curtailment | C&I Curtailment-Turnkey-Manual HVAC Control | Medium Industrial |  | Winter Morning | % of Load | 0 | 2032 | 65535
| Base | C&I Curtailment | C&I Curtailment-Turnkey-Auto-DR HVAC Control | Medium Industrial |  | Winter Morning | % of Load | 1 | 2032 | 65535
| Base | C&I Curtailment | C&I Curtailment-Turnkey-Auto-DR HVAC Control | Medium Industrial |  | Winter Morning | % of Load | 0 | 2032 | 65535
| Base | C&I Curtailment | C&I Curtailment-Turnkey-Standard Lighting Control | Medium Industrial |  | Winter Morning | % of Load | 1 | 2032 | 65535
| Base | C&I Curtailment | C&I Curtailment-Turnkey-Standard Lighting Control | Medium Industrial |  | Winter Morning | % of Load | 0 | 2032 | 65535
| Base | C&I Curtailment | C&I Curtailment-Turnkey-Advanced Lighting Control | Medium Industrial |  | Winter Morning | % of Load | 1 | 2032 | 65535
| Base | C&I Curtailment | C&I Curtailment-Turnkey-Advanced Lighting Control | Medium Industrial |  | Winter Morning | % of Load | 0 | 2032 | 65535
| Base | C&I Curtailment | C&I Curtailment-Turnkey-Water Heating Control | Medium Industrial |  | Winter Morning | % of Load | 1 | 2032 | 65535
| Base | C&I Curtailment | C&I Curtailment-Turnkey-Water Heating Control | Medium Industrial |  | Winter Morning | % of Load | 0 | 2032 | 65535
| Base | C&I Curtailment | C&I Curtailment-Turnkey-Other | Medium Industrial |  | Winter Morning | % of Load | 1 | 2032 | 65535
| Base | C&I Curtailment | C&I Curtailment-Turnkey-Other | Medium Industrial |  | Winter Morning | % of Load | 0 | 2032 | 65535
| Base | C&I Curtailment | DLC-Switch-Water Heating | Medium Industrial |  | Winter Evening | % of Load | 1 | 2032 | 65535
| Base | C&I Curtailment | DLC-Switch-Water Heating | Medium Industrial |  | Winter Evening | % of Load | 0 | 2032 | 65535
| Base | C&I Curtailment | DLC-BYOD-Water Heating | Medium Industrial |  | Winter Evening | % of Load | 1 | 2032 | 65535
| Base | C&I Curtailment | DLC-BYOD-Water Heating | Medium Industrial |  | Winter Evening | % of Load | 0 | 2032 | 65535
| Base | C&I Curtailment | DLC-Thermostat-DI-Central Heat Pump | Medium Industrial |  | Winter Evening | % of Load | 1 | 2032 | 65535
| Base | C&I Curtailment | DLC-Thermostat-DI-Central Heat Pump | Medium Industrial |  | Winter Evening | % of Load | 0 | 2032 | 65535
| Base | C&I Curtailment | DLC-Thermostat-BYOT-Central Heat Pump | Medium Industrial |  | Winter Evening | % of Load | 1 | 2032 | 65535
| Base | C&I Curtailment | DLC-Thermostat-BYOT-Central Heat Pump | Medium Industrial |  | Winter Evening | % of Load | 0 | 2032 | 65535
| Base | C&I Curtailment | DLC-Thermostat-HVAC | Medium Industrial |  | Winter Evening | % of Load | 1 | 2032 | 65535
| Base | C&I Curtailment | DLC-Thermostat-HVAC | Medium Industrial |  | Winter Evening | % of Load | 0 | 2032 | 65535
| Base | C&I Curtailment | DLC-Thermostat-DI-Baseboard Heating | Medium Industrial |  | Winter Evening | % of Load | 1 | 2032 | 65535
| Base | C&I Curtailment | DLC-Thermostat-DI-Baseboard Heating | Medium Industrial |  | Winter Evening | % of Load | 0 | 2032 | 65535
| Base | C&I Curtailment | DLC-Thermostat-BYOT-Baseboard Heating | Medium Industrial |  | Winter Evening | % of Load | 1 | 2032 | 65535
| Base | C&I Curtailment | DLC-Thermostat-BYOT-Baseboard Heating | Medium Industrial |  | Winter Evening | % of Load | 0 | 2032 | 65535
| Base | C&I Curtailment | DLC-Thermostat-DI-MSHP | Medium Industrial |  | Winter Evening | % of Load | 1 | 2032 | 65535
| Base | C&I Curtailment | DLC-Thermostat-DI-MSHP | Medium Industrial |  | Winter Evening | % of Load | 0 | 2032 | 65535
| Base | C&I Curtailment | DLC-Thermostat-BYOT-MSHP | Medium Industrial |  | Winter Evening | % of Load | 1 | 2032 | 65535
| Base | C&I Curtailment | DLC-Thermostat-BYOT-MSHP | Medium Industrial |  | Winter Evening | % of Load | 0 | 2032 | 65535
| Base | C&I Curtailment | C&I Curtailment-Turnkey-Manual HVAC Control | Medium Industrial |  | Winter Evening | % of Load | 1 | 2032 | 65535
| Base | C&I Curtailment | C&I Curtailment-Turnkey-Manual HVAC Control | Medium Industrial |  | Winter Evening | % of Load | 0 | 2032 | 65535
| Base | C&I Curtailment | C&I Curtailment-Turnkey-Auto-DR HVAC Control | Medium Industrial |  | Winter Evening | % of Load | 1 | 2032 | 65535
| Base | C&I Curtailment | C&I Curtailment-Turnkey-Auto-DR HVAC Control | Medium Industrial |  | Winter Evening | % of Load | 0 | 2032 | 65535
| Base | C&I Curtailment | C&I Curtailment-Turnkey-Standard Lighting Control | Medium Industrial |  | Winter Evening | % of Load | 1 | 2032 | 65535
| Base | C&I Curtailment | C&I Curtailment-Turnkey-Standard Lighting Control | Medium Industrial |  | Winter Evening | % of Load | 0 | 2032 | 65535
| Base | C&I Curtailment | C&I Curtailment-Turnkey-Advanced Lighting Control | Medium Industrial |  | Winter Evening | % of Load | 1 | 2032 | 65535
| Base | C&I Curtailment | C&I Curtailment-Turnkey-Advanced Lighting Control | Medium Industrial |  | Winter Evening | % of Load | 0 | 2032 | 65535
| Base | C&I Curtailment | C&I Curtailment-Turnkey-Water Heating Control | Medium Industrial |  | Winter Evening | % of Load | 1 | 2032 | 65535
| Base | C&I Curtailment | C&I Curtailment-Turnkey-Water Heating Control | Medium Industrial |  | Winter Evening | % of Load | 0 | 2032 | 65535
| Base | C&I Curtailment | C&I Curtailment-Turnkey-Other | Medium Industrial |  | Winter Evening | % of Load | 1 | 2032 | 65535
| Base | C&I Curtailment | C&I Curtailment-Turnkey-Other | Medium Industrial |  | Winter Evening | % of Load | 0 | 2032 | 65535
| Base | C&I Curtailment | C&I Curtailment-Turnkey-Manual HVAC Control | Large Industrial |  | Winter Morning | % of Load | 1 | 2032 | 65535
| Base | C&I Curtailment | C&I Curtailment-Turnkey-Manual HVAC Control | Large Industrial |  | Winter Morning | % of Load | 0 | 2032 | 65535
| Base | C&I Curtailment | C&I Curtailment-Turnkey-Auto-DR HVAC Control | Large Industrial |  | Winter Morning | % of Load | 1 | 2032 | 65535
| Base | C&I Curtailment | C&I Curtailment-Turnkey-Auto-DR HVAC Control | Large Industrial |  | Winter Morning | % of Load | 0 | 2032 | 65535
| Base | C&I Curtailment | C&I Curtailment-Turnkey-Standard Lighting Control | Large Industrial |  | Winter Morning | % of Load | 1 | 2032 | 65535
| Base | C&I Curtailment | C&I Curtailment-Turnkey-Standard Lighting Control | Large Industrial |  | Winter Morning | % of Load | 0 | 2032 | 65535
| Base | C&I Curtailment | C&I Curtailment-Turnkey-Water Heating Control | Large Industrial |  | Winter Morning | % of Load | 1 | 2032 | 65535
| Base | C&I Curtailment | C&I Curtailment-Turnkey-Water Heating Control | Large Industrial |  | Winter Morning | % of Load | 0 | 2032 | 65535
| Base | C&I Curtailment | C&I Curtailment-Turnkey-Other | Large Industrial |  | Winter Morning | % of Load | 1 | 2032 | 65535
| Base | C&I Curtailment | C&I Curtailment-Turnkey-Other | Large Industrial |  | Winter Morning | % of Load | 0 | 2032 | 65535
| Base | C&I Curtailment | C&I Curtailment-Turnkey-Industrial | Large Industrial |  | Winter Morning | % of Load | 1 | 2032 | 65535
| Base | C&I Curtailment | C&I Curtailment-Turnkey-Industrial | Large Industrial |  | Winter Morning | % of Load | 0 | 2032 | 65535
| Base | C&I Curtailment | C&I Curtailment-Turnkey-Manual HVAC Control | Large Industrial |  | Winter Evening | % of Load | 1 | 2032 | 65535
| Base | C&I Curtailment | C&I Curtailment-Turnkey-Manual HVAC Control | Large Industrial |  | Winter Evening | % of Load | 0 | 2032 | 65535
| Base | C&I Curtailment | C&I Curtailment-Turnkey-Auto-DR HVAC Control | Large Industrial |  | Winter Evening | % of Load | 1 | 2032 | 65535
| Base | C&I Curtailment | C&I Curtailment-Turnkey-Auto-DR HVAC Control | Large Industrial |  | Winter Evening | % of Load | 0 | 2032 | 65535
| Base | C&I Curtailment | C&I Curtailment-Turnkey-Standard Lighting Control | Large Industrial |  | Winter Evening | % of Load | 1 | 2032 | 65535
| Base | C&I Curtailment | C&I Curtailment-Turnkey-Standard Lighting Control | Large Industrial |  | Winter Evening | % of Load | 0 | 2032 | 65535
| Base | C&I Curtailment | C&I Curtailment-Turnkey-Water Heating Control | Large Industrial |  | Winter Evening | % of Load | 1 | 2032 | 65535
| Base | C&I Curtailment | C&I Curtailment-Turnkey-Water Heating Control | Large Industrial |  | Winter Evening | % of Load | 0 | 2032 | 65535
| Base | C&I Curtailment | C&I Curtailment-Turnkey-Other | Large Industrial |  | Winter Evening | % of Load | 1 | 2032 | 65535
| Base | C&I Curtailment | C&I Curtailment-Turnkey-Other | Large Industrial |  | Winter Evening | % of Load | 0 | 2032 | 65535
| Base | C&I Curtailment | C&I Curtailment-Turnkey-Industrial | Large Industrial |  | Winter Evening | % of Load | 1 | 2032 | 65535
| Base | C&I Curtailment | C&I Curtailment-Turnkey-Industrial | Large Industrial |  | Winter Evening | % of Load | 0 | 2032 | 65535
| Base | Dynamic Pricing | DLC-Switch-Water Heating | Small General |  | Winter Morning | % of Load | 1 | 2032 | 65535
| Base | Dynamic Pricing | DLC-Switch-Water Heating | Small General |  | Winter Morning | % of Load | 0 | 2032 | 65535
| Base | Dynamic Pricing | DLC-BYOD-Water Heating | Small General |  | Winter Morning | % of Load | 1 | 2032 | 65535
| Base | Dynamic Pricing | DLC-BYOD-Water Heating | Small General |  | Winter Morning | % of Load | 0 | 2032 | 65535
| Base | Dynamic Pricing | DLC-Thermostat-DI-Central Heat Pump | Small General |  | Winter Morning | % of Load | 1 | 2032 | 65535
| Base | Dynamic Pricing | DLC-Thermostat-DI-Central Heat Pump | Small General |  | Winter Morning | % of Load | 0 | 2032 | 65535
| Base | Dynamic Pricing | DLC-Thermostat-BYOT-Central Heat Pump | Small General |  | Winter Morning | % of Load | 1 | 2032 | 65535
| Base | Dynamic Pricing | DLC-Thermostat-BYOT-Central Heat Pump | Small General |  | Winter Morning | % of Load | 0 | 2032 | 65535
| Base | Dynamic Pricing | DLC-Thermostat-HVAC | Small General |  | Winter Morning | % of Load | 1 | 2032 | 65535
| Base | Dynamic Pricing | DLC-Thermostat-HVAC | Small General |  | Winter Morning | % of Load | 0 | 2032 | 65535
| Base | Dynamic Pricing | DLC-Thermostat-DI-Baseboard Heating | Small General |  | Winter Morning | % of Load | 1 | 2032 | 65535
| Base | Dynamic Pricing | DLC-Thermostat-DI-Baseboard Heating | Small General |  | Winter Morning | % of Load | 0 | 2032 | 65535
| Base | Dynamic Pricing | DLC-Thermostat-BYOT-Baseboard Heating | Small General |  | Winter Morning | % of Load | 1 | 2032 | 65535
| Base | Dynamic Pricing | DLC-Thermostat-BYOT-Baseboard Heating | Small General |  | Winter Morning | % of Load | 0 | 2032 | 65535
| Base | Dynamic Pricing | DLC-Thermostat-DI-MSHP | Small General |  | Winter Morning | % of Load | 1 | 2032 | 65535
| Base | Dynamic Pricing | DLC-Thermostat-DI-MSHP | Small General |  | Winter Morning | % of Load | 0 | 2032 | 65535
| Base | Dynamic Pricing | DLC-Thermostat-BYOT-MSHP | Small General |  | Winter Morning | % of Load | 1 | 2032 | 65535
| Base | Dynamic Pricing | DLC-Thermostat-BYOT-MSHP | Small General |  | Winter Morning | % of Load | 0 | 2032 | 65535
| Base | Dynamic Pricing | C&I Curtailment-Turnkey-Manual HVAC Control | Small General |  | Winter Morning | % of Load | 1 | 2032 | 65535
| Base | Dynamic Pricing | C&I Curtailment-Turnkey-Manual HVAC Control | Small General |  | Winter Morning | % of Load | 0 | 2032 | 65535
| Base | Dynamic Pricing | C&I Curtailment-Turnkey-Auto-DR HVAC Control | Small General |  | Winter Morning | % of Load | 1 | 2032 | 65535
| Base | Dynamic Pricing | C&I Curtailment-Turnkey-Auto-DR HVAC Control | Small General |  | Winter Morning | % of Load | 0 | 2032 | 65535
| Base | Dynamic Pricing | C&I Curtailment-Turnkey-Standard Lighting Control | Small General |  | Winter Morning | % of Load | 1 | 2032 | 65535
| Base | Dynamic Pricing | C&I Curtailment-Turnkey-Standard Lighting Control | Small General |  | Winter Morning | % of Load | 0 | 2032 | 65535
| Base | Dynamic Pricing | C&I Curtailment-Turnkey-Advanced Lighting Control | Small General |  | Winter Morning | % of Load | 1 | 2032 | 65535
| Base | Dynamic Pricing | C&I Curtailment-Turnkey-Advanced Lighting Control | Small General |  | Winter Morning | % of Load | 0 | 2032 | 65535
| Base | Dynamic Pricing | C&I Curtailment-Turnkey-Water Heating Control | Small General |  | Winter Morning | % of Load | 1 | 2032 | 65535
| Base | Dynamic Pricing | C&I Curtailment-Turnkey-Water Heating Control | Small General |  | Winter Morning | % of Load | 0 | 2032 | 65535
| Base | Dynamic Pricing | C&I Curtailment-Turnkey-Other | Small General |  | Winter Morning | % of Load | 1 | 2032 | 65535
| Base | Dynamic Pricing | C&I Curtailment-Turnkey-Other | Small General |  | Winter Morning | % of Load | 0 | 2032 | 65535
| Base | Dynamic Pricing | Dynamic Pricing with enabling tech. | Small General |  | Winter Morning | % of Load | 1 | 2032 | 65535
| Base | Dynamic Pricing | Dynamic Pricing with enabling tech. | Small General |  | Winter Morning | % of Load | 0 | 2032 | 65535
| Base | Dynamic Pricing | Dynamic Pricing w/o enabling tech. | Small General |  | Winter Morning | % of Load | 1 | 2032 | 65535
| Base | Dynamic Pricing | Dynamic Pricing w/o enabling tech. | Small General |  | Winter Morning | % of Load | 0 | 2032 | 65535
| Base | Dynamic Pricing | DLC-Switch-Water Heating | Small General |  | Winter Evening | % of Load | 1 | 2032 | 65535
| Base | Dynamic Pricing | DLC-Switch-Water Heating | Small General |  | Winter Evening | % of Load | 0 | 2032 | 65535
| Base | Dynamic Pricing | DLC-BYOD-Water Heating | Small General |  | Winter Evening | % of Load | 1 | 2032 | 65535
| Base | Dynamic Pricing | DLC-BYOD-Water Heating | Small General |  | Winter Evening | % of Load | 0 | 2032 | 65535
| Base | Dynamic Pricing | DLC-Thermostat-DI-Central Heat Pump | Small General |  | Winter Evening | % of Load | 1 | 2032 | 65535
| Base | Dynamic Pricing | DLC-Thermostat-DI-Central Heat Pump | Small General |  | Winter Evening | % of Load | 0 | 2032 | 65535
| Base | Dynamic Pricing | DLC-Thermostat-BYOT-Central Heat Pump | Small General |  | Winter Evening | % of Load | 1 | 2032 | 65535
| Base | Dynamic Pricing | DLC-Thermostat-BYOT-Central Heat Pump | Small General |  | Winter Evening | % of Load | 0 | 2032 | 65535
| Base | Dynamic Pricing | DLC-Thermostat-HVAC | Small General |  | Winter Evening | % of Load | 1 | 2032 | 65535
| Base | Dynamic Pricing | DLC-Thermostat-HVAC | Small General |  | Winter Evening | % of Load | 0 | 2032 | 65535
| Base | Dynamic Pricing | DLC-Thermostat-DI-Baseboard Heating | Small General |  | Winter Evening | % of Load | 1 | 2032 | 65535
| Base | Dynamic Pricing | DLC-Thermostat-DI-Baseboard Heating | Small General |  | Winter Evening | % of Load | 0 | 2032 | 65535
| Base | Dynamic Pricing | DLC-Thermostat-BYOT-Baseboard Heating | Small General |  | Winter Evening | % of Load | 1 | 2032 | 65535
| Base | Dynamic Pricing | DLC-Thermostat-BYOT-Baseboard Heating | Small General |  | Winter Evening | % of Load | 0 | 2032 | 65535
| Base | Dynamic Pricing | DLC-Thermostat-DI-MSHP | Small General |  | Winter Evening | % of Load | 1 | 2032 | 65535
| Base | Dynamic Pricing | DLC-Thermostat-DI-MSHP | Small General |  | Winter Evening | % of Load | 0 | 2032 | 65535
| Base | Dynamic Pricing | DLC-Thermostat-BYOT-MSHP | Small General |  | Winter Evening | % of Load | 1 | 2032 | 65535
| Base | Dynamic Pricing | DLC-Thermostat-BYOT-MSHP | Small General |  | Winter Evening | % of Load | 0 | 2032 | 65535
| Base | Dynamic Pricing | C&I Curtailment-Turnkey-Manual HVAC Control | Small General |  | Winter Evening | % of Load | 1 | 2032 | 65535
| Base | Dynamic Pricing | C&I Curtailment-Turnkey-Manual HVAC Control | Small General |  | Winter Evening | % of Load | 0 | 2032 | 65535
| Base | Dynamic Pricing | C&I Curtailment-Turnkey-Auto-DR HVAC Control | Small General |  | Winter Evening | % of Load | 1 | 2032 | 65535
| Base | Dynamic Pricing | C&I Curtailment-Turnkey-Auto-DR HVAC Control | Small General |  | Winter Evening | % of Load | 0 | 2032 | 65535
| Base | Dynamic Pricing | C&I Curtailment-Turnkey-Standard Lighting Control | Small General |  | Winter Evening | % of Load | 1 | 2032 | 65535
| Base | Dynamic Pricing | C&I Curtailment-Turnkey-Standard Lighting Control | Small General |  | Winter Evening | % of Load | 0 | 2032 | 65535
| Base | Dynamic Pricing | C&I Curtailment-Turnkey-Advanced Lighting Control | Small General |  | Winter Evening | % of Load | 1 | 2032 | 65535
| Base | Dynamic Pricing | C&I Curtailment-Turnkey-Advanced Lighting Control | Small General |  | Winter Evening | % of Load | 0 | 2032 | 65535
| Base | Dynamic Pricing | C&I Curtailment-Turnkey-Water Heating Control | Small General |  | Winter Evening | % of Load | 1 | 2032 | 65535
| Base | Dynamic Pricing | C&I Curtailment-Turnkey-Water Heating Control | Small General |  | Winter Evening | % of Load | 0 | 2032 | 65535
| Base | Dynamic Pricing | C&I Curtailment-Turnkey-Other | Small General |  | Winter Evening | % of Load | 1 | 2032 | 65535
| Base | Dynamic Pricing | C&I Curtailment-Turnkey-Other | Small General |  | Winter Evening | % of Load | 0 | 2032 | 65535
| Base | Dynamic Pricing | Dynamic Pricing with enabling tech. | Small General |  | Winter Evening | % of Load | 1 | 2032 | 65535
| Base | Dynamic Pricing | Dynamic Pricing with enabling tech. | Small General |  | Winter Evening | % of Load | 0 | 2032 | 65535
| Base | Dynamic Pricing | Dynamic Pricing w/o enabling tech. | Small General |  | Winter Evening | % of Load | 1 | 2032 | 65535
| Base | Dynamic Pricing | Dynamic Pricing w/o enabling tech. | Small General |  | Winter Evening | % of Load | 0 | 2032 | 65535
| Base | Dynamic Pricing | DLC-Switch-Water Heating | General |  | Winter Morning | % of Load | 1 | 2032 | 65535
| Base | Dynamic Pricing | DLC-Switch-Water Heating | General |  | Winter Morning | % of Load | 0 | 2032 | 65535
| Base | Dynamic Pricing | DLC-BYOD-Water Heating | General |  | Winter Morning | % of Load | 1 | 2032 | 65535
| Base | Dynamic Pricing | DLC-BYOD-Water Heating | General |  | Winter Morning | % of Load | 0 | 2032 | 65535
| Base | Dynamic Pricing | DLC-Thermostat-DI-Central Heat Pump | General |  | Winter Morning | % of Load | 1 | 2032 | 65535
| Base | Dynamic Pricing | DLC-Thermostat-DI-Central Heat Pump | General |  | Winter Morning | % of Load | 0 | 2032 | 65535
| Base | Dynamic Pricing | DLC-Thermostat-BYOT-Central Heat Pump | General |  | Winter Morning | % of Load | 1 | 2032 | 65535
| Base | Dynamic Pricing | DLC-Thermostat-BYOT-Central Heat Pump | General |  | Winter Morning | % of Load | 0 | 2032 | 65535
| Base | Dynamic Pricing | DLC-Thermostat-HVAC | General |  | Winter Morning | % of Load | 1 | 2032 | 65535
| Base | Dynamic Pricing | DLC-Thermostat-HVAC | General |  | Winter Morning | % of Load | 0 | 2032 | 65535
| Base | Dynamic Pricing | DLC-Thermostat-DI-Baseboard Heating | General |  | Winter Morning | % of Load | 1 | 2032 | 65535
| Base | Dynamic Pricing | DLC-Thermostat-DI-Baseboard Heating | General |  | Winter Morning | % of Load | 0 | 2032 | 65535
| Base | Dynamic Pricing | DLC-Thermostat-BYOT-Baseboard Heating | General |  | Winter Morning | % of Load | 1 | 2032 | 65535
| Base | Dynamic Pricing | DLC-Thermostat-BYOT-Baseboard Heating | General |  | Winter Morning | % of Load | 0 | 2032 | 65535
| Base | Dynamic Pricing | DLC-Thermostat-DI-MSHP | General |  | Winter Morning | % of Load | 1 | 2032 | 65535
| Base | Dynamic Pricing | DLC-Thermostat-DI-MSHP | General |  | Winter Morning | % of Load | 0 | 2032 | 65535
| Base | Dynamic Pricing | DLC-Thermostat-BYOT-MSHP | General |  | Winter Morning | % of Load | 1 | 2032 | 65535
| Base | Dynamic Pricing | DLC-Thermostat-BYOT-MSHP | General |  | Winter Morning | % of Load | 0 | 2032 | 65535
| Base | Dynamic Pricing | C&I Curtailment-Turnkey-Manual HVAC Control | General |  | Winter Morning | % of Load | 1 | 2032 | 65535
| Base | Dynamic Pricing | C&I Curtailment-Turnkey-Manual HVAC Control | General |  | Winter Morning | % of Load | 0 | 2032 | 65535
| Base | Dynamic Pricing | C&I Curtailment-Turnkey-Auto-DR HVAC Control | General |  | Winter Morning | % of Load | 1 | 2032 | 65535
| Base | Dynamic Pricing | C&I Curtailment-Turnkey-Auto-DR HVAC Control | General |  | Winter Morning | % of Load | 0 | 2032 | 65535
| Base | Dynamic Pricing | C&I Curtailment-Turnkey-Standard Lighting Control | General |  | Winter Morning | % of Load | 1 | 2032 | 65535
| Base | Dynamic Pricing | C&I Curtailment-Turnkey-Standard Lighting Control | General |  | Winter Morning | % of Load | 0 | 2032 | 65535
| Base | Dynamic Pricing | C&I Curtailment-Turnkey-Advanced Lighting Control | General |  | Winter Morning | % of Load | 1 | 2032 | 65535
| Base | Dynamic Pricing | C&I Curtailment-Turnkey-Advanced Lighting Control | General |  | Winter Morning | % of Load | 0 | 2032 | 65535
| Base | Dynamic Pricing | C&I Curtailment-Turnkey-Water Heating Control | General |  | Winter Morning | % of Load | 1 | 2032 | 65535
| Base | Dynamic Pricing | C&I Curtailment-Turnkey-Water Heating Control | General |  | Winter Morning | % of Load | 0 | 2032 | 65535
| Base | Dynamic Pricing | C&I Curtailment-Turnkey-Other | General |  | Winter Morning | % of Load | 1 | 2032 | 65535
| Base | Dynamic Pricing | C&I Curtailment-Turnkey-Other | General |  | Winter Morning | % of Load | 0 | 2032 | 65535
| Base | Dynamic Pricing | Dynamic Pricing with enabling tech. | General |  | Winter Morning | % of Load | 1 | 2032 | 65535
| Base | Dynamic Pricing | Dynamic Pricing with enabling tech. | General |  | Winter Morning | % of Load | 0 | 2032 | 65535
| Base | Dynamic Pricing | Dynamic Pricing w/o enabling tech. | General |  | Winter Morning | % of Load | 1 | 2032 | 65535
| Base | Dynamic Pricing | Dynamic Pricing w/o enabling tech. | General |  | Winter Morning | % of Load | 0 | 2032 | 65535
| Base | Dynamic Pricing | DLC-Switch-Water Heating | General |  | Winter Evening | % of Load | 1 | 2032 | 65535
| Base | Dynamic Pricing | DLC-Switch-Water Heating | General |  | Winter Evening | % of Load | 0 | 2032 | 65535
| Base | Dynamic Pricing | DLC-BYOD-Water Heating | General |  | Winter Evening | % of Load | 1 | 2032 | 65535
| Base | Dynamic Pricing | DLC-BYOD-Water Heating | General |  | Winter Evening | % of Load | 0 | 2032 | 65535
| Base | Dynamic Pricing | DLC-Thermostat-DI-Central Heat Pump | General |  | Winter Evening | % of Load | 1 | 2032 | 65535
| Base | Dynamic Pricing | DLC-Thermostat-DI-Central Heat Pump | General |  | Winter Evening | % of Load | 0 | 2032 | 65535
| Base | Dynamic Pricing | DLC-Thermostat-BYOT-Central Heat Pump | General |  | Winter Evening | % of Load | 1 | 2032 | 65535
| Base | Dynamic Pricing | DLC-Thermostat-BYOT-Central Heat Pump | General |  | Winter Evening | % of Load | 0 | 2032 | 65535
| Base | Dynamic Pricing | DLC-Thermostat-HVAC | General |  | Winter Evening | % of Load | 1 | 2032 | 65535
| Base | Dynamic Pricing | DLC-Thermostat-HVAC | General |  | Winter Evening | % of Load | 0 | 2032 | 65535
| Base | Dynamic Pricing | DLC-Thermostat-DI-Baseboard Heating | General |  | Winter Evening | % of Load | 1 | 2032 | 65535
| Base | Dynamic Pricing | DLC-Thermostat-DI-Baseboard Heating | General |  | Winter Evening | % of Load | 0 | 2032 | 65535
| Base | Dynamic Pricing | DLC-Thermostat-BYOT-Baseboard Heating | General |  | Winter Evening | % of Load | 1 | 2032 | 65535
| Base | Dynamic Pricing | DLC-Thermostat-BYOT-Baseboard Heating | General |  | Winter Evening | % of Load | 0 | 2032 | 65535
| Base | Dynamic Pricing | DLC-Thermostat-DI-MSHP | General |  | Winter Evening | % of Load | 1 | 2032 | 65535
| Base | Dynamic Pricing | DLC-Thermostat-DI-MSHP | General |  | Winter Evening | % of Load | 0 | 2032 | 65535
| Base | Dynamic Pricing | DLC-Thermostat-BYOT-MSHP | General |  | Winter Evening | % of Load | 1 | 2032 | 65535
| Base | Dynamic Pricing | DLC-Thermostat-BYOT-MSHP | General |  | Winter Evening | % of Load | 0 | 2032 | 65535
| Base | Dynamic Pricing | C&I Curtailment-Turnkey-Manual HVAC Control | General |  | Winter Evening | % of Load | 1 | 2032 | 65535
| Base | Dynamic Pricing | C&I Curtailment-Turnkey-Manual HVAC Control | General |  | Winter Evening | % of Load | 0 | 2032 | 65535
| Base | Dynamic Pricing | C&I Curtailment-Turnkey-Auto-DR HVAC Control | General |  | Winter Evening | % of Load | 1 | 2032 | 65535
| Base | Dynamic Pricing | C&I Curtailment-Turnkey-Auto-DR HVAC Control | General |  | Winter Evening | % of Load | 0 | 2032 | 65535
| Base | Dynamic Pricing | C&I Curtailment-Turnkey-Standard Lighting Control | General |  | Winter Evening | % of Load | 1 | 2032 | 65535
| Base | Dynamic Pricing | C&I Curtailment-Turnkey-Standard Lighting Control | General |  | Winter Evening | % of Load | 0 | 2032 | 65535
| Base | Dynamic Pricing | C&I Curtailment-Turnkey-Advanced Lighting Control | General |  | Winter Evening | % of Load | 1 | 2032 | 65535
| Base | Dynamic Pricing | C&I Curtailment-Turnkey-Advanced Lighting Control | General |  | Winter Evening | % of Load | 0 | 2032 | 65535
| Base | Dynamic Pricing | C&I Curtailment-Turnkey-Water Heating Control | General |  | Winter Evening | % of Load | 1 | 2032 | 65535
| Base | Dynamic Pricing | C&I Curtailment-Turnkey-Water Heating Control | General |  | Winter Evening | % of Load | 0 | 2032 | 65535
| Base | Dynamic Pricing | C&I Curtailment-Turnkey-Other | General |  | Winter Evening | % of Load | 1 | 2032 | 65535
| Base | Dynamic Pricing | C&I Curtailment-Turnkey-Other | General |  | Winter Evening | % of Load | 0 | 2032 | 65535
| Base | Dynamic Pricing | Dynamic Pricing with enabling tech. | General |  | Winter Evening | % of Load | 1 | 2032 | 65535
| Base | Dynamic Pricing | Dynamic Pricing with enabling tech. | General |  | Winter Evening | % of Load | 0 | 2032 | 65535
| Base | Dynamic Pricing | Dynamic Pricing w/o enabling tech. | General |  | Winter Evening | % of Load | 1 | 2032 | 65535
| Base | Dynamic Pricing | Dynamic Pricing w/o enabling tech. | General |  | Winter Evening | % of Load | 0 | 2032 | 65535
| Base | Dynamic Pricing | Dynamic Pricing with enabling tech. | Large General |  | Winter Morning | % of Load | 1 | 2032 | 65535
| Base | Dynamic Pricing | Dynamic Pricing with enabling tech. | Large General |  | Winter Morning | % of Load | 0 | 2032 | 65535
| Base | Dynamic Pricing | Dynamic Pricing w/o enabling tech. | Large General |  | Winter Morning | % of Load | 1 | 2032 | 65535
| Base | Dynamic Pricing | Dynamic Pricing w/o enabling tech. | Large General |  | Winter Morning | % of Load | 0 | 2032 | 65535
| Base | Dynamic Pricing | Dynamic Pricing with enabling tech. | Large General |  | Winter Evening | % of Load | 1 | 2032 | 65535
| Base | Dynamic Pricing | Dynamic Pricing with enabling tech. | Large General |  | Winter Evening | % of Load | 0 | 2032 | 65535
| Base | Dynamic Pricing | Dynamic Pricing w/o enabling tech. | Large General |  | Winter Evening | % of Load | 1 | 2032 | 65535
| Base | Dynamic Pricing | Dynamic Pricing w/o enabling tech. | Large General |  | Winter Evening | % of Load | 0 | 2032 | 65535
| Base | Dynamic Pricing | DLC-Switch-Water Heating | Small Industrial |  | Winter Morning | % of Load | 1 | 2032 | 65535
| Base | Dynamic Pricing | DLC-Switch-Water Heating | Small Industrial |  | Winter Morning | % of Load | 0 | 2032 | 65535
| Base | Dynamic Pricing | DLC-BYOD-Water Heating | Small Industrial |  | Winter Morning | % of Load | 1 | 2032 | 65535
| Base | Dynamic Pricing | DLC-BYOD-Water Heating | Small Industrial |  | Winter Morning | % of Load | 0 | 2032 | 65535
| Base | Dynamic Pricing | DLC-Thermostat-DI-Central Heat Pump | Small Industrial |  | Winter Morning | % of Load | 1 | 2032 | 65535
| Base | Dynamic Pricing | DLC-Thermostat-DI-Central Heat Pump | Small Industrial |  | Winter Morning | % of Load | 0 | 2032 | 65535
| Base | Dynamic Pricing | DLC-Thermostat-BYOT-Central Heat Pump | Small Industrial |  | Winter Morning | % of Load | 1 | 2032 | 65535
| Base | Dynamic Pricing | DLC-Thermostat-BYOT-Central Heat Pump | Small Industrial |  | Winter Morning | % of Load | 0 | 2032 | 65535
| Base | Dynamic Pricing | DLC-Thermostat-HVAC | Small Industrial |  | Winter Morning | % of Load | 1 | 2032 | 65535
| Base | Dynamic Pricing | DLC-Thermostat-HVAC | Small Industrial |  | Winter Morning | % of Load | 0 | 2032 | 65535
| Base | Dynamic Pricing | DLC-Thermostat-DI-Baseboard Heating | Small Industrial |  | Winter Morning | % of Load | 1 | 2032 | 65535
| Base | Dynamic Pricing | DLC-Thermostat-DI-Baseboard Heating | Small Industrial |  | Winter Morning | % of Load | 0 | 2032 | 65535
| Base | Dynamic Pricing | DLC-Thermostat-BYOT-Baseboard Heating | Small Industrial |  | Winter Morning | % of Load | 1 | 2032 | 65535
| Base | Dynamic Pricing | DLC-Thermostat-BYOT-Baseboard Heating | Small Industrial |  | Winter Morning | % of Load | 0 | 2032 | 65535
| Base | Dynamic Pricing | DLC-Thermostat-DI-MSHP | Small Industrial |  | Winter Morning | % of Load | 1 | 2032 | 65535
| Base | Dynamic Pricing | DLC-Thermostat-DI-MSHP | Small Industrial |  | Winter Morning | % of Load | 0 | 2032 | 65535
| Base | Dynamic Pricing | DLC-Thermostat-BYOT-MSHP | Small Industrial |  | Winter Morning | % of Load | 1 | 2032 | 65535
| Base | Dynamic Pricing | DLC-Thermostat-BYOT-MSHP | Small Industrial |  | Winter Morning | % of Load | 0 | 2032 | 65535
| Base | Dynamic Pricing | C&I Curtailment-Turnkey-Manual HVAC Control | Small Industrial |  | Winter Morning | % of Load | 1 | 2032 | 65535
| Base | Dynamic Pricing | C&I Curtailment-Turnkey-Manual HVAC Control | Small Industrial |  | Winter Morning | % of Load | 0 | 2032 | 65535
| Base | Dynamic Pricing | C&I Curtailment-Turnkey-Auto-DR HVAC Control | Small Industrial |  | Winter Morning | % of Load | 1 | 2032 | 65535
| Base | Dynamic Pricing | C&I Curtailment-Turnkey-Auto-DR HVAC Control | Small Industrial |  | Winter Morning | % of Load | 0 | 2032 | 65535
| Base | Dynamic Pricing | C&I Curtailment-Turnkey-Standard Lighting Control | Small Industrial |  | Winter Morning | % of Load | 1 | 2032 | 65535
| Base | Dynamic Pricing | C&I Curtailment-Turnkey-Standard Lighting Control | Small Industrial |  | Winter Morning | % of Load | 0 | 2032 | 65535
| Base | Dynamic Pricing | C&I Curtailment-Turnkey-Advanced Lighting Control | Small Industrial |  | Winter Morning | % of Load | 1 | 2032 | 65535
| Base | Dynamic Pricing | C&I Curtailment-Turnkey-Advanced Lighting Control | Small Industrial |  | Winter Morning | % of Load | 0 | 2032 | 65535
| Base | Dynamic Pricing | C&I Curtailment-Turnkey-Water Heating Control | Small Industrial |  | Winter Morning | % of Load | 1 | 2032 | 65535
| Base | Dynamic Pricing | C&I Curtailment-Turnkey-Water Heating Control | Small Industrial |  | Winter Morning | % of Load | 0 | 2032 | 65535
| Base | Dynamic Pricing | C&I Curtailment-Turnkey-Other | Small Industrial |  | Winter Morning | % of Load | 1 | 2032 | 65535
| Base | Dynamic Pricing | C&I Curtailment-Turnkey-Other | Small Industrial |  | Winter Morning | % of Load | 0 | 2032 | 65535
| Base | Dynamic Pricing | C&I Curtailment-Turnkey-Industrial | Small Industrial |  | Winter Morning | % of Load | 1 | 2032 | 65535
| Base | Dynamic Pricing | C&I Curtailment-Turnkey-Industrial | Small Industrial |  | Winter Morning | % of Load | 0 | 2032 | 65535
| Base | Dynamic Pricing | Dynamic Pricing with enabling tech. | Small Industrial |  | Winter Morning | % of Load | 1 | 2032 | 65535
| Base | Dynamic Pricing | Dynamic Pricing with enabling tech. | Small Industrial |  | Winter Morning | % of Load | 0 | 2032 | 65535
| Base | Dynamic Pricing | Dynamic Pricing w/o enabling tech. | Small Industrial |  | Winter Morning | % of Load | 1 | 2032 | 65535
| Base | Dynamic Pricing | Dynamic Pricing w/o enabling tech. | Small Industrial |  | Winter Morning | % of Load | 0 | 2032 | 65535
| Base | Dynamic Pricing | DLC-Switch-Water Heating | Small Industrial |  | Winter Evening | % of Load | 1 | 2032 | 65535
| Base | Dynamic Pricing | DLC-Switch-Water Heating | Small Industrial |  | Winter Evening | % of Load | 0 | 2032 | 65535
| Base | Dynamic Pricing | DLC-BYOD-Water Heating | Small Industrial |  | Winter Evening | % of Load | 1 | 2032 | 65535
| Base | Dynamic Pricing | DLC-BYOD-Water Heating | Small Industrial |  | Winter Evening | % of Load | 0 | 2032 | 65535
| Base | Dynamic Pricing | DLC-Thermostat-DI-Central Heat Pump | Small Industrial |  | Winter Evening | % of Load | 1 | 2032 | 65535
| Base | Dynamic Pricing | DLC-Thermostat-DI-Central Heat Pump | Small Industrial |  | Winter Evening | % of Load | 0 | 2032 | 65535
| Base | Dynamic Pricing | DLC-Thermostat-BYOT-Central Heat Pump | Small Industrial |  | Winter Evening | % of Load | 1 | 2032 | 65535
| Base | Dynamic Pricing | DLC-Thermostat-BYOT-Central Heat Pump | Small Industrial |  | Winter Evening | % of Load | 0 | 2032 | 65535
| Base | Dynamic Pricing | DLC-Thermostat-HVAC | Small Industrial |  | Winter Evening | % of Load | 1 | 2032 | 65535
| Base | Dynamic Pricing | DLC-Thermostat-HVAC | Small Industrial |  | Winter Evening | % of Load | 0 | 2032 | 65535
| Base | Dynamic Pricing | DLC-Thermostat-DI-Baseboard Heating | Small Industrial |  | Winter Evening | % of Load | 1 | 2032 | 65535
| Base | Dynamic Pricing | DLC-Thermostat-DI-Baseboard Heating | Small Industrial |  | Winter Evening | % of Load | 0 | 2032 | 65535
| Base | Dynamic Pricing | DLC-Thermostat-BYOT-Baseboard Heating | Small Industrial |  | Winter Evening | % of Load | 1 | 2032 | 65535
| Base | Dynamic Pricing | DLC-Thermostat-BYOT-Baseboard Heating | Small Industrial |  | Winter Evening | % of Load | 0 | 2032 | 65535
| Base | Dynamic Pricing | DLC-Thermostat-DI-MSHP | Small Industrial |  | Winter Evening | % of Load | 1 | 2032 | 65535
| Base | Dynamic Pricing | DLC-Thermostat-DI-MSHP | Small Industrial |  | Winter Evening | % of Load | 0 | 2032 | 65535
| Base | Dynamic Pricing | DLC-Thermostat-BYOT-MSHP | Small Industrial |  | Winter Evening | % of Load | 1 | 2032 | 65535
| Base | Dynamic Pricing | DLC-Thermostat-BYOT-MSHP | Small Industrial |  | Winter Evening | % of Load | 0 | 2032 | 65535
| Base | Dynamic Pricing | C&I Curtailment-Turnkey-Manual HVAC Control | Small Industrial |  | Winter Evening | % of Load | 1 | 2032 | 65535
| Base | Dynamic Pricing | C&I Curtailment-Turnkey-Manual HVAC Control | Small Industrial |  | Winter Evening | % of Load | 0 | 2032 | 65535
| Base | Dynamic Pricing | C&I Curtailment-Turnkey-Auto-DR HVAC Control | Small Industrial |  | Winter Evening | % of Load | 1 | 2032 | 65535
| Base | Dynamic Pricing | C&I Curtailment-Turnkey-Auto-DR HVAC Control | Small Industrial |  | Winter Evening | % of Load | 0 | 2032 | 65535
| Base | Dynamic Pricing | C&I Curtailment-Turnkey-Standard Lighting Control | Small Industrial |  | Winter Evening | % of Load | 1 | 2032 | 65535
| Base | Dynamic Pricing | C&I Curtailment-Turnkey-Standard Lighting Control | Small Industrial |  | Winter Evening | % of Load | 0 | 2032 | 65535
| Base | Dynamic Pricing | C&I Curtailment-Turnkey-Advanced Lighting Control | Small Industrial |  | Winter Evening | % of Load | 1 | 2032 | 65535
| Base | Dynamic Pricing | C&I Curtailment-Turnkey-Advanced Lighting Control | Small Industrial |  | Winter Evening | % of Load | 0 | 2032 | 65535
| Base | Dynamic Pricing | C&I Curtailment-Turnkey-Water Heating Control | Small Industrial |  | Winter Evening | % of Load | 1 | 2032 | 65535
| Base | Dynamic Pricing | C&I Curtailment-Turnkey-Water Heating Control | Small Industrial |  | Winter Evening | % of Load | 0 | 2032 | 65535
| Base | Dynamic Pricing | C&I Curtailment-Turnkey-Other | Small Industrial |  | Winter Evening | % of Load | 1 | 2032 | 65535
| Base | Dynamic Pricing | C&I Curtailment-Turnkey-Other | Small Industrial |  | Winter Evening | % of Load | 0 | 2032 | 65535
| Base | Dynamic Pricing | C&I Curtailment-Turnkey-Industrial | Small Industrial |  | Winter Evening | % of Load | 1 | 2032 | 65535
| Base | Dynamic Pricing | C&I Curtailment-Turnkey-Industrial | Small Industrial |  | Winter Evening | % of Load | 0 | 2032 | 65535
| Base | Dynamic Pricing | Dynamic Pricing with enabling tech. | Small Industrial |  | Winter Evening | % of Load | 1 | 2032 | 65535
| Base | Dynamic Pricing | Dynamic Pricing with enabling tech. | Small Industrial |  | Winter Evening | % of Load | 0 | 2032 | 65535
| Base | Dynamic Pricing | Dynamic Pricing w/o enabling tech. | Small Industrial |  | Winter Evening | % of Load | 1 | 2032 | 65535
| Base | Dynamic Pricing | Dynamic Pricing w/o enabling tech. | Small Industrial |  | Winter Evening | % of Load | 0 | 2032 | 65535
| Base | Dynamic Pricing | DLC-Switch-Water Heating | Medium Industrial |  | Winter Morning | % of Load | 1 | 2032 | 65535
| Base | Dynamic Pricing | DLC-Switch-Water Heating | Medium Industrial |  | Winter Morning | % of Load | 0 | 2032 | 65535
| Base | Dynamic Pricing | DLC-BYOD-Water Heating | Medium Industrial |  | Winter Morning | % of Load | 1 | 2032 | 65535
| Base | Dynamic Pricing | DLC-BYOD-Water Heating | Medium Industrial |  | Winter Morning | % of Load | 0 | 2032 | 65535
| Base | Dynamic Pricing | DLC-Thermostat-DI-Central Heat Pump | Medium Industrial |  | Winter Morning | % of Load | 1 | 2032 | 65535
| Base | Dynamic Pricing | DLC-Thermostat-DI-Central Heat Pump | Medium Industrial |  | Winter Morning | % of Load | 0 | 2032 | 65535
| Base | Dynamic Pricing | DLC-Thermostat-BYOT-Central Heat Pump | Medium Industrial |  | Winter Morning | % of Load | 1 | 2032 | 65535
| Base | Dynamic Pricing | DLC-Thermostat-BYOT-Central Heat Pump | Medium Industrial |  | Winter Morning | % of Load | 0 | 2032 | 65535
| Base | Dynamic Pricing | DLC-Thermostat-HVAC | Medium Industrial |  | Winter Morning | % of Load | 1 | 2032 | 65535
| Base | Dynamic Pricing | DLC-Thermostat-HVAC | Medium Industrial |  | Winter Morning | % of Load | 0 | 2032 | 65535
| Base | Dynamic Pricing | DLC-Thermostat-DI-Baseboard Heating | Medium Industrial |  | Winter Morning | % of Load | 1 | 2032 | 65535
| Base | Dynamic Pricing | DLC-Thermostat-DI-Baseboard Heating | Medium Industrial |  | Winter Morning | % of Load | 0 | 2032 | 65535
| Base | Dynamic Pricing | DLC-Thermostat-BYOT-Baseboard Heating | Medium Industrial |  | Winter Morning | % of Load | 1 | 2032 | 65535
| Base | Dynamic Pricing | DLC-Thermostat-BYOT-Baseboard Heating | Medium Industrial |  | Winter Morning | % of Load | 0 | 2032 | 65535
| Base | Dynamic Pricing | DLC-Thermostat-DI-MSHP | Medium Industrial |  | Winter Morning | % of Load | 1 | 2032 | 65535
| Base | Dynamic Pricing | DLC-Thermostat-DI-MSHP | Medium Industrial |  | Winter Morning | % of Load | 0 | 2032 | 65535
| Base | Dynamic Pricing | DLC-Thermostat-BYOT-MSHP | Medium Industrial |  | Winter Morning | % of Load | 1 | 2032 | 65535
| Base | Dynamic Pricing | DLC-Thermostat-BYOT-MSHP | Medium Industrial |  | Winter Morning | % of Load | 0 | 2032 | 65535
| Base | Dynamic Pricing | C&I Curtailment-Turnkey-Manual HVAC Control | Medium Industrial |  | Winter Morning | % of Load | 1 | 2032 | 65535
| Base | Dynamic Pricing | C&I Curtailment-Turnkey-Manual HVAC Control | Medium Industrial |  | Winter Morning | % of Load | 0 | 2032 | 65535
| Base | Dynamic Pricing | C&I Curtailment-Turnkey-Auto-DR HVAC Control | Medium Industrial |  | Winter Morning | % of Load | 1 | 2032 | 65535
| Base | Dynamic Pricing | C&I Curtailment-Turnkey-Auto-DR HVAC Control | Medium Industrial |  | Winter Morning | % of Load | 0 | 2032 | 65535
| Base | Dynamic Pricing | C&I Curtailment-Turnkey-Standard Lighting Control | Medium Industrial |  | Winter Morning | % of Load | 1 | 2032 | 65535
| Base | Dynamic Pricing | C&I Curtailment-Turnkey-Standard Lighting Control | Medium Industrial |  | Winter Morning | % of Load | 0 | 2032 | 65535
| Base | Dynamic Pricing | C&I Curtailment-Turnkey-Advanced Lighting Control | Medium Industrial |  | Winter Morning | % of Load | 1 | 2032 | 65535
| Base | Dynamic Pricing | C&I Curtailment-Turnkey-Advanced Lighting Control | Medium Industrial |  | Winter Morning | % of Load | 0 | 2032 | 65535
| Base | Dynamic Pricing | C&I Curtailment-Turnkey-Water Heating Control | Medium Industrial |  | Winter Morning | % of Load | 1 | 2032 | 65535
| Base | Dynamic Pricing | C&I Curtailment-Turnkey-Water Heating Control | Medium Industrial |  | Winter Morning | % of Load | 0 | 2032 | 65535
| Base | Dynamic Pricing | C&I Curtailment-Turnkey-Other | Medium Industrial |  | Winter Morning | % of Load | 1 | 2032 | 65535
| Base | Dynamic Pricing | C&I Curtailment-Turnkey-Other | Medium Industrial |  | Winter Morning | % of Load | 0 | 2032 | 65535
| Base | Dynamic Pricing | Dynamic Pricing with enabling tech. | Medium Industrial |  | Winter Morning | % of Load | 1 | 2032 | 65535
| Base | Dynamic Pricing | Dynamic Pricing with enabling tech. | Medium Industrial |  | Winter Morning | % of Load | 0 | 2032 | 65535
| Base | Dynamic Pricing | Dynamic Pricing w/o enabling tech. | Medium Industrial |  | Winter Morning | % of Load | 1 | 2032 | 65535
| Base | Dynamic Pricing | Dynamic Pricing w/o enabling tech. | Medium Industrial |  | Winter Morning | % of Load | 0 | 2032 | 65535
| Base | Dynamic Pricing | DLC-Switch-Water Heating | Medium Industrial |  | Winter Evening | % of Load | 1 | 2032 | 65535
| Base | Dynamic Pricing | DLC-Switch-Water Heating | Medium Industrial |  | Winter Evening | % of Load | 0 | 2032 | 65535
| Base | Dynamic Pricing | DLC-BYOD-Water Heating | Medium Industrial |  | Winter Evening | % of Load | 1 | 2032 | 65535
| Base | Dynamic Pricing | DLC-BYOD-Water Heating | Medium Industrial |  | Winter Evening | % of Load | 0 | 2032 | 65535
| Base | Dynamic Pricing | DLC-Thermostat-DI-Central Heat Pump | Medium Industrial |  | Winter Evening | % of Load | 1 | 2032 | 65535
| Base | Dynamic Pricing | DLC-Thermostat-DI-Central Heat Pump | Medium Industrial |  | Winter Evening | % of Load | 0 | 2032 | 65535
| Base | Dynamic Pricing | DLC-Thermostat-BYOT-Central Heat Pump | Medium Industrial |  | Winter Evening | % of Load | 1 | 2032 | 65535
| Base | Dynamic Pricing | DLC-Thermostat-BYOT-Central Heat Pump | Medium Industrial |  | Winter Evening | % of Load | 0 | 2032 | 65535
| Base | Dynamic Pricing | DLC-Thermostat-HVAC | Medium Industrial |  | Winter Evening | % of Load | 1 | 2032 | 65535
| Base | Dynamic Pricing | DLC-Thermostat-HVAC | Medium Industrial |  | Winter Evening | % of Load | 0 | 2032 | 65535
| Base | Dynamic Pricing | DLC-Thermostat-DI-Baseboard Heating | Medium Industrial |  | Winter Evening | % of Load | 1 | 2032 | 65535
| Base | Dynamic Pricing | DLC-Thermostat-DI-Baseboard Heating | Medium Industrial |  | Winter Evening | % of Load | 0 | 2032 | 65535
| Base | Dynamic Pricing | DLC-Thermostat-BYOT-Baseboard Heating | Medium Industrial |  | Winter Evening | % of Load | 1 | 2032 | 65535
| Base | Dynamic Pricing | DLC-Thermostat-BYOT-Baseboard Heating | Medium Industrial |  | Winter Evening | % of Load | 0 | 2032 | 65535
| Base | Dynamic Pricing | DLC-Thermostat-DI-MSHP | Medium Industrial |  | Winter Evening | % of Load | 1 | 2032 | 65535
| Base | Dynamic Pricing | DLC-Thermostat-DI-MSHP | Medium Industrial |  | Winter Evening | % of Load | 0 | 2032 | 65535
| Base | Dynamic Pricing | DLC-Thermostat-BYOT-MSHP | Medium Industrial |  | Winter Evening | % of Load | 1 | 2032 | 65535
| Base | Dynamic Pricing | DLC-Thermostat-BYOT-MSHP | Medium Industrial |  | Winter Evening | % of Load | 0 | 2032 | 65535
| Base | Dynamic Pricing | C&I Curtailment-Turnkey-Manual HVAC Control | Medium Industrial |  | Winter Evening | % of Load | 1 | 2032 | 65535
| Base | Dynamic Pricing | C&I Curtailment-Turnkey-Manual HVAC Control | Medium Industrial |  | Winter Evening | % of Load | 0 | 2032 | 65535
| Base | Dynamic Pricing | C&I Curtailment-Turnkey-Auto-DR HVAC Control | Medium Industrial |  | Winter Evening | % of Load | 1 | 2032 | 65535
| Base | Dynamic Pricing | C&I Curtailment-Turnkey-Auto-DR HVAC Control | Medium Industrial |  | Winter Evening | % of Load | 0 | 2032 | 65535
| Base | Dynamic Pricing | C&I Curtailment-Turnkey-Standard Lighting Control | Medium Industrial |  | Winter Evening | % of Load | 1 | 2032 | 65535
| Base | Dynamic Pricing | C&I Curtailment-Turnkey-Standard Lighting Control | Medium Industrial |  | Winter Evening | % of Load | 0 | 2032 | 65535
| Base | Dynamic Pricing | C&I Curtailment-Turnkey-Advanced Lighting Control | Medium Industrial |  | Winter Evening | % of Load | 1 | 2032 | 65535
| Base | Dynamic Pricing | C&I Curtailment-Turnkey-Advanced Lighting Control | Medium Industrial |  | Winter Evening | % of Load | 0 | 2032 | 65535
| Base | Dynamic Pricing | C&I Curtailment-Turnkey-Water Heating Control | Medium Industrial |  | Winter Evening | % of Load | 1 | 2032 | 65535
| Base | Dynamic Pricing | C&I Curtailment-Turnkey-Water Heating Control | Medium Industrial |  | Winter Evening | % of Load | 0 | 2032 | 65535
| Base | Dynamic Pricing | C&I Curtailment-Turnkey-Other | Medium Industrial |  | Winter Evening | % of Load | 1 | 2032 | 65535
| Base | Dynamic Pricing | C&I Curtailment-Turnkey-Other | Medium Industrial |  | Winter Evening | % of Load | 0 | 2032 | 65535
| Base | Dynamic Pricing | Dynamic Pricing with enabling tech. | Medium Industrial |  | Winter Evening | % of Load | 1 | 2032 | 65535
| Base | Dynamic Pricing | Dynamic Pricing with enabling tech. | Medium Industrial |  | Winter Evening | % of Load | 0 | 2032 | 65535
| Base | Dynamic Pricing | Dynamic Pricing w/o enabling tech. | Medium Industrial |  | Winter Evening | % of Load | 1 | 2032 | 65535
| Base | Dynamic Pricing | Dynamic Pricing w/o enabling tech. | Medium Industrial |  | Winter Evening | % of Load | 0 | 2032 | 65535
| Base | Dynamic Pricing | Dynamic Pricing with enabling tech. | Large Industrial |  | Winter Morning | % of Load | 1 | 2032 | 65535
| Base | Dynamic Pricing | Dynamic Pricing with enabling tech. | Large Industrial |  | Winter Morning | % of Load | 0 | 2032 | 65535
| Base | Dynamic Pricing | Dynamic Pricing w/o enabling tech. | Large Industrial |  | Winter Morning | % of Load | 1 | 2032 | 65535
| Base | Dynamic Pricing | Dynamic Pricing w/o enabling tech. | Large Industrial |  | Winter Morning | % of Load | 0 | 2032 | 65535
| Base | Dynamic Pricing | Dynamic Pricing with enabling tech. | Large Industrial |  | Winter Evening | % of Load | 1 | 2032 | 65535
| Base | Dynamic Pricing | Dynamic Pricing with enabling tech. | Large Industrial |  | Winter Evening | % of Load | 0 | 2032 | 65535
| Base | Dynamic Pricing | Dynamic Pricing w/o enabling tech. | Large Industrial |  | Winter Evening | % of Load | 1 | 2032 | 65535
| Base | Dynamic Pricing | Dynamic Pricing w/o enabling tech. | Large Industrial |  | Winter Evening | % of Load | 0 | 2032 | 65535
| Base | Dynamic Pricing | Dynamic Pricing with enabling tech. | Residential Charitable |  | Winter Morning | % of Load | 1 | 2032 | 65535
| Base | Dynamic Pricing | Dynamic Pricing with enabling tech. | Residential Charitable |  | Winter Morning | % of Load | 0 | 2032 | 65535
| Base | Dynamic Pricing | Dynamic Pricing w/o enabling tech. | Residential Charitable |  | Winter Morning | % of Load | 1 | 2032 | 65535
| Base | Dynamic Pricing | Dynamic Pricing w/o enabling tech. | Residential Charitable |  | Winter Morning | % of Load | 0 | 2032 | 65535
| Base | Dynamic Pricing | Dynamic Pricing with enabling tech. | Residential Charitable |  | Winter Evening | % of Load | 1 | 2032 | 65535
| Base | Dynamic Pricing | Dynamic Pricing with enabling tech. | Residential Charitable |  | Winter Evening | % of Load | 0 | 2032 | 65535
| Base | Dynamic Pricing | Dynamic Pricing w/o enabling tech. | Residential Charitable |  | Winter Evening | % of Load | 1 | 2032 | 65535
| Base | Dynamic Pricing | Dynamic Pricing w/o enabling tech. | Residential Charitable |  | Winter Evening | % of Load | 0 | 2032 | 65535
| Base | BTM Battery Control | DLC-Switch-Water Heating | Small General |  | Winter Morning | % of Load | 1 | 2032 | 65535
| Base | BTM Battery Control | DLC-Switch-Water Heating | Small General |  | Winter Morning | % of Load | 0 | 2032 | 65535
| Base | BTM Battery Control | DLC-BYOD-Water Heating | Small General |  | Winter Morning | % of Load | 1 | 2032 | 65535
| Base | BTM Battery Control | DLC-BYOD-Water Heating | Small General |  | Winter Morning | % of Load | 0 | 2032 | 65535
| Base | BTM Battery Control | DLC-Thermostat-DI-Central Heat Pump | Small General |  | Winter Morning | % of Load | 1 | 2032 | 65535
| Base | BTM Battery Control | DLC-Thermostat-DI-Central Heat Pump | Small General |  | Winter Morning | % of Load | 0 | 2032 | 65535
| Base | BTM Battery Control | DLC-Thermostat-BYOT-Central Heat Pump | Small General |  | Winter Morning | % of Load | 1 | 2032 | 65535
| Base | BTM Battery Control | DLC-Thermostat-BYOT-Central Heat Pump | Small General |  | Winter Morning | % of Load | 0 | 2032 | 65535
| Base | BTM Battery Control | DLC-Thermostat-HVAC | Small General |  | Winter Morning | % of Load | 1 | 2032 | 65535
| Base | BTM Battery Control | DLC-Thermostat-HVAC | Small General |  | Winter Morning | % of Load | 0 | 2032 | 65535
| Base | BTM Battery Control | DLC-Thermostat-DI-Baseboard Heating | Small General |  | Winter Morning | % of Load | 1 | 2032 | 65535
| Base | BTM Battery Control | DLC-Thermostat-DI-Baseboard Heating | Small General |  | Winter Morning | % of Load | 0 | 2032 | 65535
| Base | BTM Battery Control | DLC-Thermostat-BYOT-Baseboard Heating | Small General |  | Winter Morning | % of Load | 1 | 2032 | 65535
| Base | BTM Battery Control | DLC-Thermostat-BYOT-Baseboard Heating | Small General |  | Winter Morning | % of Load | 0 | 2032 | 65535
| Base | BTM Battery Control | DLC-Thermostat-DI-MSHP | Small General |  | Winter Morning | % of Load | 1 | 2032 | 65535
| Base | BTM Battery Control | DLC-Thermostat-DI-MSHP | Small General |  | Winter Morning | % of Load | 0 | 2032 | 65535
| Base | BTM Battery Control | DLC-Thermostat-BYOT-MSHP | Small General |  | Winter Morning | % of Load | 1 | 2032 | 65535
| Base | BTM Battery Control | DLC-Thermostat-BYOT-MSHP | Small General |  | Winter Morning | % of Load | 0 | 2032 | 65535
| Base | BTM Battery Control | C&I Curtailment-Turnkey-Manual HVAC Control | Small General |  | Winter Morning | % of Load | 1 | 2032 | 65535
| Base | BTM Battery Control | C&I Curtailment-Turnkey-Manual HVAC Control | Small General |  | Winter Morning | % of Load | 0 | 2032 | 65535
| Base | BTM Battery Control | C&I Curtailment-Turnkey-Auto-DR HVAC Control | Small General |  | Winter Morning | % of Load | 1 | 2032 | 65535
| Base | BTM Battery Control | C&I Curtailment-Turnkey-Auto-DR HVAC Control | Small General |  | Winter Morning | % of Load | 0 | 2032 | 65535
| Base | BTM Battery Control | C&I Curtailment-Turnkey-Standard Lighting Control | Small General |  | Winter Morning | % of Load | 1 | 2032 | 65535
| Base | BTM Battery Control | C&I Curtailment-Turnkey-Standard Lighting Control | Small General |  | Winter Morning | % of Load | 0 | 2032 | 65535
| Base | BTM Battery Control | C&I Curtailment-Turnkey-Advanced Lighting Control | Small General |  | Winter Morning | % of Load | 1 | 2032 | 65535
| Base | BTM Battery Control | C&I Curtailment-Turnkey-Advanced Lighting Control | Small General |  | Winter Morning | % of Load | 0 | 2032 | 65535
| Base | BTM Battery Control | C&I Curtailment-Turnkey-Water Heating Control | Small General |  | Winter Morning | % of Load | 1 | 2032 | 65535
| Base | BTM Battery Control | C&I Curtailment-Turnkey-Water Heating Control | Small General |  | Winter Morning | % of Load | 0 | 2032 | 65535
| Base | BTM Battery Control | C&I Curtailment-Turnkey-Other | Small General |  | Winter Morning | % of Load | 1 | 2032 | 65535
| Base | BTM Battery Control | C&I Curtailment-Turnkey-Other | Small General |  | Winter Morning | % of Load | 0 | 2032 | 65535
| Base | BTM Battery Control | Dynamic Pricing with enabling tech. | Small General |  | Winter Morning | % of Load | 1 | 2032 | 65535
| Base | BTM Battery Control | Dynamic Pricing with enabling tech. | Small General |  | Winter Morning | % of Load | 0 | 2032 | 65535
| Base | BTM Battery Control | DLC-Switch-Water Heating | Small General |  | Winter Evening | % of Load | 1 | 2032 | 65535
| Base | BTM Battery Control | DLC-Switch-Water Heating | Small General |  | Winter Evening | % of Load | 0 | 2032 | 65535
| Base | BTM Battery Control | DLC-BYOD-Water Heating | Small General |  | Winter Evening | % of Load | 1 | 2032 | 65535
| Base | BTM Battery Control | DLC-BYOD-Water Heating | Small General |  | Winter Evening | % of Load | 0 | 2032 | 65535
| Base | BTM Battery Control | DLC-Thermostat-DI-Central Heat Pump | Small General |  | Winter Evening | % of Load | 1 | 2032 | 65535
| Base | BTM Battery Control | DLC-Thermostat-DI-Central Heat Pump | Small General |  | Winter Evening | % of Load | 0 | 2032 | 65535
| Base | BTM Battery Control | DLC-Thermostat-BYOT-Central Heat Pump | Small General |  | Winter Evening | % of Load | 1 | 2032 | 65535
| Base | BTM Battery Control | DLC-Thermostat-BYOT-Central Heat Pump | Small General |  | Winter Evening | % of Load | 0 | 2032 | 65535
| Base | BTM Battery Control | DLC-Thermostat-HVAC | Small General |  | Winter Evening | % of Load | 1 | 2032 | 65535
| Base | BTM Battery Control | DLC-Thermostat-HVAC | Small General |  | Winter Evening | % of Load | 0 | 2032 | 65535
| Base | BTM Battery Control | DLC-Thermostat-DI-Baseboard Heating | Small General |  | Winter Evening | % of Load | 1 | 2032 | 65535
| Base | BTM Battery Control | DLC-Thermostat-DI-Baseboard Heating | Small General |  | Winter Evening | % of Load | 0 | 2032 | 65535
| Base | BTM Battery Control | DLC-Thermostat-BYOT-Baseboard Heating | Small General |  | Winter Evening | % of Load | 1 | 2032 | 65535
| Base | BTM Battery Control | DLC-Thermostat-BYOT-Baseboard Heating | Small General |  | Winter Evening | % of Load | 0 | 2032 | 65535
| Base | BTM Battery Control | DLC-Thermostat-DI-MSHP | Small General |  | Winter Evening | % of Load | 1 | 2032 | 65535
| Base | BTM Battery Control | DLC-Thermostat-DI-MSHP | Small General |  | Winter Evening | % of Load | 0 | 2032 | 65535
| Base | BTM Battery Control | DLC-Thermostat-BYOT-MSHP | Small General |  | Winter Evening | % of Load | 1 | 2032 | 65535
| Base | BTM Battery Control | DLC-Thermostat-BYOT-MSHP | Small General |  | Winter Evening | % of Load | 0 | 2032 | 65535
| Base | BTM Battery Control | C&I Curtailment-Turnkey-Manual HVAC Control | Small General |  | Winter Evening | % of Load | 1 | 2032 | 65535
| Base | BTM Battery Control | C&I Curtailment-Turnkey-Manual HVAC Control | Small General |  | Winter Evening | % of Load | 0 | 2032 | 65535
| Base | BTM Battery Control | C&I Curtailment-Turnkey-Auto-DR HVAC Control | Small General |  | Winter Evening | % of Load | 1 | 2032 | 65535
| Base | BTM Battery Control | C&I Curtailment-Turnkey-Auto-DR HVAC Control | Small General |  | Winter Evening | % of Load | 0 | 2032 | 65535
| Base | BTM Battery Control | C&I Curtailment-Turnkey-Standard Lighting Control | Small General |  | Winter Evening | % of Load | 1 | 2032 | 65535
| Base | BTM Battery Control | C&I Curtailment-Turnkey-Standard Lighting Control | Small General |  | Winter Evening | % of Load | 0 | 2032 | 65535
| Base | BTM Battery Control | C&I Curtailment-Turnkey-Advanced Lighting Control | Small General |  | Winter Evening | % of Load | 1 | 2032 | 65535
| Base | BTM Battery Control | C&I Curtailment-Turnkey-Advanced Lighting Control | Small General |  | Winter Evening | % of Load | 0 | 2032 | 65535
| Base | BTM Battery Control | C&I Curtailment-Turnkey-Water Heating Control | Small General |  | Winter Evening | % of Load | 1 | 2032 | 65535
| Base | BTM Battery Control | C&I Curtailment-Turnkey-Water Heating Control | Small General |  | Winter Evening | % of Load | 0 | 2032 | 65535
| Base | BTM Battery Control | C&I Curtailment-Turnkey-Other | Small General |  | Winter Evening | % of Load | 1 | 2032 | 65535
| Base | BTM Battery Control | C&I Curtailment-Turnkey-Other | Small General |  | Winter Evening | % of Load | 0 | 2032 | 65535
| Base | BTM Battery Control | Dynamic Pricing with enabling tech. | Small General |  | Winter Evening | % of Load | 1 | 2032 | 65535
| Base | BTM Battery Control | Dynamic Pricing with enabling tech. | Small General |  | Winter Evening | % of Load | 0 | 2032 | 65535
| Base | BTM Battery Control | DLC-Switch-Water Heating | General |  | Winter Morning | % of Load | 1 | 2032 | 65535
| Base | BTM Battery Control | DLC-Switch-Water Heating | General |  | Winter Morning | % of Load | 0 | 2032 | 65535
| Base | BTM Battery Control | DLC-BYOD-Water Heating | General |  | Winter Morning | % of Load | 1 | 2032 | 65535
| Base | BTM Battery Control | DLC-BYOD-Water Heating | General |  | Winter Morning | % of Load | 0 | 2032 | 65535
| Base | BTM Battery Control | DLC-Thermostat-DI-Central Heat Pump | General |  | Winter Morning | % of Load | 1 | 2032 | 65535
| Base | BTM Battery Control | DLC-Thermostat-DI-Central Heat Pump | General |  | Winter Morning | % of Load | 0 | 2032 | 65535
| Base | BTM Battery Control | DLC-Thermostat-BYOT-Central Heat Pump | General |  | Winter Morning | % of Load | 1 | 2032 | 65535
| Base | BTM Battery Control | DLC-Thermostat-BYOT-Central Heat Pump | General |  | Winter Morning | % of Load | 0 | 2032 | 65535
| Base | BTM Battery Control | DLC-Thermostat-HVAC | General |  | Winter Morning | % of Load | 1 | 2032 | 65535
| Base | BTM Battery Control | DLC-Thermostat-HVAC | General |  | Winter Morning | % of Load | 0 | 2032 | 65535
| Base | BTM Battery Control | DLC-Thermostat-DI-Baseboard Heating | General |  | Winter Morning | % of Load | 1 | 2032 | 65535
| Base | BTM Battery Control | DLC-Thermostat-DI-Baseboard Heating | General |  | Winter Morning | % of Load | 0 | 2032 | 65535
| Base | BTM Battery Control | DLC-Thermostat-BYOT-Baseboard Heating | General |  | Winter Morning | % of Load | 1 | 2032 | 65535
| Base | BTM Battery Control | DLC-Thermostat-BYOT-Baseboard Heating | General |  | Winter Morning | % of Load | 0 | 2032 | 65535
| Base | BTM Battery Control | DLC-Thermostat-DI-MSHP | General |  | Winter Morning | % of Load | 1 | 2032 | 65535
| Base | BTM Battery Control | DLC-Thermostat-DI-MSHP | General |  | Winter Morning | % of Load | 0 | 2032 | 65535
| Base | BTM Battery Control | DLC-Thermostat-BYOT-MSHP | General |  | Winter Morning | % of Load | 1 | 2032 | 65535
| Base | BTM Battery Control | DLC-Thermostat-BYOT-MSHP | General |  | Winter Morning | % of Load | 0 | 2032 | 65535
| Base | BTM Battery Control | C&I Curtailment-Turnkey-Manual HVAC Control | General |  | Winter Morning | % of Load | 1 | 2032 | 65535
| Base | BTM Battery Control | C&I Curtailment-Turnkey-Manual HVAC Control | General |  | Winter Morning | % of Load | 0 | 2032 | 65535
| Base | BTM Battery Control | C&I Curtailment-Turnkey-Auto-DR HVAC Control | General |  | Winter Morning | % of Load | 1 | 2032 | 65535
| Base | BTM Battery Control | C&I Curtailment-Turnkey-Auto-DR HVAC Control | General |  | Winter Morning | % of Load | 0 | 2032 | 65535
| Base | BTM Battery Control | C&I Curtailment-Turnkey-Standard Lighting Control | General |  | Winter Morning | % of Load | 1 | 2032 | 65535
| Base | BTM Battery Control | C&I Curtailment-Turnkey-Standard Lighting Control | General |  | Winter Morning | % of Load | 0 | 2032 | 65535
| Base | BTM Battery Control | C&I Curtailment-Turnkey-Advanced Lighting Control | General |  | Winter Morning | % of Load | 1 | 2032 | 65535
| Base | BTM Battery Control | C&I Curtailment-Turnkey-Advanced Lighting Control | General |  | Winter Morning | % of Load | 0 | 2032 | 65535
| Base | BTM Battery Control | C&I Curtailment-Turnkey-Water Heating Control | General |  | Winter Morning | % of Load | 1 | 2032 | 65535
| Base | BTM Battery Control | C&I Curtailment-Turnkey-Water Heating Control | General |  | Winter Morning | % of Load | 0 | 2032 | 65535
| Base | BTM Battery Control | C&I Curtailment-Turnkey-Other | General |  | Winter Morning | % of Load | 1 | 2032 | 65535
| Base | BTM Battery Control | C&I Curtailment-Turnkey-Other | General |  | Winter Morning | % of Load | 0 | 2032 | 65535
| Base | BTM Battery Control | DLC-Switch-Water Heating | General |  | Winter Evening | % of Load | 1 | 2032 | 65535
| Base | BTM Battery Control | DLC-Switch-Water Heating | General |  | Winter Evening | % of Load | 0 | 2032 | 65535
| Base | BTM Battery Control | DLC-BYOD-Water Heating | General |  | Winter Evening | % of Load | 1 | 2032 | 65535
| Base | BTM Battery Control | DLC-BYOD-Water Heating | General |  | Winter Evening | % of Load | 0 | 2032 | 65535
| Base | BTM Battery Control | DLC-Thermostat-DI-Central Heat Pump | General |  | Winter Evening | % of Load | 1 | 2032 | 65535
| Base | BTM Battery Control | DLC-Thermostat-DI-Central Heat Pump | General |  | Winter Evening | % of Load | 0 | 2032 | 65535
| Base | BTM Battery Control | DLC-Thermostat-BYOT-Central Heat Pump | General |  | Winter Evening | % of Load | 1 | 2032 | 65535
| Base | BTM Battery Control | DLC-Thermostat-BYOT-Central Heat Pump | General |  | Winter Evening | % of Load | 0 | 2032 | 65535
| Base | BTM Battery Control | DLC-Thermostat-HVAC | General |  | Winter Evening | % of Load | 1 | 2032 | 65535
| Base | BTM Battery Control | DLC-Thermostat-HVAC | General |  | Winter Evening | % of Load | 0 | 2032 | 65535
| Base | BTM Battery Control | DLC-Thermostat-DI-Baseboard Heating | General |  | Winter Evening | % of Load | 1 | 2032 | 65535
| Base | BTM Battery Control | DLC-Thermostat-DI-Baseboard Heating | General |  | Winter Evening | % of Load | 0 | 2032 | 65535
| Base | BTM Battery Control | DLC-Thermostat-BYOT-Baseboard Heating | General |  | Winter Evening | % of Load | 1 | 2032 | 65535
| Base | BTM Battery Control | DLC-Thermostat-BYOT-Baseboard Heating | General |  | Winter Evening | % of Load | 0 | 2032 | 65535
| Base | BTM Battery Control | DLC-Thermostat-DI-MSHP | General |  | Winter Evening | % of Load | 1 | 2032 | 65535
| Base | BTM Battery Control | DLC-Thermostat-DI-MSHP | General |  | Winter Evening | % of Load | 0 | 2032 | 65535
| Base | BTM Battery Control | DLC-Thermostat-BYOT-MSHP | General |  | Winter Evening | % of Load | 1 | 2032 | 65535
| Base | BTM Battery Control | DLC-Thermostat-BYOT-MSHP | General |  | Winter Evening | % of Load | 0 | 2032 | 65535
| Base | BTM Battery Control | C&I Curtailment-Turnkey-Manual HVAC Control | General |  | Winter Evening | % of Load | 1 | 2032 | 65535
| Base | BTM Battery Control | C&I Curtailment-Turnkey-Manual HVAC Control | General |  | Winter Evening | % of Load | 0 | 2032 | 65535
| Base | BTM Battery Control | C&I Curtailment-Turnkey-Auto-DR HVAC Control | General |  | Winter Evening | % of Load | 1 | 2032 | 65535
| Base | BTM Battery Control | C&I Curtailment-Turnkey-Auto-DR HVAC Control | General |  | Winter Evening | % of Load | 0 | 2032 | 65535
| Base | BTM Battery Control | C&I Curtailment-Turnkey-Standard Lighting Control | General |  | Winter Evening | % of Load | 1 | 2032 | 65535
| Base | BTM Battery Control | C&I Curtailment-Turnkey-Standard Lighting Control | General |  | Winter Evening | % of Load | 0 | 2032 | 65535
| Base | BTM Battery Control | C&I Curtailment-Turnkey-Advanced Lighting Control | General |  | Winter Evening | % of Load | 1 | 2032 | 65535
| Base | BTM Battery Control | C&I Curtailment-Turnkey-Advanced Lighting Control | General |  | Winter Evening | % of Load | 0 | 2032 | 65535
| Base | BTM Battery Control | C&I Curtailment-Turnkey-Water Heating Control | General |  | Winter Evening | % of Load | 1 | 2032 | 65535
| Base | BTM Battery Control | C&I Curtailment-Turnkey-Water Heating Control | General |  | Winter Evening | % of Load | 0 | 2032 | 65535
| Base | BTM Battery Control | C&I Curtailment-Turnkey-Other | General |  | Winter Evening | % of Load | 1 | 2032 | 65535
| Base | BTM Battery Control | C&I Curtailment-Turnkey-Other | General |  | Winter Evening | % of Load | 0 | 2032 | 65535
| Base | BTM Battery Control | DLC-Switch-Water Heating | Small Industrial |  | Winter Morning | % of Load | 1 | 2032 | 65535
| Base | BTM Battery Control | DLC-Switch-Water Heating | Small Industrial |  | Winter Morning | % of Load | 0 | 2032 | 65535
| Base | BTM Battery Control | DLC-BYOD-Water Heating | Small Industrial |  | Winter Morning | % of Load | 1 | 2032 | 65535
| Base | BTM Battery Control | DLC-BYOD-Water Heating | Small Industrial |  | Winter Morning | % of Load | 0 | 2032 | 65535
| Base | BTM Battery Control | DLC-Thermostat-DI-Central Heat Pump | Small Industrial |  | Winter Morning | % of Load | 1 | 2032 | 65535
| Base | BTM Battery Control | DLC-Thermostat-DI-Central Heat Pump | Small Industrial |  | Winter Morning | % of Load | 0 | 2032 | 65535
| Base | BTM Battery Control | DLC-Thermostat-BYOT-Central Heat Pump | Small Industrial |  | Winter Morning | % of Load | 1 | 2032 | 65535
| Base | BTM Battery Control | DLC-Thermostat-BYOT-Central Heat Pump | Small Industrial |  | Winter Morning | % of Load | 0 | 2032 | 65535
| Base | BTM Battery Control | DLC-Thermostat-HVAC | Small Industrial |  | Winter Morning | % of Load | 1 | 2032 | 65535
| Base | BTM Battery Control | DLC-Thermostat-HVAC | Small Industrial |  | Winter Morning | % of Load | 0 | 2032 | 65535
| Base | BTM Battery Control | DLC-Thermostat-DI-Baseboard Heating | Small Industrial |  | Winter Morning | % of Load | 1 | 2032 | 65535
| Base | BTM Battery Control | DLC-Thermostat-DI-Baseboard Heating | Small Industrial |  | Winter Morning | % of Load | 0 | 2032 | 65535
| Base | BTM Battery Control | DLC-Thermostat-BYOT-Baseboard Heating | Small Industrial |  | Winter Morning | % of Load | 1 | 2032 | 65535
| Base | BTM Battery Control | DLC-Thermostat-BYOT-Baseboard Heating | Small Industrial |  | Winter Morning | % of Load | 0 | 2032 | 65535
| Base | BTM Battery Control | DLC-Thermostat-DI-MSHP | Small Industrial |  | Winter Morning | % of Load | 1 | 2032 | 65535
| Base | BTM Battery Control | DLC-Thermostat-DI-MSHP | Small Industrial |  | Winter Morning | % of Load | 0 | 2032 | 65535
| Base | BTM Battery Control | DLC-Thermostat-BYOT-MSHP | Small Industrial |  | Winter Morning | % of Load | 1 | 2032 | 65535
| Base | BTM Battery Control | DLC-Thermostat-BYOT-MSHP | Small Industrial |  | Winter Morning | % of Load | 0 | 2032 | 65535
| Base | BTM Battery Control | C&I Curtailment-Turnkey-Manual HVAC Control | Small Industrial |  | Winter Morning | % of Load | 1 | 2032 | 65535
| Base | BTM Battery Control | C&I Curtailment-Turnkey-Manual HVAC Control | Small Industrial |  | Winter Morning | % of Load | 0 | 2032 | 65535
| Base | BTM Battery Control | C&I Curtailment-Turnkey-Auto-DR HVAC Control | Small Industrial |  | Winter Morning | % of Load | 1 | 2032 | 65535
| Base | BTM Battery Control | C&I Curtailment-Turnkey-Auto-DR HVAC Control | Small Industrial |  | Winter Morning | % of Load | 0 | 2032 | 65535
| Base | BTM Battery Control | C&I Curtailment-Turnkey-Standard Lighting Control | Small Industrial |  | Winter Morning | % of Load | 1 | 2032 | 65535
| Base | BTM Battery Control | C&I Curtailment-Turnkey-Standard Lighting Control | Small Industrial |  | Winter Morning | % of Load | 0 | 2032 | 65535
| Base | BTM Battery Control | C&I Curtailment-Turnkey-Advanced Lighting Control | Small Industrial |  | Winter Morning | % of Load | 1 | 2032 | 65535
| Base | BTM Battery Control | C&I Curtailment-Turnkey-Advanced Lighting Control | Small Industrial |  | Winter Morning | % of Load | 0 | 2032 | 65535
| Base | BTM Battery Control | C&I Curtailment-Turnkey-Water Heating Control | Small Industrial |  | Winter Morning | % of Load | 1 | 2032 | 65535
| Base | BTM Battery Control | C&I Curtailment-Turnkey-Water Heating Control | Small Industrial |  | Winter Morning | % of Load | 0 | 2032 | 65535
| Base | BTM Battery Control | C&I Curtailment-Turnkey-Other | Small Industrial |  | Winter Morning | % of Load | 1 | 2032 | 65535
| Base | BTM Battery Control | C&I Curtailment-Turnkey-Other | Small Industrial |  | Winter Morning | % of Load | 0 | 2032 | 65535
| Base | BTM Battery Control | C&I Curtailment-Turnkey-Industrial | Small Industrial |  | Winter Morning | % of Load | 1 | 2032 | 65535
| Base | BTM Battery Control | C&I Curtailment-Turnkey-Industrial | Small Industrial |  | Winter Morning | % of Load | 0 | 2032 | 65535
| Base | BTM Battery Control | DLC-Switch-Water Heating | Small Industrial |  | Winter Evening | % of Load | 1 | 2032 | 65535
| Base | BTM Battery Control | DLC-Switch-Water Heating | Small Industrial |  | Winter Evening | % of Load | 0 | 2032 | 65535
| Base | BTM Battery Control | DLC-BYOD-Water Heating | Small Industrial |  | Winter Evening | % of Load | 1 | 2032 | 65535
| Base | BTM Battery Control | DLC-BYOD-Water Heating | Small Industrial |  | Winter Evening | % of Load | 0 | 2032 | 65535
| Base | BTM Battery Control | DLC-Thermostat-DI-Central Heat Pump | Small Industrial |  | Winter Evening | % of Load | 1 | 2032 | 65535
| Base | BTM Battery Control | DLC-Thermostat-DI-Central Heat Pump | Small Industrial |  | Winter Evening | % of Load | 0 | 2032 | 65535
| Base | BTM Battery Control | DLC-Thermostat-BYOT-Central Heat Pump | Small Industrial |  | Winter Evening | % of Load | 1 | 2032 | 65535
| Base | BTM Battery Control | DLC-Thermostat-BYOT-Central Heat Pump | Small Industrial |  | Winter Evening | % of Load | 0 | 2032 | 65535
| Base | BTM Battery Control | DLC-Thermostat-HVAC | Small Industrial |  | Winter Evening | % of Load | 1 | 2032 | 65535
| Base | BTM Battery Control | DLC-Thermostat-HVAC | Small Industrial |  | Winter Evening | % of Load | 0 | 2032 | 65535
| Base | BTM Battery Control | DLC-Thermostat-DI-Baseboard Heating | Small Industrial |  | Winter Evening | % of Load | 1 | 2032 | 65535
| Base | BTM Battery Control | DLC-Thermostat-DI-Baseboard Heating | Small Industrial |  | Winter Evening | % of Load | 0 | 2032 | 65535
| Base | BTM Battery Control | DLC-Thermostat-BYOT-Baseboard Heating | Small Industrial |  | Winter Evening | % of Load | 1 | 2032 | 65535
| Base | BTM Battery Control | DLC-Thermostat-BYOT-Baseboard Heating | Small Industrial |  | Winter Evening | % of Load | 0 | 2032 | 65535
| Base | BTM Battery Control | DLC-Thermostat-DI-MSHP | Small Industrial |  | Winter Evening | % of Load | 1 | 2032 | 65535
| Base | BTM Battery Control | DLC-Thermostat-DI-MSHP | Small Industrial |  | Winter Evening | % of Load | 0 | 2032 | 65535
| Base | BTM Battery Control | DLC-Thermostat-BYOT-MSHP | Small Industrial |  | Winter Evening | % of Load | 1 | 2032 | 65535
| Base | BTM Battery Control | DLC-Thermostat-BYOT-MSHP | Small Industrial |  | Winter Evening | % of Load | 0 | 2032 | 65535
| Base | BTM Battery Control | C&I Curtailment-Turnkey-Manual HVAC Control | Small Industrial |  | Winter Evening | % of Load | 1 | 2032 | 65535
| Base | BTM Battery Control | C&I Curtailment-Turnkey-Manual HVAC Control | Small Industrial |  | Winter Evening | % of Load | 0 | 2032 | 65535
| Base | BTM Battery Control | C&I Curtailment-Turnkey-Auto-DR HVAC Control | Small Industrial |  | Winter Evening | % of Load | 1 | 2032 | 65535
| Base | BTM Battery Control | C&I Curtailment-Turnkey-Auto-DR HVAC Control | Small Industrial |  | Winter Evening | % of Load | 0 | 2032 | 65535
| Base | BTM Battery Control | C&I Curtailment-Turnkey-Standard Lighting Control | Small Industrial |  | Winter Evening | % of Load | 1 | 2032 | 65535
| Base | BTM Battery Control | C&I Curtailment-Turnkey-Standard Lighting Control | Small Industrial |  | Winter Evening | % of Load | 0 | 2032 | 65535
| Base | BTM Battery Control | C&I Curtailment-Turnkey-Advanced Lighting Control | Small Industrial |  | Winter Evening | % of Load | 1 | 2032 | 65535
| Base | BTM Battery Control | C&I Curtailment-Turnkey-Advanced Lighting Control | Small Industrial |  | Winter Evening | % of Load | 0 | 2032 | 65535
| Base | BTM Battery Control | C&I Curtailment-Turnkey-Water Heating Control | Small Industrial |  | Winter Evening | % of Load | 1 | 2032 | 65535
| Base | BTM Battery Control | C&I Curtailment-Turnkey-Water Heating Control | Small Industrial |  | Winter Evening | % of Load | 0 | 2032 | 65535
| Base | BTM Battery Control | C&I Curtailment-Turnkey-Other | Small Industrial |  | Winter Evening | % of Load | 1 | 2032 | 65535
| Base | BTM Battery Control | C&I Curtailment-Turnkey-Other | Small Industrial |  | Winter Evening | % of Load | 0 | 2032 | 65535
| Base | BTM Battery Control | C&I Curtailment-Turnkey-Industrial | Small Industrial |  | Winter Evening | % of Load | 1 | 2032 | 65535
| Base | BTM Battery Control | C&I Curtailment-Turnkey-Industrial | Small Industrial |  | Winter Evening | % of Load | 0 | 2032 | 65535
| Base | BTM Battery Control | DLC-Switch-Water Heating | Medium Industrial |  | Winter Morning | % of Load | 1 | 2032 | 65535
| Base | BTM Battery Control | DLC-Switch-Water Heating | Medium Industrial |  | Winter Morning | % of Load | 0 | 2032 | 65535
| Base | BTM Battery Control | DLC-BYOD-Water Heating | Medium Industrial |  | Winter Morning | % of Load | 1 | 2032 | 65535
| Base | BTM Battery Control | DLC-BYOD-Water Heating | Medium Industrial |  | Winter Morning | % of Load | 0 | 2032 | 65535
| Base | BTM Battery Control | DLC-Thermostat-DI-Central Heat Pump | Medium Industrial |  | Winter Morning | % of Load | 1 | 2032 | 65535
| Base | BTM Battery Control | DLC-Thermostat-DI-Central Heat Pump | Medium Industrial |  | Winter Morning | % of Load | 0 | 2032 | 65535
| Base | BTM Battery Control | DLC-Thermostat-BYOT-Central Heat Pump | Medium Industrial |  | Winter Morning | % of Load | 1 | 2032 | 65535
| Base | BTM Battery Control | DLC-Thermostat-BYOT-Central Heat Pump | Medium Industrial |  | Winter Morning | % of Load | 0 | 2032 | 65535
| Base | BTM Battery Control | DLC-Thermostat-HVAC | Medium Industrial |  | Winter Morning | % of Load | 1 | 2032 | 65535
| Base | BTM Battery Control | DLC-Thermostat-HVAC | Medium Industrial |  | Winter Morning | % of Load | 0 | 2032 | 65535
| Base | BTM Battery Control | DLC-Thermostat-DI-Baseboard Heating | Medium Industrial |  | Winter Morning | % of Load | 1 | 2032 | 65535
| Base | BTM Battery Control | DLC-Thermostat-DI-Baseboard Heating | Medium Industrial |  | Winter Morning | % of Load | 0 | 2032 | 65535
| Base | BTM Battery Control | DLC-Thermostat-BYOT-Baseboard Heating | Medium Industrial |  | Winter Morning | % of Load | 1 | 2032 | 65535
| Base | BTM Battery Control | DLC-Thermostat-BYOT-Baseboard Heating | Medium Industrial |  | Winter Morning | % of Load | 0 | 2032 | 65535
| Base | BTM Battery Control | DLC-Thermostat-DI-MSHP | Medium Industrial |  | Winter Morning | % of Load | 1 | 2032 | 65535
| Base | BTM Battery Control | DLC-Thermostat-DI-MSHP | Medium Industrial |  | Winter Morning | % of Load | 0 | 2032 | 65535
| Base | BTM Battery Control | DLC-Thermostat-BYOT-MSHP | Medium Industrial |  | Winter Morning | % of Load | 1 | 2032 | 65535
| Base | BTM Battery Control | DLC-Thermostat-BYOT-MSHP | Medium Industrial |  | Winter Morning | % of Load | 0 | 2032 | 65535
| Base | BTM Battery Control | C&I Curtailment-Turnkey-Manual HVAC Control | Medium Industrial |  | Winter Morning | % of Load | 1 | 2032 | 65535
| Base | BTM Battery Control | C&I Curtailment-Turnkey-Manual HVAC Control | Medium Industrial |  | Winter Morning | % of Load | 0 | 2032 | 65535
| Base | BTM Battery Control | C&I Curtailment-Turnkey-Auto-DR HVAC Control | Medium Industrial |  | Winter Morning | % of Load | 1 | 2032 | 65535
| Base | BTM Battery Control | C&I Curtailment-Turnkey-Auto-DR HVAC Control | Medium Industrial |  | Winter Morning | % of Load | 0 | 2032 | 65535
| Base | BTM Battery Control | C&I Curtailment-Turnkey-Standard Lighting Control | Medium Industrial |  | Winter Morning | % of Load | 1 | 2032 | 65535
| Base | BTM Battery Control | C&I Curtailment-Turnkey-Standard Lighting Control | Medium Industrial |  | Winter Morning | % of Load | 0 | 2032 | 65535
| Base | BTM Battery Control | C&I Curtailment-Turnkey-Advanced Lighting Control | Medium Industrial |  | Winter Morning | % of Load | 1 | 2032 | 65535
| Base | BTM Battery Control | C&I Curtailment-Turnkey-Advanced Lighting Control | Medium Industrial |  | Winter Morning | % of Load | 0 | 2032 | 65535
| Base | BTM Battery Control | C&I Curtailment-Turnkey-Water Heating Control | Medium Industrial |  | Winter Morning | % of Load | 1 | 2032 | 65535
| Base | BTM Battery Control | C&I Curtailment-Turnkey-Water Heating Control | Medium Industrial |  | Winter Morning | % of Load | 0 | 2032 | 65535
| Base | BTM Battery Control | C&I Curtailment-Turnkey-Other | Medium Industrial |  | Winter Morning | % of Load | 1 | 2032 | 65535
| Base | BTM Battery Control | C&I Curtailment-Turnkey-Other | Medium Industrial |  | Winter Morning | % of Load | 0 | 2032 | 65535
| Base | BTM Battery Control | DLC-Switch-Water Heating | Medium Industrial |  | Winter Evening | % of Load | 1 | 2032 | 65535
| Base | BTM Battery Control | DLC-Switch-Water Heating | Medium Industrial |  | Winter Evening | % of Load | 0 | 2032 | 65535
| Base | BTM Battery Control | DLC-BYOD-Water Heating | Medium Industrial |  | Winter Evening | % of Load | 1 | 2032 | 65535
| Base | BTM Battery Control | DLC-BYOD-Water Heating | Medium Industrial |  | Winter Evening | % of Load | 0 | 2032 | 65535
| Base | BTM Battery Control | DLC-Thermostat-DI-Central Heat Pump | Medium Industrial |  | Winter Evening | % of Load | 1 | 2032 | 65535
| Base | BTM Battery Control | DLC-Thermostat-DI-Central Heat Pump | Medium Industrial |  | Winter Evening | % of Load | 0 | 2032 | 65535
| Base | BTM Battery Control | DLC-Thermostat-BYOT-Central Heat Pump | Medium Industrial |  | Winter Evening | % of Load | 1 | 2032 | 65535
| Base | BTM Battery Control | DLC-Thermostat-BYOT-Central Heat Pump | Medium Industrial |  | Winter Evening | % of Load | 0 | 2032 | 65535
| Base | BTM Battery Control | DLC-Thermostat-HVAC | Medium Industrial |  | Winter Evening | % of Load | 1 | 2032 | 65535
| Base | BTM Battery Control | DLC-Thermostat-HVAC | Medium Industrial |  | Winter Evening | % of Load | 0 | 2032 | 65535
| Base | BTM Battery Control | DLC-Thermostat-DI-Baseboard Heating | Medium Industrial |  | Winter Evening | % of Load | 1 | 2032 | 65535
| Base | BTM Battery Control | DLC-Thermostat-DI-Baseboard Heating | Medium Industrial |  | Winter Evening | % of Load | 0 | 2032 | 65535
| Base | BTM Battery Control | DLC-Thermostat-BYOT-Baseboard Heating | Medium Industrial |  | Winter Evening | % of Load | 1 | 2032 | 65535
| Base | BTM Battery Control | DLC-Thermostat-BYOT-Baseboard Heating | Medium Industrial |  | Winter Evening | % of Load | 0 | 2032 | 65535
| Base | BTM Battery Control | DLC-Thermostat-DI-MSHP | Medium Industrial |  | Winter Evening | % of Load | 1 | 2032 | 65535
| Base | BTM Battery Control | DLC-Thermostat-DI-MSHP | Medium Industrial |  | Winter Evening | % of Load | 0 | 2032 | 65535
| Base | BTM Battery Control | DLC-Thermostat-BYOT-MSHP | Medium Industrial |  | Winter Evening | % of Load | 1 | 2032 | 65535
| Base | BTM Battery Control | DLC-Thermostat-BYOT-MSHP | Medium Industrial |  | Winter Evening | % of Load | 0 | 2032 | 65535
| Base | BTM Battery Control | C&I Curtailment-Turnkey-Manual HVAC Control | Medium Industrial |  | Winter Evening | % of Load | 1 | 2032 | 65535
| Base | BTM Battery Control | C&I Curtailment-Turnkey-Manual HVAC Control | Medium Industrial |  | Winter Evening | % of Load | 0 | 2032 | 65535
| Base | BTM Battery Control | C&I Curtailment-Turnkey-Auto-DR HVAC Control | Medium Industrial |  | Winter Evening | % of Load | 1 | 2032 | 65535
| Base | BTM Battery Control | C&I Curtailment-Turnkey-Auto-DR HVAC Control | Medium Industrial |  | Winter Evening | % of Load | 0 | 2032 | 65535
| Base | BTM Battery Control | C&I Curtailment-Turnkey-Standard Lighting Control | Medium Industrial |  | Winter Evening | % of Load | 1 | 2032 | 65535
| Base | BTM Battery Control | C&I Curtailment-Turnkey-Standard Lighting Control | Medium Industrial |  | Winter Evening | % of Load | 0 | 2032 | 65535
| Base | BTM Battery Control | C&I Curtailment-Turnkey-Advanced Lighting Control | Medium Industrial |  | Winter Evening | % of Load | 1 | 2032 | 65535
| Base | BTM Battery Control | C&I Curtailment-Turnkey-Advanced Lighting Control | Medium Industrial |  | Winter Evening | % of Load | 0 | 2032 | 65535
| Base | BTM Battery Control | C&I Curtailment-Turnkey-Water Heating Control | Medium Industrial |  | Winter Evening | % of Load | 1 | 2032 | 65535
| Base | BTM Battery Control | C&I Curtailment-Turnkey-Water Heating Control | Medium Industrial |  | Winter Evening | % of Load | 0 | 2032 | 65535
| Base | BTM Battery Control | C&I Curtailment-Turnkey-Other | Medium Industrial |  | Winter Evening | % of Load | 1 | 2032 | 65535
| Base | BTM Battery Control | C&I Curtailment-Turnkey-Other | Medium Industrial |  | Winter Evening | % of Load | 0 | 2032 | 65535
| Base | BTM Battery Control | BTM Battery Control-BYOB | Residential Charitable |  | Winter Morning | % of Load | 1 | 2032 | 65535
| Base | BTM Battery Control | BTM Battery Control-BYOB | Residential Charitable |  | Winter Morning | % of Load | 0 | 2032 | 65535
| Base | BTM Battery Control | BTM Battery Control-BYOB | Residential Charitable |  | Winter Evening | % of Load | 1 | 2032 | 65535
| Base | BTM Battery Control | BTM Battery Control-BYOB | Residential Charitable |  | Winter Evening | % of Load | 0 | 2032 | 65535
| Base | EV Charging Control | DLC-Switch-Water Heating | Small General |  | Winter Morning | % of Load | 1 | 2032 | 65535
| Base | EV Charging Control | DLC-Switch-Water Heating | Small General |  | Winter Morning | % of Load | 0 | 2032 | 65535
| Base | EV Charging Control | DLC-BYOD-Water Heating | Small General |  | Winter Morning | % of Load | 1 | 2032 | 65535
| Base | EV Charging Control | DLC-BYOD-Water Heating | Small General |  | Winter Morning | % of Load | 0 | 2032 | 65535
| Base | EV Charging Control | DLC-Thermostat-DI-Central Heat Pump | Small General |  | Winter Morning | % of Load | 1 | 2032 | 65535
| Base | EV Charging Control | DLC-Thermostat-DI-Central Heat Pump | Small General |  | Winter Morning | % of Load | 0 | 2032 | 65535
| Base | EV Charging Control | DLC-Thermostat-BYOT-Central Heat Pump | Small General |  | Winter Morning | % of Load | 1 | 2032 | 65535
| Base | EV Charging Control | DLC-Thermostat-BYOT-Central Heat Pump | Small General |  | Winter Morning | % of Load | 0 | 2032 | 65535
| Base | EV Charging Control | DLC-Thermostat-HVAC | Small General |  | Winter Morning | % of Load | 1 | 2032 | 65535
| Base | EV Charging Control | DLC-Thermostat-HVAC | Small General |  | Winter Morning | % of Load | 0 | 2032 | 65535
| Base | EV Charging Control | DLC-Thermostat-DI-Baseboard Heating | Small General |  | Winter Morning | % of Load | 1 | 2032 | 65535
| Base | EV Charging Control | DLC-Thermostat-DI-Baseboard Heating | Small General |  | Winter Morning | % of Load | 0 | 2032 | 65535
| Base | EV Charging Control | DLC-Thermostat-BYOT-Baseboard Heating | Small General |  | Winter Morning | % of Load | 1 | 2032 | 65535
| Base | EV Charging Control | DLC-Thermostat-BYOT-Baseboard Heating | Small General |  | Winter Morning | % of Load | 0 | 2032 | 65535
| Base | EV Charging Control | DLC-Thermostat-DI-MSHP | Small General |  | Winter Morning | % of Load | 1 | 2032 | 65535
| Base | EV Charging Control | DLC-Thermostat-DI-MSHP | Small General |  | Winter Morning | % of Load | 0 | 2032 | 65535
| Base | EV Charging Control | DLC-Thermostat-BYOT-MSHP | Small General |  | Winter Morning | % of Load | 1 | 2032 | 65535
| Base | EV Charging Control | DLC-Thermostat-BYOT-MSHP | Small General |  | Winter Morning | % of Load | 0 | 2032 | 65535
| Base | EV Charging Control | C&I Curtailment-Turnkey-Manual HVAC Control | Small General |  | Winter Morning | % of Load | 1 | 2032 | 65535
| Base | EV Charging Control | C&I Curtailment-Turnkey-Manual HVAC Control | Small General |  | Winter Morning | % of Load | 0 | 2032 | 65535
| Base | EV Charging Control | C&I Curtailment-Turnkey-Auto-DR HVAC Control | Small General |  | Winter Morning | % of Load | 1 | 2032 | 65535
| Base | EV Charging Control | C&I Curtailment-Turnkey-Auto-DR HVAC Control | Small General |  | Winter Morning | % of Load | 0 | 2032 | 65535
| Base | EV Charging Control | C&I Curtailment-Turnkey-Standard Lighting Control | Small General |  | Winter Morning | % of Load | 1 | 2032 | 65535
| Base | EV Charging Control | C&I Curtailment-Turnkey-Standard Lighting Control | Small General |  | Winter Morning | % of Load | 0 | 2032 | 65535
| Base | EV Charging Control | C&I Curtailment-Turnkey-Advanced Lighting Control | Small General |  | Winter Morning | % of Load | 1 | 2032 | 65535
| Base | EV Charging Control | C&I Curtailment-Turnkey-Advanced Lighting Control | Small General |  | Winter Morning | % of Load | 0 | 2032 | 65535
| Base | EV Charging Control | C&I Curtailment-Turnkey-Water Heating Control | Small General |  | Winter Morning | % of Load | 1 | 2032 | 65535
| Base | EV Charging Control | C&I Curtailment-Turnkey-Water Heating Control | Small General |  | Winter Morning | % of Load | 0 | 2032 | 65535
| Base | EV Charging Control | C&I Curtailment-Turnkey-Other | Small General |  | Winter Morning | % of Load | 1 | 2032 | 65535
| Base | EV Charging Control | C&I Curtailment-Turnkey-Other | Small General |  | Winter Morning | % of Load | 0 | 2032 | 65535
| Base | EV Charging Control | Dynamic Pricing with enabling tech. | Small General |  | Winter Morning | % of Load | 1 | 2032 | 65535
| Base | EV Charging Control | Dynamic Pricing with enabling tech. | Small General |  | Winter Morning | % of Load | 0 | 2032 | 65535
| Base | EV Charging Control | DLC-Switch-Water Heating | Small General |  | Winter Evening | % of Load | 1 | 2032 | 65535
| Base | EV Charging Control | DLC-Switch-Water Heating | Small General |  | Winter Evening | % of Load | 0 | 2032 | 65535
| Base | EV Charging Control | DLC-BYOD-Water Heating | Small General |  | Winter Evening | % of Load | 1 | 2032 | 65535
| Base | EV Charging Control | DLC-BYOD-Water Heating | Small General |  | Winter Evening | % of Load | 0 | 2032 | 65535
| Base | EV Charging Control | DLC-Thermostat-DI-Central Heat Pump | Small General |  | Winter Evening | % of Load | 1 | 2032 | 65535
| Base | EV Charging Control | DLC-Thermostat-DI-Central Heat Pump | Small General |  | Winter Evening | % of Load | 0 | 2032 | 65535
| Base | EV Charging Control | DLC-Thermostat-BYOT-Central Heat Pump | Small General |  | Winter Evening | % of Load | 1 | 2032 | 65535
| Base | EV Charging Control | DLC-Thermostat-BYOT-Central Heat Pump | Small General |  | Winter Evening | % of Load | 0 | 2032 | 65535
| Base | EV Charging Control | DLC-Thermostat-HVAC | Small General |  | Winter Evening | % of Load | 1 | 2032 | 65535
| Base | EV Charging Control | DLC-Thermostat-HVAC | Small General |  | Winter Evening | % of Load | 0 | 2032 | 65535
| Base | EV Charging Control | DLC-Thermostat-DI-Baseboard Heating | Small General |  | Winter Evening | % of Load | 1 | 2032 | 65535
| Base | EV Charging Control | DLC-Thermostat-DI-Baseboard Heating | Small General |  | Winter Evening | % of Load | 0 | 2032 | 65535
| Base | EV Charging Control | DLC-Thermostat-BYOT-Baseboard Heating | Small General |  | Winter Evening | % of Load | 1 | 2032 | 65535
| Base | EV Charging Control | DLC-Thermostat-BYOT-Baseboard Heating | Small General |  | Winter Evening | % of Load | 0 | 2032 | 65535
| Base | EV Charging Control | DLC-Thermostat-DI-MSHP | Small General |  | Winter Evening | % of Load | 1 | 2032 | 65535
| Base | EV Charging Control | DLC-Thermostat-DI-MSHP | Small General |  | Winter Evening | % of Load | 0 | 2032 | 65535
| Base | EV Charging Control | DLC-Thermostat-BYOT-MSHP | Small General |  | Winter Evening | % of Load | 1 | 2032 | 65535
| Base | EV Charging Control | DLC-Thermostat-BYOT-MSHP | Small General |  | Winter Evening | % of Load | 0 | 2032 | 65535
| Base | EV Charging Control | C&I Curtailment-Turnkey-Manual HVAC Control | Small General |  | Winter Evening | % of Load | 1 | 2032 | 65535
| Base | EV Charging Control | C&I Curtailment-Turnkey-Manual HVAC Control | Small General |  | Winter Evening | % of Load | 0 | 2032 | 65535
| Base | EV Charging Control | C&I Curtailment-Turnkey-Auto-DR HVAC Control | Small General |  | Winter Evening | % of Load | 1 | 2032 | 65535
| Base | EV Charging Control | C&I Curtailment-Turnkey-Auto-DR HVAC Control | Small General |  | Winter Evening | % of Load | 0 | 2032 | 65535
| Base | EV Charging Control | C&I Curtailment-Turnkey-Standard Lighting Control | Small General |  | Winter Evening | % of Load | 1 | 2032 | 65535
| Base | EV Charging Control | C&I Curtailment-Turnkey-Standard Lighting Control | Small General |  | Winter Evening | % of Load | 0 | 2032 | 65535
| Base | EV Charging Control | C&I Curtailment-Turnkey-Advanced Lighting Control | Small General |  | Winter Evening | % of Load | 1 | 2032 | 65535
| Base | EV Charging Control | C&I Curtailment-Turnkey-Advanced Lighting Control | Small General |  | Winter Evening | % of Load | 0 | 2032 | 65535
| Base | EV Charging Control | C&I Curtailment-Turnkey-Water Heating Control | Small General |  | Winter Evening | % of Load | 1 | 2032 | 65535
| Base | EV Charging Control | C&I Curtailment-Turnkey-Water Heating Control | Small General |  | Winter Evening | % of Load | 0 | 2032 | 65535
| Base | EV Charging Control | C&I Curtailment-Turnkey-Other | Small General |  | Winter Evening | % of Load | 1 | 2032 | 65535
| Base | EV Charging Control | C&I Curtailment-Turnkey-Other | Small General |  | Winter Evening | % of Load | 0 | 2032 | 65535
| Base | EV Charging Control | Dynamic Pricing with enabling tech. | Small General |  | Winter Evening | % of Load | 1 | 2032 | 65535
| Base | EV Charging Control | Dynamic Pricing with enabling tech. | Small General |  | Winter Evening | % of Load | 0 | 2032 | 65535
| Base | EV Charging Control | DLC-Switch-Water Heating | General |  | Winter Morning | % of Load | 1 | 2032 | 65535
| Base | EV Charging Control | DLC-Switch-Water Heating | General |  | Winter Morning | % of Load | 0 | 2032 | 65535
| Base | EV Charging Control | DLC-BYOD-Water Heating | General |  | Winter Morning | % of Load | 1 | 2032 | 65535
| Base | EV Charging Control | DLC-BYOD-Water Heating | General |  | Winter Morning | % of Load | 0 | 2032 | 65535
| Base | EV Charging Control | DLC-Thermostat-DI-Central Heat Pump | General |  | Winter Morning | % of Load | 1 | 2032 | 65535
| Base | EV Charging Control | DLC-Thermostat-DI-Central Heat Pump | General |  | Winter Morning | % of Load | 0 | 2032 | 65535
| Base | EV Charging Control | DLC-Thermostat-BYOT-Central Heat Pump | General |  | Winter Morning | % of Load | 1 | 2032 | 65535
| Base | EV Charging Control | DLC-Thermostat-BYOT-Central Heat Pump | General |  | Winter Morning | % of Load | 0 | 2032 | 65535
| Base | EV Charging Control | DLC-Thermostat-HVAC | General |  | Winter Morning | % of Load | 1 | 2032 | 65535
| Base | EV Charging Control | DLC-Thermostat-HVAC | General |  | Winter Morning | % of Load | 0 | 2032 | 65535
| Base | EV Charging Control | DLC-Thermostat-DI-Baseboard Heating | General |  | Winter Morning | % of Load | 1 | 2032 | 65535
| Base | EV Charging Control | DLC-Thermostat-DI-Baseboard Heating | General |  | Winter Morning | % of Load | 0 | 2032 | 65535
| Base | EV Charging Control | DLC-Thermostat-BYOT-Baseboard Heating | General |  | Winter Morning | % of Load | 1 | 2032 | 65535
| Base | EV Charging Control | DLC-Thermostat-BYOT-Baseboard Heating | General |  | Winter Morning | % of Load | 0 | 2032 | 65535
| Base | EV Charging Control | DLC-Thermostat-DI-MSHP | General |  | Winter Morning | % of Load | 1 | 2032 | 65535
| Base | EV Charging Control | DLC-Thermostat-DI-MSHP | General |  | Winter Morning | % of Load | 0 | 2032 | 65535
| Base | EV Charging Control | DLC-Thermostat-BYOT-MSHP | General |  | Winter Morning | % of Load | 1 | 2032 | 65535
| Base | EV Charging Control | DLC-Thermostat-BYOT-MSHP | General |  | Winter Morning | % of Load | 0 | 2032 | 65535
| Base | EV Charging Control | C&I Curtailment-Turnkey-Manual HVAC Control | General |  | Winter Morning | % of Load | 1 | 2032 | 65535
| Base | EV Charging Control | C&I Curtailment-Turnkey-Manual HVAC Control | General |  | Winter Morning | % of Load | 0 | 2032 | 65535
| Base | EV Charging Control | C&I Curtailment-Turnkey-Auto-DR HVAC Control | General |  | Winter Morning | % of Load | 1 | 2032 | 65535
| Base | EV Charging Control | C&I Curtailment-Turnkey-Auto-DR HVAC Control | General |  | Winter Morning | % of Load | 0 | 2032 | 65535
| Base | EV Charging Control | C&I Curtailment-Turnkey-Standard Lighting Control | General |  | Winter Morning | % of Load | 1 | 2032 | 65535
| Base | EV Charging Control | C&I Curtailment-Turnkey-Standard Lighting Control | General |  | Winter Morning | % of Load | 0 | 2032 | 65535
| Base | EV Charging Control | C&I Curtailment-Turnkey-Advanced Lighting Control | General |  | Winter Morning | % of Load | 1 | 2032 | 65535
| Base | EV Charging Control | C&I Curtailment-Turnkey-Advanced Lighting Control | General |  | Winter Morning | % of Load | 0 | 2032 | 65535
| Base | EV Charging Control | C&I Curtailment-Turnkey-Water Heating Control | General |  | Winter Morning | % of Load | 1 | 2032 | 65535
| Base | EV Charging Control | C&I Curtailment-Turnkey-Water Heating Control | General |  | Winter Morning | % of Load | 0 | 2032 | 65535
| Base | EV Charging Control | C&I Curtailment-Turnkey-Other | General |  | Winter Morning | % of Load | 1 | 2032 | 65535
| Base | EV Charging Control | C&I Curtailment-Turnkey-Other | General |  | Winter Morning | % of Load | 0 | 2032 | 65535
| Base | EV Charging Control | DLC-Switch-Water Heating | General |  | Winter Evening | % of Load | 1 | 2032 | 65535
| Base | EV Charging Control | DLC-Switch-Water Heating | General |  | Winter Evening | % of Load | 0 | 2032 | 65535
| Base | EV Charging Control | DLC-BYOD-Water Heating | General |  | Winter Evening | % of Load | 1 | 2032 | 65535
| Base | EV Charging Control | DLC-BYOD-Water Heating | General |  | Winter Evening | % of Load | 0 | 2032 | 65535
| Base | EV Charging Control | DLC-Thermostat-DI-Central Heat Pump | General |  | Winter Evening | % of Load | 1 | 2032 | 65535
| Base | EV Charging Control | DLC-Thermostat-DI-Central Heat Pump | General |  | Winter Evening | % of Load | 0 | 2032 | 65535
| Base | EV Charging Control | DLC-Thermostat-BYOT-Central Heat Pump | General |  | Winter Evening | % of Load | 1 | 2032 | 65535
| Base | EV Charging Control | DLC-Thermostat-BYOT-Central Heat Pump | General |  | Winter Evening | % of Load | 0 | 2032 | 65535
| Base | EV Charging Control | DLC-Thermostat-HVAC | General |  | Winter Evening | % of Load | 1 | 2032 | 65535
| Base | EV Charging Control | DLC-Thermostat-HVAC | General |  | Winter Evening | % of Load | 0 | 2032 | 65535
| Base | EV Charging Control | DLC-Thermostat-DI-Baseboard Heating | General |  | Winter Evening | % of Load | 1 | 2032 | 65535
| Base | EV Charging Control | DLC-Thermostat-DI-Baseboard Heating | General |  | Winter Evening | % of Load | 0 | 2032 | 65535
| Base | EV Charging Control | DLC-Thermostat-BYOT-Baseboard Heating | General |  | Winter Evening | % of Load | 1 | 2032 | 65535
| Base | EV Charging Control | DLC-Thermostat-BYOT-Baseboard Heating | General |  | Winter Evening | % of Load | 0 | 2032 | 65535
| Base | EV Charging Control | DLC-Thermostat-DI-MSHP | General |  | Winter Evening | % of Load | 1 | 2032 | 65535
| Base | EV Charging Control | DLC-Thermostat-DI-MSHP | General |  | Winter Evening | % of Load | 0 | 2032 | 65535
| Base | EV Charging Control | DLC-Thermostat-BYOT-MSHP | General |  | Winter Evening | % of Load | 1 | 2032 | 65535
| Base | EV Charging Control | DLC-Thermostat-BYOT-MSHP | General |  | Winter Evening | % of Load | 0 | 2032 | 65535
| Base | EV Charging Control | C&I Curtailment-Turnkey-Manual HVAC Control | General |  | Winter Evening | % of Load | 1 | 2032 | 65535
| Base | EV Charging Control | C&I Curtailment-Turnkey-Manual HVAC Control | General |  | Winter Evening | % of Load | 0 | 2032 | 65535
| Base | EV Charging Control | C&I Curtailment-Turnkey-Auto-DR HVAC Control | General |  | Winter Evening | % of Load | 1 | 2032 | 65535
| Base | EV Charging Control | C&I Curtailment-Turnkey-Auto-DR HVAC Control | General |  | Winter Evening | % of Load | 0 | 2032 | 65535
| Base | EV Charging Control | C&I Curtailment-Turnkey-Standard Lighting Control | General |  | Winter Evening | % of Load | 1 | 2032 | 65535
| Base | EV Charging Control | C&I Curtailment-Turnkey-Standard Lighting Control | General |  | Winter Evening | % of Load | 0 | 2032 | 65535
| Base | EV Charging Control | C&I Curtailment-Turnkey-Advanced Lighting Control | General |  | Winter Evening | % of Load | 1 | 2032 | 65535
| Base | EV Charging Control | C&I Curtailment-Turnkey-Advanced Lighting Control | General |  | Winter Evening | % of Load | 0 | 2032 | 65535
| Base | EV Charging Control | C&I Curtailment-Turnkey-Water Heating Control | General |  | Winter Evening | % of Load | 1 | 2032 | 65535
| Base | EV Charging Control | C&I Curtailment-Turnkey-Water Heating Control | General |  | Winter Evening | % of Load | 0 | 2032 | 65535
| Base | EV Charging Control | C&I Curtailment-Turnkey-Other | General |  | Winter Evening | % of Load | 1 | 2032 | 65535
| Base | EV Charging Control | C&I Curtailment-Turnkey-Other | General |  | Winter Evening | % of Load | 0 | 2032 | 65535
| Base | EV Charging Control | DLC-Switch-Water Heating | Small Industrial |  | Winter Morning | % of Load | 1 | 2032 | 65535
| Base | EV Charging Control | DLC-Switch-Water Heating | Small Industrial |  | Winter Morning | % of Load | 0 | 2032 | 65535
| Base | EV Charging Control | DLC-BYOD-Water Heating | Small Industrial |  | Winter Morning | % of Load | 1 | 2032 | 65535
| Base | EV Charging Control | DLC-BYOD-Water Heating | Small Industrial |  | Winter Morning | % of Load | 0 | 2032 | 65535
| Base | EV Charging Control | DLC-Thermostat-DI-Central Heat Pump | Small Industrial |  | Winter Morning | % of Load | 1 | 2032 | 65535
| Base | EV Charging Control | DLC-Thermostat-DI-Central Heat Pump | Small Industrial |  | Winter Morning | % of Load | 0 | 2032 | 65535
| Base | EV Charging Control | DLC-Thermostat-BYOT-Central Heat Pump | Small Industrial |  | Winter Morning | % of Load | 1 | 2032 | 65535
| Base | EV Charging Control | DLC-Thermostat-BYOT-Central Heat Pump | Small Industrial |  | Winter Morning | % of Load | 0 | 2032 | 65535
| Base | EV Charging Control | DLC-Thermostat-HVAC | Small Industrial |  | Winter Morning | % of Load | 1 | 2032 | 65535
| Base | EV Charging Control | DLC-Thermostat-HVAC | Small Industrial |  | Winter Morning | % of Load | 0 | 2032 | 65535
| Base | EV Charging Control | DLC-Thermostat-DI-Baseboard Heating | Small Industrial |  | Winter Morning | % of Load | 1 | 2032 | 65535
| Base | EV Charging Control | DLC-Thermostat-DI-Baseboard Heating | Small Industrial |  | Winter Morning | % of Load | 0 | 2032 | 65535
| Base | EV Charging Control | DLC-Thermostat-BYOT-Baseboard Heating | Small Industrial |  | Winter Morning | % of Load | 1 | 2032 | 65535
| Base | EV Charging Control | DLC-Thermostat-BYOT-Baseboard Heating | Small Industrial |  | Winter Morning | % of Load | 0 | 2032 | 65535
| Base | EV Charging Control | DLC-Thermostat-DI-MSHP | Small Industrial |  | Winter Morning | % of Load | 1 | 2032 | 65535
| Base | EV Charging Control | DLC-Thermostat-DI-MSHP | Small Industrial |  | Winter Morning | % of Load | 0 | 2032 | 65535
| Base | EV Charging Control | DLC-Thermostat-BYOT-MSHP | Small Industrial |  | Winter Morning | % of Load | 1 | 2032 | 65535
| Base | EV Charging Control | DLC-Thermostat-BYOT-MSHP | Small Industrial |  | Winter Morning | % of Load | 0 | 2032 | 65535
| Base | EV Charging Control | C&I Curtailment-Turnkey-Manual HVAC Control | Small Industrial |  | Winter Morning | % of Load | 1 | 2032 | 65535
| Base | EV Charging Control | C&I Curtailment-Turnkey-Manual HVAC Control | Small Industrial |  | Winter Morning | % of Load | 0 | 2032 | 65535
| Base | EV Charging Control | C&I Curtailment-Turnkey-Auto-DR HVAC Control | Small Industrial |  | Winter Morning | % of Load | 1 | 2032 | 65535
| Base | EV Charging Control | C&I Curtailment-Turnkey-Auto-DR HVAC Control | Small Industrial |  | Winter Morning | % of Load | 0 | 2032 | 65535
| Base | EV Charging Control | C&I Curtailment-Turnkey-Standard Lighting Control | Small Industrial |  | Winter Morning | % of Load | 1 | 2032 | 65535
| Base | EV Charging Control | C&I Curtailment-Turnkey-Standard Lighting Control | Small Industrial |  | Winter Morning | % of Load | 0 | 2032 | 65535
| Base | EV Charging Control | C&I Curtailment-Turnkey-Advanced Lighting Control | Small Industrial |  | Winter Morning | % of Load | 1 | 2032 | 65535
| Base | EV Charging Control | C&I Curtailment-Turnkey-Advanced Lighting Control | Small Industrial |  | Winter Morning | % of Load | 0 | 2032 | 65535
| Base | EV Charging Control | C&I Curtailment-Turnkey-Water Heating Control | Small Industrial |  | Winter Morning | % of Load | 1 | 2032 | 65535
| Base | EV Charging Control | C&I Curtailment-Turnkey-Water Heating Control | Small Industrial |  | Winter Morning | % of Load | 0 | 2032 | 65535
| Base | EV Charging Control | C&I Curtailment-Turnkey-Other | Small Industrial |  | Winter Morning | % of Load | 1 | 2032 | 65535
| Base | EV Charging Control | C&I Curtailment-Turnkey-Other | Small Industrial |  | Winter Morning | % of Load | 0 | 2032 | 65535
| Base | EV Charging Control | C&I Curtailment-Turnkey-Industrial | Small Industrial |  | Winter Morning | % of Load | 1 | 2032 | 65535
| Base | EV Charging Control | C&I Curtailment-Turnkey-Industrial | Small Industrial |  | Winter Morning | % of Load | 0 | 2032 | 65535
| Base | EV Charging Control | DLC-Switch-Water Heating | Small Industrial |  | Winter Evening | % of Load | 1 | 2032 | 65535
| Base | EV Charging Control | DLC-Switch-Water Heating | Small Industrial |  | Winter Evening | % of Load | 0 | 2032 | 65535
| Base | EV Charging Control | DLC-BYOD-Water Heating | Small Industrial |  | Winter Evening | % of Load | 1 | 2032 | 65535
| Base | EV Charging Control | DLC-BYOD-Water Heating | Small Industrial |  | Winter Evening | % of Load | 0 | 2032 | 65535
| Base | EV Charging Control | DLC-Thermostat-DI-Central Heat Pump | Small Industrial |  | Winter Evening | % of Load | 1 | 2032 | 65535
| Base | EV Charging Control | DLC-Thermostat-DI-Central Heat Pump | Small Industrial |  | Winter Evening | % of Load | 0 | 2032 | 65535
| Base | EV Charging Control | DLC-Thermostat-BYOT-Central Heat Pump | Small Industrial |  | Winter Evening | % of Load | 1 | 2032 | 65535
| Base | EV Charging Control | DLC-Thermostat-BYOT-Central Heat Pump | Small Industrial |  | Winter Evening | % of Load | 0 | 2032 | 65535
| Base | EV Charging Control | DLC-Thermostat-HVAC | Small Industrial |  | Winter Evening | % of Load | 1 | 2032 | 65535
| Base | EV Charging Control | DLC-Thermostat-HVAC | Small Industrial |  | Winter Evening | % of Load | 0 | 2032 | 65535
| Base | EV Charging Control | DLC-Thermostat-DI-Baseboard Heating | Small Industrial |  | Winter Evening | % of Load | 1 | 2032 | 65535
| Base | EV Charging Control | DLC-Thermostat-DI-Baseboard Heating | Small Industrial |  | Winter Evening | % of Load | 0 | 2032 | 65535
| Base | EV Charging Control | DLC-Thermostat-BYOT-Baseboard Heating | Small Industrial |  | Winter Evening | % of Load | 1 | 2032 | 65535
| Base | EV Charging Control | DLC-Thermostat-BYOT-Baseboard Heating | Small Industrial |  | Winter Evening | % of Load | 0 | 2032 | 65535
| Base | EV Charging Control | DLC-Thermostat-DI-MSHP | Small Industrial |  | Winter Evening | % of Load | 1 | 2032 | 65535
| Base | EV Charging Control | DLC-Thermostat-DI-MSHP | Small Industrial |  | Winter Evening | % of Load | 0 | 2032 | 65535
| Base | EV Charging Control | DLC-Thermostat-BYOT-MSHP | Small Industrial |  | Winter Evening | % of Load | 1 | 2032 | 65535
| Base | EV Charging Control | DLC-Thermostat-BYOT-MSHP | Small Industrial |  | Winter Evening | % of Load | 0 | 2032 | 65535
| Base | EV Charging Control | C&I Curtailment-Turnkey-Manual HVAC Control | Small Industrial |  | Winter Evening | % of Load | 1 | 2032 | 65535
| Base | EV Charging Control | C&I Curtailment-Turnkey-Manual HVAC Control | Small Industrial |  | Winter Evening | % of Load | 0 | 2032 | 65535
| Base | EV Charging Control | C&I Curtailment-Turnkey-Auto-DR HVAC Control | Small Industrial |  | Winter Evening | % of Load | 1 | 2032 | 65535
| Base | EV Charging Control | C&I Curtailment-Turnkey-Auto-DR HVAC Control | Small Industrial |  | Winter Evening | % of Load | 0 | 2032 | 65535
| Base | EV Charging Control | C&I Curtailment-Turnkey-Standard Lighting Control | Small Industrial |  | Winter Evening | % of Load | 1 | 2032 | 65535
| Base | EV Charging Control | C&I Curtailment-Turnkey-Standard Lighting Control | Small Industrial |  | Winter Evening | % of Load | 0 | 2032 | 65535
| Base | EV Charging Control | C&I Curtailment-Turnkey-Advanced Lighting Control | Small Industrial |  | Winter Evening | % of Load | 1 | 2032 | 65535
| Base | EV Charging Control | C&I Curtailment-Turnkey-Advanced Lighting Control | Small Industrial |  | Winter Evening | % of Load | 0 | 2032 | 65535
| Base | EV Charging Control | C&I Curtailment-Turnkey-Water Heating Control | Small Industrial |  | Winter Evening | % of Load | 1 | 2032 | 65535
| Base | EV Charging Control | C&I Curtailment-Turnkey-Water Heating Control | Small Industrial |  | Winter Evening | % of Load | 0 | 2032 | 65535
| Base | EV Charging Control | C&I Curtailment-Turnkey-Other | Small Industrial |  | Winter Evening | % of Load | 1 | 2032 | 65535
| Base | EV Charging Control | C&I Curtailment-Turnkey-Other | Small Industrial |  | Winter Evening | % of Load | 0 | 2032 | 65535
| Base | EV Charging Control | C&I Curtailment-Turnkey-Industrial | Small Industrial |  | Winter Evening | % of Load | 1 | 2032 | 65535
| Base | EV Charging Control | C&I Curtailment-Turnkey-Industrial | Small Industrial |  | Winter Evening | % of Load | 0 | 2032 | 65535
| Base | EV Charging Control | DLC-Switch-Water Heating | Medium Industrial |  | Winter Morning | % of Load | 1 | 2032 | 65535
| Base | EV Charging Control | DLC-Switch-Water Heating | Medium Industrial |  | Winter Morning | % of Load | 0 | 2032 | 65535
| Base | EV Charging Control | DLC-BYOD-Water Heating | Medium Industrial |  | Winter Morning | % of Load | 1 | 2032 | 65535
| Base | EV Charging Control | DLC-BYOD-Water Heating | Medium Industrial |  | Winter Morning | % of Load | 0 | 2032 | 65535
| Base | EV Charging Control | DLC-Thermostat-DI-Central Heat Pump | Medium Industrial |  | Winter Morning | % of Load | 1 | 2032 | 65535
| Base | EV Charging Control | DLC-Thermostat-DI-Central Heat Pump | Medium Industrial |  | Winter Morning | % of Load | 0 | 2032 | 65535
| Base | EV Charging Control | DLC-Thermostat-BYOT-Central Heat Pump | Medium Industrial |  | Winter Morning | % of Load | 1 | 2032 | 65535
| Base | EV Charging Control | DLC-Thermostat-BYOT-Central Heat Pump | Medium Industrial |  | Winter Morning | % of Load | 0 | 2032 | 65535
| Base | EV Charging Control | DLC-Thermostat-HVAC | Medium Industrial |  | Winter Morning | % of Load | 1 | 2032 | 65535
| Base | EV Charging Control | DLC-Thermostat-HVAC | Medium Industrial |  | Winter Morning | % of Load | 0 | 2032 | 65535
| Base | EV Charging Control | DLC-Thermostat-DI-Baseboard Heating | Medium Industrial |  | Winter Morning | % of Load | 1 | 2032 | 65535
| Base | EV Charging Control | DLC-Thermostat-DI-Baseboard Heating | Medium Industrial |  | Winter Morning | % of Load | 0 | 2032 | 65535
| Base | EV Charging Control | DLC-Thermostat-BYOT-Baseboard Heating | Medium Industrial |  | Winter Morning | % of Load | 1 | 2032 | 65535
| Base | EV Charging Control | DLC-Thermostat-BYOT-Baseboard Heating | Medium Industrial |  | Winter Morning | % of Load | 0 | 2032 | 65535
| Base | EV Charging Control | DLC-Thermostat-DI-MSHP | Medium Industrial |  | Winter Morning | % of Load | 1 | 2032 | 65535
| Base | EV Charging Control | DLC-Thermostat-DI-MSHP | Medium Industrial |  | Winter Morning | % of Load | 0 | 2032 | 65535
| Base | EV Charging Control | DLC-Thermostat-BYOT-MSHP | Medium Industrial |  | Winter Morning | % of Load | 1 | 2032 | 65535
| Base | EV Charging Control | DLC-Thermostat-BYOT-MSHP | Medium Industrial |  | Winter Morning | % of Load | 0 | 2032 | 65535
| Base | EV Charging Control | C&I Curtailment-Turnkey-Manual HVAC Control | Medium Industrial |  | Winter Morning | % of Load | 1 | 2032 | 65535
| Base | EV Charging Control | C&I Curtailment-Turnkey-Manual HVAC Control | Medium Industrial |  | Winter Morning | % of Load | 0 | 2032 | 65535
| Base | EV Charging Control | C&I Curtailment-Turnkey-Auto-DR HVAC Control | Medium Industrial |  | Winter Morning | % of Load | 1 | 2032 | 65535
| Base | EV Charging Control | C&I Curtailment-Turnkey-Auto-DR HVAC Control | Medium Industrial |  | Winter Morning | % of Load | 0 | 2032 | 65535
| Base | EV Charging Control | C&I Curtailment-Turnkey-Standard Lighting Control | Medium Industrial |  | Winter Morning | % of Load | 1 | 2032 | 65535
| Base | EV Charging Control | C&I Curtailment-Turnkey-Standard Lighting Control | Medium Industrial |  | Winter Morning | % of Load | 0 | 2032 | 65535
| Base | EV Charging Control | C&I Curtailment-Turnkey-Advanced Lighting Control | Medium Industrial |  | Winter Morning | % of Load | 1 | 2032 | 65535
| Base | EV Charging Control | C&I Curtailment-Turnkey-Advanced Lighting Control | Medium Industrial |  | Winter Morning | % of Load | 0 | 2032 | 65535
| Base | EV Charging Control | C&I Curtailment-Turnkey-Water Heating Control | Medium Industrial |  | Winter Morning | % of Load | 1 | 2032 | 65535
| Base | EV Charging Control | C&I Curtailment-Turnkey-Water Heating Control | Medium Industrial |  | Winter Morning | % of Load | 0 | 2032 | 65535
| Base | EV Charging Control | C&I Curtailment-Turnkey-Other | Medium Industrial |  | Winter Morning | % of Load | 1 | 2032 | 65535
| Base | EV Charging Control | C&I Curtailment-Turnkey-Other | Medium Industrial |  | Winter Morning | % of Load | 0 | 2032 | 65535
| Base | EV Charging Control | DLC-Switch-Water Heating | Medium Industrial |  | Winter Evening | % of Load | 1 | 2032 | 65535
| Base | EV Charging Control | DLC-Switch-Water Heating | Medium Industrial |  | Winter Evening | % of Load | 0 | 2032 | 65535
| Base | EV Charging Control | DLC-BYOD-Water Heating | Medium Industrial |  | Winter Evening | % of Load | 1 | 2032 | 65535
| Base | EV Charging Control | DLC-BYOD-Water Heating | Medium Industrial |  | Winter Evening | % of Load | 0 | 2032 | 65535
| Base | EV Charging Control | DLC-Thermostat-DI-Central Heat Pump | Medium Industrial |  | Winter Evening | % of Load | 1 | 2032 | 65535
| Base | EV Charging Control | DLC-Thermostat-DI-Central Heat Pump | Medium Industrial |  | Winter Evening | % of Load | 0 | 2032 | 65535
| Base | EV Charging Control | DLC-Thermostat-BYOT-Central Heat Pump | Medium Industrial |  | Winter Evening | % of Load | 1 | 2032 | 65535
| Base | EV Charging Control | DLC-Thermostat-BYOT-Central Heat Pump | Medium Industrial |  | Winter Evening | % of Load | 0 | 2032 | 65535
| Base | EV Charging Control | DLC-Thermostat-HVAC | Medium Industrial |  | Winter Evening | % of Load | 1 | 2032 | 65535
| Base | EV Charging Control | DLC-Thermostat-HVAC | Medium Industrial |  | Winter Evening | % of Load | 0 | 2032 | 65535
| Base | EV Charging Control | DLC-Thermostat-DI-Baseboard Heating | Medium Industrial |  | Winter Evening | % of Load | 1 | 2032 | 65535
| Base | EV Charging Control | DLC-Thermostat-DI-Baseboard Heating | Medium Industrial |  | Winter Evening | % of Load | 0 | 2032 | 65535
| Base | EV Charging Control | DLC-Thermostat-BYOT-Baseboard Heating | Medium Industrial |  | Winter Evening | % of Load | 1 | 2032 | 65535
| Base | EV Charging Control | DLC-Thermostat-BYOT-Baseboard Heating | Medium Industrial |  | Winter Evening | % of Load | 0 | 2032 | 65535
| Base | EV Charging Control | DLC-Thermostat-DI-MSHP | Medium Industrial |  | Winter Evening | % of Load | 1 | 2032 | 65535
| Base | EV Charging Control | DLC-Thermostat-DI-MSHP | Medium Industrial |  | Winter Evening | % of Load | 0 | 2032 | 65535
| Base | EV Charging Control | DLC-Thermostat-BYOT-MSHP | Medium Industrial |  | Winter Evening | % of Load | 1 | 2032 | 65535
| Base | EV Charging Control | DLC-Thermostat-BYOT-MSHP | Medium Industrial |  | Winter Evening | % of Load | 0 | 2032 | 65535
| Base | EV Charging Control | C&I Curtailment-Turnkey-Manual HVAC Control | Medium Industrial |  | Winter Evening | % of Load | 1 | 2032 | 65535
| Base | EV Charging Control | C&I Curtailment-Turnkey-Manual HVAC Control | Medium Industrial |  | Winter Evening | % of Load | 0 | 2032 | 65535
| Base | EV Charging Control | C&I Curtailment-Turnkey-Auto-DR HVAC Control | Medium Industrial |  | Winter Evening | % of Load | 1 | 2032 | 65535
| Base | EV Charging Control | C&I Curtailment-Turnkey-Auto-DR HVAC Control | Medium Industrial |  | Winter Evening | % of Load | 0 | 2032 | 65535
| Base | EV Charging Control | C&I Curtailment-Turnkey-Standard Lighting Control | Medium Industrial |  | Winter Evening | % of Load | 1 | 2032 | 65535
| Base | EV Charging Control | C&I Curtailment-Turnkey-Standard Lighting Control | Medium Industrial |  | Winter Evening | % of Load | 0 | 2032 | 65535
| Base | EV Charging Control | C&I Curtailment-Turnkey-Advanced Lighting Control | Medium Industrial |  | Winter Evening | % of Load | 1 | 2032 | 65535
| Base | EV Charging Control | C&I Curtailment-Turnkey-Advanced Lighting Control | Medium Industrial |  | Winter Evening | % of Load | 0 | 2032 | 65535
| Base | EV Charging Control | C&I Curtailment-Turnkey-Water Heating Control | Medium Industrial |  | Winter Evening | % of Load | 1 | 2032 | 65535
| Base | EV Charging Control | C&I Curtailment-Turnkey-Water Heating Control | Medium Industrial |  | Winter Evening | % of Load | 0 | 2032 | 65535
| Base | EV Charging Control | C&I Curtailment-Turnkey-Other | Medium Industrial |  | Winter Evening | % of Load | 1 | 2032 | 65535
| Base | EV Charging Control | C&I Curtailment-Turnkey-Other | Medium Industrial |  | Winter Evening | % of Load | 0 | 2032 | 65535
| Base | EV Charging Control | EV Charging Control | EV Res LDV |  | Winter Morning | % of Load | 1 | 2032 | 65535
| Base | EV Charging Control | EV Charging Control | EV Res LDV |  | Winter Morning | % of Load | 0 | 2032 | 65535
| Base | EV Charging Control | EV Charging Control | EV Res LDV |  | Winter Evening | % of Load | 1 | 2032 | 65535
| Base | EV Charging Control | EV Charging Control | EV Res LDV |  | Winter Evening | % of Load | 0 | 2032 | 65535
| Base | EV Charging Control | EV Charging Control | EV Com LDV |  | Winter Morning | % of Load | 1 | 2032 | 65535
| Base | EV Charging Control | EV Charging Control | EV Com LDV |  | Winter Morning | % of Load | 0 | 2032 | 65535
| Base | EV Charging Control | EV Charging Control | EV Com LDV |  | Winter Evening | % of Load | 1 | 2032 | 65535
| Base | EV Charging Control | EV Charging Control | EV Com LDV |  | Winter Evening | % of Load | 0 | 2032 | 65535
| Base | EV Charging Control | EV Charging Control | EV Com MDV |  | Winter Morning | % of Load | 1 | 2032 | 65535
| Base | EV Charging Control | EV Charging Control | EV Com MDV |  | Winter Morning | % of Load | 0 | 2032 | 65535
| Base | EV Charging Control | EV Charging Control | EV Com MDV |  | Winter Evening | % of Load | 1 | 2032 | 65535
| Base | EV Charging Control | EV Charging Control | EV Com MDV |  | Winter Evening | % of Load | 0 | 2032 | 65535
| Base | EV Charging Control | EV Charging Control | EV Com HDV |  | Winter Morning | % of Load | 1 | 2032 | 65535
| Base | EV Charging Control | EV Charging Control | EV Com HDV |  | Winter Morning | % of Load | 0 | 2032 | 65535
| Base | EV Charging Control | EV Charging Control | EV Com HDV |  | Winter Evening | % of Load | 1 | 2032 | 65535
| Base | EV Charging Control | EV Charging Control | EV Com HDV |  | Winter Evening | % of Load | 0 | 2032 | 65535
| Base | Behavioral DR | DLC-Switch-Water Heating | Small General |  | Winter Morning | % of Load | 1 | 2032 | 65535
| Base | Behavioral DR | DLC-Switch-Water Heating | Small General |  | Winter Morning | % of Load | 0 | 2032 | 65535
| Base | Behavioral DR | DLC-BYOD-Water Heating | Small General |  | Winter Morning | % of Load | 1 | 2032 | 65535
| Base | Behavioral DR | DLC-BYOD-Water Heating | Small General |  | Winter Morning | % of Load | 0 | 2032 | 65535
| Base | Behavioral DR | DLC-Thermostat-DI-Central Heat Pump | Small General |  | Winter Morning | % of Load | 1 | 2032 | 65535
| Base | Behavioral DR | DLC-Thermostat-DI-Central Heat Pump | Small General |  | Winter Morning | % of Load | 0 | 2032 | 65535
| Base | Behavioral DR | DLC-Thermostat-BYOT-Central Heat Pump | Small General |  | Winter Morning | % of Load | 1 | 2032 | 65535
| Base | Behavioral DR | DLC-Thermostat-BYOT-Central Heat Pump | Small General |  | Winter Morning | % of Load | 0 | 2032 | 65535
| Base | Behavioral DR | DLC-Thermostat-HVAC | Small General |  | Winter Morning | % of Load | 1 | 2032 | 65535
| Base | Behavioral DR | DLC-Thermostat-HVAC | Small General |  | Winter Morning | % of Load | 0 | 2032 | 65535
| Base | Behavioral DR | DLC-Thermostat-DI-Baseboard Heating | Small General |  | Winter Morning | % of Load | 1 | 2032 | 65535
| Base | Behavioral DR | DLC-Thermostat-DI-Baseboard Heating | Small General |  | Winter Morning | % of Load | 0 | 2032 | 65535
| Base | Behavioral DR | DLC-Thermostat-BYOT-Baseboard Heating | Small General |  | Winter Morning | % of Load | 1 | 2032 | 65535
| Base | Behavioral DR | DLC-Thermostat-BYOT-Baseboard Heating | Small General |  | Winter Morning | % of Load | 0 | 2032 | 65535
| Base | Behavioral DR | DLC-Thermostat-DI-MSHP | Small General |  | Winter Morning | % of Load | 1 | 2032 | 65535
| Base | Behavioral DR | DLC-Thermostat-DI-MSHP | Small General |  | Winter Morning | % of Load | 0 | 2032 | 65535
| Base | Behavioral DR | DLC-Thermostat-BYOT-MSHP | Small General |  | Winter Morning | % of Load | 1 | 2032 | 65535
| Base | Behavioral DR | DLC-Thermostat-BYOT-MSHP | Small General |  | Winter Morning | % of Load | 0 | 2032 | 65535
| Base | Behavioral DR | C&I Curtailment-Turnkey-Manual HVAC Control | Small General |  | Winter Morning | % of Load | 1 | 2032 | 65535
| Base | Behavioral DR | C&I Curtailment-Turnkey-Manual HVAC Control | Small General |  | Winter Morning | % of Load | 0 | 2032 | 65535
| Base | Behavioral DR | C&I Curtailment-Turnkey-Auto-DR HVAC Control | Small General |  | Winter Morning | % of Load | 1 | 2032 | 65535
| Base | Behavioral DR | C&I Curtailment-Turnkey-Auto-DR HVAC Control | Small General |  | Winter Morning | % of Load | 0 | 2032 | 65535
| Base | Behavioral DR | C&I Curtailment-Turnkey-Standard Lighting Control | Small General |  | Winter Morning | % of Load | 1 | 2032 | 65535
| Base | Behavioral DR | C&I Curtailment-Turnkey-Standard Lighting Control | Small General |  | Winter Morning | % of Load | 0 | 2032 | 65535
| Base | Behavioral DR | C&I Curtailment-Turnkey-Advanced Lighting Control | Small General |  | Winter Morning | % of Load | 1 | 2032 | 65535
| Base | Behavioral DR | C&I Curtailment-Turnkey-Advanced Lighting Control | Small General |  | Winter Morning | % of Load | 0 | 2032 | 65535
| Base | Behavioral DR | C&I Curtailment-Turnkey-Water Heating Control | Small General |  | Winter Morning | % of Load | 1 | 2032 | 65535
| Base | Behavioral DR | C&I Curtailment-Turnkey-Water Heating Control | Small General |  | Winter Morning | % of Load | 0 | 2032 | 65535
| Base | Behavioral DR | C&I Curtailment-Turnkey-Other | Small General |  | Winter Morning | % of Load | 1 | 2032 | 65535
| Base | Behavioral DR | C&I Curtailment-Turnkey-Other | Small General |  | Winter Morning | % of Load | 0 | 2032 | 65535
| Base | Behavioral DR | Dynamic Pricing with enabling tech. | Small General |  | Winter Morning | % of Load | 1 | 2032 | 65535
| Base | Behavioral DR | Dynamic Pricing with enabling tech. | Small General |  | Winter Morning | % of Load | 0 | 2032 | 65535
| Base | Behavioral DR | DLC-Switch-Water Heating | Small General |  | Winter Evening | % of Load | 1 | 2032 | 65535
| Base | Behavioral DR | DLC-Switch-Water Heating | Small General |  | Winter Evening | % of Load | 0 | 2032 | 65535
| Base | Behavioral DR | DLC-BYOD-Water Heating | Small General |  | Winter Evening | % of Load | 1 | 2032 | 65535
| Base | Behavioral DR | DLC-BYOD-Water Heating | Small General |  | Winter Evening | % of Load | 0 | 2032 | 65535
| Base | Behavioral DR | DLC-Thermostat-DI-Central Heat Pump | Small General |  | Winter Evening | % of Load | 1 | 2032 | 65535
| Base | Behavioral DR | DLC-Thermostat-DI-Central Heat Pump | Small General |  | Winter Evening | % of Load | 0 | 2032 | 65535
| Base | Behavioral DR | DLC-Thermostat-BYOT-Central Heat Pump | Small General |  | Winter Evening | % of Load | 1 | 2032 | 65535
| Base | Behavioral DR | DLC-Thermostat-BYOT-Central Heat Pump | Small General |  | Winter Evening | % of Load | 0 | 2032 | 65535
| Base | Behavioral DR | DLC-Thermostat-HVAC | Small General |  | Winter Evening | % of Load | 1 | 2032 | 65535
| Base | Behavioral DR | DLC-Thermostat-HVAC | Small General |  | Winter Evening | % of Load | 0 | 2032 | 65535
| Base | Behavioral DR | DLC-Thermostat-DI-Baseboard Heating | Small General |  | Winter Evening | % of Load | 1 | 2032 | 65535
| Base | Behavioral DR | DLC-Thermostat-DI-Baseboard Heating | Small General |  | Winter Evening | % of Load | 0 | 2032 | 65535
| Base | Behavioral DR | DLC-Thermostat-BYOT-Baseboard Heating | Small General |  | Winter Evening | % of Load | 1 | 2032 | 65535
| Base | Behavioral DR | DLC-Thermostat-BYOT-Baseboard Heating | Small General |  | Winter Evening | % of Load | 0 | 2032 | 65535
| Base | Behavioral DR | DLC-Thermostat-DI-MSHP | Small General |  | Winter Evening | % of Load | 1 | 2032 | 65535
| Base | Behavioral DR | DLC-Thermostat-DI-MSHP | Small General |  | Winter Evening | % of Load | 0 | 2032 | 65535
| Base | Behavioral DR | DLC-Thermostat-BYOT-MSHP | Small General |  | Winter Evening | % of Load | 1 | 2032 | 65535
| Base | Behavioral DR | DLC-Thermostat-BYOT-MSHP | Small General |  | Winter Evening | % of Load | 0 | 2032 | 65535
| Base | Behavioral DR | C&I Curtailment-Turnkey-Manual HVAC Control | Small General |  | Winter Evening | % of Load | 1 | 2032 | 65535
| Base | Behavioral DR | C&I Curtailment-Turnkey-Manual HVAC Control | Small General |  | Winter Evening | % of Load | 0 | 2032 | 65535
| Base | Behavioral DR | C&I Curtailment-Turnkey-Auto-DR HVAC Control | Small General |  | Winter Evening | % of Load | 1 | 2032 | 65535
| Base | Behavioral DR | C&I Curtailment-Turnkey-Auto-DR HVAC Control | Small General |  | Winter Evening | % of Load | 0 | 2032 | 65535
| Base | Behavioral DR | C&I Curtailment-Turnkey-Standard Lighting Control | Small General |  | Winter Evening | % of Load | 1 | 2032 | 65535
| Base | Behavioral DR | C&I Curtailment-Turnkey-Standard Lighting Control | Small General |  | Winter Evening | % of Load | 0 | 2032 | 65535
| Base | Behavioral DR | C&I Curtailment-Turnkey-Advanced Lighting Control | Small General |  | Winter Evening | % of Load | 1 | 2032 | 65535
| Base | Behavioral DR | C&I Curtailment-Turnkey-Advanced Lighting Control | Small General |  | Winter Evening | % of Load | 0 | 2032 | 65535
| Base | Behavioral DR | C&I Curtailment-Turnkey-Water Heating Control | Small General |  | Winter Evening | % of Load | 1 | 2032 | 65535
| Base | Behavioral DR | C&I Curtailment-Turnkey-Water Heating Control | Small General |  | Winter Evening | % of Load | 0 | 2032 | 65535
| Base | Behavioral DR | C&I Curtailment-Turnkey-Other | Small General |  | Winter Evening | % of Load | 1 | 2032 | 65535
| Base | Behavioral DR | C&I Curtailment-Turnkey-Other | Small General |  | Winter Evening | % of Load | 0 | 2032 | 65535
| Base | Behavioral DR | Dynamic Pricing with enabling tech. | Small General |  | Winter Evening | % of Load | 1 | 2032 | 65535
| Base | Behavioral DR | Dynamic Pricing with enabling tech. | Small General |  | Winter Evening | % of Load | 0 | 2032 | 65535
| Base | Behavioral DR | DLC-Switch-Water Heating | General |  | Winter Morning | % of Load | 1 | 2032 | 65535
| Base | Behavioral DR | DLC-Switch-Water Heating | General |  | Winter Morning | % of Load | 0 | 2032 | 65535
| Base | Behavioral DR | DLC-BYOD-Water Heating | General |  | Winter Morning | % of Load | 1 | 2032 | 65535
| Base | Behavioral DR | DLC-BYOD-Water Heating | General |  | Winter Morning | % of Load | 0 | 2032 | 65535
| Base | Behavioral DR | DLC-Thermostat-DI-Central Heat Pump | General |  | Winter Morning | % of Load | 1 | 2032 | 65535
| Base | Behavioral DR | DLC-Thermostat-DI-Central Heat Pump | General |  | Winter Morning | % of Load | 0 | 2032 | 65535
| Base | Behavioral DR | DLC-Thermostat-BYOT-Central Heat Pump | General |  | Winter Morning | % of Load | 1 | 2032 | 65535
| Base | Behavioral DR | DLC-Thermostat-BYOT-Central Heat Pump | General |  | Winter Morning | % of Load | 0 | 2032 | 65535
| Base | Behavioral DR | DLC-Thermostat-HVAC | General |  | Winter Morning | % of Load | 1 | 2032 | 65535
| Base | Behavioral DR | DLC-Thermostat-HVAC | General |  | Winter Morning | % of Load | 0 | 2032 | 65535
| Base | Behavioral DR | DLC-Thermostat-DI-Baseboard Heating | General |  | Winter Morning | % of Load | 1 | 2032 | 65535
| Base | Behavioral DR | DLC-Thermostat-DI-Baseboard Heating | General |  | Winter Morning | % of Load | 0 | 2032 | 65535
| Base | Behavioral DR | DLC-Thermostat-BYOT-Baseboard Heating | General |  | Winter Morning | % of Load | 1 | 2032 | 65535
| Base | Behavioral DR | DLC-Thermostat-BYOT-Baseboard Heating | General |  | Winter Morning | % of Load | 0 | 2032 | 65535
| Base | Behavioral DR | DLC-Thermostat-DI-MSHP | General |  | Winter Morning | % of Load | 1 | 2032 | 65535
| Base | Behavioral DR | DLC-Thermostat-DI-MSHP | General |  | Winter Morning | % of Load | 0 | 2032 | 65535
| Base | Behavioral DR | DLC-Thermostat-BYOT-MSHP | General |  | Winter Morning | % of Load | 1 | 2032 | 65535
| Base | Behavioral DR | DLC-Thermostat-BYOT-MSHP | General |  | Winter Morning | % of Load | 0 | 2032 | 65535
| Base | Behavioral DR | C&I Curtailment-Turnkey-Manual HVAC Control | General |  | Winter Morning | % of Load | 1 | 2032 | 65535
| Base | Behavioral DR | C&I Curtailment-Turnkey-Manual HVAC Control | General |  | Winter Morning | % of Load | 0 | 2032 | 65535
| Base | Behavioral DR | C&I Curtailment-Turnkey-Auto-DR HVAC Control | General |  | Winter Morning | % of Load | 1 | 2032 | 65535
| Base | Behavioral DR | C&I Curtailment-Turnkey-Auto-DR HVAC Control | General |  | Winter Morning | % of Load | 0 | 2032 | 65535
| Base | Behavioral DR | C&I Curtailment-Turnkey-Standard Lighting Control | General |  | Winter Morning | % of Load | 1 | 2032 | 65535
| Base | Behavioral DR | C&I Curtailment-Turnkey-Standard Lighting Control | General |  | Winter Morning | % of Load | 0 | 2032 | 65535
| Base | Behavioral DR | C&I Curtailment-Turnkey-Advanced Lighting Control | General |  | Winter Morning | % of Load | 1 | 2032 | 65535
| Base | Behavioral DR | C&I Curtailment-Turnkey-Advanced Lighting Control | General |  | Winter Morning | % of Load | 0 | 2032 | 65535
| Base | Behavioral DR | C&I Curtailment-Turnkey-Water Heating Control | General |  | Winter Morning | % of Load | 1 | 2032 | 65535
| Base | Behavioral DR | C&I Curtailment-Turnkey-Water Heating Control | General |  | Winter Morning | % of Load | 0 | 2032 | 65535
| Base | Behavioral DR | C&I Curtailment-Turnkey-Other | General |  | Winter Morning | % of Load | 1 | 2032 | 65535
| Base | Behavioral DR | C&I Curtailment-Turnkey-Other | General |  | Winter Morning | % of Load | 0 | 2032 | 65535
| Base | Behavioral DR | DLC-Switch-Water Heating | General |  | Winter Evening | % of Load | 1 | 2032 | 65535
| Base | Behavioral DR | DLC-Switch-Water Heating | General |  | Winter Evening | % of Load | 0 | 2032 | 65535
| Base | Behavioral DR | DLC-BYOD-Water Heating | General |  | Winter Evening | % of Load | 1 | 2032 | 65535
| Base | Behavioral DR | DLC-BYOD-Water Heating | General |  | Winter Evening | % of Load | 0 | 2032 | 65535
| Base | Behavioral DR | DLC-Thermostat-DI-Central Heat Pump | General |  | Winter Evening | % of Load | 1 | 2032 | 65535
| Base | Behavioral DR | DLC-Thermostat-DI-Central Heat Pump | General |  | Winter Evening | % of Load | 0 | 2032 | 65535
| Base | Behavioral DR | DLC-Thermostat-BYOT-Central Heat Pump | General |  | Winter Evening | % of Load | 1 | 2032 | 65535
| Base | Behavioral DR | DLC-Thermostat-BYOT-Central Heat Pump | General |  | Winter Evening | % of Load | 0 | 2032 | 65535
| Base | Behavioral DR | DLC-Thermostat-HVAC | General |  | Winter Evening | % of Load | 1 | 2032 | 65535
| Base | Behavioral DR | DLC-Thermostat-HVAC | General |  | Winter Evening | % of Load | 0 | 2032 | 65535
| Base | Behavioral DR | DLC-Thermostat-DI-Baseboard Heating | General |  | Winter Evening | % of Load | 1 | 2032 | 65535
| Base | Behavioral DR | DLC-Thermostat-DI-Baseboard Heating | General |  | Winter Evening | % of Load | 0 | 2032 | 65535
| Base | Behavioral DR | DLC-Thermostat-BYOT-Baseboard Heating | General |  | Winter Evening | % of Load | 1 | 2032 | 65535
| Base | Behavioral DR | DLC-Thermostat-BYOT-Baseboard Heating | General |  | Winter Evening | % of Load | 0 | 2032 | 65535
| Base | Behavioral DR | DLC-Thermostat-DI-MSHP | General |  | Winter Evening | % of Load | 1 | 2032 | 65535
| Base | Behavioral DR | DLC-Thermostat-DI-MSHP | General |  | Winter Evening | % of Load | 0 | 2032 | 65535
| Base | Behavioral DR | DLC-Thermostat-BYOT-MSHP | General |  | Winter Evening | % of Load | 1 | 2032 | 65535
| Base | Behavioral DR | DLC-Thermostat-BYOT-MSHP | General |  | Winter Evening | % of Load | 0 | 2032 | 65535
| Base | Behavioral DR | C&I Curtailment-Turnkey-Manual HVAC Control | General |  | Winter Evening | % of Load | 1 | 2032 | 65535
| Base | Behavioral DR | C&I Curtailment-Turnkey-Manual HVAC Control | General |  | Winter Evening | % of Load | 0 | 2032 | 65535
| Base | Behavioral DR | C&I Curtailment-Turnkey-Auto-DR HVAC Control | General |  | Winter Evening | % of Load | 1 | 2032 | 65535
| Base | Behavioral DR | C&I Curtailment-Turnkey-Auto-DR HVAC Control | General |  | Winter Evening | % of Load | 0 | 2032 | 65535
| Base | Behavioral DR | C&I Curtailment-Turnkey-Standard Lighting Control | General |  | Winter Evening | % of Load | 1 | 2032 | 65535
| Base | Behavioral DR | C&I Curtailment-Turnkey-Standard Lighting Control | General |  | Winter Evening | % of Load | 0 | 2032 | 65535
| Base | Behavioral DR | C&I Curtailment-Turnkey-Advanced Lighting Control | General |  | Winter Evening | % of Load | 1 | 2032 | 65535
| Base | Behavioral DR | C&I Curtailment-Turnkey-Advanced Lighting Control | General |  | Winter Evening | % of Load | 0 | 2032 | 65535
| Base | Behavioral DR | C&I Curtailment-Turnkey-Water Heating Control | General |  | Winter Evening | % of Load | 1 | 2032 | 65535
| Base | Behavioral DR | C&I Curtailment-Turnkey-Water Heating Control | General |  | Winter Evening | % of Load | 0 | 2032 | 65535
| Base | Behavioral DR | C&I Curtailment-Turnkey-Other | General |  | Winter Evening | % of Load | 1 | 2032 | 65535
| Base | Behavioral DR | C&I Curtailment-Turnkey-Other | General |  | Winter Evening | % of Load | 0 | 2032 | 65535
| Base | Behavioral DR | DLC-Switch-Water Heating | Small Industrial |  | Winter Morning | % of Load | 1 | 2032 | 65535
| Base | Behavioral DR | DLC-Switch-Water Heating | Small Industrial |  | Winter Morning | % of Load | 0 | 2032 | 65535
| Base | Behavioral DR | DLC-BYOD-Water Heating | Small Industrial |  | Winter Morning | % of Load | 1 | 2032 | 65535
| Base | Behavioral DR | DLC-BYOD-Water Heating | Small Industrial |  | Winter Morning | % of Load | 0 | 2032 | 65535
| Base | Behavioral DR | DLC-Thermostat-DI-Central Heat Pump | Small Industrial |  | Winter Morning | % of Load | 1 | 2032 | 65535
| Base | Behavioral DR | DLC-Thermostat-DI-Central Heat Pump | Small Industrial |  | Winter Morning | % of Load | 0 | 2032 | 65535
| Base | Behavioral DR | DLC-Thermostat-BYOT-Central Heat Pump | Small Industrial |  | Winter Morning | % of Load | 1 | 2032 | 65535
| Base | Behavioral DR | DLC-Thermostat-BYOT-Central Heat Pump | Small Industrial |  | Winter Morning | % of Load | 0 | 2032 | 65535
| Base | Behavioral DR | DLC-Thermostat-HVAC | Small Industrial |  | Winter Morning | % of Load | 1 | 2032 | 65535
| Base | Behavioral DR | DLC-Thermostat-HVAC | Small Industrial |  | Winter Morning | % of Load | 0 | 2032 | 65535
| Base | Behavioral DR | DLC-Thermostat-DI-Baseboard Heating | Small Industrial |  | Winter Morning | % of Load | 1 | 2032 | 65535
| Base | Behavioral DR | DLC-Thermostat-DI-Baseboard Heating | Small Industrial |  | Winter Morning | % of Load | 0 | 2032 | 65535
| Base | Behavioral DR | DLC-Thermostat-BYOT-Baseboard Heating | Small Industrial |  | Winter Morning | % of Load | 1 | 2032 | 65535
| Base | Behavioral DR | DLC-Thermostat-BYOT-Baseboard Heating | Small Industrial |  | Winter Morning | % of Load | 0 | 2032 | 65535
| Base | Behavioral DR | DLC-Thermostat-DI-MSHP | Small Industrial |  | Winter Morning | % of Load | 1 | 2032 | 65535
| Base | Behavioral DR | DLC-Thermostat-DI-MSHP | Small Industrial |  | Winter Morning | % of Load | 0 | 2032 | 65535
| Base | Behavioral DR | DLC-Thermostat-BYOT-MSHP | Small Industrial |  | Winter Morning | % of Load | 1 | 2032 | 65535
| Base | Behavioral DR | DLC-Thermostat-BYOT-MSHP | Small Industrial |  | Winter Morning | % of Load | 0 | 2032 | 65535
| Base | Behavioral DR | C&I Curtailment-Turnkey-Manual HVAC Control | Small Industrial |  | Winter Morning | % of Load | 1 | 2032 | 65535
| Base | Behavioral DR | C&I Curtailment-Turnkey-Manual HVAC Control | Small Industrial |  | Winter Morning | % of Load | 0 | 2032 | 65535
| Base | Behavioral DR | C&I Curtailment-Turnkey-Auto-DR HVAC Control | Small Industrial |  | Winter Morning | % of Load | 1 | 2032 | 65535
| Base | Behavioral DR | C&I Curtailment-Turnkey-Auto-DR HVAC Control | Small Industrial |  | Winter Morning | % of Load | 0 | 2032 | 65535
| Base | Behavioral DR | C&I Curtailment-Turnkey-Standard Lighting Control | Small Industrial |  | Winter Morning | % of Load | 1 | 2032 | 65535
| Base | Behavioral DR | C&I Curtailment-Turnkey-Standard Lighting Control | Small Industrial |  | Winter Morning | % of Load | 0 | 2032 | 65535
| Base | Behavioral DR | C&I Curtailment-Turnkey-Advanced Lighting Control | Small Industrial |  | Winter Morning | % of Load | 1 | 2032 | 65535
| Base | Behavioral DR | C&I Curtailment-Turnkey-Advanced Lighting Control | Small Industrial |  | Winter Morning | % of Load | 0 | 2032 | 65535
| Base | Behavioral DR | C&I Curtailment-Turnkey-Water Heating Control | Small Industrial |  | Winter Morning | % of Load | 1 | 2032 | 65535
| Base | Behavioral DR | C&I Curtailment-Turnkey-Water Heating Control | Small Industrial |  | Winter Morning | % of Load | 0 | 2032 | 65535
| Base | Behavioral DR | C&I Curtailment-Turnkey-Other | Small Industrial |  | Winter Morning | % of Load | 1 | 2032 | 65535
| Base | Behavioral DR | C&I Curtailment-Turnkey-Other | Small Industrial |  | Winter Morning | % of Load | 0 | 2032 | 65535
| Base | Behavioral DR | C&I Curtailment-Turnkey-Industrial | Small Industrial |  | Winter Morning | % of Load | 1 | 2032 | 65535
| Base | Behavioral DR | C&I Curtailment-Turnkey-Industrial | Small Industrial |  | Winter Morning | % of Load | 0 | 2032 | 65535
| Base | Behavioral DR | DLC-Switch-Water Heating | Small Industrial |  | Winter Evening | % of Load | 1 | 2032 | 65535
| Base | Behavioral DR | DLC-Switch-Water Heating | Small Industrial |  | Winter Evening | % of Load | 0 | 2032 | 65535
| Base | Behavioral DR | DLC-BYOD-Water Heating | Small Industrial |  | Winter Evening | % of Load | 1 | 2032 | 65535
| Base | Behavioral DR | DLC-BYOD-Water Heating | Small Industrial |  | Winter Evening | % of Load | 0 | 2032 | 65535
| Base | Behavioral DR | DLC-Thermostat-DI-Central Heat Pump | Small Industrial |  | Winter Evening | % of Load | 1 | 2032 | 65535
| Base | Behavioral DR | DLC-Thermostat-DI-Central Heat Pump | Small Industrial |  | Winter Evening | % of Load | 0 | 2032 | 65535
| Base | Behavioral DR | DLC-Thermostat-BYOT-Central Heat Pump | Small Industrial |  | Winter Evening | % of Load | 1 | 2032 | 65535
| Base | Behavioral DR | DLC-Thermostat-BYOT-Central Heat Pump | Small Industrial |  | Winter Evening | % of Load | 0 | 2032 | 65535
| Base | Behavioral DR | DLC-Thermostat-HVAC | Small Industrial |  | Winter Evening | % of Load | 1 | 2032 | 65535
| Base | Behavioral DR | DLC-Thermostat-HVAC | Small Industrial |  | Winter Evening | % of Load | 0 | 2032 | 65535
| Base | Behavioral DR | DLC-Thermostat-DI-Baseboard Heating | Small Industrial |  | Winter Evening | % of Load | 1 | 2032 | 65535
| Base | Behavioral DR | DLC-Thermostat-DI-Baseboard Heating | Small Industrial |  | Winter Evening | % of Load | 0 | 2032 | 65535
| Base | Behavioral DR | DLC-Thermostat-BYOT-Baseboard Heating | Small Industrial |  | Winter Evening | % of Load | 1 | 2032 | 65535
| Base | Behavioral DR | DLC-Thermostat-BYOT-Baseboard Heating | Small Industrial |  | Winter Evening | % of Load | 0 | 2032 | 65535
| Base | Behavioral DR | DLC-Thermostat-DI-MSHP | Small Industrial |  | Winter Evening | % of Load | 1 | 2032 | 65535
| Base | Behavioral DR | DLC-Thermostat-DI-MSHP | Small Industrial |  | Winter Evening | % of Load | 0 | 2032 | 65535
| Base | Behavioral DR | DLC-Thermostat-BYOT-MSHP | Small Industrial |  | Winter Evening | % of Load | 1 | 2032 | 65535
| Base | Behavioral DR | DLC-Thermostat-BYOT-MSHP | Small Industrial |  | Winter Evening | % of Load | 0 | 2032 | 65535
| Base | Behavioral DR | C&I Curtailment-Turnkey-Manual HVAC Control | Small Industrial |  | Winter Evening | % of Load | 1 | 2032 | 65535
| Base | Behavioral DR | C&I Curtailment-Turnkey-Manual HVAC Control | Small Industrial |  | Winter Evening | % of Load | 0 | 2032 | 65535
| Base | Behavioral DR | C&I Curtailment-Turnkey-Auto-DR HVAC Control | Small Industrial |  | Winter Evening | % of Load | 1 | 2032 | 65535
| Base | Behavioral DR | C&I Curtailment-Turnkey-Auto-DR HVAC Control | Small Industrial |  | Winter Evening | % of Load | 0 | 2032 | 65535
| Base | Behavioral DR | C&I Curtailment-Turnkey-Standard Lighting Control | Small Industrial |  | Winter Evening | % of Load | 1 | 2032 | 65535
| Base | Behavioral DR | C&I Curtailment-Turnkey-Standard Lighting Control | Small Industrial |  | Winter Evening | % of Load | 0 | 2032 | 65535
| Base | Behavioral DR | C&I Curtailment-Turnkey-Advanced Lighting Control | Small Industrial |  | Winter Evening | % of Load | 1 | 2032 | 65535
| Base | Behavioral DR | C&I Curtailment-Turnkey-Advanced Lighting Control | Small Industrial |  | Winter Evening | % of Load | 0 | 2032 | 65535
| Base | Behavioral DR | C&I Curtailment-Turnkey-Water Heating Control | Small Industrial |  | Winter Evening | % of Load | 1 | 2032 | 65535
| Base | Behavioral DR | C&I Curtailment-Turnkey-Water Heating Control | Small Industrial |  | Winter Evening | % of Load | 0 | 2032 | 65535
| Base | Behavioral DR | C&I Curtailment-Turnkey-Other | Small Industrial |  | Winter Evening | % of Load | 1 | 2032 | 65535
| Base | Behavioral DR | C&I Curtailment-Turnkey-Other | Small Industrial |  | Winter Evening | % of Load | 0 | 2032 | 65535
| Base | Behavioral DR | C&I Curtailment-Turnkey-Industrial | Small Industrial |  | Winter Evening | % of Load | 1 | 2032 | 65535
| Base | Behavioral DR | C&I Curtailment-Turnkey-Industrial | Small Industrial |  | Winter Evening | % of Load | 0 | 2032 | 65535
| Base | Behavioral DR | DLC-Switch-Water Heating | Medium Industrial |  | Winter Morning | % of Load | 1 | 2032 | 65535
| Base | Behavioral DR | DLC-Switch-Water Heating | Medium Industrial |  | Winter Morning | % of Load | 0 | 2032 | 65535
| Base | Behavioral DR | DLC-BYOD-Water Heating | Medium Industrial |  | Winter Morning | % of Load | 1 | 2032 | 65535
| Base | Behavioral DR | DLC-BYOD-Water Heating | Medium Industrial |  | Winter Morning | % of Load | 0 | 2032 | 65535
| Base | Behavioral DR | DLC-Thermostat-DI-Central Heat Pump | Medium Industrial |  | Winter Morning | % of Load | 1 | 2032 | 65535
| Base | Behavioral DR | DLC-Thermostat-DI-Central Heat Pump | Medium Industrial |  | Winter Morning | % of Load | 0 | 2032 | 65535
| Base | Behavioral DR | DLC-Thermostat-BYOT-Central Heat Pump | Medium Industrial |  | Winter Morning | % of Load | 1 | 2032 | 65535
| Base | Behavioral DR | DLC-Thermostat-BYOT-Central Heat Pump | Medium Industrial |  | Winter Morning | % of Load | 0 | 2032 | 65535
| Base | Behavioral DR | DLC-Thermostat-HVAC | Medium Industrial |  | Winter Morning | % of Load | 1 | 2032 | 65535
| Base | Behavioral DR | DLC-Thermostat-HVAC | Medium Industrial |  | Winter Morning | % of Load | 0 | 2032 | 65535
| Base | Behavioral DR | DLC-Thermostat-DI-Baseboard Heating | Medium Industrial |  | Winter Morning | % of Load | 1 | 2032 | 65535
| Base | Behavioral DR | DLC-Thermostat-DI-Baseboard Heating | Medium Industrial |  | Winter Morning | % of Load | 0 | 2032 | 65535
| Base | Behavioral DR | DLC-Thermostat-BYOT-Baseboard Heating | Medium Industrial |  | Winter Morning | % of Load | 1 | 2032 | 65535
| Base | Behavioral DR | DLC-Thermostat-BYOT-Baseboard Heating | Medium Industrial |  | Winter Morning | % of Load | 0 | 2032 | 65535
| Base | Behavioral DR | DLC-Thermostat-DI-MSHP | Medium Industrial |  | Winter Morning | % of Load | 1 | 2032 | 65535
| Base | Behavioral DR | DLC-Thermostat-DI-MSHP | Medium Industrial |  | Winter Morning | % of Load | 0 | 2032 | 65535
| Base | Behavioral DR | DLC-Thermostat-BYOT-MSHP | Medium Industrial |  | Winter Morning | % of Load | 1 | 2032 | 65535
| Base | Behavioral DR | DLC-Thermostat-BYOT-MSHP | Medium Industrial |  | Winter Morning | % of Load | 0 | 2032 | 65535
| Base | Behavioral DR | C&I Curtailment-Turnkey-Manual HVAC Control | Medium Industrial |  | Winter Morning | % of Load | 1 | 2032 | 65535
| Base | Behavioral DR | C&I Curtailment-Turnkey-Manual HVAC Control | Medium Industrial |  | Winter Morning | % of Load | 0 | 2032 | 65535
| Base | Behavioral DR | C&I Curtailment-Turnkey-Auto-DR HVAC Control | Medium Industrial |  | Winter Morning | % of Load | 1 | 2032 | 65535
| Base | Behavioral DR | C&I Curtailment-Turnkey-Auto-DR HVAC Control | Medium Industrial |  | Winter Morning | % of Load | 0 | 2032 | 65535
| Base | Behavioral DR | C&I Curtailment-Turnkey-Standard Lighting Control | Medium Industrial |  | Winter Morning | % of Load | 1 | 2032 | 65535
| Base | Behavioral DR | C&I Curtailment-Turnkey-Standard Lighting Control | Medium Industrial |  | Winter Morning | % of Load | 0 | 2032 | 65535
| Base | Behavioral DR | C&I Curtailment-Turnkey-Advanced Lighting Control | Medium Industrial |  | Winter Morning | % of Load | 1 | 2032 | 65535
| Base | Behavioral DR | C&I Curtailment-Turnkey-Advanced Lighting Control | Medium Industrial |  | Winter Morning | % of Load | 0 | 2032 | 65535
| Base | Behavioral DR | C&I Curtailment-Turnkey-Water Heating Control | Medium Industrial |  | Winter Morning | % of Load | 1 | 2032 | 65535
| Base | Behavioral DR | C&I Curtailment-Turnkey-Water Heating Control | Medium Industrial |  | Winter Morning | % of Load | 0 | 2032 | 65535
| Base | Behavioral DR | C&I Curtailment-Turnkey-Other | Medium Industrial |  | Winter Morning | % of Load | 1 | 2032 | 65535
| Base | Behavioral DR | C&I Curtailment-Turnkey-Other | Medium Industrial |  | Winter Morning | % of Load | 0 | 2032 | 65535
| Base | Behavioral DR | DLC-Switch-Water Heating | Medium Industrial |  | Winter Evening | % of Load | 1 | 2032 | 65535
| Base | Behavioral DR | DLC-Switch-Water Heating | Medium Industrial |  | Winter Evening | % of Load | 0 | 2032 | 65535
| Base | Behavioral DR | DLC-BYOD-Water Heating | Medium Industrial |  | Winter Evening | % of Load | 1 | 2032 | 65535
| Base | Behavioral DR | DLC-BYOD-Water Heating | Medium Industrial |  | Winter Evening | % of Load | 0 | 2032 | 65535
| Base | Behavioral DR | DLC-Thermostat-DI-Central Heat Pump | Medium Industrial |  | Winter Evening | % of Load | 1 | 2032 | 65535
| Base | Behavioral DR | DLC-Thermostat-DI-Central Heat Pump | Medium Industrial |  | Winter Evening | % of Load | 0 | 2032 | 65535
| Base | Behavioral DR | DLC-Thermostat-BYOT-Central Heat Pump | Medium Industrial |  | Winter Evening | % of Load | 1 | 2032 | 65535
| Base | Behavioral DR | DLC-Thermostat-BYOT-Central Heat Pump | Medium Industrial |  | Winter Evening | % of Load | 0 | 2032 | 65535
| Base | Behavioral DR | DLC-Thermostat-HVAC | Medium Industrial |  | Winter Evening | % of Load | 1 | 2032 | 65535
| Base | Behavioral DR | DLC-Thermostat-HVAC | Medium Industrial |  | Winter Evening | % of Load | 0 | 2032 | 65535
| Base | Behavioral DR | DLC-Thermostat-DI-Baseboard Heating | Medium Industrial |  | Winter Evening | % of Load | 1 | 2032 | 65535
| Base | Behavioral DR | DLC-Thermostat-DI-Baseboard Heating | Medium Industrial |  | Winter Evening | % of Load | 0 | 2032 | 65535
| Base | Behavioral DR | DLC-Thermostat-BYOT-Baseboard Heating | Medium Industrial |  | Winter Evening | % of Load | 1 | 2032 | 65535
| Base | Behavioral DR | DLC-Thermostat-BYOT-Baseboard Heating | Medium Industrial |  | Winter Evening | % of Load | 0 | 2032 | 65535
| Base | Behavioral DR | DLC-Thermostat-DI-MSHP | Medium Industrial |  | Winter Evening | % of Load | 1 | 2032 | 65535
| Base | Behavioral DR | DLC-Thermostat-DI-MSHP | Medium Industrial |  | Winter Evening | % of Load | 0 | 2032 | 65535
| Base | Behavioral DR | DLC-Thermostat-BYOT-MSHP | Medium Industrial |  | Winter Evening | % of Load | 1 | 2032 | 65535
| Base | Behavioral DR | DLC-Thermostat-BYOT-MSHP | Medium Industrial |  | Winter Evening | % of Load | 0 | 2032 | 65535
| Base | Behavioral DR | C&I Curtailment-Turnkey-Manual HVAC Control | Medium Industrial |  | Winter Evening | % of Load | 1 | 2032 | 65535
| Base | Behavioral DR | C&I Curtailment-Turnkey-Manual HVAC Control | Medium Industrial |  | Winter Evening | % of Load | 0 | 2032 | 65535
| Base | Behavioral DR | C&I Curtailment-Turnkey-Auto-DR HVAC Control | Medium Industrial |  | Winter Evening | % of Load | 1 | 2032 | 65535
| Base | Behavioral DR | C&I Curtailment-Turnkey-Auto-DR HVAC Control | Medium Industrial |  | Winter Evening | % of Load | 0 | 2032 | 65535
| Base | Behavioral DR | C&I Curtailment-Turnkey-Standard Lighting Control | Medium Industrial |  | Winter Evening | % of Load | 1 | 2032 | 65535
| Base | Behavioral DR | C&I Curtailment-Turnkey-Standard Lighting Control | Medium Industrial |  | Winter Evening | % of Load | 0 | 2032 | 65535
| Base | Behavioral DR | C&I Curtailment-Turnkey-Advanced Lighting Control | Medium Industrial |  | Winter Evening | % of Load | 1 | 2032 | 65535
| Base | Behavioral DR | C&I Curtailment-Turnkey-Advanced Lighting Control | Medium Industrial |  | Winter Evening | % of Load | 0 | 2032 | 65535
| Base | Behavioral DR | C&I Curtailment-Turnkey-Water Heating Control | Medium Industrial |  | Winter Evening | % of Load | 1 | 2032 | 65535
| Base | Behavioral DR | C&I Curtailment-Turnkey-Water Heating Control | Medium Industrial |  | Winter Evening | % of Load | 0 | 2032 | 65535
| Base | Behavioral DR | C&I Curtailment-Turnkey-Other | Medium Industrial |  | Winter Evening | % of Load | 1 | 2032 | 65535
| Base | Behavioral DR | C&I Curtailment-Turnkey-Other | Medium Industrial |  | Winter Evening | % of Load | 0 | 2032 | 65535
| Base | Behavioral DR | Behavioral DR | Residential Charitable |  | Winter Morning | % of Load | 1 | 2032 | 65535
| Base | Behavioral DR | Behavioral DR | Residential Charitable |  | Winter Morning | % of Load | 0 | 2032 | 65535
| Base | Behavioral DR | Behavioral DR | Residential Charitable |  | Winter Evening | % of Load | 1 | 2032 | 65535
| Base | Behavioral DR | Behavioral DR | Residential Charitable |  | Winter Evening | % of Load | 0 | 2032 | 65535
| Base | Time-of-Use Rates (TOU) | DLC-Switch-Water Heating | Small General |  | Winter Morning | % of Load | 1 | 2032 | 65535
| Base | Time-of-Use Rates (TOU) | DLC-Switch-Water Heating | Small General |  | Winter Morning | % of Load | 0 | 2032 | 65535
| Base | Time-of-Use Rates (TOU) | DLC-BYOD-Water Heating | Small General |  | Winter Morning | % of Load | 1 | 2032 | 65535
| Base | Time-of-Use Rates (TOU) | DLC-BYOD-Water Heating | Small General |  | Winter Morning | % of Load | 0 | 2032 | 65535
| Base | Time-of-Use Rates (TOU) | DLC-Thermostat-DI-Central Heat Pump | Small General |  | Winter Morning | % of Load | 1 | 2032 | 65535
| Base | Time-of-Use Rates (TOU) | DLC-Thermostat-DI-Central Heat Pump | Small General |  | Winter Morning | % of Load | 0 | 2032 | 65535
| Base | Time-of-Use Rates (TOU) | DLC-Thermostat-BYOT-Central Heat Pump | Small General |  | Winter Morning | % of Load | 1 | 2032 | 65535
| Base | Time-of-Use Rates (TOU) | DLC-Thermostat-BYOT-Central Heat Pump | Small General |  | Winter Morning | % of Load | 0 | 2032 | 65535
| Base | Time-of-Use Rates (TOU) | DLC-Thermostat-HVAC | Small General |  | Winter Morning | % of Load | 1 | 2032 | 65535
| Base | Time-of-Use Rates (TOU) | DLC-Thermostat-HVAC | Small General |  | Winter Morning | % of Load | 0 | 2032 | 65535
| Base | Time-of-Use Rates (TOU) | DLC-Thermostat-DI-Baseboard Heating | Small General |  | Winter Morning | % of Load | 1 | 2032 | 65535
| Base | Time-of-Use Rates (TOU) | DLC-Thermostat-DI-Baseboard Heating | Small General |  | Winter Morning | % of Load | 0 | 2032 | 65535
| Base | Time-of-Use Rates (TOU) | DLC-Thermostat-BYOT-Baseboard Heating | Small General |  | Winter Morning | % of Load | 1 | 2032 | 65535
| Base | Time-of-Use Rates (TOU) | DLC-Thermostat-BYOT-Baseboard Heating | Small General |  | Winter Morning | % of Load | 0 | 2032 | 65535
| Base | Time-of-Use Rates (TOU) | DLC-Thermostat-DI-MSHP | Small General |  | Winter Morning | % of Load | 1 | 2032 | 65535
| Base | Time-of-Use Rates (TOU) | DLC-Thermostat-DI-MSHP | Small General |  | Winter Morning | % of Load | 0 | 2032 | 65535
| Base | Time-of-Use Rates (TOU) | DLC-Thermostat-BYOT-MSHP | Small General |  | Winter Morning | % of Load | 1 | 2032 | 65535
| Base | Time-of-Use Rates (TOU) | DLC-Thermostat-BYOT-MSHP | Small General |  | Winter Morning | % of Load | 0 | 2032 | 65535
| Base | Time-of-Use Rates (TOU) | C&I Curtailment-Turnkey-Manual HVAC Control | Small General |  | Winter Morning | % of Load | 1 | 2032 | 65535
| Base | Time-of-Use Rates (TOU) | C&I Curtailment-Turnkey-Manual HVAC Control | Small General |  | Winter Morning | % of Load | 0 | 2032 | 65535
| Base | Time-of-Use Rates (TOU) | C&I Curtailment-Turnkey-Auto-DR HVAC Control | Small General |  | Winter Morning | % of Load | 1 | 2032 | 65535
| Base | Time-of-Use Rates (TOU) | C&I Curtailment-Turnkey-Auto-DR HVAC Control | Small General |  | Winter Morning | % of Load | 0 | 2032 | 65535
| Base | Time-of-Use Rates (TOU) | C&I Curtailment-Turnkey-Standard Lighting Control | Small General |  | Winter Morning | % of Load | 1 | 2032 | 65535
| Base | Time-of-Use Rates (TOU) | C&I Curtailment-Turnkey-Standard Lighting Control | Small General |  | Winter Morning | % of Load | 0 | 2032 | 65535
| Base | Time-of-Use Rates (TOU) | C&I Curtailment-Turnkey-Advanced Lighting Control | Small General |  | Winter Morning | % of Load | 1 | 2032 | 65535
| Base | Time-of-Use Rates (TOU) | C&I Curtailment-Turnkey-Advanced Lighting Control | Small General |  | Winter Morning | % of Load | 0 | 2032 | 65535
| Base | Time-of-Use Rates (TOU) | C&I Curtailment-Turnkey-Water Heating Control | Small General |  | Winter Morning | % of Load | 1 | 2032 | 65535
| Base | Time-of-Use Rates (TOU) | C&I Curtailment-Turnkey-Water Heating Control | Small General |  | Winter Morning | % of Load | 0 | 2032 | 65535
| Base | Time-of-Use Rates (TOU) | C&I Curtailment-Turnkey-Other | Small General |  | Winter Morning | % of Load | 1 | 2032 | 65535
| Base | Time-of-Use Rates (TOU) | C&I Curtailment-Turnkey-Other | Small General |  | Winter Morning | % of Load | 0 | 2032 | 65535
| Base | Time-of-Use Rates (TOU) | Dynamic Pricing with enabling tech. | Small General |  | Winter Morning | % of Load | 1 | 2032 | 65535
| Base | Time-of-Use Rates (TOU) | Dynamic Pricing with enabling tech. | Small General |  | Winter Morning | % of Load | 0 | 2032 | 65535
| Base | Time-of-Use Rates (TOU) | Time-of-Use Rates (TOU) | Small General |  | Winter Morning | % of Load | 1 | 2032 | 65535
| Base | Time-of-Use Rates (TOU) | Time-of-Use Rates (TOU) | Small General |  | Winter Morning | % of Load | 0 | 2032 | 65535
| Base | Time-of-Use Rates (TOU) | DLC-Switch-Water Heating | Small General |  | Winter Evening | % of Load | 1 | 2032 | 65535
| Base | Time-of-Use Rates (TOU) | DLC-Switch-Water Heating | Small General |  | Winter Evening | % of Load | 0 | 2032 | 65535
| Base | Time-of-Use Rates (TOU) | DLC-BYOD-Water Heating | Small General |  | Winter Evening | % of Load | 1 | 2032 | 65535
| Base | Time-of-Use Rates (TOU) | DLC-BYOD-Water Heating | Small General |  | Winter Evening | % of Load | 0 | 2032 | 65535
| Base | Time-of-Use Rates (TOU) | DLC-Thermostat-DI-Central Heat Pump | Small General |  | Winter Evening | % of Load | 1 | 2032 | 65535
| Base | Time-of-Use Rates (TOU) | DLC-Thermostat-DI-Central Heat Pump | Small General |  | Winter Evening | % of Load | 0 | 2032 | 65535
| Base | Time-of-Use Rates (TOU) | DLC-Thermostat-BYOT-Central Heat Pump | Small General |  | Winter Evening | % of Load | 1 | 2032 | 65535
| Base | Time-of-Use Rates (TOU) | DLC-Thermostat-BYOT-Central Heat Pump | Small General |  | Winter Evening | % of Load | 0 | 2032 | 65535
| Base | Time-of-Use Rates (TOU) | DLC-Thermostat-HVAC | Small General |  | Winter Evening | % of Load | 1 | 2032 | 65535
| Base | Time-of-Use Rates (TOU) | DLC-Thermostat-HVAC | Small General |  | Winter Evening | % of Load | 0 | 2032 | 65535
| Base | Time-of-Use Rates (TOU) | DLC-Thermostat-DI-Baseboard Heating | Small General |  | Winter Evening | % of Load | 1 | 2032 | 65535
| Base | Time-of-Use Rates (TOU) | DLC-Thermostat-DI-Baseboard Heating | Small General |  | Winter Evening | % of Load | 0 | 2032 | 65535
| Base | Time-of-Use Rates (TOU) | DLC-Thermostat-BYOT-Baseboard Heating | Small General |  | Winter Evening | % of Load | 1 | 2032 | 65535
| Base | Time-of-Use Rates (TOU) | DLC-Thermostat-BYOT-Baseboard Heating | Small General |  | Winter Evening | % of Load | 0 | 2032 | 65535
| Base | Time-of-Use Rates (TOU) | DLC-Thermostat-DI-MSHP | Small General |  | Winter Evening | % of Load | 1 | 2032 | 65535
| Base | Time-of-Use Rates (TOU) | DLC-Thermostat-DI-MSHP | Small General |  | Winter Evening | % of Load | 0 | 2032 | 65535
| Base | Time-of-Use Rates (TOU) | DLC-Thermostat-BYOT-MSHP | Small General |  | Winter Evening | % of Load | 1 | 2032 | 65535
| Base | Time-of-Use Rates (TOU) | DLC-Thermostat-BYOT-MSHP | Small General |  | Winter Evening | % of Load | 0 | 2032 | 65535
| Base | Time-of-Use Rates (TOU) | C&I Curtailment-Turnkey-Manual HVAC Control | Small General |  | Winter Evening | % of Load | 1 | 2032 | 65535
| Base | Time-of-Use Rates (TOU) | C&I Curtailment-Turnkey-Manual HVAC Control | Small General |  | Winter Evening | % of Load | 0 | 2032 | 65535
| Base | Time-of-Use Rates (TOU) | C&I Curtailment-Turnkey-Auto-DR HVAC Control | Small General |  | Winter Evening | % of Load | 1 | 2032 | 65535
| Base | Time-of-Use Rates (TOU) | C&I Curtailment-Turnkey-Auto-DR HVAC Control | Small General |  | Winter Evening | % of Load | 0 | 2032 | 65535
| Base | Time-of-Use Rates (TOU) | C&I Curtailment-Turnkey-Standard Lighting Control | Small General |  | Winter Evening | % of Load | 1 | 2032 | 65535
| Base | Time-of-Use Rates (TOU) | C&I Curtailment-Turnkey-Standard Lighting Control | Small General |  | Winter Evening | % of Load | 0 | 2032 | 65535
| Base | Time-of-Use Rates (TOU) | C&I Curtailment-Turnkey-Advanced Lighting Control | Small General |  | Winter Evening | % of Load | 1 | 2032 | 65535
| Base | Time-of-Use Rates (TOU) | C&I Curtailment-Turnkey-Advanced Lighting Control | Small General |  | Winter Evening | % of Load | 0 | 2032 | 65535
| Base | Time-of-Use Rates (TOU) | C&I Curtailment-Turnkey-Water Heating Control | Small General |  | Winter Evening | % of Load | 1 | 2032 | 65535
| Base | Time-of-Use Rates (TOU) | C&I Curtailment-Turnkey-Water Heating Control | Small General |  | Winter Evening | % of Load | 0 | 2032 | 65535
| Base | Time-of-Use Rates (TOU) | C&I Curtailment-Turnkey-Other | Small General |  | Winter Evening | % of Load | 1 | 2032 | 65535
| Base | Time-of-Use Rates (TOU) | C&I Curtailment-Turnkey-Other | Small General |  | Winter Evening | % of Load | 0 | 2032 | 65535
| Base | Time-of-Use Rates (TOU) | Dynamic Pricing with enabling tech. | Small General |  | Winter Evening | % of Load | 1 | 2032 | 65535
| Base | Time-of-Use Rates (TOU) | Dynamic Pricing with enabling tech. | Small General |  | Winter Evening | % of Load | 0 | 2032 | 65535
| Base | Time-of-Use Rates (TOU) | Time-of-Use Rates (TOU) | Small General |  | Winter Evening | % of Load | 1 | 2032 | 65535
| Base | Time-of-Use Rates (TOU) | Time-of-Use Rates (TOU) | Small General |  | Winter Evening | % of Load | 0 | 2032 | 65535
| Base | Time-of-Use Rates (TOU) | DLC-Switch-Water Heating | General |  | Winter Morning | % of Load | 1 | 2032 | 65535
| Base | Time-of-Use Rates (TOU) | DLC-Switch-Water Heating | General |  | Winter Morning | % of Load | 0 | 2032 | 65535
| Base | Time-of-Use Rates (TOU) | DLC-BYOD-Water Heating | General |  | Winter Morning | % of Load | 1 | 2032 | 65535
| Base | Time-of-Use Rates (TOU) | DLC-BYOD-Water Heating | General |  | Winter Morning | % of Load | 0 | 2032 | 65535
| Base | Time-of-Use Rates (TOU) | DLC-Thermostat-DI-Central Heat Pump | General |  | Winter Morning | % of Load | 1 | 2032 | 65535
| Base | Time-of-Use Rates (TOU) | DLC-Thermostat-DI-Central Heat Pump | General |  | Winter Morning | % of Load | 0 | 2032 | 65535
| Base | Time-of-Use Rates (TOU) | DLC-Thermostat-BYOT-Central Heat Pump | General |  | Winter Morning | % of Load | 1 | 2032 | 65535
| Base | Time-of-Use Rates (TOU) | DLC-Thermostat-BYOT-Central Heat Pump | General |  | Winter Morning | % of Load | 0 | 2032 | 65535
| Base | Time-of-Use Rates (TOU) | DLC-Thermostat-HVAC | General |  | Winter Morning | % of Load | 1 | 2032 | 65535
| Base | Time-of-Use Rates (TOU) | DLC-Thermostat-HVAC | General |  | Winter Morning | % of Load | 0 | 2032 | 65535
| Base | Time-of-Use Rates (TOU) | DLC-Thermostat-DI-Baseboard Heating | General |  | Winter Morning | % of Load | 1 | 2032 | 65535
| Base | Time-of-Use Rates (TOU) | DLC-Thermostat-DI-Baseboard Heating | General |  | Winter Morning | % of Load | 0 | 2032 | 65535
| Base | Time-of-Use Rates (TOU) | DLC-Thermostat-BYOT-Baseboard Heating | General |  | Winter Morning | % of Load | 1 | 2032 | 65535
| Base | Time-of-Use Rates (TOU) | DLC-Thermostat-BYOT-Baseboard Heating | General |  | Winter Morning | % of Load | 0 | 2032 | 65535
| Base | Time-of-Use Rates (TOU) | DLC-Thermostat-DI-MSHP | General |  | Winter Morning | % of Load | 1 | 2032 | 65535
| Base | Time-of-Use Rates (TOU) | DLC-Thermostat-DI-MSHP | General |  | Winter Morning | % of Load | 0 | 2032 | 65535
| Base | Time-of-Use Rates (TOU) | DLC-Thermostat-BYOT-MSHP | General |  | Winter Morning | % of Load | 1 | 2032 | 65535
| Base | Time-of-Use Rates (TOU) | DLC-Thermostat-BYOT-MSHP | General |  | Winter Morning | % of Load | 0 | 2032 | 65535
| Base | Time-of-Use Rates (TOU) | C&I Curtailment-Turnkey-Manual HVAC Control | General |  | Winter Morning | % of Load | 1 | 2032 | 65535
| Base | Time-of-Use Rates (TOU) | C&I Curtailment-Turnkey-Manual HVAC Control | General |  | Winter Morning | % of Load | 0 | 2032 | 65535
| Base | Time-of-Use Rates (TOU) | C&I Curtailment-Turnkey-Auto-DR HVAC Control | General |  | Winter Morning | % of Load | 1 | 2032 | 65535
| Base | Time-of-Use Rates (TOU) | C&I Curtailment-Turnkey-Auto-DR HVAC Control | General |  | Winter Morning | % of Load | 0 | 2032 | 65535
| Base | Time-of-Use Rates (TOU) | C&I Curtailment-Turnkey-Standard Lighting Control | General |  | Winter Morning | % of Load | 1 | 2032 | 65535
| Base | Time-of-Use Rates (TOU) | C&I Curtailment-Turnkey-Standard Lighting Control | General |  | Winter Morning | % of Load | 0 | 2032 | 65535
| Base | Time-of-Use Rates (TOU) | C&I Curtailment-Turnkey-Advanced Lighting Control | General |  | Winter Morning | % of Load | 1 | 2032 | 65535
| Base | Time-of-Use Rates (TOU) | C&I Curtailment-Turnkey-Advanced Lighting Control | General |  | Winter Morning | % of Load | 0 | 2032 | 65535
| Base | Time-of-Use Rates (TOU) | C&I Curtailment-Turnkey-Water Heating Control | General |  | Winter Morning | % of Load | 1 | 2032 | 65535
| Base | Time-of-Use Rates (TOU) | C&I Curtailment-Turnkey-Water Heating Control | General |  | Winter Morning | % of Load | 0 | 2032 | 65535
| Base | Time-of-Use Rates (TOU) | C&I Curtailment-Turnkey-Other | General |  | Winter Morning | % of Load | 1 | 2032 | 65535
| Base | Time-of-Use Rates (TOU) | C&I Curtailment-Turnkey-Other | General |  | Winter Morning | % of Load | 0 | 2032 | 65535
| Base | Time-of-Use Rates (TOU) | Time-of-Use Rates (TOU) | General |  | Winter Morning | % of Load | 1 | 2032 | 65535
| Base | Time-of-Use Rates (TOU) | Time-of-Use Rates (TOU) | General |  | Winter Morning | % of Load | 0 | 2032 | 65535
| Base | Time-of-Use Rates (TOU) | DLC-Switch-Water Heating | General |  | Winter Evening | % of Load | 1 | 2032 | 65535
| Base | Time-of-Use Rates (TOU) | DLC-Switch-Water Heating | General |  | Winter Evening | % of Load | 0 | 2032 | 65535
| Base | Time-of-Use Rates (TOU) | DLC-BYOD-Water Heating | General |  | Winter Evening | % of Load | 1 | 2032 | 65535
| Base | Time-of-Use Rates (TOU) | DLC-BYOD-Water Heating | General |  | Winter Evening | % of Load | 0 | 2032 | 65535
| Base | Time-of-Use Rates (TOU) | DLC-Thermostat-DI-Central Heat Pump | General |  | Winter Evening | % of Load | 1 | 2032 | 65535
| Base | Time-of-Use Rates (TOU) | DLC-Thermostat-DI-Central Heat Pump | General |  | Winter Evening | % of Load | 0 | 2032 | 65535
| Base | Time-of-Use Rates (TOU) | DLC-Thermostat-BYOT-Central Heat Pump | General |  | Winter Evening | % of Load | 1 | 2032 | 65535
| Base | Time-of-Use Rates (TOU) | DLC-Thermostat-BYOT-Central Heat Pump | General |  | Winter Evening | % of Load | 0 | 2032 | 65535
| Base | Time-of-Use Rates (TOU) | DLC-Thermostat-HVAC | General |  | Winter Evening | % of Load | 1 | 2032 | 65535
| Base | Time-of-Use Rates (TOU) | DLC-Thermostat-HVAC | General |  | Winter Evening | % of Load | 0 | 2032 | 65535
| Base | Time-of-Use Rates (TOU) | DLC-Thermostat-DI-Baseboard Heating | General |  | Winter Evening | % of Load | 1 | 2032 | 65535
| Base | Time-of-Use Rates (TOU) | DLC-Thermostat-DI-Baseboard Heating | General |  | Winter Evening | % of Load | 0 | 2032 | 65535
| Base | Time-of-Use Rates (TOU) | DLC-Thermostat-BYOT-Baseboard Heating | General |  | Winter Evening | % of Load | 1 | 2032 | 65535
| Base | Time-of-Use Rates (TOU) | DLC-Thermostat-BYOT-Baseboard Heating | General |  | Winter Evening | % of Load | 0 | 2032 | 65535
| Base | Time-of-Use Rates (TOU) | DLC-Thermostat-DI-MSHP | General |  | Winter Evening | % of Load | 1 | 2032 | 65535
| Base | Time-of-Use Rates (TOU) | DLC-Thermostat-DI-MSHP | General |  | Winter Evening | % of Load | 0 | 2032 | 65535
| Base | Time-of-Use Rates (TOU) | DLC-Thermostat-BYOT-MSHP | General |  | Winter Evening | % of Load | 1 | 2032 | 65535
| Base | Time-of-Use Rates (TOU) | DLC-Thermostat-BYOT-MSHP | General |  | Winter Evening | % of Load | 0 | 2032 | 65535
| Base | Time-of-Use Rates (TOU) | C&I Curtailment-Turnkey-Manual HVAC Control | General |  | Winter Evening | % of Load | 1 | 2032 | 65535
| Base | Time-of-Use Rates (TOU) | C&I Curtailment-Turnkey-Manual HVAC Control | General |  | Winter Evening | % of Load | 0 | 2032 | 65535
| Base | Time-of-Use Rates (TOU) | C&I Curtailment-Turnkey-Auto-DR HVAC Control | General |  | Winter Evening | % of Load | 1 | 2032 | 65535
| Base | Time-of-Use Rates (TOU) | C&I Curtailment-Turnkey-Auto-DR HVAC Control | General |  | Winter Evening | % of Load | 0 | 2032 | 65535
| Base | Time-of-Use Rates (TOU) | C&I Curtailment-Turnkey-Standard Lighting Control | General |  | Winter Evening | % of Load | 1 | 2032 | 65535
| Base | Time-of-Use Rates (TOU) | C&I Curtailment-Turnkey-Standard Lighting Control | General |  | Winter Evening | % of Load | 0 | 2032 | 65535
| Base | Time-of-Use Rates (TOU) | C&I Curtailment-Turnkey-Advanced Lighting Control | General |  | Winter Evening | % of Load | 1 | 2032 | 65535
| Base | Time-of-Use Rates (TOU) | C&I Curtailment-Turnkey-Advanced Lighting Control | General |  | Winter Evening | % of Load | 0 | 2032 | 65535
| Base | Time-of-Use Rates (TOU) | C&I Curtailment-Turnkey-Water Heating Control | General |  | Winter Evening | % of Load | 1 | 2032 | 65535
| Base | Time-of-Use Rates (TOU) | C&I Curtailment-Turnkey-Water Heating Control | General |  | Winter Evening | % of Load | 0 | 2032 | 65535
| Base | Time-of-Use Rates (TOU) | C&I Curtailment-Turnkey-Other | General |  | Winter Evening | % of Load | 1 | 2032 | 65535
| Base | Time-of-Use Rates (TOU) | C&I Curtailment-Turnkey-Other | General |  | Winter Evening | % of Load | 0 | 2032 | 65535
| Base | Time-of-Use Rates (TOU) | Time-of-Use Rates (TOU) | General |  | Winter Evening | % of Load | 1 | 2032 | 65535
| Base | Time-of-Use Rates (TOU) | Time-of-Use Rates (TOU) | General |  | Winter Evening | % of Load | 0 | 2032 | 65535
| Base | Time-of-Use Rates (TOU) | DLC-Switch-Water Heating | Small Industrial |  | Winter Morning | % of Load | 1 | 2032 | 65535
| Base | Time-of-Use Rates (TOU) | DLC-Switch-Water Heating | Small Industrial |  | Winter Morning | % of Load | 0 | 2032 | 65535
| Base | Time-of-Use Rates (TOU) | DLC-BYOD-Water Heating | Small Industrial |  | Winter Morning | % of Load | 1 | 2032 | 65535
| Base | Time-of-Use Rates (TOU) | DLC-BYOD-Water Heating | Small Industrial |  | Winter Morning | % of Load | 0 | 2032 | 65535
| Base | Time-of-Use Rates (TOU) | DLC-Thermostat-DI-Central Heat Pump | Small Industrial |  | Winter Morning | % of Load | 1 | 2032 | 65535
| Base | Time-of-Use Rates (TOU) | DLC-Thermostat-DI-Central Heat Pump | Small Industrial |  | Winter Morning | % of Load | 0 | 2032 | 65535
| Base | Time-of-Use Rates (TOU) | DLC-Thermostat-BYOT-Central Heat Pump | Small Industrial |  | Winter Morning | % of Load | 1 | 2032 | 65535
| Base | Time-of-Use Rates (TOU) | DLC-Thermostat-BYOT-Central Heat Pump | Small Industrial |  | Winter Morning | % of Load | 0 | 2032 | 65535
| Base | Time-of-Use Rates (TOU) | DLC-Thermostat-HVAC | Small Industrial |  | Winter Morning | % of Load | 1 | 2032 | 65535
| Base | Time-of-Use Rates (TOU) | DLC-Thermostat-HVAC | Small Industrial |  | Winter Morning | % of Load | 0 | 2032 | 65535
| Base | Time-of-Use Rates (TOU) | DLC-Thermostat-DI-Baseboard Heating | Small Industrial |  | Winter Morning | % of Load | 1 | 2032 | 65535
| Base | Time-of-Use Rates (TOU) | DLC-Thermostat-DI-Baseboard Heating | Small Industrial |  | Winter Morning | % of Load | 0 | 2032 | 65535
| Base | Time-of-Use Rates (TOU) | DLC-Thermostat-BYOT-Baseboard Heating | Small Industrial |  | Winter Morning | % of Load | 1 | 2032 | 65535
| Base | Time-of-Use Rates (TOU) | DLC-Thermostat-BYOT-Baseboard Heating | Small Industrial |  | Winter Morning | % of Load | 0 | 2032 | 65535
| Base | Time-of-Use Rates (TOU) | DLC-Thermostat-DI-MSHP | Small Industrial |  | Winter Morning | % of Load | 1 | 2032 | 65535
| Base | Time-of-Use Rates (TOU) | DLC-Thermostat-DI-MSHP | Small Industrial |  | Winter Morning | % of Load | 0 | 2032 | 65535
| Base | Time-of-Use Rates (TOU) | DLC-Thermostat-BYOT-MSHP | Small Industrial |  | Winter Morning | % of Load | 1 | 2032 | 65535
| Base | Time-of-Use Rates (TOU) | DLC-Thermostat-BYOT-MSHP | Small Industrial |  | Winter Morning | % of Load | 0 | 2032 | 65535
| Base | Time-of-Use Rates (TOU) | C&I Curtailment-Turnkey-Manual HVAC Control | Small Industrial |  | Winter Morning | % of Load | 1 | 2032 | 65535
| Base | Time-of-Use Rates (TOU) | C&I Curtailment-Turnkey-Manual HVAC Control | Small Industrial |  | Winter Morning | % of Load | 0 | 2032 | 65535
| Base | Time-of-Use Rates (TOU) | C&I Curtailment-Turnkey-Auto-DR HVAC Control | Small Industrial |  | Winter Morning | % of Load | 1 | 2032 | 65535
| Base | Time-of-Use Rates (TOU) | C&I Curtailment-Turnkey-Auto-DR HVAC Control | Small Industrial |  | Winter Morning | % of Load | 0 | 2032 | 65535
| Base | Time-of-Use Rates (TOU) | C&I Curtailment-Turnkey-Standard Lighting Control | Small Industrial |  | Winter Morning | % of Load | 1 | 2032 | 65535
| Base | Time-of-Use Rates (TOU) | C&I Curtailment-Turnkey-Standard Lighting Control | Small Industrial |  | Winter Morning | % of Load | 0 | 2032 | 65535
| Base | Time-of-Use Rates (TOU) | C&I Curtailment-Turnkey-Advanced Lighting Control | Small Industrial |  | Winter Morning | % of Load | 1 | 2032 | 65535
| Base | Time-of-Use Rates (TOU) | C&I Curtailment-Turnkey-Advanced Lighting Control | Small Industrial |  | Winter Morning | % of Load | 0 | 2032 | 65535
| Base | Time-of-Use Rates (TOU) | C&I Curtailment-Turnkey-Water Heating Control | Small Industrial |  | Winter Morning | % of Load | 1 | 2032 | 65535
| Base | Time-of-Use Rates (TOU) | C&I Curtailment-Turnkey-Water Heating Control | Small Industrial |  | Winter Morning | % of Load | 0 | 2032 | 65535
| Base | Time-of-Use Rates (TOU) | C&I Curtailment-Turnkey-Other | Small Industrial |  | Winter Morning | % of Load | 1 | 2032 | 65535
| Base | Time-of-Use Rates (TOU) | C&I Curtailment-Turnkey-Other | Small Industrial |  | Winter Morning | % of Load | 0 | 2032 | 65535
| Base | Time-of-Use Rates (TOU) | C&I Curtailment-Turnkey-Industrial | Small Industrial |  | Winter Morning | % of Load | 1 | 2032 | 65535
| Base | Time-of-Use Rates (TOU) | C&I Curtailment-Turnkey-Industrial | Small Industrial |  | Winter Morning | % of Load | 0 | 2032 | 65535
| Base | Time-of-Use Rates (TOU) | Time-of-Use Rates (TOU) | Small Industrial |  | Winter Morning | % of Load | 1 | 2032 | 65535
| Base | Time-of-Use Rates (TOU) | Time-of-Use Rates (TOU) | Small Industrial |  | Winter Morning | % of Load | 0 | 2032 | 65535
| Base | Time-of-Use Rates (TOU) | DLC-Switch-Water Heating | Small Industrial |  | Winter Evening | % of Load | 1 | 2032 | 65535
| Base | Time-of-Use Rates (TOU) | DLC-Switch-Water Heating | Small Industrial |  | Winter Evening | % of Load | 0 | 2032 | 65535
| Base | Time-of-Use Rates (TOU) | DLC-BYOD-Water Heating | Small Industrial |  | Winter Evening | % of Load | 1 | 2032 | 65535
| Base | Time-of-Use Rates (TOU) | DLC-BYOD-Water Heating | Small Industrial |  | Winter Evening | % of Load | 0 | 2032 | 65535
| Base | Time-of-Use Rates (TOU) | DLC-Thermostat-DI-Central Heat Pump | Small Industrial |  | Winter Evening | % of Load | 1 | 2032 | 65535
| Base | Time-of-Use Rates (TOU) | DLC-Thermostat-DI-Central Heat Pump | Small Industrial |  | Winter Evening | % of Load | 0 | 2032 | 65535
| Base | Time-of-Use Rates (TOU) | DLC-Thermostat-BYOT-Central Heat Pump | Small Industrial |  | Winter Evening | % of Load | 1 | 2032 | 65535
| Base | Time-of-Use Rates (TOU) | DLC-Thermostat-BYOT-Central Heat Pump | Small Industrial |  | Winter Evening | % of Load | 0 | 2032 | 65535
| Base | Time-of-Use Rates (TOU) | DLC-Thermostat-HVAC | Small Industrial |  | Winter Evening | % of Load | 1 | 2032 | 65535
| Base | Time-of-Use Rates (TOU) | DLC-Thermostat-HVAC | Small Industrial |  | Winter Evening | % of Load | 0 | 2032 | 65535
| Base | Time-of-Use Rates (TOU) | DLC-Thermostat-DI-Baseboard Heating | Small Industrial |  | Winter Evening | % of Load | 1 | 2032 | 65535
| Base | Time-of-Use Rates (TOU) | DLC-Thermostat-DI-Baseboard Heating | Small Industrial |  | Winter Evening | % of Load | 0 | 2032 | 65535
| Base | Time-of-Use Rates (TOU) | DLC-Thermostat-BYOT-Baseboard Heating | Small Industrial |  | Winter Evening | % of Load | 1 | 2032 | 65535
| Base | Time-of-Use Rates (TOU) | DLC-Thermostat-BYOT-Baseboard Heating | Small Industrial |  | Winter Evening | % of Load | 0 | 2032 | 65535
| Base | Time-of-Use Rates (TOU) | DLC-Thermostat-DI-MSHP | Small Industrial |  | Winter Evening | % of Load | 1 | 2032 | 65535
| Base | Time-of-Use Rates (TOU) | DLC-Thermostat-DI-MSHP | Small Industrial |  | Winter Evening | % of Load | 0 | 2032 | 65535
| Base | Time-of-Use Rates (TOU) | DLC-Thermostat-BYOT-MSHP | Small Industrial |  | Winter Evening | % of Load | 1 | 2032 | 65535
| Base | Time-of-Use Rates (TOU) | DLC-Thermostat-BYOT-MSHP | Small Industrial |  | Winter Evening | % of Load | 0 | 2032 | 65535
| Base | Time-of-Use Rates (TOU) | C&I Curtailment-Turnkey-Manual HVAC Control | Small Industrial |  | Winter Evening | % of Load | 1 | 2032 | 65535
| Base | Time-of-Use Rates (TOU) | C&I Curtailment-Turnkey-Manual HVAC Control | Small Industrial |  | Winter Evening | % of Load | 0 | 2032 | 65535
| Base | Time-of-Use Rates (TOU) | C&I Curtailment-Turnkey-Auto-DR HVAC Control | Small Industrial |  | Winter Evening | % of Load | 1 | 2032 | 65535
| Base | Time-of-Use Rates (TOU) | C&I Curtailment-Turnkey-Auto-DR HVAC Control | Small Industrial |  | Winter Evening | % of Load | 0 | 2032 | 65535
| Base | Time-of-Use Rates (TOU) | C&I Curtailment-Turnkey-Standard Lighting Control | Small Industrial |  | Winter Evening | % of Load | 1 | 2032 | 65535
| Base | Time-of-Use Rates (TOU) | C&I Curtailment-Turnkey-Standard Lighting Control | Small Industrial |  | Winter Evening | % of Load | 0 | 2032 | 65535
| Base | Time-of-Use Rates (TOU) | C&I Curtailment-Turnkey-Advanced Lighting Control | Small Industrial |  | Winter Evening | % of Load | 1 | 2032 | 65535
| Base | Time-of-Use Rates (TOU) | C&I Curtailment-Turnkey-Advanced Lighting Control | Small Industrial |  | Winter Evening | % of Load | 0 | 2032 | 65535
| Base | Time-of-Use Rates (TOU) | C&I Curtailment-Turnkey-Water Heating Control | Small Industrial |  | Winter Evening | % of Load | 1 | 2032 | 65535
| Base | Time-of-Use Rates (TOU) | C&I Curtailment-Turnkey-Water Heating Control | Small Industrial |  | Winter Evening | % of Load | 0 | 2032 | 65535
| Base | Time-of-Use Rates (TOU) | C&I Curtailment-Turnkey-Other | Small Industrial |  | Winter Evening | % of Load | 1 | 2032 | 65535
| Base | Time-of-Use Rates (TOU) | C&I Curtailment-Turnkey-Other | Small Industrial |  | Winter Evening | % of Load | 0 | 2032 | 65535
| Base | Time-of-Use Rates (TOU) | C&I Curtailment-Turnkey-Industrial | Small Industrial |  | Winter Evening | % of Load | 1 | 2032 | 65535
| Base | Time-of-Use Rates (TOU) | C&I Curtailment-Turnkey-Industrial | Small Industrial |  | Winter Evening | % of Load | 0 | 2032 | 65535
| Base | Time-of-Use Rates (TOU) | Time-of-Use Rates (TOU) | Small Industrial |  | Winter Evening | % of Load | 1 | 2032 | 65535
| Base | Time-of-Use Rates (TOU) | Time-of-Use Rates (TOU) | Small Industrial |  | Winter Evening | % of Load | 0 | 2032 | 65535
| Base | Time-of-Use Rates (TOU) | DLC-Switch-Water Heating | Medium Industrial |  | Winter Morning | % of Load | 1 | 2032 | 65535
| Base | Time-of-Use Rates (TOU) | DLC-Switch-Water Heating | Medium Industrial |  | Winter Morning | % of Load | 0 | 2032 | 65535
| Base | Time-of-Use Rates (TOU) | DLC-BYOD-Water Heating | Medium Industrial |  | Winter Morning | % of Load | 1 | 2032 | 65535
| Base | Time-of-Use Rates (TOU) | DLC-BYOD-Water Heating | Medium Industrial |  | Winter Morning | % of Load | 0 | 2032 | 65535
| Base | Time-of-Use Rates (TOU) | DLC-Thermostat-DI-Central Heat Pump | Medium Industrial |  | Winter Morning | % of Load | 1 | 2032 | 65535
| Base | Time-of-Use Rates (TOU) | DLC-Thermostat-DI-Central Heat Pump | Medium Industrial |  | Winter Morning | % of Load | 0 | 2032 | 65535
| Base | Time-of-Use Rates (TOU) | DLC-Thermostat-BYOT-Central Heat Pump | Medium Industrial |  | Winter Morning | % of Load | 1 | 2032 | 65535
| Base | Time-of-Use Rates (TOU) | DLC-Thermostat-BYOT-Central Heat Pump | Medium Industrial |  | Winter Morning | % of Load | 0 | 2032 | 65535
| Base | Time-of-Use Rates (TOU) | DLC-Thermostat-HVAC | Medium Industrial |  | Winter Morning | % of Load | 1 | 2032 | 65535
| Base | Time-of-Use Rates (TOU) | DLC-Thermostat-HVAC | Medium Industrial |  | Winter Morning | % of Load | 0 | 2032 | 65535
| Base | Time-of-Use Rates (TOU) | DLC-Thermostat-DI-Baseboard Heating | Medium Industrial |  | Winter Morning | % of Load | 1 | 2032 | 65535
| Base | Time-of-Use Rates (TOU) | DLC-Thermostat-DI-Baseboard Heating | Medium Industrial |  | Winter Morning | % of Load | 0 | 2032 | 65535
| Base | Time-of-Use Rates (TOU) | DLC-Thermostat-BYOT-Baseboard Heating | Medium Industrial |  | Winter Morning | % of Load | 1 | 2032 | 65535
| Base | Time-of-Use Rates (TOU) | DLC-Thermostat-BYOT-Baseboard Heating | Medium Industrial |  | Winter Morning | % of Load | 0 | 2032 | 65535
| Base | Time-of-Use Rates (TOU) | DLC-Thermostat-DI-MSHP | Medium Industrial |  | Winter Morning | % of Load | 1 | 2032 | 65535
| Base | Time-of-Use Rates (TOU) | DLC-Thermostat-DI-MSHP | Medium Industrial |  | Winter Morning | % of Load | 0 | 2032 | 65535
| Base | Time-of-Use Rates (TOU) | DLC-Thermostat-BYOT-MSHP | Medium Industrial |  | Winter Morning | % of Load | 1 | 2032 | 65535
| Base | Time-of-Use Rates (TOU) | DLC-Thermostat-BYOT-MSHP | Medium Industrial |  | Winter Morning | % of Load | 0 | 2032 | 65535
| Base | Time-of-Use Rates (TOU) | C&I Curtailment-Turnkey-Manual HVAC Control | Medium Industrial |  | Winter Morning | % of Load | 1 | 2032 | 65535
| Base | Time-of-Use Rates (TOU) | C&I Curtailment-Turnkey-Manual HVAC Control | Medium Industrial |  | Winter Morning | % of Load | 0 | 2032 | 65535
| Base | Time-of-Use Rates (TOU) | C&I Curtailment-Turnkey-Auto-DR HVAC Control | Medium Industrial |  | Winter Morning | % of Load | 1 | 2032 | 65535
| Base | Time-of-Use Rates (TOU) | C&I Curtailment-Turnkey-Auto-DR HVAC Control | Medium Industrial |  | Winter Morning | % of Load | 0 | 2032 | 65535
| Base | Time-of-Use Rates (TOU) | C&I Curtailment-Turnkey-Standard Lighting Control | Medium Industrial |  | Winter Morning | % of Load | 1 | 2032 | 65535
| Base | Time-of-Use Rates (TOU) | C&I Curtailment-Turnkey-Standard Lighting Control | Medium Industrial |  | Winter Morning | % of Load | 0 | 2032 | 65535
| Base | Time-of-Use Rates (TOU) | C&I Curtailment-Turnkey-Advanced Lighting Control | Medium Industrial |  | Winter Morning | % of Load | 1 | 2032 | 65535
| Base | Time-of-Use Rates (TOU) | C&I Curtailment-Turnkey-Advanced Lighting Control | Medium Industrial |  | Winter Morning | % of Load | 0 | 2032 | 65535
| Base | Time-of-Use Rates (TOU) | C&I Curtailment-Turnkey-Water Heating Control | Medium Industrial |  | Winter Morning | % of Load | 1 | 2032 | 65535
| Base | Time-of-Use Rates (TOU) | C&I Curtailment-Turnkey-Water Heating Control | Medium Industrial |  | Winter Morning | % of Load | 0 | 2032 | 65535
| Base | Time-of-Use Rates (TOU) | C&I Curtailment-Turnkey-Other | Medium Industrial |  | Winter Morning | % of Load | 1 | 2032 | 65535
| Base | Time-of-Use Rates (TOU) | C&I Curtailment-Turnkey-Other | Medium Industrial |  | Winter Morning | % of Load | 0 | 2032 | 65535
| Base | Time-of-Use Rates (TOU) | Time-of-Use Rates (TOU) | Medium Industrial |  | Winter Morning | % of Load | 1 | 2032 | 65535
| Base | Time-of-Use Rates (TOU) | Time-of-Use Rates (TOU) | Medium Industrial |  | Winter Morning | % of Load | 0 | 2032 | 65535
| Base | Time-of-Use Rates (TOU) | DLC-Switch-Water Heating | Medium Industrial |  | Winter Evening | % of Load | 1 | 2032 | 65535
| Base | Time-of-Use Rates (TOU) | DLC-Switch-Water Heating | Medium Industrial |  | Winter Evening | % of Load | 0 | 2032 | 65535
| Base | Time-of-Use Rates (TOU) | DLC-BYOD-Water Heating | Medium Industrial |  | Winter Evening | % of Load | 1 | 2032 | 65535
| Base | Time-of-Use Rates (TOU) | DLC-BYOD-Water Heating | Medium Industrial |  | Winter Evening | % of Load | 0 | 2032 | 65535
| Base | Time-of-Use Rates (TOU) | DLC-Thermostat-DI-Central Heat Pump | Medium Industrial |  | Winter Evening | % of Load | 1 | 2032 | 65535
| Base | Time-of-Use Rates (TOU) | DLC-Thermostat-DI-Central Heat Pump | Medium Industrial |  | Winter Evening | % of Load | 0 | 2032 | 65535
| Base | Time-of-Use Rates (TOU) | DLC-Thermostat-BYOT-Central Heat Pump | Medium Industrial |  | Winter Evening | % of Load | 1 | 2032 | 65535
| Base | Time-of-Use Rates (TOU) | DLC-Thermostat-BYOT-Central Heat Pump | Medium Industrial |  | Winter Evening | % of Load | 0 | 2032 | 65535
| Base | Time-of-Use Rates (TOU) | DLC-Thermostat-HVAC | Medium Industrial |  | Winter Evening | % of Load | 1 | 2032 | 65535
| Base | Time-of-Use Rates (TOU) | DLC-Thermostat-HVAC | Medium Industrial |  | Winter Evening | % of Load | 0 | 2032 | 65535
| Base | Time-of-Use Rates (TOU) | DLC-Thermostat-DI-Baseboard Heating | Medium Industrial |  | Winter Evening | % of Load | 1 | 2032 | 65535
| Base | Time-of-Use Rates (TOU) | DLC-Thermostat-DI-Baseboard Heating | Medium Industrial |  | Winter Evening | % of Load | 0 | 2032 | 65535
| Base | Time-of-Use Rates (TOU) | DLC-Thermostat-BYOT-Baseboard Heating | Medium Industrial |  | Winter Evening | % of Load | 1 | 2032 | 65535
| Base | Time-of-Use Rates (TOU) | DLC-Thermostat-BYOT-Baseboard Heating | Medium Industrial |  | Winter Evening | % of Load | 0 | 2032 | 65535
| Base | Time-of-Use Rates (TOU) | DLC-Thermostat-DI-MSHP | Medium Industrial |  | Winter Evening | % of Load | 1 | 2032 | 65535
| Base | Time-of-Use Rates (TOU) | DLC-Thermostat-DI-MSHP | Medium Industrial |  | Winter Evening | % of Load | 0 | 2032 | 65535
| Base | Time-of-Use Rates (TOU) | DLC-Thermostat-BYOT-MSHP | Medium Industrial |  | Winter Evening | % of Load | 1 | 2032 | 65535
| Base | Time-of-Use Rates (TOU) | DLC-Thermostat-BYOT-MSHP | Medium Industrial |  | Winter Evening | % of Load | 0 | 2032 | 65535
| Base | Time-of-Use Rates (TOU) | C&I Curtailment-Turnkey-Manual HVAC Control | Medium Industrial |  | Winter Evening | % of Load | 1 | 2032 | 65535
| Base | Time-of-Use Rates (TOU) | C&I Curtailment-Turnkey-Manual HVAC Control | Medium Industrial |  | Winter Evening | % of Load | 0 | 2032 | 65535
| Base | Time-of-Use Rates (TOU) | C&I Curtailment-Turnkey-Auto-DR HVAC Control | Medium Industrial |  | Winter Evening | % of Load | 1 | 2032 | 65535
| Base | Time-of-Use Rates (TOU) | C&I Curtailment-Turnkey-Auto-DR HVAC Control | Medium Industrial |  | Winter Evening | % of Load | 0 | 2032 | 65535
| Base | Time-of-Use Rates (TOU) | C&I Curtailment-Turnkey-Standard Lighting Control | Medium Industrial |  | Winter Evening | % of Load | 1 | 2032 | 65535
| Base | Time-of-Use Rates (TOU) | C&I Curtailment-Turnkey-Standard Lighting Control | Medium Industrial |  | Winter Evening | % of Load | 0 | 2032 | 65535
| Base | Time-of-Use Rates (TOU) | C&I Curtailment-Turnkey-Advanced Lighting Control | Medium Industrial |  | Winter Evening | % of Load | 1 | 2032 | 65535
| Base | Time-of-Use Rates (TOU) | C&I Curtailment-Turnkey-Advanced Lighting Control | Medium Industrial |  | Winter Evening | % of Load | 0 | 2032 | 65535
| Base | Time-of-Use Rates (TOU) | C&I Curtailment-Turnkey-Water Heating Control | Medium Industrial |  | Winter Evening | % of Load | 1 | 2032 | 65535
| Base | Time-of-Use Rates (TOU) | C&I Curtailment-Turnkey-Water Heating Control | Medium Industrial |  | Winter Evening | % of Load | 0 | 2032 | 65535
| Base | Time-of-Use Rates (TOU) | C&I Curtailment-Turnkey-Other | Medium Industrial |  | Winter Evening | % of Load | 1 | 2032 | 65535
| Base | Time-of-Use Rates (TOU) | C&I Curtailment-Turnkey-Other | Medium Industrial |  | Winter Evening | % of Load | 0 | 2032 | 65535
| Base | Time-of-Use Rates (TOU) | Time-of-Use Rates (TOU) | Medium Industrial |  | Winter Evening | % of Load | 1 | 2032 | 65535
| Base | Time-of-Use Rates (TOU) | Time-of-Use Rates (TOU) | Medium Industrial |  | Winter Evening | % of Load | 0 | 2032 | 65535
| Base | Time-of-Use Rates (TOU) | Time-of-Use Rates (TOU) | Residential Charitable |  | Winter Morning | % of Load | 1 | 2032 | 65535
| Base | Time-of-Use Rates (TOU) | Time-of-Use Rates (TOU) | Residential Charitable |  | Winter Morning | % of Load | 0 | 2032 | 65535
| Base | Time-of-Use Rates (TOU) | Time-of-Use Rates (TOU) | Residential Charitable |  | Winter Evening | % of Load | 1 | 2032 | 65535
| Base | Time-of-Use Rates (TOU) | Time-of-Use Rates (TOU) | Residential Charitable |  | Winter Evening | % of Load | 0 | 2032 | 65535
| Base | DLC-Thermostat | DLC-Switch-Water Heating | Small General |  | Winter Morning | % of Load | 1 | 2033 | 65535
| Base | DLC-Thermostat | DLC-Switch-Water Heating | Small General |  | Winter Morning | % of Load | 0 | 2033 | 65535
| Base | DLC-Thermostat | DLC-BYOD-Water Heating | Small General |  | Winter Morning | % of Load | 1 | 2033 | 65535
| Base | DLC-Thermostat | DLC-BYOD-Water Heating | Small General |  | Winter Morning | % of Load | 0 | 2033 | 65535
| Base | DLC-Thermostat | DLC-Thermostat-DI-Central Heat Pump | Small General |  | Winter Morning | % of Load | 1 | 2033 | 65535
| Base | DLC-Thermostat | DLC-Thermostat-DI-Central Heat Pump | Small General |  | Winter Morning | % of Load | 0 | 2033 | 65535
| Base | DLC-Thermostat | DLC-Thermostat-BYOT-Central Heat Pump | Small General |  | Winter Morning | % of Load | 1 | 2033 | 65535
| Base | DLC-Thermostat | DLC-Thermostat-BYOT-Central Heat Pump | Small General |  | Winter Morning | % of Load | 0 | 2033 | 65535
| Base | DLC-Thermostat | DLC-Thermostat-HVAC | Small General |  | Winter Morning | % of Load | 1 | 2033 | 65535
| Base | DLC-Thermostat | DLC-Thermostat-HVAC | Small General |  | Winter Morning | % of Load | 0 | 2033 | 65535
| Base | DLC-Thermostat | DLC-Thermostat-DI-Baseboard Heating | Small General |  | Winter Morning | % of Load | 1 | 2033 | 65535
| Base | DLC-Thermostat | DLC-Thermostat-DI-Baseboard Heating | Small General |  | Winter Morning | % of Load | 0 | 2033 | 65535
| Base | DLC-Thermostat | DLC-Thermostat-BYOT-Baseboard Heating | Small General |  | Winter Morning | % of Load | 1 | 2033 | 65535
| Base | DLC-Thermostat | DLC-Thermostat-BYOT-Baseboard Heating | Small General |  | Winter Morning | % of Load | 0 | 2033 | 65535
| Base | DLC-Thermostat | DLC-Thermostat-DI-MSHP | Small General |  | Winter Morning | % of Load | 1 | 2033 | 65535
| Base | DLC-Thermostat | DLC-Thermostat-DI-MSHP | Small General |  | Winter Morning | % of Load | 0 | 2033 | 65535
| Base | DLC-Thermostat | DLC-Thermostat-BYOT-MSHP | Small General |  | Winter Morning | % of Load | 1 | 2033 | 65535
| Base | DLC-Thermostat | DLC-Thermostat-BYOT-MSHP | Small General |  | Winter Morning | % of Load | 0 | 2033 | 65535
| Base | DLC-Thermostat | C&I Curtailment-Turnkey-Manual HVAC Control | Small General |  | Winter Morning | % of Load | 1 | 2033 | 65535
| Base | DLC-Thermostat | C&I Curtailment-Turnkey-Manual HVAC Control | Small General |  | Winter Morning | % of Load | 0 | 2033 | 65535
| Base | DLC-Thermostat | C&I Curtailment-Turnkey-Auto-DR HVAC Control | Small General |  | Winter Morning | % of Load | 1 | 2033 | 65535
| Base | DLC-Thermostat | C&I Curtailment-Turnkey-Auto-DR HVAC Control | Small General |  | Winter Morning | % of Load | 0 | 2033 | 65535
| Base | DLC-Thermostat | C&I Curtailment-Turnkey-Standard Lighting Control | Small General |  | Winter Morning | % of Load | 1 | 2033 | 65535
| Base | DLC-Thermostat | C&I Curtailment-Turnkey-Standard Lighting Control | Small General |  | Winter Morning | % of Load | 0 | 2033 | 65535
| Base | DLC-Thermostat | C&I Curtailment-Turnkey-Advanced Lighting Control | Small General |  | Winter Morning | % of Load | 1 | 2033 | 65535
| Base | DLC-Thermostat | C&I Curtailment-Turnkey-Advanced Lighting Control | Small General |  | Winter Morning | % of Load | 0 | 2033 | 65535
| Base | DLC-Thermostat | C&I Curtailment-Turnkey-Water Heating Control | Small General |  | Winter Morning | % of Load | 1 | 2033 | 65535
| Base | DLC-Thermostat | C&I Curtailment-Turnkey-Water Heating Control | Small General |  | Winter Morning | % of Load | 0 | 2033 | 65535
| Base | DLC-Thermostat | C&I Curtailment-Turnkey-Other | Small General |  | Winter Morning | % of Load | 1 | 2033 | 65535
| Base | DLC-Thermostat | C&I Curtailment-Turnkey-Other | Small General |  | Winter Morning | % of Load | 0 | 2033 | 65535
| Base | DLC-Thermostat | Dynamic Pricing with enabling tech. | Small General |  | Winter Morning | % of Load | 1 | 2033 | 65535
| Base | DLC-Thermostat | Dynamic Pricing with enabling tech. | Small General |  | Winter Morning | % of Load | 0 | 2033 | 65535
| Base | DLC-Thermostat | DLC-Switch-Water Heating | Small General |  | Winter Evening | % of Load | 1 | 2033 | 65535
| Base | DLC-Thermostat | DLC-Switch-Water Heating | Small General |  | Winter Evening | % of Load | 0 | 2033 | 65535
| Base | DLC-Thermostat | DLC-BYOD-Water Heating | Small General |  | Winter Evening | % of Load | 1 | 2033 | 65535
| Base | DLC-Thermostat | DLC-BYOD-Water Heating | Small General |  | Winter Evening | % of Load | 0 | 2033 | 65535
| Base | DLC-Thermostat | DLC-Thermostat-DI-Central Heat Pump | Small General |  | Winter Evening | % of Load | 1 | 2033 | 65535
| Base | DLC-Thermostat | DLC-Thermostat-DI-Central Heat Pump | Small General |  | Winter Evening | % of Load | 0 | 2033 | 65535
| Base | DLC-Thermostat | DLC-Thermostat-BYOT-Central Heat Pump | Small General |  | Winter Evening | % of Load | 1 | 2033 | 65535
| Base | DLC-Thermostat | DLC-Thermostat-BYOT-Central Heat Pump | Small General |  | Winter Evening | % of Load | 0 | 2033 | 65535
| Base | DLC-Thermostat | DLC-Thermostat-HVAC | Small General |  | Winter Evening | % of Load | 1 | 2033 | 65535
| Base | DLC-Thermostat | DLC-Thermostat-HVAC | Small General |  | Winter Evening | % of Load | 0 | 2033 | 65535
| Base | DLC-Thermostat | DLC-Thermostat-DI-Baseboard Heating | Small General |  | Winter Evening | % of Load | 1 | 2033 | 65535
| Base | DLC-Thermostat | DLC-Thermostat-DI-Baseboard Heating | Small General |  | Winter Evening | % of Load | 0 | 2033 | 65535
| Base | DLC-Thermostat | DLC-Thermostat-BYOT-Baseboard Heating | Small General |  | Winter Evening | % of Load | 1 | 2033 | 65535
| Base | DLC-Thermostat | DLC-Thermostat-BYOT-Baseboard Heating | Small General |  | Winter Evening | % of Load | 0 | 2033 | 65535
| Base | DLC-Thermostat | DLC-Thermostat-DI-MSHP | Small General |  | Winter Evening | % of Load | 1 | 2033 | 65535
| Base | DLC-Thermostat | DLC-Thermostat-DI-MSHP | Small General |  | Winter Evening | % of Load | 0 | 2033 | 65535
| Base | DLC-Thermostat | DLC-Thermostat-BYOT-MSHP | Small General |  | Winter Evening | % of Load | 1 | 2033 | 65535
| Base | DLC-Thermostat | DLC-Thermostat-BYOT-MSHP | Small General |  | Winter Evening | % of Load | 0 | 2033 | 65535
| Base | DLC-Thermostat | C&I Curtailment-Turnkey-Manual HVAC Control | Small General |  | Winter Evening | % of Load | 1 | 2033 | 65535
| Base | DLC-Thermostat | C&I Curtailment-Turnkey-Manual HVAC Control | Small General |  | Winter Evening | % of Load | 0 | 2033 | 65535
| Base | DLC-Thermostat | C&I Curtailment-Turnkey-Auto-DR HVAC Control | Small General |  | Winter Evening | % of Load | 1 | 2033 | 65535
| Base | DLC-Thermostat | C&I Curtailment-Turnkey-Auto-DR HVAC Control | Small General |  | Winter Evening | % of Load | 0 | 2033 | 65535
| Base | DLC-Thermostat | C&I Curtailment-Turnkey-Standard Lighting Control | Small General |  | Winter Evening | % of Load | 1 | 2033 | 65535
| Base | DLC-Thermostat | C&I Curtailment-Turnkey-Standard Lighting Control | Small General |  | Winter Evening | % of Load | 0 | 2033 | 65535
| Base | DLC-Thermostat | C&I Curtailment-Turnkey-Advanced Lighting Control | Small General |  | Winter Evening | % of Load | 1 | 2033 | 65535
| Base | DLC-Thermostat | C&I Curtailment-Turnkey-Advanced Lighting Control | Small General |  | Winter Evening | % of Load | 0 | 2033 | 65535
| Base | DLC-Thermostat | C&I Curtailment-Turnkey-Water Heating Control | Small General |  | Winter Evening | % of Load | 1 | 2033 | 65535
| Base | DLC-Thermostat | C&I Curtailment-Turnkey-Water Heating Control | Small General |  | Winter Evening | % of Load | 0 | 2033 | 65535
| Base | DLC-Thermostat | C&I Curtailment-Turnkey-Other | Small General |  | Winter Evening | % of Load | 1 | 2033 | 65535
| Base | DLC-Thermostat | C&I Curtailment-Turnkey-Other | Small General |  | Winter Evening | % of Load | 0 | 2033 | 65535
| Base | DLC-Thermostat | Dynamic Pricing with enabling tech. | Small General |  | Winter Evening | % of Load | 1 | 2033 | 65535
| Base | DLC-Thermostat | Dynamic Pricing with enabling tech. | Small General |  | Winter Evening | % of Load | 0 | 2033 | 65535
| Base | DLC-Thermostat | DLC-Switch-Water Heating | General |  | Winter Morning | % of Load | 1 | 2033 | 65535
| Base | DLC-Thermostat | DLC-Switch-Water Heating | General |  | Winter Morning | % of Load | 0 | 2033 | 65535
| Base | DLC-Thermostat | DLC-BYOD-Water Heating | General |  | Winter Morning | % of Load | 1 | 2033 | 65535
| Base | DLC-Thermostat | DLC-BYOD-Water Heating | General |  | Winter Morning | % of Load | 0 | 2033 | 65535
| Base | DLC-Thermostat | DLC-Thermostat-DI-Central Heat Pump | General |  | Winter Morning | % of Load | 1 | 2033 | 65535
| Base | DLC-Thermostat | DLC-Thermostat-DI-Central Heat Pump | General |  | Winter Morning | % of Load | 0 | 2033 | 65535
| Base | DLC-Thermostat | DLC-Thermostat-BYOT-Central Heat Pump | General |  | Winter Morning | % of Load | 1 | 2033 | 65535
| Base | DLC-Thermostat | DLC-Thermostat-BYOT-Central Heat Pump | General |  | Winter Morning | % of Load | 0 | 2033 | 65535
| Base | DLC-Thermostat | DLC-Thermostat-HVAC | General |  | Winter Morning | % of Load | 1 | 2033 | 65535
| Base | DLC-Thermostat | DLC-Thermostat-HVAC | General |  | Winter Morning | % of Load | 0 | 2033 | 65535
| Base | DLC-Thermostat | DLC-Thermostat-DI-Baseboard Heating | General |  | Winter Morning | % of Load | 1 | 2033 | 65535
| Base | DLC-Thermostat | DLC-Thermostat-DI-Baseboard Heating | General |  | Winter Morning | % of Load | 0 | 2033 | 65535
| Base | DLC-Thermostat | DLC-Thermostat-BYOT-Baseboard Heating | General |  | Winter Morning | % of Load | 1 | 2033 | 65535
| Base | DLC-Thermostat | DLC-Thermostat-BYOT-Baseboard Heating | General |  | Winter Morning | % of Load | 0 | 2033 | 65535
| Base | DLC-Thermostat | DLC-Thermostat-DI-MSHP | General |  | Winter Morning | % of Load | 1 | 2033 | 65535
| Base | DLC-Thermostat | DLC-Thermostat-DI-MSHP | General |  | Winter Morning | % of Load | 0 | 2033 | 65535
| Base | DLC-Thermostat | DLC-Thermostat-BYOT-MSHP | General |  | Winter Morning | % of Load | 1 | 2033 | 65535
| Base | DLC-Thermostat | DLC-Thermostat-BYOT-MSHP | General |  | Winter Morning | % of Load | 0 | 2033 | 65535
| Base | DLC-Thermostat | C&I Curtailment-Turnkey-Manual HVAC Control | General |  | Winter Morning | % of Load | 1 | 2033 | 65535
| Base | DLC-Thermostat | C&I Curtailment-Turnkey-Manual HVAC Control | General |  | Winter Morning | % of Load | 0 | 2033 | 65535
| Base | DLC-Thermostat | C&I Curtailment-Turnkey-Auto-DR HVAC Control | General |  | Winter Morning | % of Load | 1 | 2033 | 65535
| Base | DLC-Thermostat | C&I Curtailment-Turnkey-Auto-DR HVAC Control | General |  | Winter Morning | % of Load | 0 | 2033 | 65535
| Base | DLC-Thermostat | C&I Curtailment-Turnkey-Standard Lighting Control | General |  | Winter Morning | % of Load | 1 | 2033 | 65535
| Base | DLC-Thermostat | C&I Curtailment-Turnkey-Standard Lighting Control | General |  | Winter Morning | % of Load | 0 | 2033 | 65535
| Base | DLC-Thermostat | C&I Curtailment-Turnkey-Advanced Lighting Control | General |  | Winter Morning | % of Load | 1 | 2033 | 65535
| Base | DLC-Thermostat | C&I Curtailment-Turnkey-Advanced Lighting Control | General |  | Winter Morning | % of Load | 0 | 2033 | 65535
| Base | DLC-Thermostat | C&I Curtailment-Turnkey-Water Heating Control | General |  | Winter Morning | % of Load | 1 | 2033 | 65535
| Base | DLC-Thermostat | C&I Curtailment-Turnkey-Water Heating Control | General |  | Winter Morning | % of Load | 0 | 2033 | 65535
| Base | DLC-Thermostat | C&I Curtailment-Turnkey-Other | General |  | Winter Morning | % of Load | 1 | 2033 | 65535
| Base | DLC-Thermostat | C&I Curtailment-Turnkey-Other | General |  | Winter Morning | % of Load | 0 | 2033 | 65535
| Base | DLC-Thermostat | DLC-Switch-Water Heating | General |  | Winter Evening | % of Load | 1 | 2033 | 65535
| Base | DLC-Thermostat | DLC-Switch-Water Heating | General |  | Winter Evening | % of Load | 0 | 2033 | 65535
| Base | DLC-Thermostat | DLC-BYOD-Water Heating | General |  | Winter Evening | % of Load | 1 | 2033 | 65535
| Base | DLC-Thermostat | DLC-BYOD-Water Heating | General |  | Winter Evening | % of Load | 0 | 2033 | 65535
| Base | DLC-Thermostat | DLC-Thermostat-DI-Central Heat Pump | General |  | Winter Evening | % of Load | 1 | 2033 | 65535
| Base | DLC-Thermostat | DLC-Thermostat-DI-Central Heat Pump | General |  | Winter Evening | % of Load | 0 | 2033 | 65535
| Base | DLC-Thermostat | DLC-Thermostat-BYOT-Central Heat Pump | General |  | Winter Evening | % of Load | 1 | 2033 | 65535
| Base | DLC-Thermostat | DLC-Thermostat-BYOT-Central Heat Pump | General |  | Winter Evening | % of Load | 0 | 2033 | 65535
| Base | DLC-Thermostat | DLC-Thermostat-HVAC | General |  | Winter Evening | % of Load | 1 | 2033 | 65535
| Base | DLC-Thermostat | DLC-Thermostat-HVAC | General |  | Winter Evening | % of Load | 0 | 2033 | 65535
| Base | DLC-Thermostat | DLC-Thermostat-DI-Baseboard Heating | General |  | Winter Evening | % of Load | 1 | 2033 | 65535
| Base | DLC-Thermostat | DLC-Thermostat-DI-Baseboard Heating | General |  | Winter Evening | % of Load | 0 | 2033 | 65535
| Base | DLC-Thermostat | DLC-Thermostat-BYOT-Baseboard Heating | General |  | Winter Evening | % of Load | 1 | 2033 | 65535
| Base | DLC-Thermostat | DLC-Thermostat-BYOT-Baseboard Heating | General |  | Winter Evening | % of Load | 0 | 2033 | 65535
| Base | DLC-Thermostat | DLC-Thermostat-DI-MSHP | General |  | Winter Evening | % of Load | 1 | 2033 | 65535
| Base | DLC-Thermostat | DLC-Thermostat-DI-MSHP | General |  | Winter Evening | % of Load | 0 | 2033 | 65535
| Base | DLC-Thermostat | DLC-Thermostat-BYOT-MSHP | General |  | Winter Evening | % of Load | 1 | 2033 | 65535
| Base | DLC-Thermostat | DLC-Thermostat-BYOT-MSHP | General |  | Winter Evening | % of Load | 0 | 2033 | 65535
| Base | DLC-Thermostat | C&I Curtailment-Turnkey-Manual HVAC Control | General |  | Winter Evening | % of Load | 1 | 2033 | 65535
| Base | DLC-Thermostat | C&I Curtailment-Turnkey-Manual HVAC Control | General |  | Winter Evening | % of Load | 0 | 2033 | 65535
| Base | DLC-Thermostat | C&I Curtailment-Turnkey-Auto-DR HVAC Control | General |  | Winter Evening | % of Load | 1 | 2033 | 65535
| Base | DLC-Thermostat | C&I Curtailment-Turnkey-Auto-DR HVAC Control | General |  | Winter Evening | % of Load | 0 | 2033 | 65535
| Base | DLC-Thermostat | C&I Curtailment-Turnkey-Standard Lighting Control | General |  | Winter Evening | % of Load | 1 | 2033 | 65535
| Base | DLC-Thermostat | C&I Curtailment-Turnkey-Standard Lighting Control | General |  | Winter Evening | % of Load | 0 | 2033 | 65535
| Base | DLC-Thermostat | C&I Curtailment-Turnkey-Advanced Lighting Control | General |  | Winter Evening | % of Load | 1 | 2033 | 65535
| Base | DLC-Thermostat | C&I Curtailment-Turnkey-Advanced Lighting Control | General |  | Winter Evening | % of Load | 0 | 2033 | 65535
| Base | DLC-Thermostat | C&I Curtailment-Turnkey-Water Heating Control | General |  | Winter Evening | % of Load | 1 | 2033 | 65535
| Base | DLC-Thermostat | C&I Curtailment-Turnkey-Water Heating Control | General |  | Winter Evening | % of Load | 0 | 2033 | 65535
| Base | DLC-Thermostat | C&I Curtailment-Turnkey-Other | General |  | Winter Evening | % of Load | 1 | 2033 | 65535
| Base | DLC-Thermostat | C&I Curtailment-Turnkey-Other | General |  | Winter Evening | % of Load | 0 | 2033 | 65535
| Base | DLC-Thermostat | DLC-Switch-Water Heating | Small Industrial |  | Winter Morning | % of Load | 1 | 2033 | 65535
| Base | DLC-Thermostat | DLC-Switch-Water Heating | Small Industrial |  | Winter Morning | % of Load | 0 | 2033 | 65535
| Base | DLC-Thermostat | DLC-BYOD-Water Heating | Small Industrial |  | Winter Morning | % of Load | 1 | 2033 | 65535
| Base | DLC-Thermostat | DLC-BYOD-Water Heating | Small Industrial |  | Winter Morning | % of Load | 0 | 2033 | 65535
| Base | DLC-Thermostat | DLC-Thermostat-DI-Central Heat Pump | Small Industrial |  | Winter Morning | % of Load | 1 | 2033 | 65535
| Base | DLC-Thermostat | DLC-Thermostat-DI-Central Heat Pump | Small Industrial |  | Winter Morning | % of Load | 0 | 2033 | 65535
| Base | DLC-Thermostat | DLC-Thermostat-BYOT-Central Heat Pump | Small Industrial |  | Winter Morning | % of Load | 1 | 2033 | 65535
| Base | DLC-Thermostat | DLC-Thermostat-BYOT-Central Heat Pump | Small Industrial |  | Winter Morning | % of Load | 0 | 2033 | 65535
| Base | DLC-Thermostat | DLC-Thermostat-HVAC | Small Industrial |  | Winter Morning | % of Load | 1 | 2033 | 65535
| Base | DLC-Thermostat | DLC-Thermostat-HVAC | Small Industrial |  | Winter Morning | % of Load | 0 | 2033 | 65535
| Base | DLC-Thermostat | DLC-Thermostat-DI-Baseboard Heating | Small Industrial |  | Winter Morning | % of Load | 1 | 2033 | 65535
| Base | DLC-Thermostat | DLC-Thermostat-DI-Baseboard Heating | Small Industrial |  | Winter Morning | % of Load | 0 | 2033 | 65535
| Base | DLC-Thermostat | DLC-Thermostat-BYOT-Baseboard Heating | Small Industrial |  | Winter Morning | % of Load | 1 | 2033 | 65535
| Base | DLC-Thermostat | DLC-Thermostat-BYOT-Baseboard Heating | Small Industrial |  | Winter Morning | % of Load | 0 | 2033 | 65535
| Base | DLC-Thermostat | DLC-Thermostat-DI-MSHP | Small Industrial |  | Winter Morning | % of Load | 1 | 2033 | 65535
| Base | DLC-Thermostat | DLC-Thermostat-DI-MSHP | Small Industrial |  | Winter Morning | % of Load | 0 | 2033 | 65535
| Base | DLC-Thermostat | DLC-Thermostat-BYOT-MSHP | Small Industrial |  | Winter Morning | % of Load | 1 | 2033 | 65535
| Base | DLC-Thermostat | DLC-Thermostat-BYOT-MSHP | Small Industrial |  | Winter Morning | % of Load | 0 | 2033 | 65535
| Base | DLC-Thermostat | C&I Curtailment-Turnkey-Manual HVAC Control | Small Industrial |  | Winter Morning | % of Load | 1 | 2033 | 65535
| Base | DLC-Thermostat | C&I Curtailment-Turnkey-Manual HVAC Control | Small Industrial |  | Winter Morning | % of Load | 0 | 2033 | 65535
| Base | DLC-Thermostat | C&I Curtailment-Turnkey-Auto-DR HVAC Control | Small Industrial |  | Winter Morning | % of Load | 1 | 2033 | 65535
| Base | DLC-Thermostat | C&I Curtailment-Turnkey-Auto-DR HVAC Control | Small Industrial |  | Winter Morning | % of Load | 0 | 2033 | 65535
| Base | DLC-Thermostat | C&I Curtailment-Turnkey-Standard Lighting Control | Small Industrial |  | Winter Morning | % of Load | 1 | 2033 | 65535
| Base | DLC-Thermostat | C&I Curtailment-Turnkey-Standard Lighting Control | Small Industrial |  | Winter Morning | % of Load | 0 | 2033 | 65535
| Base | DLC-Thermostat | C&I Curtailment-Turnkey-Advanced Lighting Control | Small Industrial |  | Winter Morning | % of Load | 1 | 2033 | 65535
| Base | DLC-Thermostat | C&I Curtailment-Turnkey-Advanced Lighting Control | Small Industrial |  | Winter Morning | % of Load | 0 | 2033 | 65535
| Base | DLC-Thermostat | C&I Curtailment-Turnkey-Water Heating Control | Small Industrial |  | Winter Morning | % of Load | 1 | 2033 | 65535
| Base | DLC-Thermostat | C&I Curtailment-Turnkey-Water Heating Control | Small Industrial |  | Winter Morning | % of Load | 0 | 2033 | 65535
| Base | DLC-Thermostat | C&I Curtailment-Turnkey-Other | Small Industrial |  | Winter Morning | % of Load | 1 | 2033 | 65535
| Base | DLC-Thermostat | C&I Curtailment-Turnkey-Other | Small Industrial |  | Winter Morning | % of Load | 0 | 2033 | 65535
| Base | DLC-Thermostat | C&I Curtailment-Turnkey-Industrial | Small Industrial |  | Winter Morning | % of Load | 1 | 2033 | 65535
| Base | DLC-Thermostat | C&I Curtailment-Turnkey-Industrial | Small Industrial |  | Winter Morning | % of Load | 0 | 2033 | 65535
| Base | DLC-Thermostat | DLC-Switch-Water Heating | Small Industrial |  | Winter Evening | % of Load | 1 | 2033 | 65535
| Base | DLC-Thermostat | DLC-Switch-Water Heating | Small Industrial |  | Winter Evening | % of Load | 0 | 2033 | 65535
| Base | DLC-Thermostat | DLC-BYOD-Water Heating | Small Industrial |  | Winter Evening | % of Load | 1 | 2033 | 65535
| Base | DLC-Thermostat | DLC-BYOD-Water Heating | Small Industrial |  | Winter Evening | % of Load | 0 | 2033 | 65535
| Base | DLC-Thermostat | DLC-Thermostat-DI-Central Heat Pump | Small Industrial |  | Winter Evening | % of Load | 1 | 2033 | 65535
| Base | DLC-Thermostat | DLC-Thermostat-DI-Central Heat Pump | Small Industrial |  | Winter Evening | % of Load | 0 | 2033 | 65535
| Base | DLC-Thermostat | DLC-Thermostat-BYOT-Central Heat Pump | Small Industrial |  | Winter Evening | % of Load | 1 | 2033 | 65535
| Base | DLC-Thermostat | DLC-Thermostat-BYOT-Central Heat Pump | Small Industrial |  | Winter Evening | % of Load | 0 | 2033 | 65535
| Base | DLC-Thermostat | DLC-Thermostat-HVAC | Small Industrial |  | Winter Evening | % of Load | 1 | 2033 | 65535
| Base | DLC-Thermostat | DLC-Thermostat-HVAC | Small Industrial |  | Winter Evening | % of Load | 0 | 2033 | 65535
| Base | DLC-Thermostat | DLC-Thermostat-DI-Baseboard Heating | Small Industrial |  | Winter Evening | % of Load | 1 | 2033 | 65535
| Base | DLC-Thermostat | DLC-Thermostat-DI-Baseboard Heating | Small Industrial |  | Winter Evening | % of Load | 0 | 2033 | 65535
| Base | DLC-Thermostat | DLC-Thermostat-BYOT-Baseboard Heating | Small Industrial |  | Winter Evening | % of Load | 1 | 2033 | 65535
| Base | DLC-Thermostat | DLC-Thermostat-BYOT-Baseboard Heating | Small Industrial |  | Winter Evening | % of Load | 0 | 2033 | 65535
| Base | DLC-Thermostat | DLC-Thermostat-DI-MSHP | Small Industrial |  | Winter Evening | % of Load | 1 | 2033 | 65535
| Base | DLC-Thermostat | DLC-Thermostat-DI-MSHP | Small Industrial |  | Winter Evening | % of Load | 0 | 2033 | 65535
| Base | DLC-Thermostat | DLC-Thermostat-BYOT-MSHP | Small Industrial |  | Winter Evening | % of Load | 1 | 2033 | 65535
| Base | DLC-Thermostat | DLC-Thermostat-BYOT-MSHP | Small Industrial |  | Winter Evening | % of Load | 0 | 2033 | 65535
| Base | DLC-Thermostat | C&I Curtailment-Turnkey-Manual HVAC Control | Small Industrial |  | Winter Evening | % of Load | 1 | 2033 | 65535
| Base | DLC-Thermostat | C&I Curtailment-Turnkey-Manual HVAC Control | Small Industrial |  | Winter Evening | % of Load | 0 | 2033 | 65535
| Base | DLC-Thermostat | C&I Curtailment-Turnkey-Auto-DR HVAC Control | Small Industrial |  | Winter Evening | % of Load | 1 | 2033 | 65535
| Base | DLC-Thermostat | C&I Curtailment-Turnkey-Auto-DR HVAC Control | Small Industrial |  | Winter Evening | % of Load | 0 | 2033 | 65535
| Base | DLC-Thermostat | C&I Curtailment-Turnkey-Standard Lighting Control | Small Industrial |  | Winter Evening | % of Load | 1 | 2033 | 65535
| Base | DLC-Thermostat | C&I Curtailment-Turnkey-Standard Lighting Control | Small Industrial |  | Winter Evening | % of Load | 0 | 2033 | 65535
| Base | DLC-Thermostat | C&I Curtailment-Turnkey-Advanced Lighting Control | Small Industrial |  | Winter Evening | % of Load | 1 | 2033 | 65535
| Base | DLC-Thermostat | C&I Curtailment-Turnkey-Advanced Lighting Control | Small Industrial |  | Winter Evening | % of Load | 0 | 2033 | 65535
| Base | DLC-Thermostat | C&I Curtailment-Turnkey-Water Heating Control | Small Industrial |  | Winter Evening | % of Load | 1 | 2033 | 65535
| Base | DLC-Thermostat | C&I Curtailment-Turnkey-Water Heating Control | Small Industrial |  | Winter Evening | % of Load | 0 | 2033 | 65535
| Base | DLC-Thermostat | C&I Curtailment-Turnkey-Other | Small Industrial |  | Winter Evening | % of Load | 1 | 2033 | 65535
| Base | DLC-Thermostat | C&I Curtailment-Turnkey-Other | Small Industrial |  | Winter Evening | % of Load | 0 | 2033 | 65535
| Base | DLC-Thermostat | C&I Curtailment-Turnkey-Industrial | Small Industrial |  | Winter Evening | % of Load | 1 | 2033 | 65535
| Base | DLC-Thermostat | C&I Curtailment-Turnkey-Industrial | Small Industrial |  | Winter Evening | % of Load | 0 | 2033 | 65535
| Base | DLC-Thermostat | DLC-Switch-Water Heating | Medium Industrial |  | Winter Morning | % of Load | 1 | 2033 | 65535
| Base | DLC-Thermostat | DLC-Switch-Water Heating | Medium Industrial |  | Winter Morning | % of Load | 0 | 2033 | 65535
| Base | DLC-Thermostat | DLC-BYOD-Water Heating | Medium Industrial |  | Winter Morning | % of Load | 1 | 2033 | 65535
| Base | DLC-Thermostat | DLC-BYOD-Water Heating | Medium Industrial |  | Winter Morning | % of Load | 0 | 2033 | 65535
| Base | DLC-Thermostat | DLC-Thermostat-DI-Central Heat Pump | Medium Industrial |  | Winter Morning | % of Load | 1 | 2033 | 65535
| Base | DLC-Thermostat | DLC-Thermostat-DI-Central Heat Pump | Medium Industrial |  | Winter Morning | % of Load | 0 | 2033 | 65535
| Base | DLC-Thermostat | DLC-Thermostat-BYOT-Central Heat Pump | Medium Industrial |  | Winter Morning | % of Load | 1 | 2033 | 65535
| Base | DLC-Thermostat | DLC-Thermostat-BYOT-Central Heat Pump | Medium Industrial |  | Winter Morning | % of Load | 0 | 2033 | 65535
| Base | DLC-Thermostat | DLC-Thermostat-HVAC | Medium Industrial |  | Winter Morning | % of Load | 1 | 2033 | 65535
| Base | DLC-Thermostat | DLC-Thermostat-HVAC | Medium Industrial |  | Winter Morning | % of Load | 0 | 2033 | 65535
| Base | DLC-Thermostat | DLC-Thermostat-DI-Baseboard Heating | Medium Industrial |  | Winter Morning | % of Load | 1 | 2033 | 65535
| Base | DLC-Thermostat | DLC-Thermostat-DI-Baseboard Heating | Medium Industrial |  | Winter Morning | % of Load | 0 | 2033 | 65535
| Base | DLC-Thermostat | DLC-Thermostat-BYOT-Baseboard Heating | Medium Industrial |  | Winter Morning | % of Load | 1 | 2033 | 65535
| Base | DLC-Thermostat | DLC-Thermostat-BYOT-Baseboard Heating | Medium Industrial |  | Winter Morning | % of Load | 0 | 2033 | 65535
| Base | DLC-Thermostat | DLC-Thermostat-DI-MSHP | Medium Industrial |  | Winter Morning | % of Load | 1 | 2033 | 65535
| Base | DLC-Thermostat | DLC-Thermostat-DI-MSHP | Medium Industrial |  | Winter Morning | % of Load | 0 | 2033 | 65535
| Base | DLC-Thermostat | DLC-Thermostat-BYOT-MSHP | Medium Industrial |  | Winter Morning | % of Load | 1 | 2033 | 65535
| Base | DLC-Thermostat | DLC-Thermostat-BYOT-MSHP | Medium Industrial |  | Winter Morning | % of Load | 0 | 2033 | 65535
| Base | DLC-Thermostat | C&I Curtailment-Turnkey-Manual HVAC Control | Medium Industrial |  | Winter Morning | % of Load | 1 | 2033 | 65535
| Base | DLC-Thermostat | C&I Curtailment-Turnkey-Manual HVAC Control | Medium Industrial |  | Winter Morning | % of Load | 0 | 2033 | 65535
| Base | DLC-Thermostat | C&I Curtailment-Turnkey-Auto-DR HVAC Control | Medium Industrial |  | Winter Morning | % of Load | 1 | 2033 | 65535
| Base | DLC-Thermostat | C&I Curtailment-Turnkey-Auto-DR HVAC Control | Medium Industrial |  | Winter Morning | % of Load | 0 | 2033 | 65535
| Base | DLC-Thermostat | C&I Curtailment-Turnkey-Standard Lighting Control | Medium Industrial |  | Winter Morning | % of Load | 1 | 2033 | 65535
| Base | DLC-Thermostat | C&I Curtailment-Turnkey-Standard Lighting Control | Medium Industrial |  | Winter Morning | % of Load | 0 | 2033 | 65535
| Base | DLC-Thermostat | C&I Curtailment-Turnkey-Advanced Lighting Control | Medium Industrial |  | Winter Morning | % of Load | 1 | 2033 | 65535
| Base | DLC-Thermostat | C&I Curtailment-Turnkey-Advanced Lighting Control | Medium Industrial |  | Winter Morning | % of Load | 0 | 2033 | 65535
| Base | DLC-Thermostat | C&I Curtailment-Turnkey-Water Heating Control | Medium Industrial |  | Winter Morning | % of Load | 1 | 2033 | 65535
| Base | DLC-Thermostat | C&I Curtailment-Turnkey-Water Heating Control | Medium Industrial |  | Winter Morning | % of Load | 0 | 2033 | 65535
| Base | DLC-Thermostat | C&I Curtailment-Turnkey-Other | Medium Industrial |  | Winter Morning | % of Load | 1 | 2033 | 65535
| Base | DLC-Thermostat | C&I Curtailment-Turnkey-Other | Medium Industrial |  | Winter Morning | % of Load | 0 | 2033 | 65535
| Base | DLC-Thermostat | DLC-Switch-Water Heating | Medium Industrial |  | Winter Evening | % of Load | 1 | 2033 | 65535
| Base | DLC-Thermostat | DLC-Switch-Water Heating | Medium Industrial |  | Winter Evening | % of Load | 0 | 2033 | 65535
| Base | DLC-Thermostat | DLC-BYOD-Water Heating | Medium Industrial |  | Winter Evening | % of Load | 1 | 2033 | 65535
| Base | DLC-Thermostat | DLC-BYOD-Water Heating | Medium Industrial |  | Winter Evening | % of Load | 0 | 2033 | 65535
| Base | DLC-Thermostat | DLC-Thermostat-DI-Central Heat Pump | Medium Industrial |  | Winter Evening | % of Load | 1 | 2033 | 65535
| Base | DLC-Thermostat | DLC-Thermostat-DI-Central Heat Pump | Medium Industrial |  | Winter Evening | % of Load | 0 | 2033 | 65535
| Base | DLC-Thermostat | DLC-Thermostat-BYOT-Central Heat Pump | Medium Industrial |  | Winter Evening | % of Load | 1 | 2033 | 65535
| Base | DLC-Thermostat | DLC-Thermostat-BYOT-Central Heat Pump | Medium Industrial |  | Winter Evening | % of Load | 0 | 2033 | 65535
| Base | DLC-Thermostat | DLC-Thermostat-HVAC | Medium Industrial |  | Winter Evening | % of Load | 1 | 2033 | 65535
| Base | DLC-Thermostat | DLC-Thermostat-HVAC | Medium Industrial |  | Winter Evening | % of Load | 0 | 2033 | 65535
| Base | DLC-Thermostat | DLC-Thermostat-DI-Baseboard Heating | Medium Industrial |  | Winter Evening | % of Load | 1 | 2033 | 65535
| Base | DLC-Thermostat | DLC-Thermostat-DI-Baseboard Heating | Medium Industrial |  | Winter Evening | % of Load | 0 | 2033 | 65535
| Base | DLC-Thermostat | DLC-Thermostat-BYOT-Baseboard Heating | Medium Industrial |  | Winter Evening | % of Load | 1 | 2033 | 65535
| Base | DLC-Thermostat | DLC-Thermostat-BYOT-Baseboard Heating | Medium Industrial |  | Winter Evening | % of Load | 0 | 2033 | 65535
| Base | DLC-Thermostat | DLC-Thermostat-DI-MSHP | Medium Industrial |  | Winter Evening | % of Load | 1 | 2033 | 65535
| Base | DLC-Thermostat | DLC-Thermostat-DI-MSHP | Medium Industrial |  | Winter Evening | % of Load | 0 | 2033 | 65535
| Base | DLC-Thermostat | DLC-Thermostat-BYOT-MSHP | Medium Industrial |  | Winter Evening | % of Load | 1 | 2033 | 65535
| Base | DLC-Thermostat | DLC-Thermostat-BYOT-MSHP | Medium Industrial |  | Winter Evening | % of Load | 0 | 2033 | 65535
| Base | DLC-Thermostat | C&I Curtailment-Turnkey-Manual HVAC Control | Medium Industrial |  | Winter Evening | % of Load | 1 | 2033 | 65535
| Base | DLC-Thermostat | C&I Curtailment-Turnkey-Manual HVAC Control | Medium Industrial |  | Winter Evening | % of Load | 0 | 2033 | 65535
| Base | DLC-Thermostat | C&I Curtailment-Turnkey-Auto-DR HVAC Control | Medium Industrial |  | Winter Evening | % of Load | 1 | 2033 | 65535
| Base | DLC-Thermostat | C&I Curtailment-Turnkey-Auto-DR HVAC Control | Medium Industrial |  | Winter Evening | % of Load | 0 | 2033 | 65535
| Base | DLC-Thermostat | C&I Curtailment-Turnkey-Standard Lighting Control | Medium Industrial |  | Winter Evening | % of Load | 1 | 2033 | 65535
| Base | DLC-Thermostat | C&I Curtailment-Turnkey-Standard Lighting Control | Medium Industrial |  | Winter Evening | % of Load | 0 | 2033 | 65535
| Base | DLC-Thermostat | C&I Curtailment-Turnkey-Advanced Lighting Control | Medium Industrial |  | Winter Evening | % of Load | 1 | 2033 | 65535
| Base | DLC-Thermostat | C&I Curtailment-Turnkey-Advanced Lighting Control | Medium Industrial |  | Winter Evening | % of Load | 0 | 2033 | 65535
| Base | DLC-Thermostat | C&I Curtailment-Turnkey-Water Heating Control | Medium Industrial |  | Winter Evening | % of Load | 1 | 2033 | 65535
| Base | DLC-Thermostat | C&I Curtailment-Turnkey-Water Heating Control | Medium Industrial |  | Winter Evening | % of Load | 0 | 2033 | 65535
| Base | DLC-Thermostat | C&I Curtailment-Turnkey-Other | Medium Industrial |  | Winter Evening | % of Load | 1 | 2033 | 65535
| Base | DLC-Thermostat | C&I Curtailment-Turnkey-Other | Medium Industrial |  | Winter Evening | % of Load | 0 | 2033 | 65535
| Base | DLC-Thermostat | DLC-Thermostat-DI-Central Heat Pump | Residential Charitable |  | Winter Morning | % of Load | 1 | 2033 | 65535
| Base | DLC-Thermostat | DLC-Thermostat-DI-Central Heat Pump | Residential Charitable |  | Winter Morning | % of Load | 0 | 2033 | 65535
| Base | DLC-Thermostat | DLC-Thermostat-BYOT-Central Heat Pump | Residential Charitable |  | Winter Morning | % of Load | 1 | 2033 | 65535
| Base | DLC-Thermostat | DLC-Thermostat-BYOT-Central Heat Pump | Residential Charitable |  | Winter Morning | % of Load | 0 | 2033 | 65535
| Base | DLC-Thermostat | DLC-Thermostat-DI-Baseboard Heating | Residential Charitable |  | Winter Morning | % of Load | 1 | 2033 | 65535
| Base | DLC-Thermostat | DLC-Thermostat-DI-Baseboard Heating | Residential Charitable |  | Winter Morning | % of Load | 0 | 2033 | 65535
| Base | DLC-Thermostat | DLC-Thermostat-BYOT-Baseboard Heating | Residential Charitable |  | Winter Morning | % of Load | 1 | 2033 | 65535
| Base | DLC-Thermostat | DLC-Thermostat-BYOT-Baseboard Heating | Residential Charitable |  | Winter Morning | % of Load | 0 | 2033 | 65535
| Base | DLC-Thermostat | DLC-Thermostat-DI-MSHP | Residential Charitable |  | Winter Morning | % of Load | 1 | 2033 | 65535
| Base | DLC-Thermostat | DLC-Thermostat-DI-MSHP | Residential Charitable |  | Winter Morning | % of Load | 0 | 2033 | 65535
| Base | DLC-Thermostat | DLC-Thermostat-BYOT-MSHP | Residential Charitable |  | Winter Morning | % of Load | 1 | 2033 | 65535
| Base | DLC-Thermostat | DLC-Thermostat-BYOT-MSHP | Residential Charitable |  | Winter Morning | % of Load | 0 | 2033 | 65535
| Base | DLC-Thermostat | DLC-Thermostat-DI-Central Heat Pump | Residential Charitable |  | Winter Evening | % of Load | 1 | 2033 | 65535
| Base | DLC-Thermostat | DLC-Thermostat-DI-Central Heat Pump | Residential Charitable |  | Winter Evening | % of Load | 0 | 2033 | 65535
| Base | DLC-Thermostat | DLC-Thermostat-BYOT-Central Heat Pump | Residential Charitable |  | Winter Evening | % of Load | 1 | 2033 | 65535
| Base | DLC-Thermostat | DLC-Thermostat-BYOT-Central Heat Pump | Residential Charitable |  | Winter Evening | % of Load | 0 | 2033 | 65535
| Base | DLC-Thermostat | DLC-Thermostat-DI-Baseboard Heating | Residential Charitable |  | Winter Evening | % of Load | 1 | 2033 | 65535
| Base | DLC-Thermostat | DLC-Thermostat-DI-Baseboard Heating | Residential Charitable |  | Winter Evening | % of Load | 0 | 2033 | 65535
| Base | DLC-Thermostat | DLC-Thermostat-BYOT-Baseboard Heating | Residential Charitable |  | Winter Evening | % of Load | 1 | 2033 | 65535
| Base | DLC-Thermostat | DLC-Thermostat-BYOT-Baseboard Heating | Residential Charitable |  | Winter Evening | % of Load | 0 | 2033 | 65535
| Base | DLC-Thermostat | DLC-Thermostat-DI-MSHP | Residential Charitable |  | Winter Evening | % of Load | 1 | 2033 | 65535
| Base | DLC-Thermostat | DLC-Thermostat-DI-MSHP | Residential Charitable |  | Winter Evening | % of Load | 0 | 2033 | 65535
| Base | DLC-Thermostat | DLC-Thermostat-BYOT-MSHP | Residential Charitable |  | Winter Evening | % of Load | 1 | 2033 | 65535
| Base | DLC-Thermostat | DLC-Thermostat-BYOT-MSHP | Residential Charitable |  | Winter Evening | % of Load | 0 | 2033 | 65535
| Base | DLC-Water Heating | DLC-Switch-Water Heating | Small General |  | Winter Morning | % of Load | 1 | 2033 | 65535
| Base | DLC-Water Heating | DLC-Switch-Water Heating | Small General |  | Winter Morning | % of Load | 0 | 2033 | 65535
| Base | DLC-Water Heating | DLC-BYOD-Water Heating | Small General |  | Winter Morning | % of Load | 1 | 2033 | 65535
| Base | DLC-Water Heating | DLC-BYOD-Water Heating | Small General |  | Winter Morning | % of Load | 0 | 2033 | 65535
| Base | DLC-Water Heating | DLC-Thermostat-DI-Central Heat Pump | Small General |  | Winter Morning | % of Load | 1 | 2033 | 65535
| Base | DLC-Water Heating | DLC-Thermostat-DI-Central Heat Pump | Small General |  | Winter Morning | % of Load | 0 | 2033 | 65535
| Base | DLC-Water Heating | DLC-Thermostat-BYOT-Central Heat Pump | Small General |  | Winter Morning | % of Load | 1 | 2033 | 65535
| Base | DLC-Water Heating | DLC-Thermostat-BYOT-Central Heat Pump | Small General |  | Winter Morning | % of Load | 0 | 2033 | 65535
| Base | DLC-Water Heating | DLC-Thermostat-HVAC | Small General |  | Winter Morning | % of Load | 1 | 2033 | 65535
| Base | DLC-Water Heating | DLC-Thermostat-HVAC | Small General |  | Winter Morning | % of Load | 0 | 2033 | 65535
| Base | DLC-Water Heating | DLC-Thermostat-DI-Baseboard Heating | Small General |  | Winter Morning | % of Load | 1 | 2033 | 65535
| Base | DLC-Water Heating | DLC-Thermostat-DI-Baseboard Heating | Small General |  | Winter Morning | % of Load | 0 | 2033 | 65535
| Base | DLC-Water Heating | DLC-Thermostat-BYOT-Baseboard Heating | Small General |  | Winter Morning | % of Load | 1 | 2033 | 65535
| Base | DLC-Water Heating | DLC-Thermostat-BYOT-Baseboard Heating | Small General |  | Winter Morning | % of Load | 0 | 2033 | 65535
| Base | DLC-Water Heating | DLC-Thermostat-DI-MSHP | Small General |  | Winter Morning | % of Load | 1 | 2033 | 65535
| Base | DLC-Water Heating | DLC-Thermostat-DI-MSHP | Small General |  | Winter Morning | % of Load | 0 | 2033 | 65535
| Base | DLC-Water Heating | DLC-Thermostat-BYOT-MSHP | Small General |  | Winter Morning | % of Load | 1 | 2033 | 65535
| Base | DLC-Water Heating | DLC-Thermostat-BYOT-MSHP | Small General |  | Winter Morning | % of Load | 0 | 2033 | 65535
| Base | DLC-Water Heating | C&I Curtailment-Turnkey-Manual HVAC Control | Small General |  | Winter Morning | % of Load | 1 | 2033 | 65535
| Base | DLC-Water Heating | C&I Curtailment-Turnkey-Manual HVAC Control | Small General |  | Winter Morning | % of Load | 0 | 2033 | 65535
| Base | DLC-Water Heating | C&I Curtailment-Turnkey-Auto-DR HVAC Control | Small General |  | Winter Morning | % of Load | 1 | 2033 | 65535
| Base | DLC-Water Heating | C&I Curtailment-Turnkey-Auto-DR HVAC Control | Small General |  | Winter Morning | % of Load | 0 | 2033 | 65535
| Base | DLC-Water Heating | C&I Curtailment-Turnkey-Standard Lighting Control | Small General |  | Winter Morning | % of Load | 1 | 2033 | 65535
| Base | DLC-Water Heating | C&I Curtailment-Turnkey-Standard Lighting Control | Small General |  | Winter Morning | % of Load | 0 | 2033 | 65535
| Base | DLC-Water Heating | C&I Curtailment-Turnkey-Advanced Lighting Control | Small General |  | Winter Morning | % of Load | 1 | 2033 | 65535
| Base | DLC-Water Heating | C&I Curtailment-Turnkey-Advanced Lighting Control | Small General |  | Winter Morning | % of Load | 0 | 2033 | 65535
| Base | DLC-Water Heating | C&I Curtailment-Turnkey-Water Heating Control | Small General |  | Winter Morning | % of Load | 1 | 2033 | 65535
| Base | DLC-Water Heating | C&I Curtailment-Turnkey-Water Heating Control | Small General |  | Winter Morning | % of Load | 0 | 2033 | 65535
| Base | DLC-Water Heating | C&I Curtailment-Turnkey-Other | Small General |  | Winter Morning | % of Load | 1 | 2033 | 65535
| Base | DLC-Water Heating | C&I Curtailment-Turnkey-Other | Small General |  | Winter Morning | % of Load | 0 | 2033 | 65535
| Base | DLC-Water Heating | Dynamic Pricing with enabling tech. | Small General |  | Winter Morning | % of Load | 1 | 2033 | 65535
| Base | DLC-Water Heating | Dynamic Pricing with enabling tech. | Small General |  | Winter Morning | % of Load | 0 | 2033 | 65535
| Base | DLC-Water Heating | DLC-Switch-Water Heating | Small General |  | Winter Evening | % of Load | 1 | 2033 | 65535
| Base | DLC-Water Heating | DLC-Switch-Water Heating | Small General |  | Winter Evening | % of Load | 0 | 2033 | 65535
| Base | DLC-Water Heating | DLC-BYOD-Water Heating | Small General |  | Winter Evening | % of Load | 1 | 2033 | 65535
| Base | DLC-Water Heating | DLC-BYOD-Water Heating | Small General |  | Winter Evening | % of Load | 0 | 2033 | 65535
| Base | DLC-Water Heating | DLC-Thermostat-DI-Central Heat Pump | Small General |  | Winter Evening | % of Load | 1 | 2033 | 65535
| Base | DLC-Water Heating | DLC-Thermostat-DI-Central Heat Pump | Small General |  | Winter Evening | % of Load | 0 | 2033 | 65535
| Base | DLC-Water Heating | DLC-Thermostat-BYOT-Central Heat Pump | Small General |  | Winter Evening | % of Load | 1 | 2033 | 65535
| Base | DLC-Water Heating | DLC-Thermostat-BYOT-Central Heat Pump | Small General |  | Winter Evening | % of Load | 0 | 2033 | 65535
| Base | DLC-Water Heating | DLC-Thermostat-HVAC | Small General |  | Winter Evening | % of Load | 1 | 2033 | 65535
| Base | DLC-Water Heating | DLC-Thermostat-HVAC | Small General |  | Winter Evening | % of Load | 0 | 2033 | 65535
| Base | DLC-Water Heating | DLC-Thermostat-DI-Baseboard Heating | Small General |  | Winter Evening | % of Load | 1 | 2033 | 65535
| Base | DLC-Water Heating | DLC-Thermostat-DI-Baseboard Heating | Small General |  | Winter Evening | % of Load | 0 | 2033 | 65535
| Base | DLC-Water Heating | DLC-Thermostat-BYOT-Baseboard Heating | Small General |  | Winter Evening | % of Load | 1 | 2033 | 65535
| Base | DLC-Water Heating | DLC-Thermostat-BYOT-Baseboard Heating | Small General |  | Winter Evening | % of Load | 0 | 2033 | 65535
| Base | DLC-Water Heating | DLC-Thermostat-DI-MSHP | Small General |  | Winter Evening | % of Load | 1 | 2033 | 65535
| Base | DLC-Water Heating | DLC-Thermostat-DI-MSHP | Small General |  | Winter Evening | % of Load | 0 | 2033 | 65535
| Base | DLC-Water Heating | DLC-Thermostat-BYOT-MSHP | Small General |  | Winter Evening | % of Load | 1 | 2033 | 65535
| Base | DLC-Water Heating | DLC-Thermostat-BYOT-MSHP | Small General |  | Winter Evening | % of Load | 0 | 2033 | 65535
| Base | DLC-Water Heating | C&I Curtailment-Turnkey-Manual HVAC Control | Small General |  | Winter Evening | % of Load | 1 | 2033 | 65535
| Base | DLC-Water Heating | C&I Curtailment-Turnkey-Manual HVAC Control | Small General |  | Winter Evening | % of Load | 0 | 2033 | 65535
| Base | DLC-Water Heating | C&I Curtailment-Turnkey-Auto-DR HVAC Control | Small General |  | Winter Evening | % of Load | 1 | 2033 | 65535
| Base | DLC-Water Heating | C&I Curtailment-Turnkey-Auto-DR HVAC Control | Small General |  | Winter Evening | % of Load | 0 | 2033 | 65535
| Base | DLC-Water Heating | C&I Curtailment-Turnkey-Standard Lighting Control | Small General |  | Winter Evening | % of Load | 1 | 2033 | 65535
| Base | DLC-Water Heating | C&I Curtailment-Turnkey-Standard Lighting Control | Small General |  | Winter Evening | % of Load | 0 | 2033 | 65535
| Base | DLC-Water Heating | C&I Curtailment-Turnkey-Advanced Lighting Control | Small General |  | Winter Evening | % of Load | 1 | 2033 | 65535
| Base | DLC-Water Heating | C&I Curtailment-Turnkey-Advanced Lighting Control | Small General |  | Winter Evening | % of Load | 0 | 2033 | 65535
| Base | DLC-Water Heating | C&I Curtailment-Turnkey-Water Heating Control | Small General |  | Winter Evening | % of Load | 1 | 2033 | 65535
| Base | DLC-Water Heating | C&I Curtailment-Turnkey-Water Heating Control | Small General |  | Winter Evening | % of Load | 0 | 2033 | 65535
| Base | DLC-Water Heating | C&I Curtailment-Turnkey-Other | Small General |  | Winter Evening | % of Load | 1 | 2033 | 65535
| Base | DLC-Water Heating | C&I Curtailment-Turnkey-Other | Small General |  | Winter Evening | % of Load | 0 | 2033 | 65535
| Base | DLC-Water Heating | Dynamic Pricing with enabling tech. | Small General |  | Winter Evening | % of Load | 1 | 2033 | 65535
| Base | DLC-Water Heating | Dynamic Pricing with enabling tech. | Small General |  | Winter Evening | % of Load | 0 | 2033 | 65535
| Base | DLC-Water Heating | DLC-Switch-Water Heating | General |  | Winter Morning | % of Load | 1 | 2033 | 65535
| Base | DLC-Water Heating | DLC-Switch-Water Heating | General |  | Winter Morning | % of Load | 0 | 2033 | 65535
| Base | DLC-Water Heating | DLC-BYOD-Water Heating | General |  | Winter Morning | % of Load | 1 | 2033 | 65535
| Base | DLC-Water Heating | DLC-BYOD-Water Heating | General |  | Winter Morning | % of Load | 0 | 2033 | 65535
| Base | DLC-Water Heating | DLC-Thermostat-DI-Central Heat Pump | General |  | Winter Morning | % of Load | 1 | 2033 | 65535
| Base | DLC-Water Heating | DLC-Thermostat-DI-Central Heat Pump | General |  | Winter Morning | % of Load | 0 | 2033 | 65535
| Base | DLC-Water Heating | DLC-Thermostat-BYOT-Central Heat Pump | General |  | Winter Morning | % of Load | 1 | 2033 | 65535
| Base | DLC-Water Heating | DLC-Thermostat-BYOT-Central Heat Pump | General |  | Winter Morning | % of Load | 0 | 2033 | 65535
| Base | DLC-Water Heating | DLC-Thermostat-HVAC | General |  | Winter Morning | % of Load | 1 | 2033 | 65535
| Base | DLC-Water Heating | DLC-Thermostat-HVAC | General |  | Winter Morning | % of Load | 0 | 2033 | 65535
| Base | DLC-Water Heating | DLC-Thermostat-DI-Baseboard Heating | General |  | Winter Morning | % of Load | 1 | 2033 | 65535
| Base | DLC-Water Heating | DLC-Thermostat-DI-Baseboard Heating | General |  | Winter Morning | % of Load | 0 | 2033 | 65535
| Base | DLC-Water Heating | DLC-Thermostat-BYOT-Baseboard Heating | General |  | Winter Morning | % of Load | 1 | 2033 | 65535
| Base | DLC-Water Heating | DLC-Thermostat-BYOT-Baseboard Heating | General |  | Winter Morning | % of Load | 0 | 2033 | 65535
| Base | DLC-Water Heating | DLC-Thermostat-DI-MSHP | General |  | Winter Morning | % of Load | 1 | 2033 | 65535
| Base | DLC-Water Heating | DLC-Thermostat-DI-MSHP | General |  | Winter Morning | % of Load | 0 | 2033 | 65535
| Base | DLC-Water Heating | DLC-Thermostat-BYOT-MSHP | General |  | Winter Morning | % of Load | 1 | 2033 | 65535
| Base | DLC-Water Heating | DLC-Thermostat-BYOT-MSHP | General |  | Winter Morning | % of Load | 0 | 2033 | 65535
| Base | DLC-Water Heating | C&I Curtailment-Turnkey-Manual HVAC Control | General |  | Winter Morning | % of Load | 1 | 2033 | 65535
| Base | DLC-Water Heating | C&I Curtailment-Turnkey-Manual HVAC Control | General |  | Winter Morning | % of Load | 0 | 2033 | 65535
| Base | DLC-Water Heating | C&I Curtailment-Turnkey-Auto-DR HVAC Control | General |  | Winter Morning | % of Load | 1 | 2033 | 65535
| Base | DLC-Water Heating | C&I Curtailment-Turnkey-Auto-DR HVAC Control | General |  | Winter Morning | % of Load | 0 | 2033 | 65535
| Base | DLC-Water Heating | C&I Curtailment-Turnkey-Standard Lighting Control | General |  | Winter Morning | % of Load | 1 | 2033 | 65535
| Base | DLC-Water Heating | C&I Curtailment-Turnkey-Standard Lighting Control | General |  | Winter Morning | % of Load | 0 | 2033 | 65535
| Base | DLC-Water Heating | C&I Curtailment-Turnkey-Advanced Lighting Control | General |  | Winter Morning | % of Load | 1 | 2033 | 65535
| Base | DLC-Water Heating | C&I Curtailment-Turnkey-Advanced Lighting Control | General |  | Winter Morning | % of Load | 0 | 2033 | 65535
| Base | DLC-Water Heating | C&I Curtailment-Turnkey-Water Heating Control | General |  | Winter Morning | % of Load | 1 | 2033 | 65535
| Base | DLC-Water Heating | C&I Curtailment-Turnkey-Water Heating Control | General |  | Winter Morning | % of Load | 0 | 2033 | 65535
| Base | DLC-Water Heating | C&I Curtailment-Turnkey-Other | General |  | Winter Morning | % of Load | 1 | 2033 | 65535
| Base | DLC-Water Heating | C&I Curtailment-Turnkey-Other | General |  | Winter Morning | % of Load | 0 | 2033 | 65535
| Base | DLC-Water Heating | DLC-Switch-Water Heating | General |  | Winter Evening | % of Load | 1 | 2033 | 65535
| Base | DLC-Water Heating | DLC-Switch-Water Heating | General |  | Winter Evening | % of Load | 0 | 2033 | 65535
| Base | DLC-Water Heating | DLC-BYOD-Water Heating | General |  | Winter Evening | % of Load | 1 | 2033 | 65535
| Base | DLC-Water Heating | DLC-BYOD-Water Heating | General |  | Winter Evening | % of Load | 0 | 2033 | 65535
| Base | DLC-Water Heating | DLC-Thermostat-DI-Central Heat Pump | General |  | Winter Evening | % of Load | 1 | 2033 | 65535
| Base | DLC-Water Heating | DLC-Thermostat-DI-Central Heat Pump | General |  | Winter Evening | % of Load | 0 | 2033 | 65535
| Base | DLC-Water Heating | DLC-Thermostat-BYOT-Central Heat Pump | General |  | Winter Evening | % of Load | 1 | 2033 | 65535
| Base | DLC-Water Heating | DLC-Thermostat-BYOT-Central Heat Pump | General |  | Winter Evening | % of Load | 0 | 2033 | 65535
| Base | DLC-Water Heating | DLC-Thermostat-HVAC | General |  | Winter Evening | % of Load | 1 | 2033 | 65535
| Base | DLC-Water Heating | DLC-Thermostat-HVAC | General |  | Winter Evening | % of Load | 0 | 2033 | 65535
| Base | DLC-Water Heating | DLC-Thermostat-DI-Baseboard Heating | General |  | Winter Evening | % of Load | 1 | 2033 | 65535
| Base | DLC-Water Heating | DLC-Thermostat-DI-Baseboard Heating | General |  | Winter Evening | % of Load | 0 | 2033 | 65535
| Base | DLC-Water Heating | DLC-Thermostat-BYOT-Baseboard Heating | General |  | Winter Evening | % of Load | 1 | 2033 | 65535
| Base | DLC-Water Heating | DLC-Thermostat-BYOT-Baseboard Heating | General |  | Winter Evening | % of Load | 0 | 2033 | 65535
| Base | DLC-Water Heating | DLC-Thermostat-DI-MSHP | General |  | Winter Evening | % of Load | 1 | 2033 | 65535
| Base | DLC-Water Heating | DLC-Thermostat-DI-MSHP | General |  | Winter Evening | % of Load | 0 | 2033 | 65535
| Base | DLC-Water Heating | DLC-Thermostat-BYOT-MSHP | General |  | Winter Evening | % of Load | 1 | 2033 | 65535
| Base | DLC-Water Heating | DLC-Thermostat-BYOT-MSHP | General |  | Winter Evening | % of Load | 0 | 2033 | 65535
| Base | DLC-Water Heating | C&I Curtailment-Turnkey-Manual HVAC Control | General |  | Winter Evening | % of Load | 1 | 2033 | 65535
| Base | DLC-Water Heating | C&I Curtailment-Turnkey-Manual HVAC Control | General |  | Winter Evening | % of Load | 0 | 2033 | 65535
| Base | DLC-Water Heating | C&I Curtailment-Turnkey-Auto-DR HVAC Control | General |  | Winter Evening | % of Load | 1 | 2033 | 65535
| Base | DLC-Water Heating | C&I Curtailment-Turnkey-Auto-DR HVAC Control | General |  | Winter Evening | % of Load | 0 | 2033 | 65535
| Base | DLC-Water Heating | C&I Curtailment-Turnkey-Standard Lighting Control | General |  | Winter Evening | % of Load | 1 | 2033 | 65535
| Base | DLC-Water Heating | C&I Curtailment-Turnkey-Standard Lighting Control | General |  | Winter Evening | % of Load | 0 | 2033 | 65535
| Base | DLC-Water Heating | C&I Curtailment-Turnkey-Advanced Lighting Control | General |  | Winter Evening | % of Load | 1 | 2033 | 65535
| Base | DLC-Water Heating | C&I Curtailment-Turnkey-Advanced Lighting Control | General |  | Winter Evening | % of Load | 0 | 2033 | 65535
| Base | DLC-Water Heating | C&I Curtailment-Turnkey-Water Heating Control | General |  | Winter Evening | % of Load | 1 | 2033 | 65535
| Base | DLC-Water Heating | C&I Curtailment-Turnkey-Water Heating Control | General |  | Winter Evening | % of Load | 0 | 2033 | 65535
| Base | DLC-Water Heating | C&I Curtailment-Turnkey-Other | General |  | Winter Evening | % of Load | 1 | 2033 | 65535
| Base | DLC-Water Heating | C&I Curtailment-Turnkey-Other | General |  | Winter Evening | % of Load | 0 | 2033 | 65535
| Base | DLC-Water Heating | DLC-Switch-Water Heating | Small Industrial |  | Winter Morning | % of Load | 1 | 2033 | 65535
| Base | DLC-Water Heating | DLC-Switch-Water Heating | Small Industrial |  | Winter Morning | % of Load | 0 | 2033 | 65535
| Base | DLC-Water Heating | DLC-BYOD-Water Heating | Small Industrial |  | Winter Morning | % of Load | 1 | 2033 | 65535
| Base | DLC-Water Heating | DLC-BYOD-Water Heating | Small Industrial |  | Winter Morning | % of Load | 0 | 2033 | 65535
| Base | DLC-Water Heating | DLC-Thermostat-DI-Central Heat Pump | Small Industrial |  | Winter Morning | % of Load | 1 | 2033 | 65535
| Base | DLC-Water Heating | DLC-Thermostat-DI-Central Heat Pump | Small Industrial |  | Winter Morning | % of Load | 0 | 2033 | 65535
| Base | DLC-Water Heating | DLC-Thermostat-BYOT-Central Heat Pump | Small Industrial |  | Winter Morning | % of Load | 1 | 2033 | 65535
| Base | DLC-Water Heating | DLC-Thermostat-BYOT-Central Heat Pump | Small Industrial |  | Winter Morning | % of Load | 0 | 2033 | 65535
| Base | DLC-Water Heating | DLC-Thermostat-HVAC | Small Industrial |  | Winter Morning | % of Load | 1 | 2033 | 65535
| Base | DLC-Water Heating | DLC-Thermostat-HVAC | Small Industrial |  | Winter Morning | % of Load | 0 | 2033 | 65535
| Base | DLC-Water Heating | DLC-Thermostat-DI-Baseboard Heating | Small Industrial |  | Winter Morning | % of Load | 1 | 2033 | 65535
| Base | DLC-Water Heating | DLC-Thermostat-DI-Baseboard Heating | Small Industrial |  | Winter Morning | % of Load | 0 | 2033 | 65535
| Base | DLC-Water Heating | DLC-Thermostat-BYOT-Baseboard Heating | Small Industrial |  | Winter Morning | % of Load | 1 | 2033 | 65535
| Base | DLC-Water Heating | DLC-Thermostat-BYOT-Baseboard Heating | Small Industrial |  | Winter Morning | % of Load | 0 | 2033 | 65535
| Base | DLC-Water Heating | DLC-Thermostat-DI-MSHP | Small Industrial |  | Winter Morning | % of Load | 1 | 2033 | 65535
| Base | DLC-Water Heating | DLC-Thermostat-DI-MSHP | Small Industrial |  | Winter Morning | % of Load | 0 | 2033 | 65535
| Base | DLC-Water Heating | DLC-Thermostat-BYOT-MSHP | Small Industrial |  | Winter Morning | % of Load | 1 | 2033 | 65535
| Base | DLC-Water Heating | DLC-Thermostat-BYOT-MSHP | Small Industrial |  | Winter Morning | % of Load | 0 | 2033 | 65535
| Base | DLC-Water Heating | C&I Curtailment-Turnkey-Manual HVAC Control | Small Industrial |  | Winter Morning | % of Load | 1 | 2033 | 65535
| Base | DLC-Water Heating | C&I Curtailment-Turnkey-Manual HVAC Control | Small Industrial |  | Winter Morning | % of Load | 0 | 2033 | 65535
| Base | DLC-Water Heating | C&I Curtailment-Turnkey-Auto-DR HVAC Control | Small Industrial |  | Winter Morning | % of Load | 1 | 2033 | 65535
| Base | DLC-Water Heating | C&I Curtailment-Turnkey-Auto-DR HVAC Control | Small Industrial |  | Winter Morning | % of Load | 0 | 2033 | 65535
| Base | DLC-Water Heating | C&I Curtailment-Turnkey-Standard Lighting Control | Small Industrial |  | Winter Morning | % of Load | 1 | 2033 | 65535
| Base | DLC-Water Heating | C&I Curtailment-Turnkey-Standard Lighting Control | Small Industrial |  | Winter Morning | % of Load | 0 | 2033 | 65535
| Base | DLC-Water Heating | C&I Curtailment-Turnkey-Advanced Lighting Control | Small Industrial |  | Winter Morning | % of Load | 1 | 2033 | 65535
| Base | DLC-Water Heating | C&I Curtailment-Turnkey-Advanced Lighting Control | Small Industrial |  | Winter Morning | % of Load | 0 | 2033 | 65535
| Base | DLC-Water Heating | C&I Curtailment-Turnkey-Water Heating Control | Small Industrial |  | Winter Morning | % of Load | 1 | 2033 | 65535
| Base | DLC-Water Heating | C&I Curtailment-Turnkey-Water Heating Control | Small Industrial |  | Winter Morning | % of Load | 0 | 2033 | 65535
| Base | DLC-Water Heating | C&I Curtailment-Turnkey-Other | Small Industrial |  | Winter Morning | % of Load | 1 | 2033 | 65535
| Base | DLC-Water Heating | C&I Curtailment-Turnkey-Other | Small Industrial |  | Winter Morning | % of Load | 0 | 2033 | 65535
| Base | DLC-Water Heating | C&I Curtailment-Turnkey-Industrial | Small Industrial |  | Winter Morning | % of Load | 1 | 2033 | 65535
| Base | DLC-Water Heating | C&I Curtailment-Turnkey-Industrial | Small Industrial |  | Winter Morning | % of Load | 0 | 2033 | 65535
| Base | DLC-Water Heating | DLC-Switch-Water Heating | Small Industrial |  | Winter Evening | % of Load | 1 | 2033 | 65535
| Base | DLC-Water Heating | DLC-Switch-Water Heating | Small Industrial |  | Winter Evening | % of Load | 0 | 2033 | 65535
| Base | DLC-Water Heating | DLC-BYOD-Water Heating | Small Industrial |  | Winter Evening | % of Load | 1 | 2033 | 65535
| Base | DLC-Water Heating | DLC-BYOD-Water Heating | Small Industrial |  | Winter Evening | % of Load | 0 | 2033 | 65535
| Base | DLC-Water Heating | DLC-Thermostat-DI-Central Heat Pump | Small Industrial |  | Winter Evening | % of Load | 1 | 2033 | 65535
| Base | DLC-Water Heating | DLC-Thermostat-DI-Central Heat Pump | Small Industrial |  | Winter Evening | % of Load | 0 | 2033 | 65535
| Base | DLC-Water Heating | DLC-Thermostat-BYOT-Central Heat Pump | Small Industrial |  | Winter Evening | % of Load | 1 | 2033 | 65535
| Base | DLC-Water Heating | DLC-Thermostat-BYOT-Central Heat Pump | Small Industrial |  | Winter Evening | % of Load | 0 | 2033 | 65535
| Base | DLC-Water Heating | DLC-Thermostat-HVAC | Small Industrial |  | Winter Evening | % of Load | 1 | 2033 | 65535
| Base | DLC-Water Heating | DLC-Thermostat-HVAC | Small Industrial |  | Winter Evening | % of Load | 0 | 2033 | 65535
| Base | DLC-Water Heating | DLC-Thermostat-DI-Baseboard Heating | Small Industrial |  | Winter Evening | % of Load | 1 | 2033 | 65535
| Base | DLC-Water Heating | DLC-Thermostat-DI-Baseboard Heating | Small Industrial |  | Winter Evening | % of Load | 0 | 2033 | 65535
| Base | DLC-Water Heating | DLC-Thermostat-BYOT-Baseboard Heating | Small Industrial |  | Winter Evening | % of Load | 1 | 2033 | 65535
| Base | DLC-Water Heating | DLC-Thermostat-BYOT-Baseboard Heating | Small Industrial |  | Winter Evening | % of Load | 0 | 2033 | 65535
| Base | DLC-Water Heating | DLC-Thermostat-DI-MSHP | Small Industrial |  | Winter Evening | % of Load | 1 | 2033 | 65535
| Base | DLC-Water Heating | DLC-Thermostat-DI-MSHP | Small Industrial |  | Winter Evening | % of Load | 0 | 2033 | 65535
| Base | DLC-Water Heating | DLC-Thermostat-BYOT-MSHP | Small Industrial |  | Winter Evening | % of Load | 1 | 2033 | 65535
| Base | DLC-Water Heating | DLC-Thermostat-BYOT-MSHP | Small Industrial |  | Winter Evening | % of Load | 0 | 2033 | 65535
| Base | DLC-Water Heating | C&I Curtailment-Turnkey-Manual HVAC Control | Small Industrial |  | Winter Evening | % of Load | 1 | 2033 | 65535
| Base | DLC-Water Heating | C&I Curtailment-Turnkey-Manual HVAC Control | Small Industrial |  | Winter Evening | % of Load | 0 | 2033 | 65535
| Base | DLC-Water Heating | C&I Curtailment-Turnkey-Auto-DR HVAC Control | Small Industrial |  | Winter Evening | % of Load | 1 | 2033 | 65535
| Base | DLC-Water Heating | C&I Curtailment-Turnkey-Auto-DR HVAC Control | Small Industrial |  | Winter Evening | % of Load | 0 | 2033 | 65535
| Base | DLC-Water Heating | C&I Curtailment-Turnkey-Standard Lighting Control | Small Industrial |  | Winter Evening | % of Load | 1 | 2033 | 65535
| Base | DLC-Water Heating | C&I Curtailment-Turnkey-Standard Lighting Control | Small Industrial |  | Winter Evening | % of Load | 0 | 2033 | 65535
| Base | DLC-Water Heating | C&I Curtailment-Turnkey-Advanced Lighting Control | Small Industrial |  | Winter Evening | % of Load | 1 | 2033 | 65535
| Base | DLC-Water Heating | C&I Curtailment-Turnkey-Advanced Lighting Control | Small Industrial |  | Winter Evening | % of Load | 0 | 2033 | 65535
| Base | DLC-Water Heating | C&I Curtailment-Turnkey-Water Heating Control | Small Industrial |  | Winter Evening | % of Load | 1 | 2033 | 65535
| Base | DLC-Water Heating | C&I Curtailment-Turnkey-Water Heating Control | Small Industrial |  | Winter Evening | % of Load | 0 | 2033 | 65535
| Base | DLC-Water Heating | C&I Curtailment-Turnkey-Other | Small Industrial |  | Winter Evening | % of Load | 1 | 2033 | 65535
| Base | DLC-Water Heating | C&I Curtailment-Turnkey-Other | Small Industrial |  | Winter Evening | % of Load | 0 | 2033 | 65535
| Base | DLC-Water Heating | C&I Curtailment-Turnkey-Industrial | Small Industrial |  | Winter Evening | % of Load | 1 | 2033 | 65535
| Base | DLC-Water Heating | C&I Curtailment-Turnkey-Industrial | Small Industrial |  | Winter Evening | % of Load | 0 | 2033 | 65535
| Base | DLC-Water Heating | DLC-Switch-Water Heating | Medium Industrial |  | Winter Morning | % of Load | 1 | 2033 | 65535
| Base | DLC-Water Heating | DLC-Switch-Water Heating | Medium Industrial |  | Winter Morning | % of Load | 0 | 2033 | 65535
| Base | DLC-Water Heating | DLC-BYOD-Water Heating | Medium Industrial |  | Winter Morning | % of Load | 1 | 2033 | 65535
| Base | DLC-Water Heating | DLC-BYOD-Water Heating | Medium Industrial |  | Winter Morning | % of Load | 0 | 2033 | 65535
| Base | DLC-Water Heating | DLC-Thermostat-DI-Central Heat Pump | Medium Industrial |  | Winter Morning | % of Load | 1 | 2033 | 65535
| Base | DLC-Water Heating | DLC-Thermostat-DI-Central Heat Pump | Medium Industrial |  | Winter Morning | % of Load | 0 | 2033 | 65535
| Base | DLC-Water Heating | DLC-Thermostat-BYOT-Central Heat Pump | Medium Industrial |  | Winter Morning | % of Load | 1 | 2033 | 65535
| Base | DLC-Water Heating | DLC-Thermostat-BYOT-Central Heat Pump | Medium Industrial |  | Winter Morning | % of Load | 0 | 2033 | 65535
| Base | DLC-Water Heating | DLC-Thermostat-HVAC | Medium Industrial |  | Winter Morning | % of Load | 1 | 2033 | 65535
| Base | DLC-Water Heating | DLC-Thermostat-HVAC | Medium Industrial |  | Winter Morning | % of Load | 0 | 2033 | 65535
| Base | DLC-Water Heating | DLC-Thermostat-DI-Baseboard Heating | Medium Industrial |  | Winter Morning | % of Load | 1 | 2033 | 65535
| Base | DLC-Water Heating | DLC-Thermostat-DI-Baseboard Heating | Medium Industrial |  | Winter Morning | % of Load | 0 | 2033 | 65535
| Base | DLC-Water Heating | DLC-Thermostat-BYOT-Baseboard Heating | Medium Industrial |  | Winter Morning | % of Load | 1 | 2033 | 65535
| Base | DLC-Water Heating | DLC-Thermostat-BYOT-Baseboard Heating | Medium Industrial |  | Winter Morning | % of Load | 0 | 2033 | 65535
| Base | DLC-Water Heating | DLC-Thermostat-DI-MSHP | Medium Industrial |  | Winter Morning | % of Load | 1 | 2033 | 65535
| Base | DLC-Water Heating | DLC-Thermostat-DI-MSHP | Medium Industrial |  | Winter Morning | % of Load | 0 | 2033 | 65535
| Base | DLC-Water Heating | DLC-Thermostat-BYOT-MSHP | Medium Industrial |  | Winter Morning | % of Load | 1 | 2033 | 65535
| Base | DLC-Water Heating | DLC-Thermostat-BYOT-MSHP | Medium Industrial |  | Winter Morning | % of Load | 0 | 2033 | 65535
| Base | DLC-Water Heating | C&I Curtailment-Turnkey-Manual HVAC Control | Medium Industrial |  | Winter Morning | % of Load | 1 | 2033 | 65535
| Base | DLC-Water Heating | C&I Curtailment-Turnkey-Manual HVAC Control | Medium Industrial |  | Winter Morning | % of Load | 0 | 2033 | 65535
| Base | DLC-Water Heating | C&I Curtailment-Turnkey-Auto-DR HVAC Control | Medium Industrial |  | Winter Morning | % of Load | 1 | 2033 | 65535
| Base | DLC-Water Heating | C&I Curtailment-Turnkey-Auto-DR HVAC Control | Medium Industrial |  | Winter Morning | % of Load | 0 | 2033 | 65535
| Base | DLC-Water Heating | C&I Curtailment-Turnkey-Standard Lighting Control | Medium Industrial |  | Winter Morning | % of Load | 1 | 2033 | 65535
| Base | DLC-Water Heating | C&I Curtailment-Turnkey-Standard Lighting Control | Medium Industrial |  | Winter Morning | % of Load | 0 | 2033 | 65535
| Base | DLC-Water Heating | C&I Curtailment-Turnkey-Advanced Lighting Control | Medium Industrial |  | Winter Morning | % of Load | 1 | 2033 | 65535
| Base | DLC-Water Heating | C&I Curtailment-Turnkey-Advanced Lighting Control | Medium Industrial |  | Winter Morning | % of Load | 0 | 2033 | 65535
| Base | DLC-Water Heating | C&I Curtailment-Turnkey-Water Heating Control | Medium Industrial |  | Winter Morning | % of Load | 1 | 2033 | 65535
| Base | DLC-Water Heating | C&I Curtailment-Turnkey-Water Heating Control | Medium Industrial |  | Winter Morning | % of Load | 0 | 2033 | 65535
| Base | DLC-Water Heating | C&I Curtailment-Turnkey-Other | Medium Industrial |  | Winter Morning | % of Load | 1 | 2033 | 65535
| Base | DLC-Water Heating | C&I Curtailment-Turnkey-Other | Medium Industrial |  | Winter Morning | % of Load | 0 | 2033 | 65535
| Base | DLC-Water Heating | DLC-Switch-Water Heating | Medium Industrial |  | Winter Evening | % of Load | 1 | 2033 | 65535
| Base | DLC-Water Heating | DLC-Switch-Water Heating | Medium Industrial |  | Winter Evening | % of Load | 0 | 2033 | 65535
| Base | DLC-Water Heating | DLC-BYOD-Water Heating | Medium Industrial |  | Winter Evening | % of Load | 1 | 2033 | 65535
| Base | DLC-Water Heating | DLC-BYOD-Water Heating | Medium Industrial |  | Winter Evening | % of Load | 0 | 2033 | 65535
| Base | DLC-Water Heating | DLC-Thermostat-DI-Central Heat Pump | Medium Industrial |  | Winter Evening | % of Load | 1 | 2033 | 65535
| Base | DLC-Water Heating | DLC-Thermostat-DI-Central Heat Pump | Medium Industrial |  | Winter Evening | % of Load | 0 | 2033 | 65535
| Base | DLC-Water Heating | DLC-Thermostat-BYOT-Central Heat Pump | Medium Industrial |  | Winter Evening | % of Load | 1 | 2033 | 65535
| Base | DLC-Water Heating | DLC-Thermostat-BYOT-Central Heat Pump | Medium Industrial |  | Winter Evening | % of Load | 0 | 2033 | 65535
| Base | DLC-Water Heating | DLC-Thermostat-HVAC | Medium Industrial |  | Winter Evening | % of Load | 1 | 2033 | 65535
| Base | DLC-Water Heating | DLC-Thermostat-HVAC | Medium Industrial |  | Winter Evening | % of Load | 0 | 2033 | 65535
| Base | DLC-Water Heating | DLC-Thermostat-DI-Baseboard Heating | Medium Industrial |  | Winter Evening | % of Load | 1 | 2033 | 65535
| Base | DLC-Water Heating | DLC-Thermostat-DI-Baseboard Heating | Medium Industrial |  | Winter Evening | % of Load | 0 | 2033 | 65535
| Base | DLC-Water Heating | DLC-Thermostat-BYOT-Baseboard Heating | Medium Industrial |  | Winter Evening | % of Load | 1 | 2033 | 65535
| Base | DLC-Water Heating | DLC-Thermostat-BYOT-Baseboard Heating | Medium Industrial |  | Winter Evening | % of Load | 0 | 2033 | 65535
| Base | DLC-Water Heating | DLC-Thermostat-DI-MSHP | Medium Industrial |  | Winter Evening | % of Load | 1 | 2033 | 65535
| Base | DLC-Water Heating | DLC-Thermostat-DI-MSHP | Medium Industrial |  | Winter Evening | % of Load | 0 | 2033 | 65535
| Base | DLC-Water Heating | DLC-Thermostat-BYOT-MSHP | Medium Industrial |  | Winter Evening | % of Load | 1 | 2033 | 65535
| Base | DLC-Water Heating | DLC-Thermostat-BYOT-MSHP | Medium Industrial |  | Winter Evening | % of Load | 0 | 2033 | 65535
| Base | DLC-Water Heating | C&I Curtailment-Turnkey-Manual HVAC Control | Medium Industrial |  | Winter Evening | % of Load | 1 | 2033 | 65535
| Base | DLC-Water Heating | C&I Curtailment-Turnkey-Manual HVAC Control | Medium Industrial |  | Winter Evening | % of Load | 0 | 2033 | 65535
| Base | DLC-Water Heating | C&I Curtailment-Turnkey-Auto-DR HVAC Control | Medium Industrial |  | Winter Evening | % of Load | 1 | 2033 | 65535
| Base | DLC-Water Heating | C&I Curtailment-Turnkey-Auto-DR HVAC Control | Medium Industrial |  | Winter Evening | % of Load | 0 | 2033 | 65535
| Base | DLC-Water Heating | C&I Curtailment-Turnkey-Standard Lighting Control | Medium Industrial |  | Winter Evening | % of Load | 1 | 2033 | 65535
| Base | DLC-Water Heating | C&I Curtailment-Turnkey-Standard Lighting Control | Medium Industrial |  | Winter Evening | % of Load | 0 | 2033 | 65535
| Base | DLC-Water Heating | C&I Curtailment-Turnkey-Advanced Lighting Control | Medium Industrial |  | Winter Evening | % of Load | 1 | 2033 | 65535
| Base | DLC-Water Heating | C&I Curtailment-Turnkey-Advanced Lighting Control | Medium Industrial |  | Winter Evening | % of Load | 0 | 2033 | 65535
| Base | DLC-Water Heating | C&I Curtailment-Turnkey-Water Heating Control | Medium Industrial |  | Winter Evening | % of Load | 1 | 2033 | 65535
| Base | DLC-Water Heating | C&I Curtailment-Turnkey-Water Heating Control | Medium Industrial |  | Winter Evening | % of Load | 0 | 2033 | 65535
| Base | DLC-Water Heating | C&I Curtailment-Turnkey-Other | Medium Industrial |  | Winter Evening | % of Load | 1 | 2033 | 65535
| Base | DLC-Water Heating | C&I Curtailment-Turnkey-Other | Medium Industrial |  | Winter Evening | % of Load | 0 | 2033 | 65535
| Base | DLC-Water Heating | DLC-Switch-Water Heating | Residential Charitable |  | Winter Morning | % of Load | 1 | 2033 | 65535
| Base | DLC-Water Heating | DLC-Switch-Water Heating | Residential Charitable |  | Winter Morning | % of Load | 0 | 2033 | 65535
| Base | DLC-Water Heating | DLC-BYOD-Water Heating | Residential Charitable |  | Winter Morning | % of Load | 1 | 2033 | 65535
| Base | DLC-Water Heating | DLC-BYOD-Water Heating | Residential Charitable |  | Winter Morning | % of Load | 0 | 2033 | 65535
| Base | DLC-Water Heating | DLC-Switch-Water Heating | Residential Charitable |  | Winter Evening | % of Load | 1 | 2033 | 65535
| Base | DLC-Water Heating | DLC-Switch-Water Heating | Residential Charitable |  | Winter Evening | % of Load | 0 | 2033 | 65535
| Base | DLC-Water Heating | DLC-BYOD-Water Heating | Residential Charitable |  | Winter Evening | % of Load | 1 | 2033 | 65535
| Base | DLC-Water Heating | DLC-BYOD-Water Heating | Residential Charitable |  | Winter Evening | % of Load | 0 | 2033 | 65535
| Base | C&I Curtailment | DLC-Switch-Water Heating | Small General |  | Winter Morning | % of Load | 1 | 2033 | 65535
| Base | C&I Curtailment | DLC-Switch-Water Heating | Small General |  | Winter Morning | % of Load | 0 | 2033 | 65535
| Base | C&I Curtailment | DLC-BYOD-Water Heating | Small General |  | Winter Morning | % of Load | 1 | 2033 | 65535
| Base | C&I Curtailment | DLC-BYOD-Water Heating | Small General |  | Winter Morning | % of Load | 0 | 2033 | 65535
| Base | C&I Curtailment | DLC-Thermostat-DI-Central Heat Pump | Small General |  | Winter Morning | % of Load | 1 | 2033 | 65535
| Base | C&I Curtailment | DLC-Thermostat-DI-Central Heat Pump | Small General |  | Winter Morning | % of Load | 0 | 2033 | 65535
| Base | C&I Curtailment | DLC-Thermostat-BYOT-Central Heat Pump | Small General |  | Winter Morning | % of Load | 1 | 2033 | 65535
| Base | C&I Curtailment | DLC-Thermostat-BYOT-Central Heat Pump | Small General |  | Winter Morning | % of Load | 0 | 2033 | 65535
| Base | C&I Curtailment | DLC-Thermostat-HVAC | Small General |  | Winter Morning | % of Load | 1 | 2033 | 65535
| Base | C&I Curtailment | DLC-Thermostat-HVAC | Small General |  | Winter Morning | % of Load | 0 | 2033 | 65535
| Base | C&I Curtailment | DLC-Thermostat-DI-Baseboard Heating | Small General |  | Winter Morning | % of Load | 1 | 2033 | 65535
| Base | C&I Curtailment | DLC-Thermostat-DI-Baseboard Heating | Small General |  | Winter Morning | % of Load | 0 | 2033 | 65535
| Base | C&I Curtailment | DLC-Thermostat-BYOT-Baseboard Heating | Small General |  | Winter Morning | % of Load | 1 | 2033 | 65535
| Base | C&I Curtailment | DLC-Thermostat-BYOT-Baseboard Heating | Small General |  | Winter Morning | % of Load | 0 | 2033 | 65535
| Base | C&I Curtailment | DLC-Thermostat-DI-MSHP | Small General |  | Winter Morning | % of Load | 1 | 2033 | 65535
| Base | C&I Curtailment | DLC-Thermostat-DI-MSHP | Small General |  | Winter Morning | % of Load | 0 | 2033 | 65535
| Base | C&I Curtailment | DLC-Thermostat-BYOT-MSHP | Small General |  | Winter Morning | % of Load | 1 | 2033 | 65535
| Base | C&I Curtailment | DLC-Thermostat-BYOT-MSHP | Small General |  | Winter Morning | % of Load | 0 | 2033 | 65535
| Base | C&I Curtailment | C&I Curtailment-Turnkey-Manual HVAC Control | Small General |  | Winter Morning | % of Load | 1 | 2033 | 65535
| Base | C&I Curtailment | C&I Curtailment-Turnkey-Manual HVAC Control | Small General |  | Winter Morning | % of Load | 0 | 2033 | 65535
| Base | C&I Curtailment | C&I Curtailment-Turnkey-Auto-DR HVAC Control | Small General |  | Winter Morning | % of Load | 1 | 2033 | 65535
| Base | C&I Curtailment | C&I Curtailment-Turnkey-Auto-DR HVAC Control | Small General |  | Winter Morning | % of Load | 0 | 2033 | 65535
| Base | C&I Curtailment | C&I Curtailment-Turnkey-Standard Lighting Control | Small General |  | Winter Morning | % of Load | 1 | 2033 | 65535
| Base | C&I Curtailment | C&I Curtailment-Turnkey-Standard Lighting Control | Small General |  | Winter Morning | % of Load | 0 | 2033 | 65535
| Base | C&I Curtailment | C&I Curtailment-Turnkey-Advanced Lighting Control | Small General |  | Winter Morning | % of Load | 1 | 2033 | 65535
| Base | C&I Curtailment | C&I Curtailment-Turnkey-Advanced Lighting Control | Small General |  | Winter Morning | % of Load | 0 | 2033 | 65535
| Base | C&I Curtailment | C&I Curtailment-Turnkey-Water Heating Control | Small General |  | Winter Morning | % of Load | 1 | 2033 | 65535
| Base | C&I Curtailment | C&I Curtailment-Turnkey-Water Heating Control | Small General |  | Winter Morning | % of Load | 0 | 2033 | 65535
| Base | C&I Curtailment | C&I Curtailment-Turnkey-Other | Small General |  | Winter Morning | % of Load | 1 | 2033 | 65535
| Base | C&I Curtailment | C&I Curtailment-Turnkey-Other | Small General |  | Winter Morning | % of Load | 0 | 2033 | 65535
| Base | C&I Curtailment | Dynamic Pricing with enabling tech. | Small General |  | Winter Morning | % of Load | 1 | 2033 | 65535
| Base | C&I Curtailment | Dynamic Pricing with enabling tech. | Small General |  | Winter Morning | % of Load | 0 | 2033 | 65535
| Base | C&I Curtailment | DLC-Switch-Water Heating | Small General |  | Winter Evening | % of Load | 1 | 2033 | 65535
| Base | C&I Curtailment | DLC-Switch-Water Heating | Small General |  | Winter Evening | % of Load | 0 | 2033 | 65535
| Base | C&I Curtailment | DLC-BYOD-Water Heating | Small General |  | Winter Evening | % of Load | 1 | 2033 | 65535
| Base | C&I Curtailment | DLC-BYOD-Water Heating | Small General |  | Winter Evening | % of Load | 0 | 2033 | 65535
| Base | C&I Curtailment | DLC-Thermostat-DI-Central Heat Pump | Small General |  | Winter Evening | % of Load | 1 | 2033 | 65535
| Base | C&I Curtailment | DLC-Thermostat-DI-Central Heat Pump | Small General |  | Winter Evening | % of Load | 0 | 2033 | 65535
| Base | C&I Curtailment | DLC-Thermostat-BYOT-Central Heat Pump | Small General |  | Winter Evening | % of Load | 1 | 2033 | 65535
| Base | C&I Curtailment | DLC-Thermostat-BYOT-Central Heat Pump | Small General |  | Winter Evening | % of Load | 0 | 2033 | 65535
| Base | C&I Curtailment | DLC-Thermostat-HVAC | Small General |  | Winter Evening | % of Load | 1 | 2033 | 65535
| Base | C&I Curtailment | DLC-Thermostat-HVAC | Small General |  | Winter Evening | % of Load | 0 | 2033 | 65535
| Base | C&I Curtailment | DLC-Thermostat-DI-Baseboard Heating | Small General |  | Winter Evening | % of Load | 1 | 2033 | 65535
| Base | C&I Curtailment | DLC-Thermostat-DI-Baseboard Heating | Small General |  | Winter Evening | % of Load | 0 | 2033 | 65535
| Base | C&I Curtailment | DLC-Thermostat-BYOT-Baseboard Heating | Small General |  | Winter Evening | % of Load | 1 | 2033 | 65535
| Base | C&I Curtailment | DLC-Thermostat-BYOT-Baseboard Heating | Small General |  | Winter Evening | % of Load | 0 | 2033 | 65535
| Base | C&I Curtailment | DLC-Thermostat-DI-MSHP | Small General |  | Winter Evening | % of Load | 1 | 2033 | 65535
| Base | C&I Curtailment | DLC-Thermostat-DI-MSHP | Small General |  | Winter Evening | % of Load | 0 | 2033 | 65535
| Base | C&I Curtailment | DLC-Thermostat-BYOT-MSHP | Small General |  | Winter Evening | % of Load | 1 | 2033 | 65535
| Base | C&I Curtailment | DLC-Thermostat-BYOT-MSHP | Small General |  | Winter Evening | % of Load | 0 | 2033 | 65535
| Base | C&I Curtailment | C&I Curtailment-Turnkey-Manual HVAC Control | Small General |  | Winter Evening | % of Load | 1 | 2033 | 65535
| Base | C&I Curtailment | C&I Curtailment-Turnkey-Manual HVAC Control | Small General |  | Winter Evening | % of Load | 0 | 2033 | 65535
| Base | C&I Curtailment | C&I Curtailment-Turnkey-Auto-DR HVAC Control | Small General |  | Winter Evening | % of Load | 1 | 2033 | 65535
| Base | C&I Curtailment | C&I Curtailment-Turnkey-Auto-DR HVAC Control | Small General |  | Winter Evening | % of Load | 0 | 2033 | 65535
| Base | C&I Curtailment | C&I Curtailment-Turnkey-Standard Lighting Control | Small General |  | Winter Evening | % of Load | 1 | 2033 | 65535
| Base | C&I Curtailment | C&I Curtailment-Turnkey-Standard Lighting Control | Small General |  | Winter Evening | % of Load | 0 | 2033 | 65535
| Base | C&I Curtailment | C&I Curtailment-Turnkey-Advanced Lighting Control | Small General |  | Winter Evening | % of Load | 1 | 2033 | 65535
| Base | C&I Curtailment | C&I Curtailment-Turnkey-Advanced Lighting Control | Small General |  | Winter Evening | % of Load | 0 | 2033 | 65535
| Base | C&I Curtailment | C&I Curtailment-Turnkey-Water Heating Control | Small General |  | Winter Evening | % of Load | 1 | 2033 | 65535
| Base | C&I Curtailment | C&I Curtailment-Turnkey-Water Heating Control | Small General |  | Winter Evening | % of Load | 0 | 2033 | 65535
| Base | C&I Curtailment | C&I Curtailment-Turnkey-Other | Small General |  | Winter Evening | % of Load | 1 | 2033 | 65535
| Base | C&I Curtailment | C&I Curtailment-Turnkey-Other | Small General |  | Winter Evening | % of Load | 0 | 2033 | 65535
| Base | C&I Curtailment | Dynamic Pricing with enabling tech. | Small General |  | Winter Evening | % of Load | 1 | 2033 | 65535
| Base | C&I Curtailment | Dynamic Pricing with enabling tech. | Small General |  | Winter Evening | % of Load | 0 | 2033 | 65535
| Base | C&I Curtailment | DLC-Switch-Water Heating | General |  | Winter Morning | % of Load | 1 | 2033 | 65535
| Base | C&I Curtailment | DLC-Switch-Water Heating | General |  | Winter Morning | % of Load | 0 | 2033 | 65535
| Base | C&I Curtailment | DLC-BYOD-Water Heating | General |  | Winter Morning | % of Load | 1 | 2033 | 65535
| Base | C&I Curtailment | DLC-BYOD-Water Heating | General |  | Winter Morning | % of Load | 0 | 2033 | 65535
| Base | C&I Curtailment | DLC-Thermostat-DI-Central Heat Pump | General |  | Winter Morning | % of Load | 1 | 2033 | 65535
| Base | C&I Curtailment | DLC-Thermostat-DI-Central Heat Pump | General |  | Winter Morning | % of Load | 0 | 2033 | 65535
| Base | C&I Curtailment | DLC-Thermostat-BYOT-Central Heat Pump | General |  | Winter Morning | % of Load | 1 | 2033 | 65535
| Base | C&I Curtailment | DLC-Thermostat-BYOT-Central Heat Pump | General |  | Winter Morning | % of Load | 0 | 2033 | 65535
| Base | C&I Curtailment | DLC-Thermostat-HVAC | General |  | Winter Morning | % of Load | 1 | 2033 | 65535
| Base | C&I Curtailment | DLC-Thermostat-HVAC | General |  | Winter Morning | % of Load | 0 | 2033 | 65535
| Base | C&I Curtailment | DLC-Thermostat-DI-Baseboard Heating | General |  | Winter Morning | % of Load | 1 | 2033 | 65535
| Base | C&I Curtailment | DLC-Thermostat-DI-Baseboard Heating | General |  | Winter Morning | % of Load | 0 | 2033 | 65535
| Base | C&I Curtailment | DLC-Thermostat-BYOT-Baseboard Heating | General |  | Winter Morning | % of Load | 1 | 2033 | 65535
| Base | C&I Curtailment | DLC-Thermostat-BYOT-Baseboard Heating | General |  | Winter Morning | % of Load | 0 | 2033 | 65535
| Base | C&I Curtailment | DLC-Thermostat-DI-MSHP | General |  | Winter Morning | % of Load | 1 | 2033 | 65535
| Base | C&I Curtailment | DLC-Thermostat-DI-MSHP | General |  | Winter Morning | % of Load | 0 | 2033 | 65535
| Base | C&I Curtailment | DLC-Thermostat-BYOT-MSHP | General |  | Winter Morning | % of Load | 1 | 2033 | 65535
| Base | C&I Curtailment | DLC-Thermostat-BYOT-MSHP | General |  | Winter Morning | % of Load | 0 | 2033 | 65535
| Base | C&I Curtailment | C&I Curtailment-Turnkey-Manual HVAC Control | General |  | Winter Morning | % of Load | 1 | 2033 | 65535
| Base | C&I Curtailment | C&I Curtailment-Turnkey-Manual HVAC Control | General |  | Winter Morning | % of Load | 0 | 2033 | 65535
| Base | C&I Curtailment | C&I Curtailment-Turnkey-Auto-DR HVAC Control | General |  | Winter Morning | % of Load | 1 | 2033 | 65535
| Base | C&I Curtailment | C&I Curtailment-Turnkey-Auto-DR HVAC Control | General |  | Winter Morning | % of Load | 0 | 2033 | 65535
| Base | C&I Curtailment | C&I Curtailment-Turnkey-Standard Lighting Control | General |  | Winter Morning | % of Load | 1 | 2033 | 65535
| Base | C&I Curtailment | C&I Curtailment-Turnkey-Standard Lighting Control | General |  | Winter Morning | % of Load | 0 | 2033 | 65535
| Base | C&I Curtailment | C&I Curtailment-Turnkey-Advanced Lighting Control | General |  | Winter Morning | % of Load | 1 | 2033 | 65535
| Base | C&I Curtailment | C&I Curtailment-Turnkey-Advanced Lighting Control | General |  | Winter Morning | % of Load | 0 | 2033 | 65535
| Base | C&I Curtailment | C&I Curtailment-Turnkey-Water Heating Control | General |  | Winter Morning | % of Load | 1 | 2033 | 65535
| Base | C&I Curtailment | C&I Curtailment-Turnkey-Water Heating Control | General |  | Winter Morning | % of Load | 0 | 2033 | 65535
| Base | C&I Curtailment | C&I Curtailment-Turnkey-Other | General |  | Winter Morning | % of Load | 1 | 2033 | 65535
| Base | C&I Curtailment | C&I Curtailment-Turnkey-Other | General |  | Winter Morning | % of Load | 0 | 2033 | 65535
| Base | C&I Curtailment | DLC-Switch-Water Heating | General |  | Winter Evening | % of Load | 1 | 2033 | 65535
| Base | C&I Curtailment | DLC-Switch-Water Heating | General |  | Winter Evening | % of Load | 0 | 2033 | 65535
| Base | C&I Curtailment | DLC-BYOD-Water Heating | General |  | Winter Evening | % of Load | 1 | 2033 | 65535
| Base | C&I Curtailment | DLC-BYOD-Water Heating | General |  | Winter Evening | % of Load | 0 | 2033 | 65535
| Base | C&I Curtailment | DLC-Thermostat-DI-Central Heat Pump | General |  | Winter Evening | % of Load | 1 | 2033 | 65535
| Base | C&I Curtailment | DLC-Thermostat-DI-Central Heat Pump | General |  | Winter Evening | % of Load | 0 | 2033 | 65535
| Base | C&I Curtailment | DLC-Thermostat-BYOT-Central Heat Pump | General |  | Winter Evening | % of Load | 1 | 2033 | 65535
| Base | C&I Curtailment | DLC-Thermostat-BYOT-Central Heat Pump | General |  | Winter Evening | % of Load | 0 | 2033 | 65535
| Base | C&I Curtailment | DLC-Thermostat-HVAC | General |  | Winter Evening | % of Load | 1 | 2033 | 65535
| Base | C&I Curtailment | DLC-Thermostat-HVAC | General |  | Winter Evening | % of Load | 0 | 2033 | 65535
| Base | C&I Curtailment | DLC-Thermostat-DI-Baseboard Heating | General |  | Winter Evening | % of Load | 1 | 2033 | 65535
| Base | C&I Curtailment | DLC-Thermostat-DI-Baseboard Heating | General |  | Winter Evening | % of Load | 0 | 2033 | 65535
| Base | C&I Curtailment | DLC-Thermostat-BYOT-Baseboard Heating | General |  | Winter Evening | % of Load | 1 | 2033 | 65535
| Base | C&I Curtailment | DLC-Thermostat-BYOT-Baseboard Heating | General |  | Winter Evening | % of Load | 0 | 2033 | 65535
| Base | C&I Curtailment | DLC-Thermostat-DI-MSHP | General |  | Winter Evening | % of Load | 1 | 2033 | 65535
| Base | C&I Curtailment | DLC-Thermostat-DI-MSHP | General |  | Winter Evening | % of Load | 0 | 2033 | 65535
| Base | C&I Curtailment | DLC-Thermostat-BYOT-MSHP | General |  | Winter Evening | % of Load | 1 | 2033 | 65535
| Base | C&I Curtailment | DLC-Thermostat-BYOT-MSHP | General |  | Winter Evening | % of Load | 0 | 2033 | 65535
| Base | C&I Curtailment | C&I Curtailment-Turnkey-Manual HVAC Control | General |  | Winter Evening | % of Load | 1 | 2033 | 65535
| Base | C&I Curtailment | C&I Curtailment-Turnkey-Manual HVAC Control | General |  | Winter Evening | % of Load | 0 | 2033 | 65535
| Base | C&I Curtailment | C&I Curtailment-Turnkey-Auto-DR HVAC Control | General |  | Winter Evening | % of Load | 1 | 2033 | 65535
| Base | C&I Curtailment | C&I Curtailment-Turnkey-Auto-DR HVAC Control | General |  | Winter Evening | % of Load | 0 | 2033 | 65535
| Base | C&I Curtailment | C&I Curtailment-Turnkey-Standard Lighting Control | General |  | Winter Evening | % of Load | 1 | 2033 | 65535
| Base | C&I Curtailment | C&I Curtailment-Turnkey-Standard Lighting Control | General |  | Winter Evening | % of Load | 0 | 2033 | 65535
| Base | C&I Curtailment | C&I Curtailment-Turnkey-Advanced Lighting Control | General |  | Winter Evening | % of Load | 1 | 2033 | 65535
| Base | C&I Curtailment | C&I Curtailment-Turnkey-Advanced Lighting Control | General |  | Winter Evening | % of Load | 0 | 2033 | 65535
| Base | C&I Curtailment | C&I Curtailment-Turnkey-Water Heating Control | General |  | Winter Evening | % of Load | 1 | 2033 | 65535
| Base | C&I Curtailment | C&I Curtailment-Turnkey-Water Heating Control | General |  | Winter Evening | % of Load | 0 | 2033 | 65535
| Base | C&I Curtailment | C&I Curtailment-Turnkey-Other | General |  | Winter Evening | % of Load | 1 | 2033 | 65535
| Base | C&I Curtailment | C&I Curtailment-Turnkey-Other | General |  | Winter Evening | % of Load | 0 | 2033 | 65535
| Base | C&I Curtailment | C&I Curtailment-Turnkey-Manual HVAC Control | Large General |  | Winter Morning | % of Load | 1 | 2033 | 65535
| Base | C&I Curtailment | C&I Curtailment-Turnkey-Manual HVAC Control | Large General |  | Winter Morning | % of Load | 0 | 2033 | 65535
| Base | C&I Curtailment | C&I Curtailment-Turnkey-Auto-DR HVAC Control | Large General |  | Winter Morning | % of Load | 1 | 2033 | 65535
| Base | C&I Curtailment | C&I Curtailment-Turnkey-Auto-DR HVAC Control | Large General |  | Winter Morning | % of Load | 0 | 2033 | 65535
| Base | C&I Curtailment | C&I Curtailment-Turnkey-Standard Lighting Control | Large General |  | Winter Morning | % of Load | 1 | 2033 | 65535
| Base | C&I Curtailment | C&I Curtailment-Turnkey-Standard Lighting Control | Large General |  | Winter Morning | % of Load | 0 | 2033 | 65535
| Base | C&I Curtailment | C&I Curtailment-Turnkey-Water Heating Control | Large General |  | Winter Morning | % of Load | 1 | 2033 | 65535
| Base | C&I Curtailment | C&I Curtailment-Turnkey-Water Heating Control | Large General |  | Winter Morning | % of Load | 0 | 2033 | 65535
| Base | C&I Curtailment | C&I Curtailment-Turnkey-Other | Large General |  | Winter Morning | % of Load | 1 | 2033 | 65535
| Base | C&I Curtailment | C&I Curtailment-Turnkey-Other | Large General |  | Winter Morning | % of Load | 0 | 2033 | 65535
| Base | C&I Curtailment | C&I Curtailment-Turnkey-Manual HVAC Control | Large General |  | Winter Evening | % of Load | 1 | 2033 | 65535
| Base | C&I Curtailment | C&I Curtailment-Turnkey-Manual HVAC Control | Large General |  | Winter Evening | % of Load | 0 | 2033 | 65535
| Base | C&I Curtailment | C&I Curtailment-Turnkey-Auto-DR HVAC Control | Large General |  | Winter Evening | % of Load | 1 | 2033 | 65535
| Base | C&I Curtailment | C&I Curtailment-Turnkey-Auto-DR HVAC Control | Large General |  | Winter Evening | % of Load | 0 | 2033 | 65535
| Base | C&I Curtailment | C&I Curtailment-Turnkey-Standard Lighting Control | Large General |  | Winter Evening | % of Load | 1 | 2033 | 65535
| Base | C&I Curtailment | C&I Curtailment-Turnkey-Standard Lighting Control | Large General |  | Winter Evening | % of Load | 0 | 2033 | 65535
| Base | C&I Curtailment | C&I Curtailment-Turnkey-Water Heating Control | Large General |  | Winter Evening | % of Load | 1 | 2033 | 65535
| Base | C&I Curtailment | C&I Curtailment-Turnkey-Water Heating Control | Large General |  | Winter Evening | % of Load | 0 | 2033 | 65535
| Base | C&I Curtailment | C&I Curtailment-Turnkey-Other | Large General |  | Winter Evening | % of Load | 1 | 2033 | 65535
| Base | C&I Curtailment | C&I Curtailment-Turnkey-Other | Large General |  | Winter Evening | % of Load | 0 | 2033 | 65535
| Base | C&I Curtailment | DLC-Switch-Water Heating | Small Industrial |  | Winter Morning | % of Load | 1 | 2033 | 65535
| Base | C&I Curtailment | DLC-Switch-Water Heating | Small Industrial |  | Winter Morning | % of Load | 0 | 2033 | 65535
| Base | C&I Curtailment | DLC-BYOD-Water Heating | Small Industrial |  | Winter Morning | % of Load | 1 | 2033 | 65535
| Base | C&I Curtailment | DLC-BYOD-Water Heating | Small Industrial |  | Winter Morning | % of Load | 0 | 2033 | 65535
| Base | C&I Curtailment | DLC-Thermostat-DI-Central Heat Pump | Small Industrial |  | Winter Morning | % of Load | 1 | 2033 | 65535
| Base | C&I Curtailment | DLC-Thermostat-DI-Central Heat Pump | Small Industrial |  | Winter Morning | % of Load | 0 | 2033 | 65535
| Base | C&I Curtailment | DLC-Thermostat-BYOT-Central Heat Pump | Small Industrial |  | Winter Morning | % of Load | 1 | 2033 | 65535
| Base | C&I Curtailment | DLC-Thermostat-BYOT-Central Heat Pump | Small Industrial |  | Winter Morning | % of Load | 0 | 2033 | 65535
| Base | C&I Curtailment | DLC-Thermostat-HVAC | Small Industrial |  | Winter Morning | % of Load | 1 | 2033 | 65535
| Base | C&I Curtailment | DLC-Thermostat-HVAC | Small Industrial |  | Winter Morning | % of Load | 0 | 2033 | 65535
| Base | C&I Curtailment | DLC-Thermostat-DI-Baseboard Heating | Small Industrial |  | Winter Morning | % of Load | 1 | 2033 | 65535
| Base | C&I Curtailment | DLC-Thermostat-DI-Baseboard Heating | Small Industrial |  | Winter Morning | % of Load | 0 | 2033 | 65535
| Base | C&I Curtailment | DLC-Thermostat-BYOT-Baseboard Heating | Small Industrial |  | Winter Morning | % of Load | 1 | 2033 | 65535
| Base | C&I Curtailment | DLC-Thermostat-BYOT-Baseboard Heating | Small Industrial |  | Winter Morning | % of Load | 0 | 2033 | 65535
| Base | C&I Curtailment | DLC-Thermostat-DI-MSHP | Small Industrial |  | Winter Morning | % of Load | 1 | 2033 | 65535
| Base | C&I Curtailment | DLC-Thermostat-DI-MSHP | Small Industrial |  | Winter Morning | % of Load | 0 | 2033 | 65535
| Base | C&I Curtailment | DLC-Thermostat-BYOT-MSHP | Small Industrial |  | Winter Morning | % of Load | 1 | 2033 | 65535
| Base | C&I Curtailment | DLC-Thermostat-BYOT-MSHP | Small Industrial |  | Winter Morning | % of Load | 0 | 2033 | 65535
| Base | C&I Curtailment | C&I Curtailment-Turnkey-Manual HVAC Control | Small Industrial |  | Winter Morning | % of Load | 1 | 2033 | 65535
| Base | C&I Curtailment | C&I Curtailment-Turnkey-Manual HVAC Control | Small Industrial |  | Winter Morning | % of Load | 0 | 2033 | 65535
| Base | C&I Curtailment | C&I Curtailment-Turnkey-Auto-DR HVAC Control | Small Industrial |  | Winter Morning | % of Load | 1 | 2033 | 65535
| Base | C&I Curtailment | C&I Curtailment-Turnkey-Auto-DR HVAC Control | Small Industrial |  | Winter Morning | % of Load | 0 | 2033 | 65535
| Base | C&I Curtailment | C&I Curtailment-Turnkey-Standard Lighting Control | Small Industrial |  | Winter Morning | % of Load | 1 | 2033 | 65535
| Base | C&I Curtailment | C&I Curtailment-Turnkey-Standard Lighting Control | Small Industrial |  | Winter Morning | % of Load | 0 | 2033 | 65535
| Base | C&I Curtailment | C&I Curtailment-Turnkey-Advanced Lighting Control | Small Industrial |  | Winter Morning | % of Load | 1 | 2033 | 65535
| Base | C&I Curtailment | C&I Curtailment-Turnkey-Advanced Lighting Control | Small Industrial |  | Winter Morning | % of Load | 0 | 2033 | 65535
| Base | C&I Curtailment | C&I Curtailment-Turnkey-Water Heating Control | Small Industrial |  | Winter Morning | % of Load | 1 | 2033 | 65535
| Base | C&I Curtailment | C&I Curtailment-Turnkey-Water Heating Control | Small Industrial |  | Winter Morning | % of Load | 0 | 2033 | 65535
| Base | C&I Curtailment | C&I Curtailment-Turnkey-Other | Small Industrial |  | Winter Morning | % of Load | 1 | 2033 | 65535
| Base | C&I Curtailment | C&I Curtailment-Turnkey-Other | Small Industrial |  | Winter Morning | % of Load | 0 | 2033 | 65535
| Base | C&I Curtailment | C&I Curtailment-Turnkey-Industrial | Small Industrial |  | Winter Morning | % of Load | 1 | 2033 | 65535
| Base | C&I Curtailment | C&I Curtailment-Turnkey-Industrial | Small Industrial |  | Winter Morning | % of Load | 0 | 2033 | 65535
| Base | C&I Curtailment | DLC-Switch-Water Heating | Small Industrial |  | Winter Evening | % of Load | 1 | 2033 | 65535
| Base | C&I Curtailment | DLC-Switch-Water Heating | Small Industrial |  | Winter Evening | % of Load | 0 | 2033 | 65535
| Base | C&I Curtailment | DLC-BYOD-Water Heating | Small Industrial |  | Winter Evening | % of Load | 1 | 2033 | 65535
| Base | C&I Curtailment | DLC-BYOD-Water Heating | Small Industrial |  | Winter Evening | % of Load | 0 | 2033 | 65535
| Base | C&I Curtailment | DLC-Thermostat-DI-Central Heat Pump | Small Industrial |  | Winter Evening | % of Load | 1 | 2033 | 65535
| Base | C&I Curtailment | DLC-Thermostat-DI-Central Heat Pump | Small Industrial |  | Winter Evening | % of Load | 0 | 2033 | 65535
| Base | C&I Curtailment | DLC-Thermostat-BYOT-Central Heat Pump | Small Industrial |  | Winter Evening | % of Load | 1 | 2033 | 65535
| Base | C&I Curtailment | DLC-Thermostat-BYOT-Central Heat Pump | Small Industrial |  | Winter Evening | % of Load | 0 | 2033 | 65535
| Base | C&I Curtailment | DLC-Thermostat-HVAC | Small Industrial |  | Winter Evening | % of Load | 1 | 2033 | 65535
| Base | C&I Curtailment | DLC-Thermostat-HVAC | Small Industrial |  | Winter Evening | % of Load | 0 | 2033 | 65535
| Base | C&I Curtailment | DLC-Thermostat-DI-Baseboard Heating | Small Industrial |  | Winter Evening | % of Load | 1 | 2033 | 65535
| Base | C&I Curtailment | DLC-Thermostat-DI-Baseboard Heating | Small Industrial |  | Winter Evening | % of Load | 0 | 2033 | 65535
| Base | C&I Curtailment | DLC-Thermostat-BYOT-Baseboard Heating | Small Industrial |  | Winter Evening | % of Load | 1 | 2033 | 65535
| Base | C&I Curtailment | DLC-Thermostat-BYOT-Baseboard Heating | Small Industrial |  | Winter Evening | % of Load | 0 | 2033 | 65535
| Base | C&I Curtailment | DLC-Thermostat-DI-MSHP | Small Industrial |  | Winter Evening | % of Load | 1 | 2033 | 65535
| Base | C&I Curtailment | DLC-Thermostat-DI-MSHP | Small Industrial |  | Winter Evening | % of Load | 0 | 2033 | 65535
| Base | C&I Curtailment | DLC-Thermostat-BYOT-MSHP | Small Industrial |  | Winter Evening | % of Load | 1 | 2033 | 65535
| Base | C&I Curtailment | DLC-Thermostat-BYOT-MSHP | Small Industrial |  | Winter Evening | % of Load | 0 | 2033 | 65535
| Base | C&I Curtailment | C&I Curtailment-Turnkey-Manual HVAC Control | Small Industrial |  | Winter Evening | % of Load | 1 | 2033 | 65535
| Base | C&I Curtailment | C&I Curtailment-Turnkey-Manual HVAC Control | Small Industrial |  | Winter Evening | % of Load | 0 | 2033 | 65535
| Base | C&I Curtailment | C&I Curtailment-Turnkey-Auto-DR HVAC Control | Small Industrial |  | Winter Evening | % of Load | 1 | 2033 | 65535
| Base | C&I Curtailment | C&I Curtailment-Turnkey-Auto-DR HVAC Control | Small Industrial |  | Winter Evening | % of Load | 0 | 2033 | 65535
| Base | C&I Curtailment | C&I Curtailment-Turnkey-Standard Lighting Control | Small Industrial |  | Winter Evening | % of Load | 1 | 2033 | 65535
| Base | C&I Curtailment | C&I Curtailment-Turnkey-Standard Lighting Control | Small Industrial |  | Winter Evening | % of Load | 0 | 2033 | 65535
| Base | C&I Curtailment | C&I Curtailment-Turnkey-Advanced Lighting Control | Small Industrial |  | Winter Evening | % of Load | 1 | 2033 | 65535
| Base | C&I Curtailment | C&I Curtailment-Turnkey-Advanced Lighting Control | Small Industrial |  | Winter Evening | % of Load | 0 | 2033 | 65535
| Base | C&I Curtailment | C&I Curtailment-Turnkey-Water Heating Control | Small Industrial |  | Winter Evening | % of Load | 1 | 2033 | 65535
| Base | C&I Curtailment | C&I Curtailment-Turnkey-Water Heating Control | Small Industrial |  | Winter Evening | % of Load | 0 | 2033 | 65535
| Base | C&I Curtailment | C&I Curtailment-Turnkey-Other | Small Industrial |  | Winter Evening | % of Load | 1 | 2033 | 65535
| Base | C&I Curtailment | C&I Curtailment-Turnkey-Other | Small Industrial |  | Winter Evening | % of Load | 0 | 2033 | 65535
| Base | C&I Curtailment | C&I Curtailment-Turnkey-Industrial | Small Industrial |  | Winter Evening | % of Load | 1 | 2033 | 65535
| Base | C&I Curtailment | C&I Curtailment-Turnkey-Industrial | Small Industrial |  | Winter Evening | % of Load | 0 | 2033 | 65535
| Base | C&I Curtailment | DLC-Switch-Water Heating | Medium Industrial |  | Winter Morning | % of Load | 1 | 2033 | 65535
| Base | C&I Curtailment | DLC-Switch-Water Heating | Medium Industrial |  | Winter Morning | % of Load | 0 | 2033 | 65535
| Base | C&I Curtailment | DLC-BYOD-Water Heating | Medium Industrial |  | Winter Morning | % of Load | 1 | 2033 | 65535
| Base | C&I Curtailment | DLC-BYOD-Water Heating | Medium Industrial |  | Winter Morning | % of Load | 0 | 2033 | 65535
| Base | C&I Curtailment | DLC-Thermostat-DI-Central Heat Pump | Medium Industrial |  | Winter Morning | % of Load | 1 | 2033 | 65535
| Base | C&I Curtailment | DLC-Thermostat-DI-Central Heat Pump | Medium Industrial |  | Winter Morning | % of Load | 0 | 2033 | 65535
| Base | C&I Curtailment | DLC-Thermostat-BYOT-Central Heat Pump | Medium Industrial |  | Winter Morning | % of Load | 1 | 2033 | 65535
| Base | C&I Curtailment | DLC-Thermostat-BYOT-Central Heat Pump | Medium Industrial |  | Winter Morning | % of Load | 0 | 2033 | 65535
| Base | C&I Curtailment | DLC-Thermostat-HVAC | Medium Industrial |  | Winter Morning | % of Load | 1 | 2033 | 65535
| Base | C&I Curtailment | DLC-Thermostat-HVAC | Medium Industrial |  | Winter Morning | % of Load | 0 | 2033 | 65535
| Base | C&I Curtailment | DLC-Thermostat-DI-Baseboard Heating | Medium Industrial |  | Winter Morning | % of Load | 1 | 2033 | 65535
| Base | C&I Curtailment | DLC-Thermostat-DI-Baseboard Heating | Medium Industrial |  | Winter Morning | % of Load | 0 | 2033 | 65535
| Base | C&I Curtailment | DLC-Thermostat-BYOT-Baseboard Heating | Medium Industrial |  | Winter Morning | % of Load | 1 | 2033 | 65535
| Base | C&I Curtailment | DLC-Thermostat-BYOT-Baseboard Heating | Medium Industrial |  | Winter Morning | % of Load | 0 | 2033 | 65535
| Base | C&I Curtailment | DLC-Thermostat-DI-MSHP | Medium Industrial |  | Winter Morning | % of Load | 1 | 2033 | 65535
| Base | C&I Curtailment | DLC-Thermostat-DI-MSHP | Medium Industrial |  | Winter Morning | % of Load | 0 | 2033 | 65535
| Base | C&I Curtailment | DLC-Thermostat-BYOT-MSHP | Medium Industrial |  | Winter Morning | % of Load | 1 | 2033 | 65535
| Base | C&I Curtailment | DLC-Thermostat-BYOT-MSHP | Medium Industrial |  | Winter Morning | % of Load | 0 | 2033 | 65535
| Base | C&I Curtailment | C&I Curtailment-Turnkey-Manual HVAC Control | Medium Industrial |  | Winter Morning | % of Load | 1 | 2033 | 65535
| Base | C&I Curtailment | C&I Curtailment-Turnkey-Manual HVAC Control | Medium Industrial |  | Winter Morning | % of Load | 0 | 2033 | 65535
| Base | C&I Curtailment | C&I Curtailment-Turnkey-Auto-DR HVAC Control | Medium Industrial |  | Winter Morning | % of Load | 1 | 2033 | 65535
| Base | C&I Curtailment | C&I Curtailment-Turnkey-Auto-DR HVAC Control | Medium Industrial |  | Winter Morning | % of Load | 0 | 2033 | 65535
| Base | C&I Curtailment | C&I Curtailment-Turnkey-Standard Lighting Control | Medium Industrial |  | Winter Morning | % of Load | 1 | 2033 | 65535
| Base | C&I Curtailment | C&I Curtailment-Turnkey-Standard Lighting Control | Medium Industrial |  | Winter Morning | % of Load | 0 | 2033 | 65535
| Base | C&I Curtailment | C&I Curtailment-Turnkey-Advanced Lighting Control | Medium Industrial |  | Winter Morning | % of Load | 1 | 2033 | 65535
| Base | C&I Curtailment | C&I Curtailment-Turnkey-Advanced Lighting Control | Medium Industrial |  | Winter Morning | % of Load | 0 | 2033 | 65535
| Base | C&I Curtailment | C&I Curtailment-Turnkey-Water Heating Control | Medium Industrial |  | Winter Morning | % of Load | 1 | 2033 | 65535
| Base | C&I Curtailment | C&I Curtailment-Turnkey-Water Heating Control | Medium Industrial |  | Winter Morning | % of Load | 0 | 2033 | 65535
| Base | C&I Curtailment | C&I Curtailment-Turnkey-Other | Medium Industrial |  | Winter Morning | % of Load | 1 | 2033 | 65535
| Base | C&I Curtailment | C&I Curtailment-Turnkey-Other | Medium Industrial |  | Winter Morning | % of Load | 0 | 2033 | 65535
| Base | C&I Curtailment | DLC-Switch-Water Heating | Medium Industrial |  | Winter Evening | % of Load | 1 | 2033 | 65535
| Base | C&I Curtailment | DLC-Switch-Water Heating | Medium Industrial |  | Winter Evening | % of Load | 0 | 2033 | 65535
| Base | C&I Curtailment | DLC-BYOD-Water Heating | Medium Industrial |  | Winter Evening | % of Load | 1 | 2033 | 65535
| Base | C&I Curtailment | DLC-BYOD-Water Heating | Medium Industrial |  | Winter Evening | % of Load | 0 | 2033 | 65535
| Base | C&I Curtailment | DLC-Thermostat-DI-Central Heat Pump | Medium Industrial |  | Winter Evening | % of Load | 1 | 2033 | 65535
| Base | C&I Curtailment | DLC-Thermostat-DI-Central Heat Pump | Medium Industrial |  | Winter Evening | % of Load | 0 | 2033 | 65535
| Base | C&I Curtailment | DLC-Thermostat-BYOT-Central Heat Pump | Medium Industrial |  | Winter Evening | % of Load | 1 | 2033 | 65535
| Base | C&I Curtailment | DLC-Thermostat-BYOT-Central Heat Pump | Medium Industrial |  | Winter Evening | % of Load | 0 | 2033 | 65535
| Base | C&I Curtailment | DLC-Thermostat-HVAC | Medium Industrial |  | Winter Evening | % of Load | 1 | 2033 | 65535
| Base | C&I Curtailment | DLC-Thermostat-HVAC | Medium Industrial |  | Winter Evening | % of Load | 0 | 2033 | 65535
| Base | C&I Curtailment | DLC-Thermostat-DI-Baseboard Heating | Medium Industrial |  | Winter Evening | % of Load | 1 | 2033 | 65535
| Base | C&I Curtailment | DLC-Thermostat-DI-Baseboard Heating | Medium Industrial |  | Winter Evening | % of Load | 0 | 2033 | 65535
| Base | C&I Curtailment | DLC-Thermostat-BYOT-Baseboard Heating | Medium Industrial |  | Winter Evening | % of Load | 1 | 2033 | 65535
| Base | C&I Curtailment | DLC-Thermostat-BYOT-Baseboard Heating | Medium Industrial |  | Winter Evening | % of Load | 0 | 2033 | 65535
| Base | C&I Curtailment | DLC-Thermostat-DI-MSHP | Medium Industrial |  | Winter Evening | % of Load | 1 | 2033 | 65535
| Base | C&I Curtailment | DLC-Thermostat-DI-MSHP | Medium Industrial |  | Winter Evening | % of Load | 0 | 2033 | 65535
| Base | C&I Curtailment | DLC-Thermostat-BYOT-MSHP | Medium Industrial |  | Winter Evening | % of Load | 1 | 2033 | 65535
| Base | C&I Curtailment | DLC-Thermostat-BYOT-MSHP | Medium Industrial |  | Winter Evening | % of Load | 0 | 2033 | 65535
| Base | C&I Curtailment | C&I Curtailment-Turnkey-Manual HVAC Control | Medium Industrial |  | Winter Evening | % of Load | 1 | 2033 | 65535
| Base | C&I Curtailment | C&I Curtailment-Turnkey-Manual HVAC Control | Medium Industrial |  | Winter Evening | % of Load | 0 | 2033 | 65535
| Base | C&I Curtailment | C&I Curtailment-Turnkey-Auto-DR HVAC Control | Medium Industrial |  | Winter Evening | % of Load | 1 | 2033 | 65535
| Base | C&I Curtailment | C&I Curtailment-Turnkey-Auto-DR HVAC Control | Medium Industrial |  | Winter Evening | % of Load | 0 | 2033 | 65535
| Base | C&I Curtailment | C&I Curtailment-Turnkey-Standard Lighting Control | Medium Industrial |  | Winter Evening | % of Load | 1 | 2033 | 65535
| Base | C&I Curtailment | C&I Curtailment-Turnkey-Standard Lighting Control | Medium Industrial |  | Winter Evening | % of Load | 0 | 2033 | 65535
| Base | C&I Curtailment | C&I Curtailment-Turnkey-Advanced Lighting Control | Medium Industrial |  | Winter Evening | % of Load | 1 | 2033 | 65535
| Base | C&I Curtailment | C&I Curtailment-Turnkey-Advanced Lighting Control | Medium Industrial |  | Winter Evening | % of Load | 0 | 2033 | 65535
| Base | C&I Curtailment | C&I Curtailment-Turnkey-Water Heating Control | Medium Industrial |  | Winter Evening | % of Load | 1 | 2033 | 65535
| Base | C&I Curtailment | C&I Curtailment-Turnkey-Water Heating Control | Medium Industrial |  | Winter Evening | % of Load | 0 | 2033 | 65535
| Base | C&I Curtailment | C&I Curtailment-Turnkey-Other | Medium Industrial |  | Winter Evening | % of Load | 1 | 2033 | 65535
| Base | C&I Curtailment | C&I Curtailment-Turnkey-Other | Medium Industrial |  | Winter Evening | % of Load | 0 | 2033 | 65535
| Base | C&I Curtailment | C&I Curtailment-Turnkey-Manual HVAC Control | Large Industrial |  | Winter Morning | % of Load | 1 | 2033 | 65535
| Base | C&I Curtailment | C&I Curtailment-Turnkey-Manual HVAC Control | Large Industrial |  | Winter Morning | % of Load | 0 | 2033 | 65535
| Base | C&I Curtailment | C&I Curtailment-Turnkey-Auto-DR HVAC Control | Large Industrial |  | Winter Morning | % of Load | 1 | 2033 | 65535
| Base | C&I Curtailment | C&I Curtailment-Turnkey-Auto-DR HVAC Control | Large Industrial |  | Winter Morning | % of Load | 0 | 2033 | 65535
| Base | C&I Curtailment | C&I Curtailment-Turnkey-Standard Lighting Control | Large Industrial |  | Winter Morning | % of Load | 1 | 2033 | 65535
| Base | C&I Curtailment | C&I Curtailment-Turnkey-Standard Lighting Control | Large Industrial |  | Winter Morning | % of Load | 0 | 2033 | 65535
| Base | C&I Curtailment | C&I Curtailment-Turnkey-Water Heating Control | Large Industrial |  | Winter Morning | % of Load | 1 | 2033 | 65535
| Base | C&I Curtailment | C&I Curtailment-Turnkey-Water Heating Control | Large Industrial |  | Winter Morning | % of Load | 0 | 2033 | 65535
| Base | C&I Curtailment | C&I Curtailment-Turnkey-Other | Large Industrial |  | Winter Morning | % of Load | 1 | 2033 | 65535
| Base | C&I Curtailment | C&I Curtailment-Turnkey-Other | Large Industrial |  | Winter Morning | % of Load | 0 | 2033 | 65535
| Base | C&I Curtailment | C&I Curtailment-Turnkey-Industrial | Large Industrial |  | Winter Morning | % of Load | 1 | 2033 | 65535
| Base | C&I Curtailment | C&I Curtailment-Turnkey-Industrial | Large Industrial |  | Winter Morning | % of Load | 0 | 2033 | 65535
| Base | C&I Curtailment | C&I Curtailment-Turnkey-Manual HVAC Control | Large Industrial |  | Winter Evening | % of Load | 1 | 2033 | 65535
| Base | C&I Curtailment | C&I Curtailment-Turnkey-Manual HVAC Control | Large Industrial |  | Winter Evening | % of Load | 0 | 2033 | 65535
| Base | C&I Curtailment | C&I Curtailment-Turnkey-Auto-DR HVAC Control | Large Industrial |  | Winter Evening | % of Load | 1 | 2033 | 65535
| Base | C&I Curtailment | C&I Curtailment-Turnkey-Auto-DR HVAC Control | Large Industrial |  | Winter Evening | % of Load | 0 | 2033 | 65535
| Base | C&I Curtailment | C&I Curtailment-Turnkey-Standard Lighting Control | Large Industrial |  | Winter Evening | % of Load | 1 | 2033 | 65535
| Base | C&I Curtailment | C&I Curtailment-Turnkey-Standard Lighting Control | Large Industrial |  | Winter Evening | % of Load | 0 | 2033 | 65535
| Base | C&I Curtailment | C&I Curtailment-Turnkey-Water Heating Control | Large Industrial |  | Winter Evening | % of Load | 1 | 2033 | 65535
| Base | C&I Curtailment | C&I Curtailment-Turnkey-Water Heating Control | Large Industrial |  | Winter Evening | % of Load | 0 | 2033 | 65535
| Base | C&I Curtailment | C&I Curtailment-Turnkey-Other | Large Industrial |  | Winter Evening | % of Load | 1 | 2033 | 65535
| Base | C&I Curtailment | C&I Curtailment-Turnkey-Other | Large Industrial |  | Winter Evening | % of Load | 0 | 2033 | 65535
| Base | C&I Curtailment | C&I Curtailment-Turnkey-Industrial | Large Industrial |  | Winter Evening | % of Load | 1 | 2033 | 65535
| Base | C&I Curtailment | C&I Curtailment-Turnkey-Industrial | Large Industrial |  | Winter Evening | % of Load | 0 | 2033 | 65535
| Base | Dynamic Pricing | DLC-Switch-Water Heating | Small General |  | Winter Morning | % of Load | 1 | 2033 | 65535
| Base | Dynamic Pricing | DLC-Switch-Water Heating | Small General |  | Winter Morning | % of Load | 0 | 2033 | 65535
| Base | Dynamic Pricing | DLC-BYOD-Water Heating | Small General |  | Winter Morning | % of Load | 1 | 2033 | 65535
| Base | Dynamic Pricing | DLC-BYOD-Water Heating | Small General |  | Winter Morning | % of Load | 0 | 2033 | 65535
| Base | Dynamic Pricing | DLC-Thermostat-DI-Central Heat Pump | Small General |  | Winter Morning | % of Load | 1 | 2033 | 65535
| Base | Dynamic Pricing | DLC-Thermostat-DI-Central Heat Pump | Small General |  | Winter Morning | % of Load | 0 | 2033 | 65535
| Base | Dynamic Pricing | DLC-Thermostat-BYOT-Central Heat Pump | Small General |  | Winter Morning | % of Load | 1 | 2033 | 65535
| Base | Dynamic Pricing | DLC-Thermostat-BYOT-Central Heat Pump | Small General |  | Winter Morning | % of Load | 0 | 2033 | 65535
| Base | Dynamic Pricing | DLC-Thermostat-HVAC | Small General |  | Winter Morning | % of Load | 1 | 2033 | 65535
| Base | Dynamic Pricing | DLC-Thermostat-HVAC | Small General |  | Winter Morning | % of Load | 0 | 2033 | 65535
| Base | Dynamic Pricing | DLC-Thermostat-DI-Baseboard Heating | Small General |  | Winter Morning | % of Load | 1 | 2033 | 65535
| Base | Dynamic Pricing | DLC-Thermostat-DI-Baseboard Heating | Small General |  | Winter Morning | % of Load | 0 | 2033 | 65535
| Base | Dynamic Pricing | DLC-Thermostat-BYOT-Baseboard Heating | Small General |  | Winter Morning | % of Load | 1 | 2033 | 65535
| Base | Dynamic Pricing | DLC-Thermostat-BYOT-Baseboard Heating | Small General |  | Winter Morning | % of Load | 0 | 2033 | 65535
| Base | Dynamic Pricing | DLC-Thermostat-DI-MSHP | Small General |  | Winter Morning | % of Load | 1 | 2033 | 65535
| Base | Dynamic Pricing | DLC-Thermostat-DI-MSHP | Small General |  | Winter Morning | % of Load | 0 | 2033 | 65535
| Base | Dynamic Pricing | DLC-Thermostat-BYOT-MSHP | Small General |  | Winter Morning | % of Load | 1 | 2033 | 65535
| Base | Dynamic Pricing | DLC-Thermostat-BYOT-MSHP | Small General |  | Winter Morning | % of Load | 0 | 2033 | 65535
| Base | Dynamic Pricing | C&I Curtailment-Turnkey-Manual HVAC Control | Small General |  | Winter Morning | % of Load | 1 | 2033 | 65535
| Base | Dynamic Pricing | C&I Curtailment-Turnkey-Manual HVAC Control | Small General |  | Winter Morning | % of Load | 0 | 2033 | 65535
| Base | Dynamic Pricing | C&I Curtailment-Turnkey-Auto-DR HVAC Control | Small General |  | Winter Morning | % of Load | 1 | 2033 | 65535
| Base | Dynamic Pricing | C&I Curtailment-Turnkey-Auto-DR HVAC Control | Small General |  | Winter Morning | % of Load | 0 | 2033 | 65535
| Base | Dynamic Pricing | C&I Curtailment-Turnkey-Standard Lighting Control | Small General |  | Winter Morning | % of Load | 1 | 2033 | 65535
| Base | Dynamic Pricing | C&I Curtailment-Turnkey-Standard Lighting Control | Small General |  | Winter Morning | % of Load | 0 | 2033 | 65535
| Base | Dynamic Pricing | C&I Curtailment-Turnkey-Advanced Lighting Control | Small General |  | Winter Morning | % of Load | 1 | 2033 | 65535
| Base | Dynamic Pricing | C&I Curtailment-Turnkey-Advanced Lighting Control | Small General |  | Winter Morning | % of Load | 0 | 2033 | 65535
| Base | Dynamic Pricing | C&I Curtailment-Turnkey-Water Heating Control | Small General |  | Winter Morning | % of Load | 1 | 2033 | 65535
| Base | Dynamic Pricing | C&I Curtailment-Turnkey-Water Heating Control | Small General |  | Winter Morning | % of Load | 0 | 2033 | 65535
| Base | Dynamic Pricing | C&I Curtailment-Turnkey-Other | Small General |  | Winter Morning | % of Load | 1 | 2033 | 65535
| Base | Dynamic Pricing | C&I Curtailment-Turnkey-Other | Small General |  | Winter Morning | % of Load | 0 | 2033 | 65535
| Base | Dynamic Pricing | Dynamic Pricing with enabling tech. | Small General |  | Winter Morning | % of Load | 1 | 2033 | 65535
| Base | Dynamic Pricing | Dynamic Pricing with enabling tech. | Small General |  | Winter Morning | % of Load | 0 | 2033 | 65535
| Base | Dynamic Pricing | Dynamic Pricing w/o enabling tech. | Small General |  | Winter Morning | % of Load | 1 | 2033 | 65535
| Base | Dynamic Pricing | Dynamic Pricing w/o enabling tech. | Small General |  | Winter Morning | % of Load | 0 | 2033 | 65535
| Base | Dynamic Pricing | DLC-Switch-Water Heating | Small General |  | Winter Evening | % of Load | 1 | 2033 | 65535
| Base | Dynamic Pricing | DLC-Switch-Water Heating | Small General |  | Winter Evening | % of Load | 0 | 2033 | 65535
| Base | Dynamic Pricing | DLC-BYOD-Water Heating | Small General |  | Winter Evening | % of Load | 1 | 2033 | 65535
| Base | Dynamic Pricing | DLC-BYOD-Water Heating | Small General |  | Winter Evening | % of Load | 0 | 2033 | 65535
| Base | Dynamic Pricing | DLC-Thermostat-DI-Central Heat Pump | Small General |  | Winter Evening | % of Load | 1 | 2033 | 65535
| Base | Dynamic Pricing | DLC-Thermostat-DI-Central Heat Pump | Small General |  | Winter Evening | % of Load | 0 | 2033 | 65535
| Base | Dynamic Pricing | DLC-Thermostat-BYOT-Central Heat Pump | Small General |  | Winter Evening | % of Load | 1 | 2033 | 65535
| Base | Dynamic Pricing | DLC-Thermostat-BYOT-Central Heat Pump | Small General |  | Winter Evening | % of Load | 0 | 2033 | 65535
| Base | Dynamic Pricing | DLC-Thermostat-HVAC | Small General |  | Winter Evening | % of Load | 1 | 2033 | 65535
| Base | Dynamic Pricing | DLC-Thermostat-HVAC | Small General |  | Winter Evening | % of Load | 0 | 2033 | 65535
| Base | Dynamic Pricing | DLC-Thermostat-DI-Baseboard Heating | Small General |  | Winter Evening | % of Load | 1 | 2033 | 65535
| Base | Dynamic Pricing | DLC-Thermostat-DI-Baseboard Heating | Small General |  | Winter Evening | % of Load | 0 | 2033 | 65535
| Base | Dynamic Pricing | DLC-Thermostat-BYOT-Baseboard Heating | Small General |  | Winter Evening | % of Load | 1 | 2033 | 65535
| Base | Dynamic Pricing | DLC-Thermostat-BYOT-Baseboard Heating | Small General |  | Winter Evening | % of Load | 0 | 2033 | 65535
| Base | Dynamic Pricing | DLC-Thermostat-DI-MSHP | Small General |  | Winter Evening | % of Load | 1 | 2033 | 65535
| Base | Dynamic Pricing | DLC-Thermostat-DI-MSHP | Small General |  | Winter Evening | % of Load | 0 | 2033 | 65535
| Base | Dynamic Pricing | DLC-Thermostat-BYOT-MSHP | Small General |  | Winter Evening | % of Load | 1 | 2033 | 65535
| Base | Dynamic Pricing | DLC-Thermostat-BYOT-MSHP | Small General |  | Winter Evening | % of Load | 0 | 2033 | 65535
| Base | Dynamic Pricing | C&I Curtailment-Turnkey-Manual HVAC Control | Small General |  | Winter Evening | % of Load | 1 | 2033 | 65535
| Base | Dynamic Pricing | C&I Curtailment-Turnkey-Manual HVAC Control | Small General |  | Winter Evening | % of Load | 0 | 2033 | 65535
| Base | Dynamic Pricing | C&I Curtailment-Turnkey-Auto-DR HVAC Control | Small General |  | Winter Evening | % of Load | 1 | 2033 | 65535
| Base | Dynamic Pricing | C&I Curtailment-Turnkey-Auto-DR HVAC Control | Small General |  | Winter Evening | % of Load | 0 | 2033 | 65535
| Base | Dynamic Pricing | C&I Curtailment-Turnkey-Standard Lighting Control | Small General |  | Winter Evening | % of Load | 1 | 2033 | 65535
| Base | Dynamic Pricing | C&I Curtailment-Turnkey-Standard Lighting Control | Small General |  | Winter Evening | % of Load | 0 | 2033 | 65535
| Base | Dynamic Pricing | C&I Curtailment-Turnkey-Advanced Lighting Control | Small General |  | Winter Evening | % of Load | 1 | 2033 | 65535
| Base | Dynamic Pricing | C&I Curtailment-Turnkey-Advanced Lighting Control | Small General |  | Winter Evening | % of Load | 0 | 2033 | 65535
| Base | Dynamic Pricing | C&I Curtailment-Turnkey-Water Heating Control | Small General |  | Winter Evening | % of Load | 1 | 2033 | 65535
| Base | Dynamic Pricing | C&I Curtailment-Turnkey-Water Heating Control | Small General |  | Winter Evening | % of Load | 0 | 2033 | 65535
| Base | Dynamic Pricing | C&I Curtailment-Turnkey-Other | Small General |  | Winter Evening | % of Load | 1 | 2033 | 65535
| Base | Dynamic Pricing | C&I Curtailment-Turnkey-Other | Small General |  | Winter Evening | % of Load | 0 | 2033 | 65535
| Base | Dynamic Pricing | Dynamic Pricing with enabling tech. | Small General |  | Winter Evening | % of Load | 1 | 2033 | 65535
| Base | Dynamic Pricing | Dynamic Pricing with enabling tech. | Small General |  | Winter Evening | % of Load | 0 | 2033 | 65535
| Base | Dynamic Pricing | Dynamic Pricing w/o enabling tech. | Small General |  | Winter Evening | % of Load | 1 | 2033 | 65535
| Base | Dynamic Pricing | Dynamic Pricing w/o enabling tech. | Small General |  | Winter Evening | % of Load | 0 | 2033 | 65535
| Base | Dynamic Pricing | DLC-Switch-Water Heating | General |  | Winter Morning | % of Load | 1 | 2033 | 65535
| Base | Dynamic Pricing | DLC-Switch-Water Heating | General |  | Winter Morning | % of Load | 0 | 2033 | 65535
| Base | Dynamic Pricing | DLC-BYOD-Water Heating | General |  | Winter Morning | % of Load | 1 | 2033 | 65535
| Base | Dynamic Pricing | DLC-BYOD-Water Heating | General |  | Winter Morning | % of Load | 0 | 2033 | 65535
| Base | Dynamic Pricing | DLC-Thermostat-DI-Central Heat Pump | General |  | Winter Morning | % of Load | 1 | 2033 | 65535
| Base | Dynamic Pricing | DLC-Thermostat-DI-Central Heat Pump | General |  | Winter Morning | % of Load | 0 | 2033 | 65535
| Base | Dynamic Pricing | DLC-Thermostat-BYOT-Central Heat Pump | General |  | Winter Morning | % of Load | 1 | 2033 | 65535
| Base | Dynamic Pricing | DLC-Thermostat-BYOT-Central Heat Pump | General |  | Winter Morning | % of Load | 0 | 2033 | 65535
| Base | Dynamic Pricing | DLC-Thermostat-HVAC | General |  | Winter Morning | % of Load | 1 | 2033 | 65535
| Base | Dynamic Pricing | DLC-Thermostat-HVAC | General |  | Winter Morning | % of Load | 0 | 2033 | 65535
| Base | Dynamic Pricing | DLC-Thermostat-DI-Baseboard Heating | General |  | Winter Morning | % of Load | 1 | 2033 | 65535
| Base | Dynamic Pricing | DLC-Thermostat-DI-Baseboard Heating | General |  | Winter Morning | % of Load | 0 | 2033 | 65535
| Base | Dynamic Pricing | DLC-Thermostat-BYOT-Baseboard Heating | General |  | Winter Morning | % of Load | 1 | 2033 | 65535
| Base | Dynamic Pricing | DLC-Thermostat-BYOT-Baseboard Heating | General |  | Winter Morning | % of Load | 0 | 2033 | 65535
| Base | Dynamic Pricing | DLC-Thermostat-DI-MSHP | General |  | Winter Morning | % of Load | 1 | 2033 | 65535
| Base | Dynamic Pricing | DLC-Thermostat-DI-MSHP | General |  | Winter Morning | % of Load | 0 | 2033 | 65535
| Base | Dynamic Pricing | DLC-Thermostat-BYOT-MSHP | General |  | Winter Morning | % of Load | 1 | 2033 | 65535
| Base | Dynamic Pricing | DLC-Thermostat-BYOT-MSHP | General |  | Winter Morning | % of Load | 0 | 2033 | 65535
| Base | Dynamic Pricing | C&I Curtailment-Turnkey-Manual HVAC Control | General |  | Winter Morning | % of Load | 1 | 2033 | 65535
| Base | Dynamic Pricing | C&I Curtailment-Turnkey-Manual HVAC Control | General |  | Winter Morning | % of Load | 0 | 2033 | 65535
| Base | Dynamic Pricing | C&I Curtailment-Turnkey-Auto-DR HVAC Control | General |  | Winter Morning | % of Load | 1 | 2033 | 65535
| Base | Dynamic Pricing | C&I Curtailment-Turnkey-Auto-DR HVAC Control | General |  | Winter Morning | % of Load | 0 | 2033 | 65535
| Base | Dynamic Pricing | C&I Curtailment-Turnkey-Standard Lighting Control | General |  | Winter Morning | % of Load | 1 | 2033 | 65535
| Base | Dynamic Pricing | C&I Curtailment-Turnkey-Standard Lighting Control | General |  | Winter Morning | % of Load | 0 | 2033 | 65535
| Base | Dynamic Pricing | C&I Curtailment-Turnkey-Advanced Lighting Control | General |  | Winter Morning | % of Load | 1 | 2033 | 65535
| Base | Dynamic Pricing | C&I Curtailment-Turnkey-Advanced Lighting Control | General |  | Winter Morning | % of Load | 0 | 2033 | 65535
| Base | Dynamic Pricing | C&I Curtailment-Turnkey-Water Heating Control | General |  | Winter Morning | % of Load | 1 | 2033 | 65535
| Base | Dynamic Pricing | C&I Curtailment-Turnkey-Water Heating Control | General |  | Winter Morning | % of Load | 0 | 2033 | 65535
| Base | Dynamic Pricing | C&I Curtailment-Turnkey-Other | General |  | Winter Morning | % of Load | 1 | 2033 | 65535
| Base | Dynamic Pricing | C&I Curtailment-Turnkey-Other | General |  | Winter Morning | % of Load | 0 | 2033 | 65535
| Base | Dynamic Pricing | Dynamic Pricing with enabling tech. | General |  | Winter Morning | % of Load | 1 | 2033 | 65535
| Base | Dynamic Pricing | Dynamic Pricing with enabling tech. | General |  | Winter Morning | % of Load | 0 | 2033 | 65535
| Base | Dynamic Pricing | Dynamic Pricing w/o enabling tech. | General |  | Winter Morning | % of Load | 1 | 2033 | 65535
| Base | Dynamic Pricing | Dynamic Pricing w/o enabling tech. | General |  | Winter Morning | % of Load | 0 | 2033 | 65535
| Base | Dynamic Pricing | DLC-Switch-Water Heating | General |  | Winter Evening | % of Load | 1 | 2033 | 65535
| Base | Dynamic Pricing | DLC-Switch-Water Heating | General |  | Winter Evening | % of Load | 0 | 2033 | 65535
| Base | Dynamic Pricing | DLC-BYOD-Water Heating | General |  | Winter Evening | % of Load | 1 | 2033 | 65535
| Base | Dynamic Pricing | DLC-BYOD-Water Heating | General |  | Winter Evening | % of Load | 0 | 2033 | 65535
| Base | Dynamic Pricing | DLC-Thermostat-DI-Central Heat Pump | General |  | Winter Evening | % of Load | 1 | 2033 | 65535
| Base | Dynamic Pricing | DLC-Thermostat-DI-Central Heat Pump | General |  | Winter Evening | % of Load | 0 | 2033 | 65535
| Base | Dynamic Pricing | DLC-Thermostat-BYOT-Central Heat Pump | General |  | Winter Evening | % of Load | 1 | 2033 | 65535
| Base | Dynamic Pricing | DLC-Thermostat-BYOT-Central Heat Pump | General |  | Winter Evening | % of Load | 0 | 2033 | 65535
| Base | Dynamic Pricing | DLC-Thermostat-HVAC | General |  | Winter Evening | % of Load | 1 | 2033 | 65535
| Base | Dynamic Pricing | DLC-Thermostat-HVAC | General |  | Winter Evening | % of Load | 0 | 2033 | 65535
| Base | Dynamic Pricing | DLC-Thermostat-DI-Baseboard Heating | General |  | Winter Evening | % of Load | 1 | 2033 | 65535
| Base | Dynamic Pricing | DLC-Thermostat-DI-Baseboard Heating | General |  | Winter Evening | % of Load | 0 | 2033 | 65535
| Base | Dynamic Pricing | DLC-Thermostat-BYOT-Baseboard Heating | General |  | Winter Evening | % of Load | 1 | 2033 | 65535
| Base | Dynamic Pricing | DLC-Thermostat-BYOT-Baseboard Heating | General |  | Winter Evening | % of Load | 0 | 2033 | 65535
| Base | Dynamic Pricing | DLC-Thermostat-DI-MSHP | General |  | Winter Evening | % of Load | 1 | 2033 | 65535
| Base | Dynamic Pricing | DLC-Thermostat-DI-MSHP | General |  | Winter Evening | % of Load | 0 | 2033 | 65535
| Base | Dynamic Pricing | DLC-Thermostat-BYOT-MSHP | General |  | Winter Evening | % of Load | 1 | 2033 | 65535
| Base | Dynamic Pricing | DLC-Thermostat-BYOT-MSHP | General |  | Winter Evening | % of Load | 0 | 2033 | 65535
| Base | Dynamic Pricing | C&I Curtailment-Turnkey-Manual HVAC Control | General |  | Winter Evening | % of Load | 1 | 2033 | 65535
| Base | Dynamic Pricing | C&I Curtailment-Turnkey-Manual HVAC Control | General |  | Winter Evening | % of Load | 0 | 2033 | 65535
| Base | Dynamic Pricing | C&I Curtailment-Turnkey-Auto-DR HVAC Control | General |  | Winter Evening | % of Load | 1 | 2033 | 65535
| Base | Dynamic Pricing | C&I Curtailment-Turnkey-Auto-DR HVAC Control | General |  | Winter Evening | % of Load | 0 | 2033 | 65535
| Base | Dynamic Pricing | C&I Curtailment-Turnkey-Standard Lighting Control | General |  | Winter Evening | % of Load | 1 | 2033 | 65535
| Base | Dynamic Pricing | C&I Curtailment-Turnkey-Standard Lighting Control | General |  | Winter Evening | % of Load | 0 | 2033 | 65535
| Base | Dynamic Pricing | C&I Curtailment-Turnkey-Advanced Lighting Control | General |  | Winter Evening | % of Load | 1 | 2033 | 65535
| Base | Dynamic Pricing | C&I Curtailment-Turnkey-Advanced Lighting Control | General |  | Winter Evening | % of Load | 0 | 2033 | 65535
| Base | Dynamic Pricing | C&I Curtailment-Turnkey-Water Heating Control | General |  | Winter Evening | % of Load | 1 | 2033 | 65535
| Base | Dynamic Pricing | C&I Curtailment-Turnkey-Water Heating Control | General |  | Winter Evening | % of Load | 0 | 2033 | 65535
| Base | Dynamic Pricing | C&I Curtailment-Turnkey-Other | General |  | Winter Evening | % of Load | 1 | 2033 | 65535
| Base | Dynamic Pricing | C&I Curtailment-Turnkey-Other | General |  | Winter Evening | % of Load | 0 | 2033 | 65535
| Base | Dynamic Pricing | Dynamic Pricing with enabling tech. | General |  | Winter Evening | % of Load | 1 | 2033 | 65535
| Base | Dynamic Pricing | Dynamic Pricing with enabling tech. | General |  | Winter Evening | % of Load | 0 | 2033 | 65535
| Base | Dynamic Pricing | Dynamic Pricing w/o enabling tech. | General |  | Winter Evening | % of Load | 1 | 2033 | 65535
| Base | Dynamic Pricing | Dynamic Pricing w/o enabling tech. | General |  | Winter Evening | % of Load | 0 | 2033 | 65535
| Base | Dynamic Pricing | Dynamic Pricing with enabling tech. | Large General |  | Winter Morning | % of Load | 1 | 2033 | 65535
| Base | Dynamic Pricing | Dynamic Pricing with enabling tech. | Large General |  | Winter Morning | % of Load | 0 | 2033 | 65535
| Base | Dynamic Pricing | Dynamic Pricing w/o enabling tech. | Large General |  | Winter Morning | % of Load | 1 | 2033 | 65535
| Base | Dynamic Pricing | Dynamic Pricing w/o enabling tech. | Large General |  | Winter Morning | % of Load | 0 | 2033 | 65535
| Base | Dynamic Pricing | Dynamic Pricing with enabling tech. | Large General |  | Winter Evening | % of Load | 1 | 2033 | 65535
| Base | Dynamic Pricing | Dynamic Pricing with enabling tech. | Large General |  | Winter Evening | % of Load | 0 | 2033 | 65535
| Base | Dynamic Pricing | Dynamic Pricing w/o enabling tech. | Large General |  | Winter Evening | % of Load | 1 | 2033 | 65535
| Base | Dynamic Pricing | Dynamic Pricing w/o enabling tech. | Large General |  | Winter Evening | % of Load | 0 | 2033 | 65535
| Base | Dynamic Pricing | DLC-Switch-Water Heating | Small Industrial |  | Winter Morning | % of Load | 1 | 2033 | 65535
| Base | Dynamic Pricing | DLC-Switch-Water Heating | Small Industrial |  | Winter Morning | % of Load | 0 | 2033 | 65535
| Base | Dynamic Pricing | DLC-BYOD-Water Heating | Small Industrial |  | Winter Morning | % of Load | 1 | 2033 | 65535
| Base | Dynamic Pricing | DLC-BYOD-Water Heating | Small Industrial |  | Winter Morning | % of Load | 0 | 2033 | 65535
| Base | Dynamic Pricing | DLC-Thermostat-DI-Central Heat Pump | Small Industrial |  | Winter Morning | % of Load | 1 | 2033 | 65535
| Base | Dynamic Pricing | DLC-Thermostat-DI-Central Heat Pump | Small Industrial |  | Winter Morning | % of Load | 0 | 2033 | 65535
| Base | Dynamic Pricing | DLC-Thermostat-BYOT-Central Heat Pump | Small Industrial |  | Winter Morning | % of Load | 1 | 2033 | 65535
| Base | Dynamic Pricing | DLC-Thermostat-BYOT-Central Heat Pump | Small Industrial |  | Winter Morning | % of Load | 0 | 2033 | 65535
| Base | Dynamic Pricing | DLC-Thermostat-HVAC | Small Industrial |  | Winter Morning | % of Load | 1 | 2033 | 65535
| Base | Dynamic Pricing | DLC-Thermostat-HVAC | Small Industrial |  | Winter Morning | % of Load | 0 | 2033 | 65535
| Base | Dynamic Pricing | DLC-Thermostat-DI-Baseboard Heating | Small Industrial |  | Winter Morning | % of Load | 1 | 2033 | 65535
| Base | Dynamic Pricing | DLC-Thermostat-DI-Baseboard Heating | Small Industrial |  | Winter Morning | % of Load | 0 | 2033 | 65535
| Base | Dynamic Pricing | DLC-Thermostat-BYOT-Baseboard Heating | Small Industrial |  | Winter Morning | % of Load | 1 | 2033 | 65535
| Base | Dynamic Pricing | DLC-Thermostat-BYOT-Baseboard Heating | Small Industrial |  | Winter Morning | % of Load | 0 | 2033 | 65535
| Base | Dynamic Pricing | DLC-Thermostat-DI-MSHP | Small Industrial |  | Winter Morning | % of Load | 1 | 2033 | 65535
| Base | Dynamic Pricing | DLC-Thermostat-DI-MSHP | Small Industrial |  | Winter Morning | % of Load | 0 | 2033 | 65535
| Base | Dynamic Pricing | DLC-Thermostat-BYOT-MSHP | Small Industrial |  | Winter Morning | % of Load | 1 | 2033 | 65535
| Base | Dynamic Pricing | DLC-Thermostat-BYOT-MSHP | Small Industrial |  | Winter Morning | % of Load | 0 | 2033 | 65535
| Base | Dynamic Pricing | C&I Curtailment-Turnkey-Manual HVAC Control | Small Industrial |  | Winter Morning | % of Load | 1 | 2033 | 65535
| Base | Dynamic Pricing | C&I Curtailment-Turnkey-Manual HVAC Control | Small Industrial |  | Winter Morning | % of Load | 0 | 2033 | 65535
| Base | Dynamic Pricing | C&I Curtailment-Turnkey-Auto-DR HVAC Control | Small Industrial |  | Winter Morning | % of Load | 1 | 2033 | 65535
| Base | Dynamic Pricing | C&I Curtailment-Turnkey-Auto-DR HVAC Control | Small Industrial |  | Winter Morning | % of Load | 0 | 2033 | 65535
| Base | Dynamic Pricing | C&I Curtailment-Turnkey-Standard Lighting Control | Small Industrial |  | Winter Morning | % of Load | 1 | 2033 | 65535
| Base | Dynamic Pricing | C&I Curtailment-Turnkey-Standard Lighting Control | Small Industrial |  | Winter Morning | % of Load | 0 | 2033 | 65535
| Base | Dynamic Pricing | C&I Curtailment-Turnkey-Advanced Lighting Control | Small Industrial |  | Winter Morning | % of Load | 1 | 2033 | 65535
| Base | Dynamic Pricing | C&I Curtailment-Turnkey-Advanced Lighting Control | Small Industrial |  | Winter Morning | % of Load | 0 | 2033 | 65535
| Base | Dynamic Pricing | C&I Curtailment-Turnkey-Water Heating Control | Small Industrial |  | Winter Morning | % of Load | 1 | 2033 | 65535
| Base | Dynamic Pricing | C&I Curtailment-Turnkey-Water Heating Control | Small Industrial |  | Winter Morning | % of Load | 0 | 2033 | 65535
| Base | Dynamic Pricing | C&I Curtailment-Turnkey-Other | Small Industrial |  | Winter Morning | % of Load | 1 | 2033 | 65535
| Base | Dynamic Pricing | C&I Curtailment-Turnkey-Other | Small Industrial |  | Winter Morning | % of Load | 0 | 2033 | 65535
| Base | Dynamic Pricing | C&I Curtailment-Turnkey-Industrial | Small Industrial |  | Winter Morning | % of Load | 1 | 2033 | 65535
| Base | Dynamic Pricing | C&I Curtailment-Turnkey-Industrial | Small Industrial |  | Winter Morning | % of Load | 0 | 2033 | 65535
| Base | Dynamic Pricing | Dynamic Pricing with enabling tech. | Small Industrial |  | Winter Morning | % of Load | 1 | 2033 | 65535
| Base | Dynamic Pricing | Dynamic Pricing with enabling tech. | Small Industrial |  | Winter Morning | % of Load | 0 | 2033 | 65535
| Base | Dynamic Pricing | Dynamic Pricing w/o enabling tech. | Small Industrial |  | Winter Morning | % of Load | 1 | 2033 | 65535
| Base | Dynamic Pricing | Dynamic Pricing w/o enabling tech. | Small Industrial |  | Winter Morning | % of Load | 0 | 2033 | 65535
| Base | Dynamic Pricing | DLC-Switch-Water Heating | Small Industrial |  | Winter Evening | % of Load | 1 | 2033 | 65535
| Base | Dynamic Pricing | DLC-Switch-Water Heating | Small Industrial |  | Winter Evening | % of Load | 0 | 2033 | 65535
| Base | Dynamic Pricing | DLC-BYOD-Water Heating | Small Industrial |  | Winter Evening | % of Load | 1 | 2033 | 65535
| Base | Dynamic Pricing | DLC-BYOD-Water Heating | Small Industrial |  | Winter Evening | % of Load | 0 | 2033 | 65535
| Base | Dynamic Pricing | DLC-Thermostat-DI-Central Heat Pump | Small Industrial |  | Winter Evening | % of Load | 1 | 2033 | 65535
| Base | Dynamic Pricing | DLC-Thermostat-DI-Central Heat Pump | Small Industrial |  | Winter Evening | % of Load | 0 | 2033 | 65535
| Base | Dynamic Pricing | DLC-Thermostat-BYOT-Central Heat Pump | Small Industrial |  | Winter Evening | % of Load | 1 | 2033 | 65535
| Base | Dynamic Pricing | DLC-Thermostat-BYOT-Central Heat Pump | Small Industrial |  | Winter Evening | % of Load | 0 | 2033 | 65535
| Base | Dynamic Pricing | DLC-Thermostat-HVAC | Small Industrial |  | Winter Evening | % of Load | 1 | 2033 | 65535
| Base | Dynamic Pricing | DLC-Thermostat-HVAC | Small Industrial |  | Winter Evening | % of Load | 0 | 2033 | 65535
| Base | Dynamic Pricing | DLC-Thermostat-DI-Baseboard Heating | Small Industrial |  | Winter Evening | % of Load | 1 | 2033 | 65535
| Base | Dynamic Pricing | DLC-Thermostat-DI-Baseboard Heating | Small Industrial |  | Winter Evening | % of Load | 0 | 2033 | 65535
| Base | Dynamic Pricing | DLC-Thermostat-BYOT-Baseboard Heating | Small Industrial |  | Winter Evening | % of Load | 1 | 2033 | 65535
| Base | Dynamic Pricing | DLC-Thermostat-BYOT-Baseboard Heating | Small Industrial |  | Winter Evening | % of Load | 0 | 2033 | 65535
| Base | Dynamic Pricing | DLC-Thermostat-DI-MSHP | Small Industrial |  | Winter Evening | % of Load | 1 | 2033 | 65535
| Base | Dynamic Pricing | DLC-Thermostat-DI-MSHP | Small Industrial |  | Winter Evening | % of Load | 0 | 2033 | 65535
| Base | Dynamic Pricing | DLC-Thermostat-BYOT-MSHP | Small Industrial |  | Winter Evening | % of Load | 1 | 2033 | 65535
| Base | Dynamic Pricing | DLC-Thermostat-BYOT-MSHP | Small Industrial |  | Winter Evening | % of Load | 0 | 2033 | 65535
| Base | Dynamic Pricing | C&I Curtailment-Turnkey-Manual HVAC Control | Small Industrial |  | Winter Evening | % of Load | 1 | 2033 | 65535
| Base | Dynamic Pricing | C&I Curtailment-Turnkey-Manual HVAC Control | Small Industrial |  | Winter Evening | % of Load | 0 | 2033 | 65535
| Base | Dynamic Pricing | C&I Curtailment-Turnkey-Auto-DR HVAC Control | Small Industrial |  | Winter Evening | % of Load | 1 | 2033 | 65535
| Base | Dynamic Pricing | C&I Curtailment-Turnkey-Auto-DR HVAC Control | Small Industrial |  | Winter Evening | % of Load | 0 | 2033 | 65535
| Base | Dynamic Pricing | C&I Curtailment-Turnkey-Standard Lighting Control | Small Industrial |  | Winter Evening | % of Load | 1 | 2033 | 65535
| Base | Dynamic Pricing | C&I Curtailment-Turnkey-Standard Lighting Control | Small Industrial |  | Winter Evening | % of Load | 0 | 2033 | 65535
| Base | Dynamic Pricing | C&I Curtailment-Turnkey-Advanced Lighting Control | Small Industrial |  | Winter Evening | % of Load | 1 | 2033 | 65535
| Base | Dynamic Pricing | C&I Curtailment-Turnkey-Advanced Lighting Control | Small Industrial |  | Winter Evening | % of Load | 0 | 2033 | 65535
| Base | Dynamic Pricing | C&I Curtailment-Turnkey-Water Heating Control | Small Industrial |  | Winter Evening | % of Load | 1 | 2033 | 65535
| Base | Dynamic Pricing | C&I Curtailment-Turnkey-Water Heating Control | Small Industrial |  | Winter Evening | % of Load | 0 | 2033 | 65535
| Base | Dynamic Pricing | C&I Curtailment-Turnkey-Other | Small Industrial |  | Winter Evening | % of Load | 1 | 2033 | 65535
| Base | Dynamic Pricing | C&I Curtailment-Turnkey-Other | Small Industrial |  | Winter Evening | % of Load | 0 | 2033 | 65535
| Base | Dynamic Pricing | C&I Curtailment-Turnkey-Industrial | Small Industrial |  | Winter Evening | % of Load | 1 | 2033 | 65535
| Base | Dynamic Pricing | C&I Curtailment-Turnkey-Industrial | Small Industrial |  | Winter Evening | % of Load | 0 | 2033 | 65535
| Base | Dynamic Pricing | Dynamic Pricing with enabling tech. | Small Industrial |  | Winter Evening | % of Load | 1 | 2033 | 65535
| Base | Dynamic Pricing | Dynamic Pricing with enabling tech. | Small Industrial |  | Winter Evening | % of Load | 0 | 2033 | 65535
| Base | Dynamic Pricing | Dynamic Pricing w/o enabling tech. | Small Industrial |  | Winter Evening | % of Load | 1 | 2033 | 65535
| Base | Dynamic Pricing | Dynamic Pricing w/o enabling tech. | Small Industrial |  | Winter Evening | % of Load | 0 | 2033 | 65535
| Base | Dynamic Pricing | DLC-Switch-Water Heating | Medium Industrial |  | Winter Morning | % of Load | 1 | 2033 | 65535
| Base | Dynamic Pricing | DLC-Switch-Water Heating | Medium Industrial |  | Winter Morning | % of Load | 0 | 2033 | 65535
| Base | Dynamic Pricing | DLC-BYOD-Water Heating | Medium Industrial |  | Winter Morning | % of Load | 1 | 2033 | 65535
| Base | Dynamic Pricing | DLC-BYOD-Water Heating | Medium Industrial |  | Winter Morning | % of Load | 0 | 2033 | 65535
| Base | Dynamic Pricing | DLC-Thermostat-DI-Central Heat Pump | Medium Industrial |  | Winter Morning | % of Load | 1 | 2033 | 65535
| Base | Dynamic Pricing | DLC-Thermostat-DI-Central Heat Pump | Medium Industrial |  | Winter Morning | % of Load | 0 | 2033 | 65535
| Base | Dynamic Pricing | DLC-Thermostat-BYOT-Central Heat Pump | Medium Industrial |  | Winter Morning | % of Load | 1 | 2033 | 65535
| Base | Dynamic Pricing | DLC-Thermostat-BYOT-Central Heat Pump | Medium Industrial |  | Winter Morning | % of Load | 0 | 2033 | 65535
| Base | Dynamic Pricing | DLC-Thermostat-HVAC | Medium Industrial |  | Winter Morning | % of Load | 1 | 2033 | 65535
| Base | Dynamic Pricing | DLC-Thermostat-HVAC | Medium Industrial |  | Winter Morning | % of Load | 0 | 2033 | 65535
| Base | Dynamic Pricing | DLC-Thermostat-DI-Baseboard Heating | Medium Industrial |  | Winter Morning | % of Load | 1 | 2033 | 65535
| Base | Dynamic Pricing | DLC-Thermostat-DI-Baseboard Heating | Medium Industrial |  | Winter Morning | % of Load | 0 | 2033 | 65535
| Base | Dynamic Pricing | DLC-Thermostat-BYOT-Baseboard Heating | Medium Industrial |  | Winter Morning | % of Load | 1 | 2033 | 65535
| Base | Dynamic Pricing | DLC-Thermostat-BYOT-Baseboard Heating | Medium Industrial |  | Winter Morning | % of Load | 0 | 2033 | 65535
| Base | Dynamic Pricing | DLC-Thermostat-DI-MSHP | Medium Industrial |  | Winter Morning | % of Load | 1 | 2033 | 65535
| Base | Dynamic Pricing | DLC-Thermostat-DI-MSHP | Medium Industrial |  | Winter Morning | % of Load | 0 | 2033 | 65535
| Base | Dynamic Pricing | DLC-Thermostat-BYOT-MSHP | Medium Industrial |  | Winter Morning | % of Load | 1 | 2033 | 65535
| Base | Dynamic Pricing | DLC-Thermostat-BYOT-MSHP | Medium Industrial |  | Winter Morning | % of Load | 0 | 2033 | 65535
| Base | Dynamic Pricing | C&I Curtailment-Turnkey-Manual HVAC Control | Medium Industrial |  | Winter Morning | % of Load | 1 | 2033 | 65535
| Base | Dynamic Pricing | C&I Curtailment-Turnkey-Manual HVAC Control | Medium Industrial |  | Winter Morning | % of Load | 0 | 2033 | 65535
| Base | Dynamic Pricing | C&I Curtailment-Turnkey-Auto-DR HVAC Control | Medium Industrial |  | Winter Morning | % of Load | 1 | 2033 | 65535
| Base | Dynamic Pricing | C&I Curtailment-Turnkey-Auto-DR HVAC Control | Medium Industrial |  | Winter Morning | % of Load | 0 | 2033 | 65535
| Base | Dynamic Pricing | C&I Curtailment-Turnkey-Standard Lighting Control | Medium Industrial |  | Winter Morning | % of Load | 1 | 2033 | 65535
| Base | Dynamic Pricing | C&I Curtailment-Turnkey-Standard Lighting Control | Medium Industrial |  | Winter Morning | % of Load | 0 | 2033 | 65535
| Base | Dynamic Pricing | C&I Curtailment-Turnkey-Advanced Lighting Control | Medium Industrial |  | Winter Morning | % of Load | 1 | 2033 | 65535
| Base | Dynamic Pricing | C&I Curtailment-Turnkey-Advanced Lighting Control | Medium Industrial |  | Winter Morning | % of Load | 0 | 2033 | 65535
| Base | Dynamic Pricing | C&I Curtailment-Turnkey-Water Heating Control | Medium Industrial |  | Winter Morning | % of Load | 1 | 2033 | 65535
| Base | Dynamic Pricing | C&I Curtailment-Turnkey-Water Heating Control | Medium Industrial |  | Winter Morning | % of Load | 0 | 2033 | 65535
| Base | Dynamic Pricing | C&I Curtailment-Turnkey-Other | Medium Industrial |  | Winter Morning | % of Load | 1 | 2033 | 65535
| Base | Dynamic Pricing | C&I Curtailment-Turnkey-Other | Medium Industrial |  | Winter Morning | % of Load | 0 | 2033 | 65535
| Base | Dynamic Pricing | Dynamic Pricing with enabling tech. | Medium Industrial |  | Winter Morning | % of Load | 1 | 2033 | 65535
| Base | Dynamic Pricing | Dynamic Pricing with enabling tech. | Medium Industrial |  | Winter Morning | % of Load | 0 | 2033 | 65535
| Base | Dynamic Pricing | Dynamic Pricing w/o enabling tech. | Medium Industrial |  | Winter Morning | % of Load | 1 | 2033 | 65535
| Base | Dynamic Pricing | Dynamic Pricing w/o enabling tech. | Medium Industrial |  | Winter Morning | % of Load | 0 | 2033 | 65535
| Base | Dynamic Pricing | DLC-Switch-Water Heating | Medium Industrial |  | Winter Evening | % of Load | 1 | 2033 | 65535
| Base | Dynamic Pricing | DLC-Switch-Water Heating | Medium Industrial |  | Winter Evening | % of Load | 0 | 2033 | 65535
| Base | Dynamic Pricing | DLC-BYOD-Water Heating | Medium Industrial |  | Winter Evening | % of Load | 1 | 2033 | 65535
| Base | Dynamic Pricing | DLC-BYOD-Water Heating | Medium Industrial |  | Winter Evening | % of Load | 0 | 2033 | 65535
| Base | Dynamic Pricing | DLC-Thermostat-DI-Central Heat Pump | Medium Industrial |  | Winter Evening | % of Load | 1 | 2033 | 65535
| Base | Dynamic Pricing | DLC-Thermostat-DI-Central Heat Pump | Medium Industrial |  | Winter Evening | % of Load | 0 | 2033 | 65535
| Base | Dynamic Pricing | DLC-Thermostat-BYOT-Central Heat Pump | Medium Industrial |  | Winter Evening | % of Load | 1 | 2033 | 65535
| Base | Dynamic Pricing | DLC-Thermostat-BYOT-Central Heat Pump | Medium Industrial |  | Winter Evening | % of Load | 0 | 2033 | 65535
| Base | Dynamic Pricing | DLC-Thermostat-HVAC | Medium Industrial |  | Winter Evening | % of Load | 1 | 2033 | 65535
| Base | Dynamic Pricing | DLC-Thermostat-HVAC | Medium Industrial |  | Winter Evening | % of Load | 0 | 2033 | 65535
| Base | Dynamic Pricing | DLC-Thermostat-DI-Baseboard Heating | Medium Industrial |  | Winter Evening | % of Load | 1 | 2033 | 65535
| Base | Dynamic Pricing | DLC-Thermostat-DI-Baseboard Heating | Medium Industrial |  | Winter Evening | % of Load | 0 | 2033 | 65535
| Base | Dynamic Pricing | DLC-Thermostat-BYOT-Baseboard Heating | Medium Industrial |  | Winter Evening | % of Load | 1 | 2033 | 65535
| Base | Dynamic Pricing | DLC-Thermostat-BYOT-Baseboard Heating | Medium Industrial |  | Winter Evening | % of Load | 0 | 2033 | 65535
| Base | Dynamic Pricing | DLC-Thermostat-DI-MSHP | Medium Industrial |  | Winter Evening | % of Load | 1 | 2033 | 65535
| Base | Dynamic Pricing | DLC-Thermostat-DI-MSHP | Medium Industrial |  | Winter Evening | % of Load | 0 | 2033 | 65535
| Base | Dynamic Pricing | DLC-Thermostat-BYOT-MSHP | Medium Industrial |  | Winter Evening | % of Load | 1 | 2033 | 65535
| Base | Dynamic Pricing | DLC-Thermostat-BYOT-MSHP | Medium Industrial |  | Winter Evening | % of Load | 0 | 2033 | 65535
| Base | Dynamic Pricing | C&I Curtailment-Turnkey-Manual HVAC Control | Medium Industrial |  | Winter Evening | % of Load | 1 | 2033 | 65535
| Base | Dynamic Pricing | C&I Curtailment-Turnkey-Manual HVAC Control | Medium Industrial |  | Winter Evening | % of Load | 0 | 2033 | 65535
| Base | Dynamic Pricing | C&I Curtailment-Turnkey-Auto-DR HVAC Control | Medium Industrial |  | Winter Evening | % of Load | 1 | 2033 | 65535
| Base | Dynamic Pricing | C&I Curtailment-Turnkey-Auto-DR HVAC Control | Medium Industrial |  | Winter Evening | % of Load | 0 | 2033 | 65535
| Base | Dynamic Pricing | C&I Curtailment-Turnkey-Standard Lighting Control | Medium Industrial |  | Winter Evening | % of Load | 1 | 2033 | 65535
| Base | Dynamic Pricing | C&I Curtailment-Turnkey-Standard Lighting Control | Medium Industrial |  | Winter Evening | % of Load | 0 | 2033 | 65535
| Base | Dynamic Pricing | C&I Curtailment-Turnkey-Advanced Lighting Control | Medium Industrial |  | Winter Evening | % of Load | 1 | 2033 | 65535
| Base | Dynamic Pricing | C&I Curtailment-Turnkey-Advanced Lighting Control | Medium Industrial |  | Winter Evening | % of Load | 0 | 2033 | 65535
| Base | Dynamic Pricing | C&I Curtailment-Turnkey-Water Heating Control | Medium Industrial |  | Winter Evening | % of Load | 1 | 2033 | 65535
| Base | Dynamic Pricing | C&I Curtailment-Turnkey-Water Heating Control | Medium Industrial |  | Winter Evening | % of Load | 0 | 2033 | 65535
| Base | Dynamic Pricing | C&I Curtailment-Turnkey-Other | Medium Industrial |  | Winter Evening | % of Load | 1 | 2033 | 65535
| Base | Dynamic Pricing | C&I Curtailment-Turnkey-Other | Medium Industrial |  | Winter Evening | % of Load | 0 | 2033 | 65535
| Base | Dynamic Pricing | Dynamic Pricing with enabling tech. | Medium Industrial |  | Winter Evening | % of Load | 1 | 2033 | 65535
| Base | Dynamic Pricing | Dynamic Pricing with enabling tech. | Medium Industrial |  | Winter Evening | % of Load | 0 | 2033 | 65535
| Base | Dynamic Pricing | Dynamic Pricing w/o enabling tech. | Medium Industrial |  | Winter Evening | % of Load | 1 | 2033 | 65535
| Base | Dynamic Pricing | Dynamic Pricing w/o enabling tech. | Medium Industrial |  | Winter Evening | % of Load | 0 | 2033 | 65535
| Base | Dynamic Pricing | Dynamic Pricing with enabling tech. | Large Industrial |  | Winter Morning | % of Load | 1 | 2033 | 65535
| Base | Dynamic Pricing | Dynamic Pricing with enabling tech. | Large Industrial |  | Winter Morning | % of Load | 0 | 2033 | 65535
| Base | Dynamic Pricing | Dynamic Pricing w/o enabling tech. | Large Industrial |  | Winter Morning | % of Load | 1 | 2033 | 65535
| Base | Dynamic Pricing | Dynamic Pricing w/o enabling tech. | Large Industrial |  | Winter Morning | % of Load | 0 | 2033 | 65535
| Base | Dynamic Pricing | Dynamic Pricing with enabling tech. | Large Industrial |  | Winter Evening | % of Load | 1 | 2033 | 65535
| Base | Dynamic Pricing | Dynamic Pricing with enabling tech. | Large Industrial |  | Winter Evening | % of Load | 0 | 2033 | 65535
| Base | Dynamic Pricing | Dynamic Pricing w/o enabling tech. | Large Industrial |  | Winter Evening | % of Load | 1 | 2033 | 65535
| Base | Dynamic Pricing | Dynamic Pricing w/o enabling tech. | Large Industrial |  | Winter Evening | % of Load | 0 | 2033 | 65535
| Base | Dynamic Pricing | Dynamic Pricing with enabling tech. | Residential Charitable |  | Winter Morning | % of Load | 1 | 2033 | 65535
| Base | Dynamic Pricing | Dynamic Pricing with enabling tech. | Residential Charitable |  | Winter Morning | % of Load | 0 | 2033 | 65535
| Base | Dynamic Pricing | Dynamic Pricing w/o enabling tech. | Residential Charitable |  | Winter Morning | % of Load | 1 | 2033 | 65535
| Base | Dynamic Pricing | Dynamic Pricing w/o enabling tech. | Residential Charitable |  | Winter Morning | % of Load | 0 | 2033 | 65535
| Base | Dynamic Pricing | Dynamic Pricing with enabling tech. | Residential Charitable |  | Winter Evening | % of Load | 1 | 2033 | 65535
| Base | Dynamic Pricing | Dynamic Pricing with enabling tech. | Residential Charitable |  | Winter Evening | % of Load | 0 | 2033 | 65535
| Base | Dynamic Pricing | Dynamic Pricing w/o enabling tech. | Residential Charitable |  | Winter Evening | % of Load | 1 | 2033 | 65535
| Base | Dynamic Pricing | Dynamic Pricing w/o enabling tech. | Residential Charitable |  | Winter Evening | % of Load | 0 | 2033 | 65535
| Base | BTM Battery Control | DLC-Switch-Water Heating | Small General |  | Winter Morning | % of Load | 1 | 2033 | 65535
| Base | BTM Battery Control | DLC-Switch-Water Heating | Small General |  | Winter Morning | % of Load | 0 | 2033 | 65535
| Base | BTM Battery Control | DLC-BYOD-Water Heating | Small General |  | Winter Morning | % of Load | 1 | 2033 | 65535
| Base | BTM Battery Control | DLC-BYOD-Water Heating | Small General |  | Winter Morning | % of Load | 0 | 2033 | 65535
| Base | BTM Battery Control | DLC-Thermostat-DI-Central Heat Pump | Small General |  | Winter Morning | % of Load | 1 | 2033 | 65535
| Base | BTM Battery Control | DLC-Thermostat-DI-Central Heat Pump | Small General |  | Winter Morning | % of Load | 0 | 2033 | 65535
| Base | BTM Battery Control | DLC-Thermostat-BYOT-Central Heat Pump | Small General |  | Winter Morning | % of Load | 1 | 2033 | 65535
| Base | BTM Battery Control | DLC-Thermostat-BYOT-Central Heat Pump | Small General |  | Winter Morning | % of Load | 0 | 2033 | 65535
| Base | BTM Battery Control | DLC-Thermostat-HVAC | Small General |  | Winter Morning | % of Load | 1 | 2033 | 65535
| Base | BTM Battery Control | DLC-Thermostat-HVAC | Small General |  | Winter Morning | % of Load | 0 | 2033 | 65535
| Base | BTM Battery Control | DLC-Thermostat-DI-Baseboard Heating | Small General |  | Winter Morning | % of Load | 1 | 2033 | 65535
| Base | BTM Battery Control | DLC-Thermostat-DI-Baseboard Heating | Small General |  | Winter Morning | % of Load | 0 | 2033 | 65535
| Base | BTM Battery Control | DLC-Thermostat-BYOT-Baseboard Heating | Small General |  | Winter Morning | % of Load | 1 | 2033 | 65535
| Base | BTM Battery Control | DLC-Thermostat-BYOT-Baseboard Heating | Small General |  | Winter Morning | % of Load | 0 | 2033 | 65535
| Base | BTM Battery Control | DLC-Thermostat-DI-MSHP | Small General |  | Winter Morning | % of Load | 1 | 2033 | 65535
| Base | BTM Battery Control | DLC-Thermostat-DI-MSHP | Small General |  | Winter Morning | % of Load | 0 | 2033 | 65535
| Base | BTM Battery Control | DLC-Thermostat-BYOT-MSHP | Small General |  | Winter Morning | % of Load | 1 | 2033 | 65535
| Base | BTM Battery Control | DLC-Thermostat-BYOT-MSHP | Small General |  | Winter Morning | % of Load | 0 | 2033 | 65535
| Base | BTM Battery Control | C&I Curtailment-Turnkey-Manual HVAC Control | Small General |  | Winter Morning | % of Load | 1 | 2033 | 65535
| Base | BTM Battery Control | C&I Curtailment-Turnkey-Manual HVAC Control | Small General |  | Winter Morning | % of Load | 0 | 2033 | 65535
| Base | BTM Battery Control | C&I Curtailment-Turnkey-Auto-DR HVAC Control | Small General |  | Winter Morning | % of Load | 1 | 2033 | 65535
| Base | BTM Battery Control | C&I Curtailment-Turnkey-Auto-DR HVAC Control | Small General |  | Winter Morning | % of Load | 0 | 2033 | 65535
| Base | BTM Battery Control | C&I Curtailment-Turnkey-Standard Lighting Control | Small General |  | Winter Morning | % of Load | 1 | 2033 | 65535
| Base | BTM Battery Control | C&I Curtailment-Turnkey-Standard Lighting Control | Small General |  | Winter Morning | % of Load | 0 | 2033 | 65535
| Base | BTM Battery Control | C&I Curtailment-Turnkey-Advanced Lighting Control | Small General |  | Winter Morning | % of Load | 1 | 2033 | 65535
| Base | BTM Battery Control | C&I Curtailment-Turnkey-Advanced Lighting Control | Small General |  | Winter Morning | % of Load | 0 | 2033 | 65535
| Base | BTM Battery Control | C&I Curtailment-Turnkey-Water Heating Control | Small General |  | Winter Morning | % of Load | 1 | 2033 | 65535
| Base | BTM Battery Control | C&I Curtailment-Turnkey-Water Heating Control | Small General |  | Winter Morning | % of Load | 0 | 2033 | 65535
| Base | BTM Battery Control | C&I Curtailment-Turnkey-Other | Small General |  | Winter Morning | % of Load | 1 | 2033 | 65535
| Base | BTM Battery Control | C&I Curtailment-Turnkey-Other | Small General |  | Winter Morning | % of Load | 0 | 2033 | 65535
| Base | BTM Battery Control | Dynamic Pricing with enabling tech. | Small General |  | Winter Morning | % of Load | 1 | 2033 | 65535
| Base | BTM Battery Control | Dynamic Pricing with enabling tech. | Small General |  | Winter Morning | % of Load | 0 | 2033 | 65535
| Base | BTM Battery Control | DLC-Switch-Water Heating | Small General |  | Winter Evening | % of Load | 1 | 2033 | 65535
| Base | BTM Battery Control | DLC-Switch-Water Heating | Small General |  | Winter Evening | % of Load | 0 | 2033 | 65535
| Base | BTM Battery Control | DLC-BYOD-Water Heating | Small General |  | Winter Evening | % of Load | 1 | 2033 | 65535
| Base | BTM Battery Control | DLC-BYOD-Water Heating | Small General |  | Winter Evening | % of Load | 0 | 2033 | 65535
| Base | BTM Battery Control | DLC-Thermostat-DI-Central Heat Pump | Small General |  | Winter Evening | % of Load | 1 | 2033 | 65535
| Base | BTM Battery Control | DLC-Thermostat-DI-Central Heat Pump | Small General |  | Winter Evening | % of Load | 0 | 2033 | 65535
| Base | BTM Battery Control | DLC-Thermostat-BYOT-Central Heat Pump | Small General |  | Winter Evening | % of Load | 1 | 2033 | 65535
| Base | BTM Battery Control | DLC-Thermostat-BYOT-Central Heat Pump | Small General |  | Winter Evening | % of Load | 0 | 2033 | 65535
| Base | BTM Battery Control | DLC-Thermostat-HVAC | Small General |  | Winter Evening | % of Load | 1 | 2033 | 65535
| Base | BTM Battery Control | DLC-Thermostat-HVAC | Small General |  | Winter Evening | % of Load | 0 | 2033 | 65535
| Base | BTM Battery Control | DLC-Thermostat-DI-Baseboard Heating | Small General |  | Winter Evening | % of Load | 1 | 2033 | 65535
| Base | BTM Battery Control | DLC-Thermostat-DI-Baseboard Heating | Small General |  | Winter Evening | % of Load | 0 | 2033 | 65535
| Base | BTM Battery Control | DLC-Thermostat-BYOT-Baseboard Heating | Small General |  | Winter Evening | % of Load | 1 | 2033 | 65535
| Base | BTM Battery Control | DLC-Thermostat-BYOT-Baseboard Heating | Small General |  | Winter Evening | % of Load | 0 | 2033 | 65535
| Base | BTM Battery Control | DLC-Thermostat-DI-MSHP | Small General |  | Winter Evening | % of Load | 1 | 2033 | 65535
| Base | BTM Battery Control | DLC-Thermostat-DI-MSHP | Small General |  | Winter Evening | % of Load | 0 | 2033 | 65535
| Base | BTM Battery Control | DLC-Thermostat-BYOT-MSHP | Small General |  | Winter Evening | % of Load | 1 | 2033 | 65535
| Base | BTM Battery Control | DLC-Thermostat-BYOT-MSHP | Small General |  | Winter Evening | % of Load | 0 | 2033 | 65535
| Base | BTM Battery Control | C&I Curtailment-Turnkey-Manual HVAC Control | Small General |  | Winter Evening | % of Load | 1 | 2033 | 65535
| Base | BTM Battery Control | C&I Curtailment-Turnkey-Manual HVAC Control | Small General |  | Winter Evening | % of Load | 0 | 2033 | 65535
| Base | BTM Battery Control | C&I Curtailment-Turnkey-Auto-DR HVAC Control | Small General |  | Winter Evening | % of Load | 1 | 2033 | 65535
| Base | BTM Battery Control | C&I Curtailment-Turnkey-Auto-DR HVAC Control | Small General |  | Winter Evening | % of Load | 0 | 2033 | 65535
| Base | BTM Battery Control | C&I Curtailment-Turnkey-Standard Lighting Control | Small General |  | Winter Evening | % of Load | 1 | 2033 | 65535
| Base | BTM Battery Control | C&I Curtailment-Turnkey-Standard Lighting Control | Small General |  | Winter Evening | % of Load | 0 | 2033 | 65535
| Base | BTM Battery Control | C&I Curtailment-Turnkey-Advanced Lighting Control | Small General |  | Winter Evening | % of Load | 1 | 2033 | 65535
| Base | BTM Battery Control | C&I Curtailment-Turnkey-Advanced Lighting Control | Small General |  | Winter Evening | % of Load | 0 | 2033 | 65535
| Base | BTM Battery Control | C&I Curtailment-Turnkey-Water Heating Control | Small General |  | Winter Evening | % of Load | 1 | 2033 | 65535
| Base | BTM Battery Control | C&I Curtailment-Turnkey-Water Heating Control | Small General |  | Winter Evening | % of Load | 0 | 2033 | 65535
| Base | BTM Battery Control | C&I Curtailment-Turnkey-Other | Small General |  | Winter Evening | % of Load | 1 | 2033 | 65535
| Base | BTM Battery Control | C&I Curtailment-Turnkey-Other | Small General |  | Winter Evening | % of Load | 0 | 2033 | 65535
| Base | BTM Battery Control | Dynamic Pricing with enabling tech. | Small General |  | Winter Evening | % of Load | 1 | 2033 | 65535
| Base | BTM Battery Control | Dynamic Pricing with enabling tech. | Small General |  | Winter Evening | % of Load | 0 | 2033 | 65535
| Base | BTM Battery Control | DLC-Switch-Water Heating | General |  | Winter Morning | % of Load | 1 | 2033 | 65535
| Base | BTM Battery Control | DLC-Switch-Water Heating | General |  | Winter Morning | % of Load | 0 | 2033 | 65535
| Base | BTM Battery Control | DLC-BYOD-Water Heating | General |  | Winter Morning | % of Load | 1 | 2033 | 65535
| Base | BTM Battery Control | DLC-BYOD-Water Heating | General |  | Winter Morning | % of Load | 0 | 2033 | 65535
| Base | BTM Battery Control | DLC-Thermostat-DI-Central Heat Pump | General |  | Winter Morning | % of Load | 1 | 2033 | 65535
| Base | BTM Battery Control | DLC-Thermostat-DI-Central Heat Pump | General |  | Winter Morning | % of Load | 0 | 2033 | 65535
| Base | BTM Battery Control | DLC-Thermostat-BYOT-Central Heat Pump | General |  | Winter Morning | % of Load | 1 | 2033 | 65535
| Base | BTM Battery Control | DLC-Thermostat-BYOT-Central Heat Pump | General |  | Winter Morning | % of Load | 0 | 2033 | 65535
| Base | BTM Battery Control | DLC-Thermostat-HVAC | General |  | Winter Morning | % of Load | 1 | 2033 | 65535
| Base | BTM Battery Control | DLC-Thermostat-HVAC | General |  | Winter Morning | % of Load | 0 | 2033 | 65535
| Base | BTM Battery Control | DLC-Thermostat-DI-Baseboard Heating | General |  | Winter Morning | % of Load | 1 | 2033 | 65535
| Base | BTM Battery Control | DLC-Thermostat-DI-Baseboard Heating | General |  | Winter Morning | % of Load | 0 | 2033 | 65535
| Base | BTM Battery Control | DLC-Thermostat-BYOT-Baseboard Heating | General |  | Winter Morning | % of Load | 1 | 2033 | 65535
| Base | BTM Battery Control | DLC-Thermostat-BYOT-Baseboard Heating | General |  | Winter Morning | % of Load | 0 | 2033 | 65535
| Base | BTM Battery Control | DLC-Thermostat-DI-MSHP | General |  | Winter Morning | % of Load | 1 | 2033 | 65535
| Base | BTM Battery Control | DLC-Thermostat-DI-MSHP | General |  | Winter Morning | % of Load | 0 | 2033 | 65535
| Base | BTM Battery Control | DLC-Thermostat-BYOT-MSHP | General |  | Winter Morning | % of Load | 1 | 2033 | 65535
| Base | BTM Battery Control | DLC-Thermostat-BYOT-MSHP | General |  | Winter Morning | % of Load | 0 | 2033 | 65535
| Base | BTM Battery Control | C&I Curtailment-Turnkey-Manual HVAC Control | General |  | Winter Morning | % of Load | 1 | 2033 | 65535
| Base | BTM Battery Control | C&I Curtailment-Turnkey-Manual HVAC Control | General |  | Winter Morning | % of Load | 0 | 2033 | 65535
| Base | BTM Battery Control | C&I Curtailment-Turnkey-Auto-DR HVAC Control | General |  | Winter Morning | % of Load | 1 | 2033 | 65535
| Base | BTM Battery Control | C&I Curtailment-Turnkey-Auto-DR HVAC Control | General |  | Winter Morning | % of Load | 0 | 2033 | 65535
| Base | BTM Battery Control | C&I Curtailment-Turnkey-Standard Lighting Control | General |  | Winter Morning | % of Load | 1 | 2033 | 65535
| Base | BTM Battery Control | C&I Curtailment-Turnkey-Standard Lighting Control | General |  | Winter Morning | % of Load | 0 | 2033 | 65535
| Base | BTM Battery Control | C&I Curtailment-Turnkey-Advanced Lighting Control | General |  | Winter Morning | % of Load | 1 | 2033 | 65535
| Base | BTM Battery Control | C&I Curtailment-Turnkey-Advanced Lighting Control | General |  | Winter Morning | % of Load | 0 | 2033 | 65535
| Base | BTM Battery Control | C&I Curtailment-Turnkey-Water Heating Control | General |  | Winter Morning | % of Load | 1 | 2033 | 65535
| Base | BTM Battery Control | C&I Curtailment-Turnkey-Water Heating Control | General |  | Winter Morning | % of Load | 0 | 2033 | 65535
| Base | BTM Battery Control | C&I Curtailment-Turnkey-Other | General |  | Winter Morning | % of Load | 1 | 2033 | 65535
| Base | BTM Battery Control | C&I Curtailment-Turnkey-Other | General |  | Winter Morning | % of Load | 0 | 2033 | 65535
| Base | BTM Battery Control | DLC-Switch-Water Heating | General |  | Winter Evening | % of Load | 1 | 2033 | 65535
| Base | BTM Battery Control | DLC-Switch-Water Heating | General |  | Winter Evening | % of Load | 0 | 2033 | 65535
| Base | BTM Battery Control | DLC-BYOD-Water Heating | General |  | Winter Evening | % of Load | 1 | 2033 | 65535
| Base | BTM Battery Control | DLC-BYOD-Water Heating | General |  | Winter Evening | % of Load | 0 | 2033 | 65535
| Base | BTM Battery Control | DLC-Thermostat-DI-Central Heat Pump | General |  | Winter Evening | % of Load | 1 | 2033 | 65535
| Base | BTM Battery Control | DLC-Thermostat-DI-Central Heat Pump | General |  | Winter Evening | % of Load | 0 | 2033 | 65535
| Base | BTM Battery Control | DLC-Thermostat-BYOT-Central Heat Pump | General |  | Winter Evening | % of Load | 1 | 2033 | 65535
| Base | BTM Battery Control | DLC-Thermostat-BYOT-Central Heat Pump | General |  | Winter Evening | % of Load | 0 | 2033 | 65535
| Base | BTM Battery Control | DLC-Thermostat-HVAC | General |  | Winter Evening | % of Load | 1 | 2033 | 65535
| Base | BTM Battery Control | DLC-Thermostat-HVAC | General |  | Winter Evening | % of Load | 0 | 2033 | 65535
| Base | BTM Battery Control | DLC-Thermostat-DI-Baseboard Heating | General |  | Winter Evening | % of Load | 1 | 2033 | 65535
| Base | BTM Battery Control | DLC-Thermostat-DI-Baseboard Heating | General |  | Winter Evening | % of Load | 0 | 2033 | 65535
| Base | BTM Battery Control | DLC-Thermostat-BYOT-Baseboard Heating | General |  | Winter Evening | % of Load | 1 | 2033 | 65535
| Base | BTM Battery Control | DLC-Thermostat-BYOT-Baseboard Heating | General |  | Winter Evening | % of Load | 0 | 2033 | 65535
| Base | BTM Battery Control | DLC-Thermostat-DI-MSHP | General |  | Winter Evening | % of Load | 1 | 2033 | 65535
| Base | BTM Battery Control | DLC-Thermostat-DI-MSHP | General |  | Winter Evening | % of Load | 0 | 2033 | 65535
| Base | BTM Battery Control | DLC-Thermostat-BYOT-MSHP | General |  | Winter Evening | % of Load | 1 | 2033 | 65535
| Base | BTM Battery Control | DLC-Thermostat-BYOT-MSHP | General |  | Winter Evening | % of Load | 0 | 2033 | 65535
| Base | BTM Battery Control | C&I Curtailment-Turnkey-Manual HVAC Control | General |  | Winter Evening | % of Load | 1 | 2033 | 65535
| Base | BTM Battery Control | C&I Curtailment-Turnkey-Manual HVAC Control | General |  | Winter Evening | % of Load | 0 | 2033 | 65535
| Base | BTM Battery Control | C&I Curtailment-Turnkey-Auto-DR HVAC Control | General |  | Winter Evening | % of Load | 1 | 2033 | 65535
| Base | BTM Battery Control | C&I Curtailment-Turnkey-Auto-DR HVAC Control | General |  | Winter Evening | % of Load | 0 | 2033 | 65535
| Base | BTM Battery Control | C&I Curtailment-Turnkey-Standard Lighting Control | General |  | Winter Evening | % of Load | 1 | 2033 | 65535
| Base | BTM Battery Control | C&I Curtailment-Turnkey-Standard Lighting Control | General |  | Winter Evening | % of Load | 0 | 2033 | 65535
| Base | BTM Battery Control | C&I Curtailment-Turnkey-Advanced Lighting Control | General |  | Winter Evening | % of Load | 1 | 2033 | 65535
| Base | BTM Battery Control | C&I Curtailment-Turnkey-Advanced Lighting Control | General |  | Winter Evening | % of Load | 0 | 2033 | 65535
| Base | BTM Battery Control | C&I Curtailment-Turnkey-Water Heating Control | General |  | Winter Evening | % of Load | 1 | 2033 | 65535
| Base | BTM Battery Control | C&I Curtailment-Turnkey-Water Heating Control | General |  | Winter Evening | % of Load | 0 | 2033 | 65535
| Base | BTM Battery Control | C&I Curtailment-Turnkey-Other | General |  | Winter Evening | % of Load | 1 | 2033 | 65535
| Base | BTM Battery Control | C&I Curtailment-Turnkey-Other | General |  | Winter Evening | % of Load | 0 | 2033 | 65535
| Base | BTM Battery Control | DLC-Switch-Water Heating | Small Industrial |  | Winter Morning | % of Load | 1 | 2033 | 65535
| Base | BTM Battery Control | DLC-Switch-Water Heating | Small Industrial |  | Winter Morning | % of Load | 0 | 2033 | 65535
| Base | BTM Battery Control | DLC-BYOD-Water Heating | Small Industrial |  | Winter Morning | % of Load | 1 | 2033 | 65535
| Base | BTM Battery Control | DLC-BYOD-Water Heating | Small Industrial |  | Winter Morning | % of Load | 0 | 2033 | 65535
| Base | BTM Battery Control | DLC-Thermostat-DI-Central Heat Pump | Small Industrial |  | Winter Morning | % of Load | 1 | 2033 | 65535
| Base | BTM Battery Control | DLC-Thermostat-DI-Central Heat Pump | Small Industrial |  | Winter Morning | % of Load | 0 | 2033 | 65535
| Base | BTM Battery Control | DLC-Thermostat-BYOT-Central Heat Pump | Small Industrial |  | Winter Morning | % of Load | 1 | 2033 | 65535
| Base | BTM Battery Control | DLC-Thermostat-BYOT-Central Heat Pump | Small Industrial |  | Winter Morning | % of Load | 0 | 2033 | 65535
| Base | BTM Battery Control | DLC-Thermostat-HVAC | Small Industrial |  | Winter Morning | % of Load | 1 | 2033 | 65535
| Base | BTM Battery Control | DLC-Thermostat-HVAC | Small Industrial |  | Winter Morning | % of Load | 0 | 2033 | 65535
| Base | BTM Battery Control | DLC-Thermostat-DI-Baseboard Heating | Small Industrial |  | Winter Morning | % of Load | 1 | 2033 | 65535
| Base | BTM Battery Control | DLC-Thermostat-DI-Baseboard Heating | Small Industrial |  | Winter Morning | % of Load | 0 | 2033 | 65535
| Base | BTM Battery Control | DLC-Thermostat-BYOT-Baseboard Heating | Small Industrial |  | Winter Morning | % of Load | 1 | 2033 | 65535
| Base | BTM Battery Control | DLC-Thermostat-BYOT-Baseboard Heating | Small Industrial |  | Winter Morning | % of Load | 0 | 2033 | 65535
| Base | BTM Battery Control | DLC-Thermostat-DI-MSHP | Small Industrial |  | Winter Morning | % of Load | 1 | 2033 | 65535
| Base | BTM Battery Control | DLC-Thermostat-DI-MSHP | Small Industrial |  | Winter Morning | % of Load | 0 | 2033 | 65535
| Base | BTM Battery Control | DLC-Thermostat-BYOT-MSHP | Small Industrial |  | Winter Morning | % of Load | 1 | 2033 | 65535
| Base | BTM Battery Control | DLC-Thermostat-BYOT-MSHP | Small Industrial |  | Winter Morning | % of Load | 0 | 2033 | 65535
| Base | BTM Battery Control | C&I Curtailment-Turnkey-Manual HVAC Control | Small Industrial |  | Winter Morning | % of Load | 1 | 2033 | 65535
| Base | BTM Battery Control | C&I Curtailment-Turnkey-Manual HVAC Control | Small Industrial |  | Winter Morning | % of Load | 0 | 2033 | 65535
| Base | BTM Battery Control | C&I Curtailment-Turnkey-Auto-DR HVAC Control | Small Industrial |  | Winter Morning | % of Load | 1 | 2033 | 65535
| Base | BTM Battery Control | C&I Curtailment-Turnkey-Auto-DR HVAC Control | Small Industrial |  | Winter Morning | % of Load | 0 | 2033 | 65535
| Base | BTM Battery Control | C&I Curtailment-Turnkey-Standard Lighting Control | Small Industrial |  | Winter Morning | % of Load | 1 | 2033 | 65535
| Base | BTM Battery Control | C&I Curtailment-Turnkey-Standard Lighting Control | Small Industrial |  | Winter Morning | % of Load | 0 | 2033 | 65535
| Base | BTM Battery Control | C&I Curtailment-Turnkey-Advanced Lighting Control | Small Industrial |  | Winter Morning | % of Load | 1 | 2033 | 65535
| Base | BTM Battery Control | C&I Curtailment-Turnkey-Advanced Lighting Control | Small Industrial |  | Winter Morning | % of Load | 0 | 2033 | 65535
| Base | BTM Battery Control | C&I Curtailment-Turnkey-Water Heating Control | Small Industrial |  | Winter Morning | % of Load | 1 | 2033 | 65535
| Base | BTM Battery Control | C&I Curtailment-Turnkey-Water Heating Control | Small Industrial |  | Winter Morning | % of Load | 0 | 2033 | 65535
| Base | BTM Battery Control | C&I Curtailment-Turnkey-Other | Small Industrial |  | Winter Morning | % of Load | 1 | 2033 | 65535
| Base | BTM Battery Control | C&I Curtailment-Turnkey-Other | Small Industrial |  | Winter Morning | % of Load | 0 | 2033 | 65535
| Base | BTM Battery Control | C&I Curtailment-Turnkey-Industrial | Small Industrial |  | Winter Morning | % of Load | 1 | 2033 | 65535
| Base | BTM Battery Control | C&I Curtailment-Turnkey-Industrial | Small Industrial |  | Winter Morning | % of Load | 0 | 2033 | 65535
| Base | BTM Battery Control | DLC-Switch-Water Heating | Small Industrial |  | Winter Evening | % of Load | 1 | 2033 | 65535
| Base | BTM Battery Control | DLC-Switch-Water Heating | Small Industrial |  | Winter Evening | % of Load | 0 | 2033 | 65535
| Base | BTM Battery Control | DLC-BYOD-Water Heating | Small Industrial |  | Winter Evening | % of Load | 1 | 2033 | 65535
| Base | BTM Battery Control | DLC-BYOD-Water Heating | Small Industrial |  | Winter Evening | % of Load | 0 | 2033 | 65535
| Base | BTM Battery Control | DLC-Thermostat-DI-Central Heat Pump | Small Industrial |  | Winter Evening | % of Load | 1 | 2033 | 65535
| Base | BTM Battery Control | DLC-Thermostat-DI-Central Heat Pump | Small Industrial |  | Winter Evening | % of Load | 0 | 2033 | 65535
| Base | BTM Battery Control | DLC-Thermostat-BYOT-Central Heat Pump | Small Industrial |  | Winter Evening | % of Load | 1 | 2033 | 65535
| Base | BTM Battery Control | DLC-Thermostat-BYOT-Central Heat Pump | Small Industrial |  | Winter Evening | % of Load | 0 | 2033 | 65535
| Base | BTM Battery Control | DLC-Thermostat-HVAC | Small Industrial |  | Winter Evening | % of Load | 1 | 2033 | 65535
| Base | BTM Battery Control | DLC-Thermostat-HVAC | Small Industrial |  | Winter Evening | % of Load | 0 | 2033 | 65535
| Base | BTM Battery Control | DLC-Thermostat-DI-Baseboard Heating | Small Industrial |  | Winter Evening | % of Load | 1 | 2033 | 65535
| Base | BTM Battery Control | DLC-Thermostat-DI-Baseboard Heating | Small Industrial |  | Winter Evening | % of Load | 0 | 2033 | 65535
| Base | BTM Battery Control | DLC-Thermostat-BYOT-Baseboard Heating | Small Industrial |  | Winter Evening | % of Load | 1 | 2033 | 65535
| Base | BTM Battery Control | DLC-Thermostat-BYOT-Baseboard Heating | Small Industrial |  | Winter Evening | % of Load | 0 | 2033 | 65535
| Base | BTM Battery Control | DLC-Thermostat-DI-MSHP | Small Industrial |  | Winter Evening | % of Load | 1 | 2033 | 65535
| Base | BTM Battery Control | DLC-Thermostat-DI-MSHP | Small Industrial |  | Winter Evening | % of Load | 0 | 2033 | 65535
| Base | BTM Battery Control | DLC-Thermostat-BYOT-MSHP | Small Industrial |  | Winter Evening | % of Load | 1 | 2033 | 65535
| Base | BTM Battery Control | DLC-Thermostat-BYOT-MSHP | Small Industrial |  | Winter Evening | % of Load | 0 | 2033 | 65535
| Base | BTM Battery Control | C&I Curtailment-Turnkey-Manual HVAC Control | Small Industrial |  | Winter Evening | % of Load | 1 | 2033 | 65535
| Base | BTM Battery Control | C&I Curtailment-Turnkey-Manual HVAC Control | Small Industrial |  | Winter Evening | % of Load | 0 | 2033 | 65535
| Base | BTM Battery Control | C&I Curtailment-Turnkey-Auto-DR HVAC Control | Small Industrial |  | Winter Evening | % of Load | 1 | 2033 | 65535
| Base | BTM Battery Control | C&I Curtailment-Turnkey-Auto-DR HVAC Control | Small Industrial |  | Winter Evening | % of Load | 0 | 2033 | 65535
| Base | BTM Battery Control | C&I Curtailment-Turnkey-Standard Lighting Control | Small Industrial |  | Winter Evening | % of Load | 1 | 2033 | 65535
| Base | BTM Battery Control | C&I Curtailment-Turnkey-Standard Lighting Control | Small Industrial |  | Winter Evening | % of Load | 0 | 2033 | 65535
| Base | BTM Battery Control | C&I Curtailment-Turnkey-Advanced Lighting Control | Small Industrial |  | Winter Evening | % of Load | 1 | 2033 | 65535
| Base | BTM Battery Control | C&I Curtailment-Turnkey-Advanced Lighting Control | Small Industrial |  | Winter Evening | % of Load | 0 | 2033 | 65535
| Base | BTM Battery Control | C&I Curtailment-Turnkey-Water Heating Control | Small Industrial |  | Winter Evening | % of Load | 1 | 2033 | 65535
| Base | BTM Battery Control | C&I Curtailment-Turnkey-Water Heating Control | Small Industrial |  | Winter Evening | % of Load | 0 | 2033 | 65535
| Base | BTM Battery Control | C&I Curtailment-Turnkey-Other | Small Industrial |  | Winter Evening | % of Load | 1 | 2033 | 65535
| Base | BTM Battery Control | C&I Curtailment-Turnkey-Other | Small Industrial |  | Winter Evening | % of Load | 0 | 2033 | 65535
| Base | BTM Battery Control | C&I Curtailment-Turnkey-Industrial | Small Industrial |  | Winter Evening | % of Load | 1 | 2033 | 65535
| Base | BTM Battery Control | C&I Curtailment-Turnkey-Industrial | Small Industrial |  | Winter Evening | % of Load | 0 | 2033 | 65535
| Base | BTM Battery Control | DLC-Switch-Water Heating | Medium Industrial |  | Winter Morning | % of Load | 1 | 2033 | 65535
| Base | BTM Battery Control | DLC-Switch-Water Heating | Medium Industrial |  | Winter Morning | % of Load | 0 | 2033 | 65535
| Base | BTM Battery Control | DLC-BYOD-Water Heating | Medium Industrial |  | Winter Morning | % of Load | 1 | 2033 | 65535
| Base | BTM Battery Control | DLC-BYOD-Water Heating | Medium Industrial |  | Winter Morning | % of Load | 0 | 2033 | 65535
| Base | BTM Battery Control | DLC-Thermostat-DI-Central Heat Pump | Medium Industrial |  | Winter Morning | % of Load | 1 | 2033 | 65535
| Base | BTM Battery Control | DLC-Thermostat-DI-Central Heat Pump | Medium Industrial |  | Winter Morning | % of Load | 0 | 2033 | 65535
| Base | BTM Battery Control | DLC-Thermostat-BYOT-Central Heat Pump | Medium Industrial |  | Winter Morning | % of Load | 1 | 2033 | 65535
| Base | BTM Battery Control | DLC-Thermostat-BYOT-Central Heat Pump | Medium Industrial |  | Winter Morning | % of Load | 0 | 2033 | 65535
| Base | BTM Battery Control | DLC-Thermostat-HVAC | Medium Industrial |  | Winter Morning | % of Load | 1 | 2033 | 65535
| Base | BTM Battery Control | DLC-Thermostat-HVAC | Medium Industrial |  | Winter Morning | % of Load | 0 | 2033 | 65535
| Base | BTM Battery Control | DLC-Thermostat-DI-Baseboard Heating | Medium Industrial |  | Winter Morning | % of Load | 1 | 2033 | 65535
| Base | BTM Battery Control | DLC-Thermostat-DI-Baseboard Heating | Medium Industrial |  | Winter Morning | % of Load | 0 | 2033 | 65535
| Base | BTM Battery Control | DLC-Thermostat-BYOT-Baseboard Heating | Medium Industrial |  | Winter Morning | % of Load | 1 | 2033 | 65535
| Base | BTM Battery Control | DLC-Thermostat-BYOT-Baseboard Heating | Medium Industrial |  | Winter Morning | % of Load | 0 | 2033 | 65535
| Base | BTM Battery Control | DLC-Thermostat-DI-MSHP | Medium Industrial |  | Winter Morning | % of Load | 1 | 2033 | 65535
| Base | BTM Battery Control | DLC-Thermostat-DI-MSHP | Medium Industrial |  | Winter Morning | % of Load | 0 | 2033 | 65535
| Base | BTM Battery Control | DLC-Thermostat-BYOT-MSHP | Medium Industrial |  | Winter Morning | % of Load | 1 | 2033 | 65535
| Base | BTM Battery Control | DLC-Thermostat-BYOT-MSHP | Medium Industrial |  | Winter Morning | % of Load | 0 | 2033 | 65535
| Base | BTM Battery Control | C&I Curtailment-Turnkey-Manual HVAC Control | Medium Industrial |  | Winter Morning | % of Load | 1 | 2033 | 65535
| Base | BTM Battery Control | C&I Curtailment-Turnkey-Manual HVAC Control | Medium Industrial |  | Winter Morning | % of Load | 0 | 2033 | 65535
| Base | BTM Battery Control | C&I Curtailment-Turnkey-Auto-DR HVAC Control | Medium Industrial |  | Winter Morning | % of Load | 1 | 2033 | 65535
| Base | BTM Battery Control | C&I Curtailment-Turnkey-Auto-DR HVAC Control | Medium Industrial |  | Winter Morning | % of Load | 0 | 2033 | 65535
| Base | BTM Battery Control | C&I Curtailment-Turnkey-Standard Lighting Control | Medium Industrial |  | Winter Morning | % of Load | 1 | 2033 | 65535
| Base | BTM Battery Control | C&I Curtailment-Turnkey-Standard Lighting Control | Medium Industrial |  | Winter Morning | % of Load | 0 | 2033 | 65535
| Base | BTM Battery Control | C&I Curtailment-Turnkey-Advanced Lighting Control | Medium Industrial |  | Winter Morning | % of Load | 1 | 2033 | 65535
| Base | BTM Battery Control | C&I Curtailment-Turnkey-Advanced Lighting Control | Medium Industrial |  | Winter Morning | % of Load | 0 | 2033 | 65535
| Base | BTM Battery Control | C&I Curtailment-Turnkey-Water Heating Control | Medium Industrial |  | Winter Morning | % of Load | 1 | 2033 | 65535
| Base | BTM Battery Control | C&I Curtailment-Turnkey-Water Heating Control | Medium Industrial |  | Winter Morning | % of Load | 0 | 2033 | 65535
| Base | BTM Battery Control | C&I Curtailment-Turnkey-Other | Medium Industrial |  | Winter Morning | % of Load | 1 | 2033 | 65535
| Base | BTM Battery Control | C&I Curtailment-Turnkey-Other | Medium Industrial |  | Winter Morning | % of Load | 0 | 2033 | 65535
| Base | BTM Battery Control | DLC-Switch-Water Heating | Medium Industrial |  | Winter Evening | % of Load | 1 | 2033 | 65535
| Base | BTM Battery Control | DLC-Switch-Water Heating | Medium Industrial |  | Winter Evening | % of Load | 0 | 2033 | 65535
| Base | BTM Battery Control | DLC-BYOD-Water Heating | Medium Industrial |  | Winter Evening | % of Load | 1 | 2033 | 65535
| Base | BTM Battery Control | DLC-BYOD-Water Heating | Medium Industrial |  | Winter Evening | % of Load | 0 | 2033 | 65535
| Base | BTM Battery Control | DLC-Thermostat-DI-Central Heat Pump | Medium Industrial |  | Winter Evening | % of Load | 1 | 2033 | 65535
| Base | BTM Battery Control | DLC-Thermostat-DI-Central Heat Pump | Medium Industrial |  | Winter Evening | % of Load | 0 | 2033 | 65535
| Base | BTM Battery Control | DLC-Thermostat-BYOT-Central Heat Pump | Medium Industrial |  | Winter Evening | % of Load | 1 | 2033 | 65535
| Base | BTM Battery Control | DLC-Thermostat-BYOT-Central Heat Pump | Medium Industrial |  | Winter Evening | % of Load | 0 | 2033 | 65535
| Base | BTM Battery Control | DLC-Thermostat-HVAC | Medium Industrial |  | Winter Evening | % of Load | 1 | 2033 | 65535
| Base | BTM Battery Control | DLC-Thermostat-HVAC | Medium Industrial |  | Winter Evening | % of Load | 0 | 2033 | 65535
| Base | BTM Battery Control | DLC-Thermostat-DI-Baseboard Heating | Medium Industrial |  | Winter Evening | % of Load | 1 | 2033 | 65535
| Base | BTM Battery Control | DLC-Thermostat-DI-Baseboard Heating | Medium Industrial |  | Winter Evening | % of Load | 0 | 2033 | 65535
| Base | BTM Battery Control | DLC-Thermostat-BYOT-Baseboard Heating | Medium Industrial |  | Winter Evening | % of Load | 1 | 2033 | 65535
| Base | BTM Battery Control | DLC-Thermostat-BYOT-Baseboard Heating | Medium Industrial |  | Winter Evening | % of Load | 0 | 2033 | 65535
| Base | BTM Battery Control | DLC-Thermostat-DI-MSHP | Medium Industrial |  | Winter Evening | % of Load | 1 | 2033 | 65535
| Base | BTM Battery Control | DLC-Thermostat-DI-MSHP | Medium Industrial |  | Winter Evening | % of Load | 0 | 2033 | 65535
| Base | BTM Battery Control | DLC-Thermostat-BYOT-MSHP | Medium Industrial |  | Winter Evening | % of Load | 1 | 2033 | 65535
| Base | BTM Battery Control | DLC-Thermostat-BYOT-MSHP | Medium Industrial |  | Winter Evening | % of Load | 0 | 2033 | 65535
| Base | BTM Battery Control | C&I Curtailment-Turnkey-Manual HVAC Control | Medium Industrial |  | Winter Evening | % of Load | 1 | 2033 | 65535
| Base | BTM Battery Control | C&I Curtailment-Turnkey-Manual HVAC Control | Medium Industrial |  | Winter Evening | % of Load | 0 | 2033 | 65535
| Base | BTM Battery Control | C&I Curtailment-Turnkey-Auto-DR HVAC Control | Medium Industrial |  | Winter Evening | % of Load | 1 | 2033 | 65535
| Base | BTM Battery Control | C&I Curtailment-Turnkey-Auto-DR HVAC Control | Medium Industrial |  | Winter Evening | % of Load | 0 | 2033 | 65535
| Base | BTM Battery Control | C&I Curtailment-Turnkey-Standard Lighting Control | Medium Industrial |  | Winter Evening | % of Load | 1 | 2033 | 65535
| Base | BTM Battery Control | C&I Curtailment-Turnkey-Standard Lighting Control | Medium Industrial |  | Winter Evening | % of Load | 0 | 2033 | 65535
| Base | BTM Battery Control | C&I Curtailment-Turnkey-Advanced Lighting Control | Medium Industrial |  | Winter Evening | % of Load | 1 | 2033 | 65535
| Base | BTM Battery Control | C&I Curtailment-Turnkey-Advanced Lighting Control | Medium Industrial |  | Winter Evening | % of Load | 0 | 2033 | 65535
| Base | BTM Battery Control | C&I Curtailment-Turnkey-Water Heating Control | Medium Industrial |  | Winter Evening | % of Load | 1 | 2033 | 65535
| Base | BTM Battery Control | C&I Curtailment-Turnkey-Water Heating Control | Medium Industrial |  | Winter Evening | % of Load | 0 | 2033 | 65535
| Base | BTM Battery Control | C&I Curtailment-Turnkey-Other | Medium Industrial |  | Winter Evening | % of Load | 1 | 2033 | 65535
| Base | BTM Battery Control | C&I Curtailment-Turnkey-Other | Medium Industrial |  | Winter Evening | % of Load | 0 | 2033 | 65535
| Base | BTM Battery Control | BTM Battery Control-BYOB | Residential Charitable |  | Winter Morning | % of Load | 1 | 2033 | 65535
| Base | BTM Battery Control | BTM Battery Control-BYOB | Residential Charitable |  | Winter Morning | % of Load | 0 | 2033 | 65535
| Base | BTM Battery Control | BTM Battery Control-BYOB | Residential Charitable |  | Winter Evening | % of Load | 1 | 2033 | 65535
| Base | BTM Battery Control | BTM Battery Control-BYOB | Residential Charitable |  | Winter Evening | % of Load | 0 | 2033 | 65535
| Base | EV Charging Control | DLC-Switch-Water Heating | Small General |  | Winter Morning | % of Load | 1 | 2033 | 65535
| Base | EV Charging Control | DLC-Switch-Water Heating | Small General |  | Winter Morning | % of Load | 0 | 2033 | 65535
| Base | EV Charging Control | DLC-BYOD-Water Heating | Small General |  | Winter Morning | % of Load | 1 | 2033 | 65535
| Base | EV Charging Control | DLC-BYOD-Water Heating | Small General |  | Winter Morning | % of Load | 0 | 2033 | 65535
| Base | EV Charging Control | DLC-Thermostat-DI-Central Heat Pump | Small General |  | Winter Morning | % of Load | 1 | 2033 | 65535
| Base | EV Charging Control | DLC-Thermostat-DI-Central Heat Pump | Small General |  | Winter Morning | % of Load | 0 | 2033 | 65535
| Base | EV Charging Control | DLC-Thermostat-BYOT-Central Heat Pump | Small General |  | Winter Morning | % of Load | 1 | 2033 | 65535
| Base | EV Charging Control | DLC-Thermostat-BYOT-Central Heat Pump | Small General |  | Winter Morning | % of Load | 0 | 2033 | 65535
| Base | EV Charging Control | DLC-Thermostat-HVAC | Small General |  | Winter Morning | % of Load | 1 | 2033 | 65535
| Base | EV Charging Control | DLC-Thermostat-HVAC | Small General |  | Winter Morning | % of Load | 0 | 2033 | 65535
| Base | EV Charging Control | DLC-Thermostat-DI-Baseboard Heating | Small General |  | Winter Morning | % of Load | 1 | 2033 | 65535
| Base | EV Charging Control | DLC-Thermostat-DI-Baseboard Heating | Small General |  | Winter Morning | % of Load | 0 | 2033 | 65535
| Base | EV Charging Control | DLC-Thermostat-BYOT-Baseboard Heating | Small General |  | Winter Morning | % of Load | 1 | 2033 | 65535
| Base | EV Charging Control | DLC-Thermostat-BYOT-Baseboard Heating | Small General |  | Winter Morning | % of Load | 0 | 2033 | 65535
| Base | EV Charging Control | DLC-Thermostat-DI-MSHP | Small General |  | Winter Morning | % of Load | 1 | 2033 | 65535
| Base | EV Charging Control | DLC-Thermostat-DI-MSHP | Small General |  | Winter Morning | % of Load | 0 | 2033 | 65535
| Base | EV Charging Control | DLC-Thermostat-BYOT-MSHP | Small General |  | Winter Morning | % of Load | 1 | 2033 | 65535
| Base | EV Charging Control | DLC-Thermostat-BYOT-MSHP | Small General |  | Winter Morning | % of Load | 0 | 2033 | 65535
| Base | EV Charging Control | C&I Curtailment-Turnkey-Manual HVAC Control | Small General |  | Winter Morning | % of Load | 1 | 2033 | 65535
| Base | EV Charging Control | C&I Curtailment-Turnkey-Manual HVAC Control | Small General |  | Winter Morning | % of Load | 0 | 2033 | 65535
| Base | EV Charging Control | C&I Curtailment-Turnkey-Auto-DR HVAC Control | Small General |  | Winter Morning | % of Load | 1 | 2033 | 65535
| Base | EV Charging Control | C&I Curtailment-Turnkey-Auto-DR HVAC Control | Small General |  | Winter Morning | % of Load | 0 | 2033 | 65535
| Base | EV Charging Control | C&I Curtailment-Turnkey-Standard Lighting Control | Small General |  | Winter Morning | % of Load | 1 | 2033 | 65535
| Base | EV Charging Control | C&I Curtailment-Turnkey-Standard Lighting Control | Small General |  | Winter Morning | % of Load | 0 | 2033 | 65535
| Base | EV Charging Control | C&I Curtailment-Turnkey-Advanced Lighting Control | Small General |  | Winter Morning | % of Load | 1 | 2033 | 65535
| Base | EV Charging Control | C&I Curtailment-Turnkey-Advanced Lighting Control | Small General |  | Winter Morning | % of Load | 0 | 2033 | 65535
| Base | EV Charging Control | C&I Curtailment-Turnkey-Water Heating Control | Small General |  | Winter Morning | % of Load | 1 | 2033 | 65535
| Base | EV Charging Control | C&I Curtailment-Turnkey-Water Heating Control | Small General |  | Winter Morning | % of Load | 0 | 2033 | 65535
| Base | EV Charging Control | C&I Curtailment-Turnkey-Other | Small General |  | Winter Morning | % of Load | 1 | 2033 | 65535
| Base | EV Charging Control | C&I Curtailment-Turnkey-Other | Small General |  | Winter Morning | % of Load | 0 | 2033 | 65535
| Base | EV Charging Control | Dynamic Pricing with enabling tech. | Small General |  | Winter Morning | % of Load | 1 | 2033 | 65535
| Base | EV Charging Control | Dynamic Pricing with enabling tech. | Small General |  | Winter Morning | % of Load | 0 | 2033 | 65535
| Base | EV Charging Control | DLC-Switch-Water Heating | Small General |  | Winter Evening | % of Load | 1 | 2033 | 65535
| Base | EV Charging Control | DLC-Switch-Water Heating | Small General |  | Winter Evening | % of Load | 0 | 2033 | 65535
| Base | EV Charging Control | DLC-BYOD-Water Heating | Small General |  | Winter Evening | % of Load | 1 | 2033 | 65535
| Base | EV Charging Control | DLC-BYOD-Water Heating | Small General |  | Winter Evening | % of Load | 0 | 2033 | 65535
| Base | EV Charging Control | DLC-Thermostat-DI-Central Heat Pump | Small General |  | Winter Evening | % of Load | 1 | 2033 | 65535
| Base | EV Charging Control | DLC-Thermostat-DI-Central Heat Pump | Small General |  | Winter Evening | % of Load | 0 | 2033 | 65535
| Base | EV Charging Control | DLC-Thermostat-BYOT-Central Heat Pump | Small General |  | Winter Evening | % of Load | 1 | 2033 | 65535
| Base | EV Charging Control | DLC-Thermostat-BYOT-Central Heat Pump | Small General |  | Winter Evening | % of Load | 0 | 2033 | 65535
| Base | EV Charging Control | DLC-Thermostat-HVAC | Small General |  | Winter Evening | % of Load | 1 | 2033 | 65535
| Base | EV Charging Control | DLC-Thermostat-HVAC | Small General |  | Winter Evening | % of Load | 0 | 2033 | 65535
| Base | EV Charging Control | DLC-Thermostat-DI-Baseboard Heating | Small General |  | Winter Evening | % of Load | 1 | 2033 | 65535
| Base | EV Charging Control | DLC-Thermostat-DI-Baseboard Heating | Small General |  | Winter Evening | % of Load | 0 | 2033 | 65535
| Base | EV Charging Control | DLC-Thermostat-BYOT-Baseboard Heating | Small General |  | Winter Evening | % of Load | 1 | 2033 | 65535
| Base | EV Charging Control | DLC-Thermostat-BYOT-Baseboard Heating | Small General |  | Winter Evening | % of Load | 0 | 2033 | 65535
| Base | EV Charging Control | DLC-Thermostat-DI-MSHP | Small General |  | Winter Evening | % of Load | 1 | 2033 | 65535
| Base | EV Charging Control | DLC-Thermostat-DI-MSHP | Small General |  | Winter Evening | % of Load | 0 | 2033 | 65535
| Base | EV Charging Control | DLC-Thermostat-BYOT-MSHP | Small General |  | Winter Evening | % of Load | 1 | 2033 | 65535
| Base | EV Charging Control | DLC-Thermostat-BYOT-MSHP | Small General |  | Winter Evening | % of Load | 0 | 2033 | 65535
| Base | EV Charging Control | C&I Curtailment-Turnkey-Manual HVAC Control | Small General |  | Winter Evening | % of Load | 1 | 2033 | 65535
| Base | EV Charging Control | C&I Curtailment-Turnkey-Manual HVAC Control | Small General |  | Winter Evening | % of Load | 0 | 2033 | 65535
| Base | EV Charging Control | C&I Curtailment-Turnkey-Auto-DR HVAC Control | Small General |  | Winter Evening | % of Load | 1 | 2033 | 65535
| Base | EV Charging Control | C&I Curtailment-Turnkey-Auto-DR HVAC Control | Small General |  | Winter Evening | % of Load | 0 | 2033 | 65535
| Base | EV Charging Control | C&I Curtailment-Turnkey-Standard Lighting Control | Small General |  | Winter Evening | % of Load | 1 | 2033 | 65535
| Base | EV Charging Control | C&I Curtailment-Turnkey-Standard Lighting Control | Small General |  | Winter Evening | % of Load | 0 | 2033 | 65535
| Base | EV Charging Control | C&I Curtailment-Turnkey-Advanced Lighting Control | Small General |  | Winter Evening | % of Load | 1 | 2033 | 65535
| Base | EV Charging Control | C&I Curtailment-Turnkey-Advanced Lighting Control | Small General |  | Winter Evening | % of Load | 0 | 2033 | 65535
| Base | EV Charging Control | C&I Curtailment-Turnkey-Water Heating Control | Small General |  | Winter Evening | % of Load | 1 | 2033 | 65535
| Base | EV Charging Control | C&I Curtailment-Turnkey-Water Heating Control | Small General |  | Winter Evening | % of Load | 0 | 2033 | 65535
| Base | EV Charging Control | C&I Curtailment-Turnkey-Other | Small General |  | Winter Evening | % of Load | 1 | 2033 | 65535
| Base | EV Charging Control | C&I Curtailment-Turnkey-Other | Small General |  | Winter Evening | % of Load | 0 | 2033 | 65535
| Base | EV Charging Control | Dynamic Pricing with enabling tech. | Small General |  | Winter Evening | % of Load | 1 | 2033 | 65535
| Base | EV Charging Control | Dynamic Pricing with enabling tech. | Small General |  | Winter Evening | % of Load | 0 | 2033 | 65535
| Base | EV Charging Control | DLC-Switch-Water Heating | General |  | Winter Morning | % of Load | 1 | 2033 | 65535
| Base | EV Charging Control | DLC-Switch-Water Heating | General |  | Winter Morning | % of Load | 0 | 2033 | 65535
| Base | EV Charging Control | DLC-BYOD-Water Heating | General |  | Winter Morning | % of Load | 1 | 2033 | 65535
| Base | EV Charging Control | DLC-BYOD-Water Heating | General |  | Winter Morning | % of Load | 0 | 2033 | 65535
| Base | EV Charging Control | DLC-Thermostat-DI-Central Heat Pump | General |  | Winter Morning | % of Load | 1 | 2033 | 65535
| Base | EV Charging Control | DLC-Thermostat-DI-Central Heat Pump | General |  | Winter Morning | % of Load | 0 | 2033 | 65535
| Base | EV Charging Control | DLC-Thermostat-BYOT-Central Heat Pump | General |  | Winter Morning | % of Load | 1 | 2033 | 65535
| Base | EV Charging Control | DLC-Thermostat-BYOT-Central Heat Pump | General |  | Winter Morning | % of Load | 0 | 2033 | 65535
| Base | EV Charging Control | DLC-Thermostat-HVAC | General |  | Winter Morning | % of Load | 1 | 2033 | 65535
| Base | EV Charging Control | DLC-Thermostat-HVAC | General |  | Winter Morning | % of Load | 0 | 2033 | 65535
| Base | EV Charging Control | DLC-Thermostat-DI-Baseboard Heating | General |  | Winter Morning | % of Load | 1 | 2033 | 65535
| Base | EV Charging Control | DLC-Thermostat-DI-Baseboard Heating | General |  | Winter Morning | % of Load | 0 | 2033 | 65535
| Base | EV Charging Control | DLC-Thermostat-BYOT-Baseboard Heating | General |  | Winter Morning | % of Load | 1 | 2033 | 65535
| Base | EV Charging Control | DLC-Thermostat-BYOT-Baseboard Heating | General |  | Winter Morning | % of Load | 0 | 2033 | 65535
| Base | EV Charging Control | DLC-Thermostat-DI-MSHP | General |  | Winter Morning | % of Load | 1 | 2033 | 65535
| Base | EV Charging Control | DLC-Thermostat-DI-MSHP | General |  | Winter Morning | % of Load | 0 | 2033 | 65535
| Base | EV Charging Control | DLC-Thermostat-BYOT-MSHP | General |  | Winter Morning | % of Load | 1 | 2033 | 65535
| Base | EV Charging Control | DLC-Thermostat-BYOT-MSHP | General |  | Winter Morning | % of Load | 0 | 2033 | 65535
| Base | EV Charging Control | C&I Curtailment-Turnkey-Manual HVAC Control | General |  | Winter Morning | % of Load | 1 | 2033 | 65535
| Base | EV Charging Control | C&I Curtailment-Turnkey-Manual HVAC Control | General |  | Winter Morning | % of Load | 0 | 2033 | 65535
| Base | EV Charging Control | C&I Curtailment-Turnkey-Auto-DR HVAC Control | General |  | Winter Morning | % of Load | 1 | 2033 | 65535
| Base | EV Charging Control | C&I Curtailment-Turnkey-Auto-DR HVAC Control | General |  | Winter Morning | % of Load | 0 | 2033 | 65535
| Base | EV Charging Control | C&I Curtailment-Turnkey-Standard Lighting Control | General |  | Winter Morning | % of Load | 1 | 2033 | 65535
| Base | EV Charging Control | C&I Curtailment-Turnkey-Standard Lighting Control | General |  | Winter Morning | % of Load | 0 | 2033 | 65535
| Base | EV Charging Control | C&I Curtailment-Turnkey-Advanced Lighting Control | General |  | Winter Morning | % of Load | 1 | 2033 | 65535
| Base | EV Charging Control | C&I Curtailment-Turnkey-Advanced Lighting Control | General |  | Winter Morning | % of Load | 0 | 2033 | 65535
| Base | EV Charging Control | C&I Curtailment-Turnkey-Water Heating Control | General |  | Winter Morning | % of Load | 1 | 2033 | 65535
| Base | EV Charging Control | C&I Curtailment-Turnkey-Water Heating Control | General |  | Winter Morning | % of Load | 0 | 2033 | 65535
| Base | EV Charging Control | C&I Curtailment-Turnkey-Other | General |  | Winter Morning | % of Load | 1 | 2033 | 65535
| Base | EV Charging Control | C&I Curtailment-Turnkey-Other | General |  | Winter Morning | % of Load | 0 | 2033 | 65535
| Base | EV Charging Control | DLC-Switch-Water Heating | General |  | Winter Evening | % of Load | 1 | 2033 | 65535
| Base | EV Charging Control | DLC-Switch-Water Heating | General |  | Winter Evening | % of Load | 0 | 2033 | 65535
| Base | EV Charging Control | DLC-BYOD-Water Heating | General |  | Winter Evening | % of Load | 1 | 2033 | 65535
| Base | EV Charging Control | DLC-BYOD-Water Heating | General |  | Winter Evening | % of Load | 0 | 2033 | 65535
| Base | EV Charging Control | DLC-Thermostat-DI-Central Heat Pump | General |  | Winter Evening | % of Load | 1 | 2033 | 65535
| Base | EV Charging Control | DLC-Thermostat-DI-Central Heat Pump | General |  | Winter Evening | % of Load | 0 | 2033 | 65535
| Base | EV Charging Control | DLC-Thermostat-BYOT-Central Heat Pump | General |  | Winter Evening | % of Load | 1 | 2033 | 65535
| Base | EV Charging Control | DLC-Thermostat-BYOT-Central Heat Pump | General |  | Winter Evening | % of Load | 0 | 2033 | 65535
| Base | EV Charging Control | DLC-Thermostat-HVAC | General |  | Winter Evening | % of Load | 1 | 2033 | 65535
| Base | EV Charging Control | DLC-Thermostat-HVAC | General |  | Winter Evening | % of Load | 0 | 2033 | 65535
| Base | EV Charging Control | DLC-Thermostat-DI-Baseboard Heating | General |  | Winter Evening | % of Load | 1 | 2033 | 65535
| Base | EV Charging Control | DLC-Thermostat-DI-Baseboard Heating | General |  | Winter Evening | % of Load | 0 | 2033 | 65535
| Base | EV Charging Control | DLC-Thermostat-BYOT-Baseboard Heating | General |  | Winter Evening | % of Load | 1 | 2033 | 65535
| Base | EV Charging Control | DLC-Thermostat-BYOT-Baseboard Heating | General |  | Winter Evening | % of Load | 0 | 2033 | 65535
| Base | EV Charging Control | DLC-Thermostat-DI-MSHP | General |  | Winter Evening | % of Load | 1 | 2033 | 65535
| Base | EV Charging Control | DLC-Thermostat-DI-MSHP | General |  | Winter Evening | % of Load | 0 | 2033 | 65535
| Base | EV Charging Control | DLC-Thermostat-BYOT-MSHP | General |  | Winter Evening | % of Load | 1 | 2033 | 65535
| Base | EV Charging Control | DLC-Thermostat-BYOT-MSHP | General |  | Winter Evening | % of Load | 0 | 2033 | 65535
| Base | EV Charging Control | C&I Curtailment-Turnkey-Manual HVAC Control | General |  | Winter Evening | % of Load | 1 | 2033 | 65535
| Base | EV Charging Control | C&I Curtailment-Turnkey-Manual HVAC Control | General |  | Winter Evening | % of Load | 0 | 2033 | 65535
| Base | EV Charging Control | C&I Curtailment-Turnkey-Auto-DR HVAC Control | General |  | Winter Evening | % of Load | 1 | 2033 | 65535
| Base | EV Charging Control | C&I Curtailment-Turnkey-Auto-DR HVAC Control | General |  | Winter Evening | % of Load | 0 | 2033 | 65535
| Base | EV Charging Control | C&I Curtailment-Turnkey-Standard Lighting Control | General |  | Winter Evening | % of Load | 1 | 2033 | 65535
| Base | EV Charging Control | C&I Curtailment-Turnkey-Standard Lighting Control | General |  | Winter Evening | % of Load | 0 | 2033 | 65535
| Base | EV Charging Control | C&I Curtailment-Turnkey-Advanced Lighting Control | General |  | Winter Evening | % of Load | 1 | 2033 | 65535
| Base | EV Charging Control | C&I Curtailment-Turnkey-Advanced Lighting Control | General |  | Winter Evening | % of Load | 0 | 2033 | 65535
| Base | EV Charging Control | C&I Curtailment-Turnkey-Water Heating Control | General |  | Winter Evening | % of Load | 1 | 2033 | 65535
| Base | EV Charging Control | C&I Curtailment-Turnkey-Water Heating Control | General |  | Winter Evening | % of Load | 0 | 2033 | 65535
| Base | EV Charging Control | C&I Curtailment-Turnkey-Other | General |  | Winter Evening | % of Load | 1 | 2033 | 65535
| Base | EV Charging Control | C&I Curtailment-Turnkey-Other | General |  | Winter Evening | % of Load | 0 | 2033 | 65535
| Base | EV Charging Control | DLC-Switch-Water Heating | Small Industrial |  | Winter Morning | % of Load | 1 | 2033 | 65535
| Base | EV Charging Control | DLC-Switch-Water Heating | Small Industrial |  | Winter Morning | % of Load | 0 | 2033 | 65535
| Base | EV Charging Control | DLC-BYOD-Water Heating | Small Industrial |  | Winter Morning | % of Load | 1 | 2033 | 65535
| Base | EV Charging Control | DLC-BYOD-Water Heating | Small Industrial |  | Winter Morning | % of Load | 0 | 2033 | 65535
| Base | EV Charging Control | DLC-Thermostat-DI-Central Heat Pump | Small Industrial |  | Winter Morning | % of Load | 1 | 2033 | 65535
| Base | EV Charging Control | DLC-Thermostat-DI-Central Heat Pump | Small Industrial |  | Winter Morning | % of Load | 0 | 2033 | 65535
| Base | EV Charging Control | DLC-Thermostat-BYOT-Central Heat Pump | Small Industrial |  | Winter Morning | % of Load | 1 | 2033 | 65535
| Base | EV Charging Control | DLC-Thermostat-BYOT-Central Heat Pump | Small Industrial |  | Winter Morning | % of Load | 0 | 2033 | 65535
| Base | EV Charging Control | DLC-Thermostat-HVAC | Small Industrial |  | Winter Morning | % of Load | 1 | 2033 | 65535
| Base | EV Charging Control | DLC-Thermostat-HVAC | Small Industrial |  | Winter Morning | % of Load | 0 | 2033 | 65535
| Base | EV Charging Control | DLC-Thermostat-DI-Baseboard Heating | Small Industrial |  | Winter Morning | % of Load | 1 | 2033 | 65535
| Base | EV Charging Control | DLC-Thermostat-DI-Baseboard Heating | Small Industrial |  | Winter Morning | % of Load | 0 | 2033 | 65535
| Base | EV Charging Control | DLC-Thermostat-BYOT-Baseboard Heating | Small Industrial |  | Winter Morning | % of Load | 1 | 2033 | 65535
| Base | EV Charging Control | DLC-Thermostat-BYOT-Baseboard Heating | Small Industrial |  | Winter Morning | % of Load | 0 | 2033 | 65535
| Base | EV Charging Control | DLC-Thermostat-DI-MSHP | Small Industrial |  | Winter Morning | % of Load | 1 | 2033 | 65535
| Base | EV Charging Control | DLC-Thermostat-DI-MSHP | Small Industrial |  | Winter Morning | % of Load | 0 | 2033 | 65535
| Base | EV Charging Control | DLC-Thermostat-BYOT-MSHP | Small Industrial |  | Winter Morning | % of Load | 1 | 2033 | 65535
| Base | EV Charging Control | DLC-Thermostat-BYOT-MSHP | Small Industrial |  | Winter Morning | % of Load | 0 | 2033 | 65535
| Base | EV Charging Control | C&I Curtailment-Turnkey-Manual HVAC Control | Small Industrial |  | Winter Morning | % of Load | 1 | 2033 | 65535
| Base | EV Charging Control | C&I Curtailment-Turnkey-Manual HVAC Control | Small Industrial |  | Winter Morning | % of Load | 0 | 2033 | 65535
| Base | EV Charging Control | C&I Curtailment-Turnkey-Auto-DR HVAC Control | Small Industrial |  | Winter Morning | % of Load | 1 | 2033 | 65535
| Base | EV Charging Control | C&I Curtailment-Turnkey-Auto-DR HVAC Control | Small Industrial |  | Winter Morning | % of Load | 0 | 2033 | 65535
| Base | EV Charging Control | C&I Curtailment-Turnkey-Standard Lighting Control | Small Industrial |  | Winter Morning | % of Load | 1 | 2033 | 65535
| Base | EV Charging Control | C&I Curtailment-Turnkey-Standard Lighting Control | Small Industrial |  | Winter Morning | % of Load | 0 | 2033 | 65535
| Base | EV Charging Control | C&I Curtailment-Turnkey-Advanced Lighting Control | Small Industrial |  | Winter Morning | % of Load | 1 | 2033 | 65535
| Base | EV Charging Control | C&I Curtailment-Turnkey-Advanced Lighting Control | Small Industrial |  | Winter Morning | % of Load | 0 | 2033 | 65535
| Base | EV Charging Control | C&I Curtailment-Turnkey-Water Heating Control | Small Industrial |  | Winter Morning | % of Load | 1 | 2033 | 65535
| Base | EV Charging Control | C&I Curtailment-Turnkey-Water Heating Control | Small Industrial |  | Winter Morning | % of Load | 0 | 2033 | 65535
| Base | EV Charging Control | C&I Curtailment-Turnkey-Other | Small Industrial |  | Winter Morning | % of Load | 1 | 2033 | 65535
| Base | EV Charging Control | C&I Curtailment-Turnkey-Other | Small Industrial |  | Winter Morning | % of Load | 0 | 2033 | 65535
| Base | EV Charging Control | C&I Curtailment-Turnkey-Industrial | Small Industrial |  | Winter Morning | % of Load | 1 | 2033 | 65535
| Base | EV Charging Control | C&I Curtailment-Turnkey-Industrial | Small Industrial |  | Winter Morning | % of Load | 0 | 2033 | 65535
| Base | EV Charging Control | DLC-Switch-Water Heating | Small Industrial |  | Winter Evening | % of Load | 1 | 2033 | 65535
| Base | EV Charging Control | DLC-Switch-Water Heating | Small Industrial |  | Winter Evening | % of Load | 0 | 2033 | 65535
| Base | EV Charging Control | DLC-BYOD-Water Heating | Small Industrial |  | Winter Evening | % of Load | 1 | 2033 | 65535
| Base | EV Charging Control | DLC-BYOD-Water Heating | Small Industrial |  | Winter Evening | % of Load | 0 | 2033 | 65535
| Base | EV Charging Control | DLC-Thermostat-DI-Central Heat Pump | Small Industrial |  | Winter Evening | % of Load | 1 | 2033 | 65535
| Base | EV Charging Control | DLC-Thermostat-DI-Central Heat Pump | Small Industrial |  | Winter Evening | % of Load | 0 | 2033 | 65535
| Base | EV Charging Control | DLC-Thermostat-BYOT-Central Heat Pump | Small Industrial |  | Winter Evening | % of Load | 1 | 2033 | 65535
| Base | EV Charging Control | DLC-Thermostat-BYOT-Central Heat Pump | Small Industrial |  | Winter Evening | % of Load | 0 | 2033 | 65535
| Base | EV Charging Control | DLC-Thermostat-HVAC | Small Industrial |  | Winter Evening | % of Load | 1 | 2033 | 65535
| Base | EV Charging Control | DLC-Thermostat-HVAC | Small Industrial |  | Winter Evening | % of Load | 0 | 2033 | 65535
| Base | EV Charging Control | DLC-Thermostat-DI-Baseboard Heating | Small Industrial |  | Winter Evening | % of Load | 1 | 2033 | 65535
| Base | EV Charging Control | DLC-Thermostat-DI-Baseboard Heating | Small Industrial |  | Winter Evening | % of Load | 0 | 2033 | 65535
| Base | EV Charging Control | DLC-Thermostat-BYOT-Baseboard Heating | Small Industrial |  | Winter Evening | % of Load | 1 | 2033 | 65535
| Base | EV Charging Control | DLC-Thermostat-BYOT-Baseboard Heating | Small Industrial |  | Winter Evening | % of Load | 0 | 2033 | 65535
| Base | EV Charging Control | DLC-Thermostat-DI-MSHP | Small Industrial |  | Winter Evening | % of Load | 1 | 2033 | 65535
| Base | EV Charging Control | DLC-Thermostat-DI-MSHP | Small Industrial |  | Winter Evening | % of Load | 0 | 2033 | 65535
| Base | EV Charging Control | DLC-Thermostat-BYOT-MSHP | Small Industrial |  | Winter Evening | % of Load | 1 | 2033 | 65535
| Base | EV Charging Control | DLC-Thermostat-BYOT-MSHP | Small Industrial |  | Winter Evening | % of Load | 0 | 2033 | 65535
| Base | EV Charging Control | C&I Curtailment-Turnkey-Manual HVAC Control | Small Industrial |  | Winter Evening | % of Load | 1 | 2033 | 65535
| Base | EV Charging Control | C&I Curtailment-Turnkey-Manual HVAC Control | Small Industrial |  | Winter Evening | % of Load | 0 | 2033 | 65535
| Base | EV Charging Control | C&I Curtailment-Turnkey-Auto-DR HVAC Control | Small Industrial |  | Winter Evening | % of Load | 1 | 2033 | 65535
| Base | EV Charging Control | C&I Curtailment-Turnkey-Auto-DR HVAC Control | Small Industrial |  | Winter Evening | % of Load | 0 | 2033 | 65535
| Base | EV Charging Control | C&I Curtailment-Turnkey-Standard Lighting Control | Small Industrial |  | Winter Evening | % of Load | 1 | 2033 | 65535
| Base | EV Charging Control | C&I Curtailment-Turnkey-Standard Lighting Control | Small Industrial |  | Winter Evening | % of Load | 0 | 2033 | 65535
| Base | EV Charging Control | C&I Curtailment-Turnkey-Advanced Lighting Control | Small Industrial |  | Winter Evening | % of Load | 1 | 2033 | 65535
| Base | EV Charging Control | C&I Curtailment-Turnkey-Advanced Lighting Control | Small Industrial |  | Winter Evening | % of Load | 0 | 2033 | 65535
| Base | EV Charging Control | C&I Curtailment-Turnkey-Water Heating Control | Small Industrial |  | Winter Evening | % of Load | 1 | 2033 | 65535
| Base | EV Charging Control | C&I Curtailment-Turnkey-Water Heating Control | Small Industrial |  | Winter Evening | % of Load | 0 | 2033 | 65535
| Base | EV Charging Control | C&I Curtailment-Turnkey-Other | Small Industrial |  | Winter Evening | % of Load | 1 | 2033 | 65535
| Base | EV Charging Control | C&I Curtailment-Turnkey-Other | Small Industrial |  | Winter Evening | % of Load | 0 | 2033 | 65535
| Base | EV Charging Control | C&I Curtailment-Turnkey-Industrial | Small Industrial |  | Winter Evening | % of Load | 1 | 2033 | 65535
| Base | EV Charging Control | C&I Curtailment-Turnkey-Industrial | Small Industrial |  | Winter Evening | % of Load | 0 | 2033 | 65535
| Base | EV Charging Control | DLC-Switch-Water Heating | Medium Industrial |  | Winter Morning | % of Load | 1 | 2033 | 65535
| Base | EV Charging Control | DLC-Switch-Water Heating | Medium Industrial |  | Winter Morning | % of Load | 0 | 2033 | 65535
| Base | EV Charging Control | DLC-BYOD-Water Heating | Medium Industrial |  | Winter Morning | % of Load | 1 | 2033 | 65535
| Base | EV Charging Control | DLC-BYOD-Water Heating | Medium Industrial |  | Winter Morning | % of Load | 0 | 2033 | 65535
| Base | EV Charging Control | DLC-Thermostat-DI-Central Heat Pump | Medium Industrial |  | Winter Morning | % of Load | 1 | 2033 | 65535
| Base | EV Charging Control | DLC-Thermostat-DI-Central Heat Pump | Medium Industrial |  | Winter Morning | % of Load | 0 | 2033 | 65535
| Base | EV Charging Control | DLC-Thermostat-BYOT-Central Heat Pump | Medium Industrial |  | Winter Morning | % of Load | 1 | 2033 | 65535
| Base | EV Charging Control | DLC-Thermostat-BYOT-Central Heat Pump | Medium Industrial |  | Winter Morning | % of Load | 0 | 2033 | 65535
| Base | EV Charging Control | DLC-Thermostat-HVAC | Medium Industrial |  | Winter Morning | % of Load | 1 | 2033 | 65535
| Base | EV Charging Control | DLC-Thermostat-HVAC | Medium Industrial |  | Winter Morning | % of Load | 0 | 2033 | 65535
| Base | EV Charging Control | DLC-Thermostat-DI-Baseboard Heating | Medium Industrial |  | Winter Morning | % of Load | 1 | 2033 | 65535
| Base | EV Charging Control | DLC-Thermostat-DI-Baseboard Heating | Medium Industrial |  | Winter Morning | % of Load | 0 | 2033 | 65535
| Base | EV Charging Control | DLC-Thermostat-BYOT-Baseboard Heating | Medium Industrial |  | Winter Morning | % of Load | 1 | 2033 | 65535
| Base | EV Charging Control | DLC-Thermostat-BYOT-Baseboard Heating | Medium Industrial |  | Winter Morning | % of Load | 0 | 2033 | 65535
| Base | EV Charging Control | DLC-Thermostat-DI-MSHP | Medium Industrial |  | Winter Morning | % of Load | 1 | 2033 | 65535
| Base | EV Charging Control | DLC-Thermostat-DI-MSHP | Medium Industrial |  | Winter Morning | % of Load | 0 | 2033 | 65535
| Base | EV Charging Control | DLC-Thermostat-BYOT-MSHP | Medium Industrial |  | Winter Morning | % of Load | 1 | 2033 | 65535
| Base | EV Charging Control | DLC-Thermostat-BYOT-MSHP | Medium Industrial |  | Winter Morning | % of Load | 0 | 2033 | 65535
| Base | EV Charging Control | C&I Curtailment-Turnkey-Manual HVAC Control | Medium Industrial |  | Winter Morning | % of Load | 1 | 2033 | 65535
| Base | EV Charging Control | C&I Curtailment-Turnkey-Manual HVAC Control | Medium Industrial |  | Winter Morning | % of Load | 0 | 2033 | 65535
| Base | EV Charging Control | C&I Curtailment-Turnkey-Auto-DR HVAC Control | Medium Industrial |  | Winter Morning | % of Load | 1 | 2033 | 65535
| Base | EV Charging Control | C&I Curtailment-Turnkey-Auto-DR HVAC Control | Medium Industrial |  | Winter Morning | % of Load | 0 | 2033 | 65535
| Base | EV Charging Control | C&I Curtailment-Turnkey-Standard Lighting Control | Medium Industrial |  | Winter Morning | % of Load | 1 | 2033 | 65535
| Base | EV Charging Control | C&I Curtailment-Turnkey-Standard Lighting Control | Medium Industrial |  | Winter Morning | % of Load | 0 | 2033 | 65535
| Base | EV Charging Control | C&I Curtailment-Turnkey-Advanced Lighting Control | Medium Industrial |  | Winter Morning | % of Load | 1 | 2033 | 65535
| Base | EV Charging Control | C&I Curtailment-Turnkey-Advanced Lighting Control | Medium Industrial |  | Winter Morning | % of Load | 0 | 2033 | 65535
| Base | EV Charging Control | C&I Curtailment-Turnkey-Water Heating Control | Medium Industrial |  | Winter Morning | % of Load | 1 | 2033 | 65535
| Base | EV Charging Control | C&I Curtailment-Turnkey-Water Heating Control | Medium Industrial |  | Winter Morning | % of Load | 0 | 2033 | 65535
| Base | EV Charging Control | C&I Curtailment-Turnkey-Other | Medium Industrial |  | Winter Morning | % of Load | 1 | 2033 | 65535
| Base | EV Charging Control | C&I Curtailment-Turnkey-Other | Medium Industrial |  | Winter Morning | % of Load | 0 | 2033 | 65535
| Base | EV Charging Control | DLC-Switch-Water Heating | Medium Industrial |  | Winter Evening | % of Load | 1 | 2033 | 65535
| Base | EV Charging Control | DLC-Switch-Water Heating | Medium Industrial |  | Winter Evening | % of Load | 0 | 2033 | 65535
| Base | EV Charging Control | DLC-BYOD-Water Heating | Medium Industrial |  | Winter Evening | % of Load | 1 | 2033 | 65535
| Base | EV Charging Control | DLC-BYOD-Water Heating | Medium Industrial |  | Winter Evening | % of Load | 0 | 2033 | 65535
| Base | EV Charging Control | DLC-Thermostat-DI-Central Heat Pump | Medium Industrial |  | Winter Evening | % of Load | 1 | 2033 | 65535
| Base | EV Charging Control | DLC-Thermostat-DI-Central Heat Pump | Medium Industrial |  | Winter Evening | % of Load | 0 | 2033 | 65535
| Base | EV Charging Control | DLC-Thermostat-BYOT-Central Heat Pump | Medium Industrial |  | Winter Evening | % of Load | 1 | 2033 | 65535
| Base | EV Charging Control | DLC-Thermostat-BYOT-Central Heat Pump | Medium Industrial |  | Winter Evening | % of Load | 0 | 2033 | 65535
| Base | EV Charging Control | DLC-Thermostat-HVAC | Medium Industrial |  | Winter Evening | % of Load | 1 | 2033 | 65535
| Base | EV Charging Control | DLC-Thermostat-HVAC | Medium Industrial |  | Winter Evening | % of Load | 0 | 2033 | 65535
| Base | EV Charging Control | DLC-Thermostat-DI-Baseboard Heating | Medium Industrial |  | Winter Evening | % of Load | 1 | 2033 | 65535
| Base | EV Charging Control | DLC-Thermostat-DI-Baseboard Heating | Medium Industrial |  | Winter Evening | % of Load | 0 | 2033 | 65535
| Base | EV Charging Control | DLC-Thermostat-BYOT-Baseboard Heating | Medium Industrial |  | Winter Evening | % of Load | 1 | 2033 | 65535
| Base | EV Charging Control | DLC-Thermostat-BYOT-Baseboard Heating | Medium Industrial |  | Winter Evening | % of Load | 0 | 2033 | 65535
| Base | EV Charging Control | DLC-Thermostat-DI-MSHP | Medium Industrial |  | Winter Evening | % of Load | 1 | 2033 | 65535
| Base | EV Charging Control | DLC-Thermostat-DI-MSHP | Medium Industrial |  | Winter Evening | % of Load | 0 | 2033 | 65535
| Base | EV Charging Control | DLC-Thermostat-BYOT-MSHP | Medium Industrial |  | Winter Evening | % of Load | 1 | 2033 | 65535
| Base | EV Charging Control | DLC-Thermostat-BYOT-MSHP | Medium Industrial |  | Winter Evening | % of Load | 0 | 2033 | 65535
| Base | EV Charging Control | C&I Curtailment-Turnkey-Manual HVAC Control | Medium Industrial |  | Winter Evening | % of Load | 1 | 2033 | 65535
| Base | EV Charging Control | C&I Curtailment-Turnkey-Manual HVAC Control | Medium Industrial |  | Winter Evening | % of Load | 0 | 2033 | 65535
| Base | EV Charging Control | C&I Curtailment-Turnkey-Auto-DR HVAC Control | Medium Industrial |  | Winter Evening | % of Load | 1 | 2033 | 65535
| Base | EV Charging Control | C&I Curtailment-Turnkey-Auto-DR HVAC Control | Medium Industrial |  | Winter Evening | % of Load | 0 | 2033 | 65535
| Base | EV Charging Control | C&I Curtailment-Turnkey-Standard Lighting Control | Medium Industrial |  | Winter Evening | % of Load | 1 | 2033 | 65535
| Base | EV Charging Control | C&I Curtailment-Turnkey-Standard Lighting Control | Medium Industrial |  | Winter Evening | % of Load | 0 | 2033 | 65535
| Base | EV Charging Control | C&I Curtailment-Turnkey-Advanced Lighting Control | Medium Industrial |  | Winter Evening | % of Load | 1 | 2033 | 65535
| Base | EV Charging Control | C&I Curtailment-Turnkey-Advanced Lighting Control | Medium Industrial |  | Winter Evening | % of Load | 0 | 2033 | 65535
| Base | EV Charging Control | C&I Curtailment-Turnkey-Water Heating Control | Medium Industrial |  | Winter Evening | % of Load | 1 | 2033 | 65535
| Base | EV Charging Control | C&I Curtailment-Turnkey-Water Heating Control | Medium Industrial |  | Winter Evening | % of Load | 0 | 2033 | 65535
| Base | EV Charging Control | C&I Curtailment-Turnkey-Other | Medium Industrial |  | Winter Evening | % of Load | 1 | 2033 | 65535
| Base | EV Charging Control | C&I Curtailment-Turnkey-Other | Medium Industrial |  | Winter Evening | % of Load | 0 | 2033 | 65535
| Base | EV Charging Control | EV Charging Control | EV Res LDV |  | Winter Morning | % of Load | 1 | 2033 | 65535
| Base | EV Charging Control | EV Charging Control | EV Res LDV |  | Winter Morning | % of Load | 0 | 2033 | 65535
| Base | EV Charging Control | EV Charging Control | EV Res LDV |  | Winter Evening | % of Load | 1 | 2033 | 65535
| Base | EV Charging Control | EV Charging Control | EV Res LDV |  | Winter Evening | % of Load | 0 | 2033 | 65535
| Base | EV Charging Control | EV Charging Control | EV Com LDV |  | Winter Morning | % of Load | 1 | 2033 | 65535
| Base | EV Charging Control | EV Charging Control | EV Com LDV |  | Winter Morning | % of Load | 0 | 2033 | 65535
| Base | EV Charging Control | EV Charging Control | EV Com LDV |  | Winter Evening | % of Load | 1 | 2033 | 65535
| Base | EV Charging Control | EV Charging Control | EV Com LDV |  | Winter Evening | % of Load | 0 | 2033 | 65535
| Base | EV Charging Control | EV Charging Control | EV Com MDV |  | Winter Morning | % of Load | 1 | 2033 | 65535
| Base | EV Charging Control | EV Charging Control | EV Com MDV |  | Winter Morning | % of Load | 0 | 2033 | 65535
| Base | EV Charging Control | EV Charging Control | EV Com MDV |  | Winter Evening | % of Load | 1 | 2033 | 65535
| Base | EV Charging Control | EV Charging Control | EV Com MDV |  | Winter Evening | % of Load | 0 | 2033 | 65535
| Base | EV Charging Control | EV Charging Control | EV Com HDV |  | Winter Morning | % of Load | 1 | 2033 | 65535
| Base | EV Charging Control | EV Charging Control | EV Com HDV |  | Winter Morning | % of Load | 0 | 2033 | 65535
| Base | EV Charging Control | EV Charging Control | EV Com HDV |  | Winter Evening | % of Load | 1 | 2033 | 65535
| Base | EV Charging Control | EV Charging Control | EV Com HDV |  | Winter Evening | % of Load | 0 | 2033 | 65535
| Base | Behavioral DR | DLC-Switch-Water Heating | Small General |  | Winter Morning | % of Load | 1 | 2033 | 65535
| Base | Behavioral DR | DLC-Switch-Water Heating | Small General |  | Winter Morning | % of Load | 0 | 2033 | 65535
| Base | Behavioral DR | DLC-BYOD-Water Heating | Small General |  | Winter Morning | % of Load | 1 | 2033 | 65535
| Base | Behavioral DR | DLC-BYOD-Water Heating | Small General |  | Winter Morning | % of Load | 0 | 2033 | 65535
| Base | Behavioral DR | DLC-Thermostat-DI-Central Heat Pump | Small General |  | Winter Morning | % of Load | 1 | 2033 | 65535
| Base | Behavioral DR | DLC-Thermostat-DI-Central Heat Pump | Small General |  | Winter Morning | % of Load | 0 | 2033 | 65535
| Base | Behavioral DR | DLC-Thermostat-BYOT-Central Heat Pump | Small General |  | Winter Morning | % of Load | 1 | 2033 | 65535
| Base | Behavioral DR | DLC-Thermostat-BYOT-Central Heat Pump | Small General |  | Winter Morning | % of Load | 0 | 2033 | 65535
| Base | Behavioral DR | DLC-Thermostat-HVAC | Small General |  | Winter Morning | % of Load | 1 | 2033 | 65535
| Base | Behavioral DR | DLC-Thermostat-HVAC | Small General |  | Winter Morning | % of Load | 0 | 2033 | 65535
| Base | Behavioral DR | DLC-Thermostat-DI-Baseboard Heating | Small General |  | Winter Morning | % of Load | 1 | 2033 | 65535
| Base | Behavioral DR | DLC-Thermostat-DI-Baseboard Heating | Small General |  | Winter Morning | % of Load | 0 | 2033 | 65535
| Base | Behavioral DR | DLC-Thermostat-BYOT-Baseboard Heating | Small General |  | Winter Morning | % of Load | 1 | 2033 | 65535
| Base | Behavioral DR | DLC-Thermostat-BYOT-Baseboard Heating | Small General |  | Winter Morning | % of Load | 0 | 2033 | 65535
| Base | Behavioral DR | DLC-Thermostat-DI-MSHP | Small General |  | Winter Morning | % of Load | 1 | 2033 | 65535
| Base | Behavioral DR | DLC-Thermostat-DI-MSHP | Small General |  | Winter Morning | % of Load | 0 | 2033 | 65535
| Base | Behavioral DR | DLC-Thermostat-BYOT-MSHP | Small General |  | Winter Morning | % of Load | 1 | 2033 | 65535
| Base | Behavioral DR | DLC-Thermostat-BYOT-MSHP | Small General |  | Winter Morning | % of Load | 0 | 2033 | 65535
| Base | Behavioral DR | C&I Curtailment-Turnkey-Manual HVAC Control | Small General |  | Winter Morning | % of Load | 1 | 2033 | 65535
| Base | Behavioral DR | C&I Curtailment-Turnkey-Manual HVAC Control | Small General |  | Winter Morning | % of Load | 0 | 2033 | 65535
| Base | Behavioral DR | C&I Curtailment-Turnkey-Auto-DR HVAC Control | Small General |  | Winter Morning | % of Load | 1 | 2033 | 65535
| Base | Behavioral DR | C&I Curtailment-Turnkey-Auto-DR HVAC Control | Small General |  | Winter Morning | % of Load | 0 | 2033 | 65535
| Base | Behavioral DR | C&I Curtailment-Turnkey-Standard Lighting Control | Small General |  | Winter Morning | % of Load | 1 | 2033 | 65535
| Base | Behavioral DR | C&I Curtailment-Turnkey-Standard Lighting Control | Small General |  | Winter Morning | % of Load | 0 | 2033 | 65535
| Base | Behavioral DR | C&I Curtailment-Turnkey-Advanced Lighting Control | Small General |  | Winter Morning | % of Load | 1 | 2033 | 65535
| Base | Behavioral DR | C&I Curtailment-Turnkey-Advanced Lighting Control | Small General |  | Winter Morning | % of Load | 0 | 2033 | 65535
| Base | Behavioral DR | C&I Curtailment-Turnkey-Water Heating Control | Small General |  | Winter Morning | % of Load | 1 | 2033 | 65535
| Base | Behavioral DR | C&I Curtailment-Turnkey-Water Heating Control | Small General |  | Winter Morning | % of Load | 0 | 2033 | 65535
| Base | Behavioral DR | C&I Curtailment-Turnkey-Other | Small General |  | Winter Morning | % of Load | 1 | 2033 | 65535
| Base | Behavioral DR | C&I Curtailment-Turnkey-Other | Small General |  | Winter Morning | % of Load | 0 | 2033 | 65535
| Base | Behavioral DR | Dynamic Pricing with enabling tech. | Small General |  | Winter Morning | % of Load | 1 | 2033 | 65535
| Base | Behavioral DR | Dynamic Pricing with enabling tech. | Small General |  | Winter Morning | % of Load | 0 | 2033 | 65535
| Base | Behavioral DR | DLC-Switch-Water Heating | Small General |  | Winter Evening | % of Load | 1 | 2033 | 65535
| Base | Behavioral DR | DLC-Switch-Water Heating | Small General |  | Winter Evening | % of Load | 0 | 2033 | 65535
| Base | Behavioral DR | DLC-BYOD-Water Heating | Small General |  | Winter Evening | % of Load | 1 | 2033 | 65535
| Base | Behavioral DR | DLC-BYOD-Water Heating | Small General |  | Winter Evening | % of Load | 0 | 2033 | 65535
| Base | Behavioral DR | DLC-Thermostat-DI-Central Heat Pump | Small General |  | Winter Evening | % of Load | 1 | 2033 | 65535
| Base | Behavioral DR | DLC-Thermostat-DI-Central Heat Pump | Small General |  | Winter Evening | % of Load | 0 | 2033 | 65535
| Base | Behavioral DR | DLC-Thermostat-BYOT-Central Heat Pump | Small General |  | Winter Evening | % of Load | 1 | 2033 | 65535
| Base | Behavioral DR | DLC-Thermostat-BYOT-Central Heat Pump | Small General |  | Winter Evening | % of Load | 0 | 2033 | 65535
| Base | Behavioral DR | DLC-Thermostat-HVAC | Small General |  | Winter Evening | % of Load | 1 | 2033 | 65535
| Base | Behavioral DR | DLC-Thermostat-HVAC | Small General |  | Winter Evening | % of Load | 0 | 2033 | 65535
| Base | Behavioral DR | DLC-Thermostat-DI-Baseboard Heating | Small General |  | Winter Evening | % of Load | 1 | 2033 | 65535
| Base | Behavioral DR | DLC-Thermostat-DI-Baseboard Heating | Small General |  | Winter Evening | % of Load | 0 | 2033 | 65535
| Base | Behavioral DR | DLC-Thermostat-BYOT-Baseboard Heating | Small General |  | Winter Evening | % of Load | 1 | 2033 | 65535
| Base | Behavioral DR | DLC-Thermostat-BYOT-Baseboard Heating | Small General |  | Winter Evening | % of Load | 0 | 2033 | 65535
| Base | Behavioral DR | DLC-Thermostat-DI-MSHP | Small General |  | Winter Evening | % of Load | 1 | 2033 | 65535
| Base | Behavioral DR | DLC-Thermostat-DI-MSHP | Small General |  | Winter Evening | % of Load | 0 | 2033 | 65535
| Base | Behavioral DR | DLC-Thermostat-BYOT-MSHP | Small General |  | Winter Evening | % of Load | 1 | 2033 | 65535
| Base | Behavioral DR | DLC-Thermostat-BYOT-MSHP | Small General |  | Winter Evening | % of Load | 0 | 2033 | 65535
| Base | Behavioral DR | C&I Curtailment-Turnkey-Manual HVAC Control | Small General |  | Winter Evening | % of Load | 1 | 2033 | 65535
| Base | Behavioral DR | C&I Curtailment-Turnkey-Manual HVAC Control | Small General |  | Winter Evening | % of Load | 0 | 2033 | 65535
| Base | Behavioral DR | C&I Curtailment-Turnkey-Auto-DR HVAC Control | Small General |  | Winter Evening | % of Load | 1 | 2033 | 65535
| Base | Behavioral DR | C&I Curtailment-Turnkey-Auto-DR HVAC Control | Small General |  | Winter Evening | % of Load | 0 | 2033 | 65535
| Base | Behavioral DR | C&I Curtailment-Turnkey-Standard Lighting Control | Small General |  | Winter Evening | % of Load | 1 | 2033 | 65535
| Base | Behavioral DR | C&I Curtailment-Turnkey-Standard Lighting Control | Small General |  | Winter Evening | % of Load | 0 | 2033 | 65535
| Base | Behavioral DR | C&I Curtailment-Turnkey-Advanced Lighting Control | Small General |  | Winter Evening | % of Load | 1 | 2033 | 65535
| Base | Behavioral DR | C&I Curtailment-Turnkey-Advanced Lighting Control | Small General |  | Winter Evening | % of Load | 0 | 2033 | 65535
| Base | Behavioral DR | C&I Curtailment-Turnkey-Water Heating Control | Small General |  | Winter Evening | % of Load | 1 | 2033 | 65535
| Base | Behavioral DR | C&I Curtailment-Turnkey-Water Heating Control | Small General |  | Winter Evening | % of Load | 0 | 2033 | 65535
| Base | Behavioral DR | C&I Curtailment-Turnkey-Other | Small General |  | Winter Evening | % of Load | 1 | 2033 | 65535
| Base | Behavioral DR | C&I Curtailment-Turnkey-Other | Small General |  | Winter Evening | % of Load | 0 | 2033 | 65535
| Base | Behavioral DR | Dynamic Pricing with enabling tech. | Small General |  | Winter Evening | % of Load | 1 | 2033 | 65535
| Base | Behavioral DR | Dynamic Pricing with enabling tech. | Small General |  | Winter Evening | % of Load | 0 | 2033 | 65535
| Base | Behavioral DR | DLC-Switch-Water Heating | General |  | Winter Morning | % of Load | 1 | 2033 | 65535
| Base | Behavioral DR | DLC-Switch-Water Heating | General |  | Winter Morning | % of Load | 0 | 2033 | 65535
| Base | Behavioral DR | DLC-BYOD-Water Heating | General |  | Winter Morning | % of Load | 1 | 2033 | 65535
| Base | Behavioral DR | DLC-BYOD-Water Heating | General |  | Winter Morning | % of Load | 0 | 2033 | 65535
| Base | Behavioral DR | DLC-Thermostat-DI-Central Heat Pump | General |  | Winter Morning | % of Load | 1 | 2033 | 65535
| Base | Behavioral DR | DLC-Thermostat-DI-Central Heat Pump | General |  | Winter Morning | % of Load | 0 | 2033 | 65535
| Base | Behavioral DR | DLC-Thermostat-BYOT-Central Heat Pump | General |  | Winter Morning | % of Load | 1 | 2033 | 65535
| Base | Behavioral DR | DLC-Thermostat-BYOT-Central Heat Pump | General |  | Winter Morning | % of Load | 0 | 2033 | 65535
| Base | Behavioral DR | DLC-Thermostat-HVAC | General |  | Winter Morning | % of Load | 1 | 2033 | 65535
| Base | Behavioral DR | DLC-Thermostat-HVAC | General |  | Winter Morning | % of Load | 0 | 2033 | 65535
| Base | Behavioral DR | DLC-Thermostat-DI-Baseboard Heating | General |  | Winter Morning | % of Load | 1 | 2033 | 65535
| Base | Behavioral DR | DLC-Thermostat-DI-Baseboard Heating | General |  | Winter Morning | % of Load | 0 | 2033 | 65535
| Base | Behavioral DR | DLC-Thermostat-BYOT-Baseboard Heating | General |  | Winter Morning | % of Load | 1 | 2033 | 65535
| Base | Behavioral DR | DLC-Thermostat-BYOT-Baseboard Heating | General |  | Winter Morning | % of Load | 0 | 2033 | 65535
| Base | Behavioral DR | DLC-Thermostat-DI-MSHP | General |  | Winter Morning | % of Load | 1 | 2033 | 65535
| Base | Behavioral DR | DLC-Thermostat-DI-MSHP | General |  | Winter Morning | % of Load | 0 | 2033 | 65535
| Base | Behavioral DR | DLC-Thermostat-BYOT-MSHP | General |  | Winter Morning | % of Load | 1 | 2033 | 65535
| Base | Behavioral DR | DLC-Thermostat-BYOT-MSHP | General |  | Winter Morning | % of Load | 0 | 2033 | 65535
| Base | Behavioral DR | C&I Curtailment-Turnkey-Manual HVAC Control | General |  | Winter Morning | % of Load | 1 | 2033 | 65535
| Base | Behavioral DR | C&I Curtailment-Turnkey-Manual HVAC Control | General |  | Winter Morning | % of Load | 0 | 2033 | 65535
| Base | Behavioral DR | C&I Curtailment-Turnkey-Auto-DR HVAC Control | General |  | Winter Morning | % of Load | 1 | 2033 | 65535
| Base | Behavioral DR | C&I Curtailment-Turnkey-Auto-DR HVAC Control | General |  | Winter Morning | % of Load | 0 | 2033 | 65535
| Base | Behavioral DR | C&I Curtailment-Turnkey-Standard Lighting Control | General |  | Winter Morning | % of Load | 1 | 2033 | 65535
| Base | Behavioral DR | C&I Curtailment-Turnkey-Standard Lighting Control | General |  | Winter Morning | % of Load | 0 | 2033 | 65535
| Base | Behavioral DR | C&I Curtailment-Turnkey-Advanced Lighting Control | General |  | Winter Morning | % of Load | 1 | 2033 | 65535
| Base | Behavioral DR | C&I Curtailment-Turnkey-Advanced Lighting Control | General |  | Winter Morning | % of Load | 0 | 2033 | 65535
| Base | Behavioral DR | C&I Curtailment-Turnkey-Water Heating Control | General |  | Winter Morning | % of Load | 1 | 2033 | 65535
| Base | Behavioral DR | C&I Curtailment-Turnkey-Water Heating Control | General |  | Winter Morning | % of Load | 0 | 2033 | 65535
| Base | Behavioral DR | C&I Curtailment-Turnkey-Other | General |  | Winter Morning | % of Load | 1 | 2033 | 65535
| Base | Behavioral DR | C&I Curtailment-Turnkey-Other | General |  | Winter Morning | % of Load | 0 | 2033 | 65535
| Base | Behavioral DR | DLC-Switch-Water Heating | General |  | Winter Evening | % of Load | 1 | 2033 | 65535
| Base | Behavioral DR | DLC-Switch-Water Heating | General |  | Winter Evening | % of Load | 0 | 2033 | 65535
| Base | Behavioral DR | DLC-BYOD-Water Heating | General |  | Winter Evening | % of Load | 1 | 2033 | 65535
| Base | Behavioral DR | DLC-BYOD-Water Heating | General |  | Winter Evening | % of Load | 0 | 2033 | 65535
| Base | Behavioral DR | DLC-Thermostat-DI-Central Heat Pump | General |  | Winter Evening | % of Load | 1 | 2033 | 65535
| Base | Behavioral DR | DLC-Thermostat-DI-Central Heat Pump | General |  | Winter Evening | % of Load | 0 | 2033 | 65535
| Base | Behavioral DR | DLC-Thermostat-BYOT-Central Heat Pump | General |  | Winter Evening | % of Load | 1 | 2033 | 65535
| Base | Behavioral DR | DLC-Thermostat-BYOT-Central Heat Pump | General |  | Winter Evening | % of Load | 0 | 2033 | 65535
| Base | Behavioral DR | DLC-Thermostat-HVAC | General |  | Winter Evening | % of Load | 1 | 2033 | 65535
| Base | Behavioral DR | DLC-Thermostat-HVAC | General |  | Winter Evening | % of Load | 0 | 2033 | 65535
| Base | Behavioral DR | DLC-Thermostat-DI-Baseboard Heating | General |  | Winter Evening | % of Load | 1 | 2033 | 65535
| Base | Behavioral DR | DLC-Thermostat-DI-Baseboard Heating | General |  | Winter Evening | % of Load | 0 | 2033 | 65535
| Base | Behavioral DR | DLC-Thermostat-BYOT-Baseboard Heating | General |  | Winter Evening | % of Load | 1 | 2033 | 65535
| Base | Behavioral DR | DLC-Thermostat-BYOT-Baseboard Heating | General |  | Winter Evening | % of Load | 0 | 2033 | 65535
| Base | Behavioral DR | DLC-Thermostat-DI-MSHP | General |  | Winter Evening | % of Load | 1 | 2033 | 65535
| Base | Behavioral DR | DLC-Thermostat-DI-MSHP | General |  | Winter Evening | % of Load | 0 | 2033 | 65535
| Base | Behavioral DR | DLC-Thermostat-BYOT-MSHP | General |  | Winter Evening | % of Load | 1 | 2033 | 65535
| Base | Behavioral DR | DLC-Thermostat-BYOT-MSHP | General |  | Winter Evening | % of Load | 0 | 2033 | 65535
| Base | Behavioral DR | C&I Curtailment-Turnkey-Manual HVAC Control | General |  | Winter Evening | % of Load | 1 | 2033 | 65535
| Base | Behavioral DR | C&I Curtailment-Turnkey-Manual HVAC Control | General |  | Winter Evening | % of Load | 0 | 2033 | 65535
| Base | Behavioral DR | C&I Curtailment-Turnkey-Auto-DR HVAC Control | General |  | Winter Evening | % of Load | 1 | 2033 | 65535
| Base | Behavioral DR | C&I Curtailment-Turnkey-Auto-DR HVAC Control | General |  | Winter Evening | % of Load | 0 | 2033 | 65535
| Base | Behavioral DR | C&I Curtailment-Turnkey-Standard Lighting Control | General |  | Winter Evening | % of Load | 1 | 2033 | 65535
| Base | Behavioral DR | C&I Curtailment-Turnkey-Standard Lighting Control | General |  | Winter Evening | % of Load | 0 | 2033 | 65535
| Base | Behavioral DR | C&I Curtailment-Turnkey-Advanced Lighting Control | General |  | Winter Evening | % of Load | 1 | 2033 | 65535
| Base | Behavioral DR | C&I Curtailment-Turnkey-Advanced Lighting Control | General |  | Winter Evening | % of Load | 0 | 2033 | 65535
| Base | Behavioral DR | C&I Curtailment-Turnkey-Water Heating Control | General |  | Winter Evening | % of Load | 1 | 2033 | 65535
| Base | Behavioral DR | C&I Curtailment-Turnkey-Water Heating Control | General |  | Winter Evening | % of Load | 0 | 2033 | 65535
| Base | Behavioral DR | C&I Curtailment-Turnkey-Other | General |  | Winter Evening | % of Load | 1 | 2033 | 65535
| Base | Behavioral DR | C&I Curtailment-Turnkey-Other | General |  | Winter Evening | % of Load | 0 | 2033 | 65535
| Base | Behavioral DR | DLC-Switch-Water Heating | Small Industrial |  | Winter Morning | % of Load | 1 | 2033 | 65535
| Base | Behavioral DR | DLC-Switch-Water Heating | Small Industrial |  | Winter Morning | % of Load | 0 | 2033 | 65535
| Base | Behavioral DR | DLC-BYOD-Water Heating | Small Industrial |  | Winter Morning | % of Load | 1 | 2033 | 65535
| Base | Behavioral DR | DLC-BYOD-Water Heating | Small Industrial |  | Winter Morning | % of Load | 0 | 2033 | 65535
| Base | Behavioral DR | DLC-Thermostat-DI-Central Heat Pump | Small Industrial |  | Winter Morning | % of Load | 1 | 2033 | 65535
| Base | Behavioral DR | DLC-Thermostat-DI-Central Heat Pump | Small Industrial |  | Winter Morning | % of Load | 0 | 2033 | 65535
| Base | Behavioral DR | DLC-Thermostat-BYOT-Central Heat Pump | Small Industrial |  | Winter Morning | % of Load | 1 | 2033 | 65535
| Base | Behavioral DR | DLC-Thermostat-BYOT-Central Heat Pump | Small Industrial |  | Winter Morning | % of Load | 0 | 2033 | 65535
| Base | Behavioral DR | DLC-Thermostat-HVAC | Small Industrial |  | Winter Morning | % of Load | 1 | 2033 | 65535
| Base | Behavioral DR | DLC-Thermostat-HVAC | Small Industrial |  | Winter Morning | % of Load | 0 | 2033 | 65535
| Base | Behavioral DR | DLC-Thermostat-DI-Baseboard Heating | Small Industrial |  | Winter Morning | % of Load | 1 | 2033 | 65535
| Base | Behavioral DR | DLC-Thermostat-DI-Baseboard Heating | Small Industrial |  | Winter Morning | % of Load | 0 | 2033 | 65535
| Base | Behavioral DR | DLC-Thermostat-BYOT-Baseboard Heating | Small Industrial |  | Winter Morning | % of Load | 1 | 2033 | 65535
| Base | Behavioral DR | DLC-Thermostat-BYOT-Baseboard Heating | Small Industrial |  | Winter Morning | % of Load | 0 | 2033 | 65535
| Base | Behavioral DR | DLC-Thermostat-DI-MSHP | Small Industrial |  | Winter Morning | % of Load | 1 | 2033 | 65535
| Base | Behavioral DR | DLC-Thermostat-DI-MSHP | Small Industrial |  | Winter Morning | % of Load | 0 | 2033 | 65535
| Base | Behavioral DR | DLC-Thermostat-BYOT-MSHP | Small Industrial |  | Winter Morning | % of Load | 1 | 2033 | 65535
| Base | Behavioral DR | DLC-Thermostat-BYOT-MSHP | Small Industrial |  | Winter Morning | % of Load | 0 | 2033 | 65535
| Base | Behavioral DR | C&I Curtailment-Turnkey-Manual HVAC Control | Small Industrial |  | Winter Morning | % of Load | 1 | 2033 | 65535
| Base | Behavioral DR | C&I Curtailment-Turnkey-Manual HVAC Control | Small Industrial |  | Winter Morning | % of Load | 0 | 2033 | 65535
| Base | Behavioral DR | C&I Curtailment-Turnkey-Auto-DR HVAC Control | Small Industrial |  | Winter Morning | % of Load | 1 | 2033 | 65535
| Base | Behavioral DR | C&I Curtailment-Turnkey-Auto-DR HVAC Control | Small Industrial |  | Winter Morning | % of Load | 0 | 2033 | 65535
| Base | Behavioral DR | C&I Curtailment-Turnkey-Standard Lighting Control | Small Industrial |  | Winter Morning | % of Load | 1 | 2033 | 65535
| Base | Behavioral DR | C&I Curtailment-Turnkey-Standard Lighting Control | Small Industrial |  | Winter Morning | % of Load | 0 | 2033 | 65535
| Base | Behavioral DR | C&I Curtailment-Turnkey-Advanced Lighting Control | Small Industrial |  | Winter Morning | % of Load | 1 | 2033 | 65535
| Base | Behavioral DR | C&I Curtailment-Turnkey-Advanced Lighting Control | Small Industrial |  | Winter Morning | % of Load | 0 | 2033 | 65535
| Base | Behavioral DR | C&I Curtailment-Turnkey-Water Heating Control | Small Industrial |  | Winter Morning | % of Load | 1 | 2033 | 65535
| Base | Behavioral DR | C&I Curtailment-Turnkey-Water Heating Control | Small Industrial |  | Winter Morning | % of Load | 0 | 2033 | 65535
| Base | Behavioral DR | C&I Curtailment-Turnkey-Other | Small Industrial |  | Winter Morning | % of Load | 1 | 2033 | 65535
| Base | Behavioral DR | C&I Curtailment-Turnkey-Other | Small Industrial |  | Winter Morning | % of Load | 0 | 2033 | 65535
| Base | Behavioral DR | C&I Curtailment-Turnkey-Industrial | Small Industrial |  | Winter Morning | % of Load | 1 | 2033 | 65535
| Base | Behavioral DR | C&I Curtailment-Turnkey-Industrial | Small Industrial |  | Winter Morning | % of Load | 0 | 2033 | 65535
| Base | Behavioral DR | DLC-Switch-Water Heating | Small Industrial |  | Winter Evening | % of Load | 1 | 2033 | 65535
| Base | Behavioral DR | DLC-Switch-Water Heating | Small Industrial |  | Winter Evening | % of Load | 0 | 2033 | 65535
| Base | Behavioral DR | DLC-BYOD-Water Heating | Small Industrial |  | Winter Evening | % of Load | 1 | 2033 | 65535
| Base | Behavioral DR | DLC-BYOD-Water Heating | Small Industrial |  | Winter Evening | % of Load | 0 | 2033 | 65535
| Base | Behavioral DR | DLC-Thermostat-DI-Central Heat Pump | Small Industrial |  | Winter Evening | % of Load | 1 | 2033 | 65535
| Base | Behavioral DR | DLC-Thermostat-DI-Central Heat Pump | Small Industrial |  | Winter Evening | % of Load | 0 | 2033 | 65535
| Base | Behavioral DR | DLC-Thermostat-BYOT-Central Heat Pump | Small Industrial |  | Winter Evening | % of Load | 1 | 2033 | 65535
| Base | Behavioral DR | DLC-Thermostat-BYOT-Central Heat Pump | Small Industrial |  | Winter Evening | % of Load | 0 | 2033 | 65535
| Base | Behavioral DR | DLC-Thermostat-HVAC | Small Industrial |  | Winter Evening | % of Load | 1 | 2033 | 65535
| Base | Behavioral DR | DLC-Thermostat-HVAC | Small Industrial |  | Winter Evening | % of Load | 0 | 2033 | 65535
| Base | Behavioral DR | DLC-Thermostat-DI-Baseboard Heating | Small Industrial |  | Winter Evening | % of Load | 1 | 2033 | 65535
| Base | Behavioral DR | DLC-Thermostat-DI-Baseboard Heating | Small Industrial |  | Winter Evening | % of Load | 0 | 2033 | 65535
| Base | Behavioral DR | DLC-Thermostat-BYOT-Baseboard Heating | Small Industrial |  | Winter Evening | % of Load | 1 | 2033 | 65535
| Base | Behavioral DR | DLC-Thermostat-BYOT-Baseboard Heating | Small Industrial |  | Winter Evening | % of Load | 0 | 2033 | 65535
| Base | Behavioral DR | DLC-Thermostat-DI-MSHP | Small Industrial |  | Winter Evening | % of Load | 1 | 2033 | 65535
| Base | Behavioral DR | DLC-Thermostat-DI-MSHP | Small Industrial |  | Winter Evening | % of Load | 0 | 2033 | 65535
| Base | Behavioral DR | DLC-Thermostat-BYOT-MSHP | Small Industrial |  | Winter Evening | % of Load | 1 | 2033 | 65535
| Base | Behavioral DR | DLC-Thermostat-BYOT-MSHP | Small Industrial |  | Winter Evening | % of Load | 0 | 2033 | 65535
| Base | Behavioral DR | C&I Curtailment-Turnkey-Manual HVAC Control | Small Industrial |  | Winter Evening | % of Load | 1 | 2033 | 65535
| Base | Behavioral DR | C&I Curtailment-Turnkey-Manual HVAC Control | Small Industrial |  | Winter Evening | % of Load | 0 | 2033 | 65535
| Base | Behavioral DR | C&I Curtailment-Turnkey-Auto-DR HVAC Control | Small Industrial |  | Winter Evening | % of Load | 1 | 2033 | 65535
| Base | Behavioral DR | C&I Curtailment-Turnkey-Auto-DR HVAC Control | Small Industrial |  | Winter Evening | % of Load | 0 | 2033 | 65535
| Base | Behavioral DR | C&I Curtailment-Turnkey-Standard Lighting Control | Small Industrial |  | Winter Evening | % of Load | 1 | 2033 | 65535
| Base | Behavioral DR | C&I Curtailment-Turnkey-Standard Lighting Control | Small Industrial |  | Winter Evening | % of Load | 0 | 2033 | 65535
| Base | Behavioral DR | C&I Curtailment-Turnkey-Advanced Lighting Control | Small Industrial |  | Winter Evening | % of Load | 1 | 2033 | 65535
| Base | Behavioral DR | C&I Curtailment-Turnkey-Advanced Lighting Control | Small Industrial |  | Winter Evening | % of Load | 0 | 2033 | 65535
| Base | Behavioral DR | C&I Curtailment-Turnkey-Water Heating Control | Small Industrial |  | Winter Evening | % of Load | 1 | 2033 | 65535
| Base | Behavioral DR | C&I Curtailment-Turnkey-Water Heating Control | Small Industrial |  | Winter Evening | % of Load | 0 | 2033 | 65535
| Base | Behavioral DR | C&I Curtailment-Turnkey-Other | Small Industrial |  | Winter Evening | % of Load | 1 | 2033 | 65535
| Base | Behavioral DR | C&I Curtailment-Turnkey-Other | Small Industrial |  | Winter Evening | % of Load | 0 | 2033 | 65535
| Base | Behavioral DR | C&I Curtailment-Turnkey-Industrial | Small Industrial |  | Winter Evening | % of Load | 1 | 2033 | 65535
| Base | Behavioral DR | C&I Curtailment-Turnkey-Industrial | Small Industrial |  | Winter Evening | % of Load | 0 | 2033 | 65535
| Base | Behavioral DR | DLC-Switch-Water Heating | Medium Industrial |  | Winter Morning | % of Load | 1 | 2033 | 65535
| Base | Behavioral DR | DLC-Switch-Water Heating | Medium Industrial |  | Winter Morning | % of Load | 0 | 2033 | 65535
| Base | Behavioral DR | DLC-BYOD-Water Heating | Medium Industrial |  | Winter Morning | % of Load | 1 | 2033 | 65535
| Base | Behavioral DR | DLC-BYOD-Water Heating | Medium Industrial |  | Winter Morning | % of Load | 0 | 2033 | 65535
| Base | Behavioral DR | DLC-Thermostat-DI-Central Heat Pump | Medium Industrial |  | Winter Morning | % of Load | 1 | 2033 | 65535
| Base | Behavioral DR | DLC-Thermostat-DI-Central Heat Pump | Medium Industrial |  | Winter Morning | % of Load | 0 | 2033 | 65535
| Base | Behavioral DR | DLC-Thermostat-BYOT-Central Heat Pump | Medium Industrial |  | Winter Morning | % of Load | 1 | 2033 | 65535
| Base | Behavioral DR | DLC-Thermostat-BYOT-Central Heat Pump | Medium Industrial |  | Winter Morning | % of Load | 0 | 2033 | 65535
| Base | Behavioral DR | DLC-Thermostat-HVAC | Medium Industrial |  | Winter Morning | % of Load | 1 | 2033 | 65535
| Base | Behavioral DR | DLC-Thermostat-HVAC | Medium Industrial |  | Winter Morning | % of Load | 0 | 2033 | 65535
| Base | Behavioral DR | DLC-Thermostat-DI-Baseboard Heating | Medium Industrial |  | Winter Morning | % of Load | 1 | 2033 | 65535
| Base | Behavioral DR | DLC-Thermostat-DI-Baseboard Heating | Medium Industrial |  | Winter Morning | % of Load | 0 | 2033 | 65535
| Base | Behavioral DR | DLC-Thermostat-BYOT-Baseboard Heating | Medium Industrial |  | Winter Morning | % of Load | 1 | 2033 | 65535
| Base | Behavioral DR | DLC-Thermostat-BYOT-Baseboard Heating | Medium Industrial |  | Winter Morning | % of Load | 0 | 2033 | 65535
| Base | Behavioral DR | DLC-Thermostat-DI-MSHP | Medium Industrial |  | Winter Morning | % of Load | 1 | 2033 | 65535
| Base | Behavioral DR | DLC-Thermostat-DI-MSHP | Medium Industrial |  | Winter Morning | % of Load | 0 | 2033 | 65535
| Base | Behavioral DR | DLC-Thermostat-BYOT-MSHP | Medium Industrial |  | Winter Morning | % of Load | 1 | 2033 | 65535
| Base | Behavioral DR | DLC-Thermostat-BYOT-MSHP | Medium Industrial |  | Winter Morning | % of Load | 0 | 2033 | 65535
| Base | Behavioral DR | C&I Curtailment-Turnkey-Manual HVAC Control | Medium Industrial |  | Winter Morning | % of Load | 1 | 2033 | 65535
| Base | Behavioral DR | C&I Curtailment-Turnkey-Manual HVAC Control | Medium Industrial |  | Winter Morning | % of Load | 0 | 2033 | 65535
| Base | Behavioral DR | C&I Curtailment-Turnkey-Auto-DR HVAC Control | Medium Industrial |  | Winter Morning | % of Load | 1 | 2033 | 65535
| Base | Behavioral DR | C&I Curtailment-Turnkey-Auto-DR HVAC Control | Medium Industrial |  | Winter Morning | % of Load | 0 | 2033 | 65535
| Base | Behavioral DR | C&I Curtailment-Turnkey-Standard Lighting Control | Medium Industrial |  | Winter Morning | % of Load | 1 | 2033 | 65535
| Base | Behavioral DR | C&I Curtailment-Turnkey-Standard Lighting Control | Medium Industrial |  | Winter Morning | % of Load | 0 | 2033 | 65535
| Base | Behavioral DR | C&I Curtailment-Turnkey-Advanced Lighting Control | Medium Industrial |  | Winter Morning | % of Load | 1 | 2033 | 65535
| Base | Behavioral DR | C&I Curtailment-Turnkey-Advanced Lighting Control | Medium Industrial |  | Winter Morning | % of Load | 0 | 2033 | 65535
| Base | Behavioral DR | C&I Curtailment-Turnkey-Water Heating Control | Medium Industrial |  | Winter Morning | % of Load | 1 | 2033 | 65535
| Base | Behavioral DR | C&I Curtailment-Turnkey-Water Heating Control | Medium Industrial |  | Winter Morning | % of Load | 0 | 2033 | 65535
| Base | Behavioral DR | C&I Curtailment-Turnkey-Other | Medium Industrial |  | Winter Morning | % of Load | 1 | 2033 | 65535
| Base | Behavioral DR | C&I Curtailment-Turnkey-Other | Medium Industrial |  | Winter Morning | % of Load | 0 | 2033 | 65535
| Base | Behavioral DR | DLC-Switch-Water Heating | Medium Industrial |  | Winter Evening | % of Load | 1 | 2033 | 65535
| Base | Behavioral DR | DLC-Switch-Water Heating | Medium Industrial |  | Winter Evening | % of Load | 0 | 2033 | 65535
| Base | Behavioral DR | DLC-BYOD-Water Heating | Medium Industrial |  | Winter Evening | % of Load | 1 | 2033 | 65535
| Base | Behavioral DR | DLC-BYOD-Water Heating | Medium Industrial |  | Winter Evening | % of Load | 0 | 2033 | 65535
| Base | Behavioral DR | DLC-Thermostat-DI-Central Heat Pump | Medium Industrial |  | Winter Evening | % of Load | 1 | 2033 | 65535
| Base | Behavioral DR | DLC-Thermostat-DI-Central Heat Pump | Medium Industrial |  | Winter Evening | % of Load | 0 | 2033 | 65535
| Base | Behavioral DR | DLC-Thermostat-BYOT-Central Heat Pump | Medium Industrial |  | Winter Evening | % of Load | 1 | 2033 | 65535
| Base | Behavioral DR | DLC-Thermostat-BYOT-Central Heat Pump | Medium Industrial |  | Winter Evening | % of Load | 0 | 2033 | 65535
| Base | Behavioral DR | DLC-Thermostat-HVAC | Medium Industrial |  | Winter Evening | % of Load | 1 | 2033 | 65535
| Base | Behavioral DR | DLC-Thermostat-HVAC | Medium Industrial |  | Winter Evening | % of Load | 0 | 2033 | 65535
| Base | Behavioral DR | DLC-Thermostat-DI-Baseboard Heating | Medium Industrial |  | Winter Evening | % of Load | 1 | 2033 | 65535
| Base | Behavioral DR | DLC-Thermostat-DI-Baseboard Heating | Medium Industrial |  | Winter Evening | % of Load | 0 | 2033 | 65535
| Base | Behavioral DR | DLC-Thermostat-BYOT-Baseboard Heating | Medium Industrial |  | Winter Evening | % of Load | 1 | 2033 | 65535
| Base | Behavioral DR | DLC-Thermostat-BYOT-Baseboard Heating | Medium Industrial |  | Winter Evening | % of Load | 0 | 2033 | 65535
| Base | Behavioral DR | DLC-Thermostat-DI-MSHP | Medium Industrial |  | Winter Evening | % of Load | 1 | 2033 | 65535
| Base | Behavioral DR | DLC-Thermostat-DI-MSHP | Medium Industrial |  | Winter Evening | % of Load | 0 | 2033 | 65535
| Base | Behavioral DR | DLC-Thermostat-BYOT-MSHP | Medium Industrial |  | Winter Evening | % of Load | 1 | 2033 | 65535
| Base | Behavioral DR | DLC-Thermostat-BYOT-MSHP | Medium Industrial |  | Winter Evening | % of Load | 0 | 2033 | 65535
| Base | Behavioral DR | C&I Curtailment-Turnkey-Manual HVAC Control | Medium Industrial |  | Winter Evening | % of Load | 1 | 2033 | 65535
| Base | Behavioral DR | C&I Curtailment-Turnkey-Manual HVAC Control | Medium Industrial |  | Winter Evening | % of Load | 0 | 2033 | 65535
| Base | Behavioral DR | C&I Curtailment-Turnkey-Auto-DR HVAC Control | Medium Industrial |  | Winter Evening | % of Load | 1 | 2033 | 65535
| Base | Behavioral DR | C&I Curtailment-Turnkey-Auto-DR HVAC Control | Medium Industrial |  | Winter Evening | % of Load | 0 | 2033 | 65535
| Base | Behavioral DR | C&I Curtailment-Turnkey-Standard Lighting Control | Medium Industrial |  | Winter Evening | % of Load | 1 | 2033 | 65535
| Base | Behavioral DR | C&I Curtailment-Turnkey-Standard Lighting Control | Medium Industrial |  | Winter Evening | % of Load | 0 | 2033 | 65535
| Base | Behavioral DR | C&I Curtailment-Turnkey-Advanced Lighting Control | Medium Industrial |  | Winter Evening | % of Load | 1 | 2033 | 65535
| Base | Behavioral DR | C&I Curtailment-Turnkey-Advanced Lighting Control | Medium Industrial |  | Winter Evening | % of Load | 0 | 2033 | 65535
| Base | Behavioral DR | C&I Curtailment-Turnkey-Water Heating Control | Medium Industrial |  | Winter Evening | % of Load | 1 | 2033 | 65535
| Base | Behavioral DR | C&I Curtailment-Turnkey-Water Heating Control | Medium Industrial |  | Winter Evening | % of Load | 0 | 2033 | 65535
| Base | Behavioral DR | C&I Curtailment-Turnkey-Other | Medium Industrial |  | Winter Evening | % of Load | 1 | 2033 | 65535
| Base | Behavioral DR | C&I Curtailment-Turnkey-Other | Medium Industrial |  | Winter Evening | % of Load | 0 | 2033 | 65535
| Base | Behavioral DR | Behavioral DR | Residential Charitable |  | Winter Morning | % of Load | 1 | 2033 | 65535
| Base | Behavioral DR | Behavioral DR | Residential Charitable |  | Winter Morning | % of Load | 0 | 2033 | 65535
| Base | Behavioral DR | Behavioral DR | Residential Charitable |  | Winter Evening | % of Load | 1 | 2033 | 65535
| Base | Behavioral DR | Behavioral DR | Residential Charitable |  | Winter Evening | % of Load | 0 | 2033 | 65535
| Base | Time-of-Use Rates (TOU) | DLC-Switch-Water Heating | Small General |  | Winter Morning | % of Load | 1 | 2033 | 65535
| Base | Time-of-Use Rates (TOU) | DLC-Switch-Water Heating | Small General |  | Winter Morning | % of Load | 0 | 2033 | 65535
| Base | Time-of-Use Rates (TOU) | DLC-BYOD-Water Heating | Small General |  | Winter Morning | % of Load | 1 | 2033 | 65535
| Base | Time-of-Use Rates (TOU) | DLC-BYOD-Water Heating | Small General |  | Winter Morning | % of Load | 0 | 2033 | 65535
| Base | Time-of-Use Rates (TOU) | DLC-Thermostat-DI-Central Heat Pump | Small General |  | Winter Morning | % of Load | 1 | 2033 | 65535
| Base | Time-of-Use Rates (TOU) | DLC-Thermostat-DI-Central Heat Pump | Small General |  | Winter Morning | % of Load | 0 | 2033 | 65535
| Base | Time-of-Use Rates (TOU) | DLC-Thermostat-BYOT-Central Heat Pump | Small General |  | Winter Morning | % of Load | 1 | 2033 | 65535
| Base | Time-of-Use Rates (TOU) | DLC-Thermostat-BYOT-Central Heat Pump | Small General |  | Winter Morning | % of Load | 0 | 2033 | 65535
| Base | Time-of-Use Rates (TOU) | DLC-Thermostat-HVAC | Small General |  | Winter Morning | % of Load | 1 | 2033 | 65535
| Base | Time-of-Use Rates (TOU) | DLC-Thermostat-HVAC | Small General |  | Winter Morning | % of Load | 0 | 2033 | 65535
| Base | Time-of-Use Rates (TOU) | DLC-Thermostat-DI-Baseboard Heating | Small General |  | Winter Morning | % of Load | 1 | 2033 | 65535
| Base | Time-of-Use Rates (TOU) | DLC-Thermostat-DI-Baseboard Heating | Small General |  | Winter Morning | % of Load | 0 | 2033 | 65535
| Base | Time-of-Use Rates (TOU) | DLC-Thermostat-BYOT-Baseboard Heating | Small General |  | Winter Morning | % of Load | 1 | 2033 | 65535
| Base | Time-of-Use Rates (TOU) | DLC-Thermostat-BYOT-Baseboard Heating | Small General |  | Winter Morning | % of Load | 0 | 2033 | 65535
| Base | Time-of-Use Rates (TOU) | DLC-Thermostat-DI-MSHP | Small General |  | Winter Morning | % of Load | 1 | 2033 | 65535
| Base | Time-of-Use Rates (TOU) | DLC-Thermostat-DI-MSHP | Small General |  | Winter Morning | % of Load | 0 | 2033 | 65535
| Base | Time-of-Use Rates (TOU) | DLC-Thermostat-BYOT-MSHP | Small General |  | Winter Morning | % of Load | 1 | 2033 | 65535
| Base | Time-of-Use Rates (TOU) | DLC-Thermostat-BYOT-MSHP | Small General |  | Winter Morning | % of Load | 0 | 2033 | 65535
| Base | Time-of-Use Rates (TOU) | C&I Curtailment-Turnkey-Manual HVAC Control | Small General |  | Winter Morning | % of Load | 1 | 2033 | 65535
| Base | Time-of-Use Rates (TOU) | C&I Curtailment-Turnkey-Manual HVAC Control | Small General |  | Winter Morning | % of Load | 0 | 2033 | 65535
| Base | Time-of-Use Rates (TOU) | C&I Curtailment-Turnkey-Auto-DR HVAC Control | Small General |  | Winter Morning | % of Load | 1 | 2033 | 65535
| Base | Time-of-Use Rates (TOU) | C&I Curtailment-Turnkey-Auto-DR HVAC Control | Small General |  | Winter Morning | % of Load | 0 | 2033 | 65535
| Base | Time-of-Use Rates (TOU) | C&I Curtailment-Turnkey-Standard Lighting Control | Small General |  | Winter Morning | % of Load | 1 | 2033 | 65535
| Base | Time-of-Use Rates (TOU) | C&I Curtailment-Turnkey-Standard Lighting Control | Small General |  | Winter Morning | % of Load | 0 | 2033 | 65535
| Base | Time-of-Use Rates (TOU) | C&I Curtailment-Turnkey-Advanced Lighting Control | Small General |  | Winter Morning | % of Load | 1 | 2033 | 65535
| Base | Time-of-Use Rates (TOU) | C&I Curtailment-Turnkey-Advanced Lighting Control | Small General |  | Winter Morning | % of Load | 0 | 2033 | 65535
| Base | Time-of-Use Rates (TOU) | C&I Curtailment-Turnkey-Water Heating Control | Small General |  | Winter Morning | % of Load | 1 | 2033 | 65535
| Base | Time-of-Use Rates (TOU) | C&I Curtailment-Turnkey-Water Heating Control | Small General |  | Winter Morning | % of Load | 0 | 2033 | 65535
| Base | Time-of-Use Rates (TOU) | C&I Curtailment-Turnkey-Other | Small General |  | Winter Morning | % of Load | 1 | 2033 | 65535
| Base | Time-of-Use Rates (TOU) | C&I Curtailment-Turnkey-Other | Small General |  | Winter Morning | % of Load | 0 | 2033 | 65535
| Base | Time-of-Use Rates (TOU) | Dynamic Pricing with enabling tech. | Small General |  | Winter Morning | % of Load | 1 | 2033 | 65535
| Base | Time-of-Use Rates (TOU) | Dynamic Pricing with enabling tech. | Small General |  | Winter Morning | % of Load | 0 | 2033 | 65535
| Base | Time-of-Use Rates (TOU) | Time-of-Use Rates (TOU) | Small General |  | Winter Morning | % of Load | 1 | 2033 | 65535
| Base | Time-of-Use Rates (TOU) | Time-of-Use Rates (TOU) | Small General |  | Winter Morning | % of Load | 0 | 2033 | 65535
| Base | Time-of-Use Rates (TOU) | DLC-Switch-Water Heating | Small General |  | Winter Evening | % of Load | 1 | 2033 | 65535
| Base | Time-of-Use Rates (TOU) | DLC-Switch-Water Heating | Small General |  | Winter Evening | % of Load | 0 | 2033 | 65535
| Base | Time-of-Use Rates (TOU) | DLC-BYOD-Water Heating | Small General |  | Winter Evening | % of Load | 1 | 2033 | 65535
| Base | Time-of-Use Rates (TOU) | DLC-BYOD-Water Heating | Small General |  | Winter Evening | % of Load | 0 | 2033 | 65535
| Base | Time-of-Use Rates (TOU) | DLC-Thermostat-DI-Central Heat Pump | Small General |  | Winter Evening | % of Load | 1 | 2033 | 65535
| Base | Time-of-Use Rates (TOU) | DLC-Thermostat-DI-Central Heat Pump | Small General |  | Winter Evening | % of Load | 0 | 2033 | 65535
| Base | Time-of-Use Rates (TOU) | DLC-Thermostat-BYOT-Central Heat Pump | Small General |  | Winter Evening | % of Load | 1 | 2033 | 65535
| Base | Time-of-Use Rates (TOU) | DLC-Thermostat-BYOT-Central Heat Pump | Small General |  | Winter Evening | % of Load | 0 | 2033 | 65535
| Base | Time-of-Use Rates (TOU) | DLC-Thermostat-HVAC | Small General |  | Winter Evening | % of Load | 1 | 2033 | 65535
| Base | Time-of-Use Rates (TOU) | DLC-Thermostat-HVAC | Small General |  | Winter Evening | % of Load | 0 | 2033 | 65535
| Base | Time-of-Use Rates (TOU) | DLC-Thermostat-DI-Baseboard Heating | Small General |  | Winter Evening | % of Load | 1 | 2033 | 65535
| Base | Time-of-Use Rates (TOU) | DLC-Thermostat-DI-Baseboard Heating | Small General |  | Winter Evening | % of Load | 0 | 2033 | 65535
| Base | Time-of-Use Rates (TOU) | DLC-Thermostat-BYOT-Baseboard Heating | Small General |  | Winter Evening | % of Load | 1 | 2033 | 65535
| Base | Time-of-Use Rates (TOU) | DLC-Thermostat-BYOT-Baseboard Heating | Small General |  | Winter Evening | % of Load | 0 | 2033 | 65535
| Base | Time-of-Use Rates (TOU) | DLC-Thermostat-DI-MSHP | Small General |  | Winter Evening | % of Load | 1 | 2033 | 65535
| Base | Time-of-Use Rates (TOU) | DLC-Thermostat-DI-MSHP | Small General |  | Winter Evening | % of Load | 0 | 2033 | 65535
| Base | Time-of-Use Rates (TOU) | DLC-Thermostat-BYOT-MSHP | Small General |  | Winter Evening | % of Load | 1 | 2033 | 65535
| Base | Time-of-Use Rates (TOU) | DLC-Thermostat-BYOT-MSHP | Small General |  | Winter Evening | % of Load | 0 | 2033 | 65535
| Base | Time-of-Use Rates (TOU) | C&I Curtailment-Turnkey-Manual HVAC Control | Small General |  | Winter Evening | % of Load | 1 | 2033 | 65535
| Base | Time-of-Use Rates (TOU) | C&I Curtailment-Turnkey-Manual HVAC Control | Small General |  | Winter Evening | % of Load | 0 | 2033 | 65535
| Base | Time-of-Use Rates (TOU) | C&I Curtailment-Turnkey-Auto-DR HVAC Control | Small General |  | Winter Evening | % of Load | 1 | 2033 | 65535
| Base | Time-of-Use Rates (TOU) | C&I Curtailment-Turnkey-Auto-DR HVAC Control | Small General |  | Winter Evening | % of Load | 0 | 2033 | 65535
| Base | Time-of-Use Rates (TOU) | C&I Curtailment-Turnkey-Standard Lighting Control | Small General |  | Winter Evening | % of Load | 1 | 2033 | 65535
| Base | Time-of-Use Rates (TOU) | C&I Curtailment-Turnkey-Standard Lighting Control | Small General |  | Winter Evening | % of Load | 0 | 2033 | 65535
| Base | Time-of-Use Rates (TOU) | C&I Curtailment-Turnkey-Advanced Lighting Control | Small General |  | Winter Evening | % of Load | 1 | 2033 | 65535
| Base | Time-of-Use Rates (TOU) | C&I Curtailment-Turnkey-Advanced Lighting Control | Small General |  | Winter Evening | % of Load | 0 | 2033 | 65535
| Base | Time-of-Use Rates (TOU) | C&I Curtailment-Turnkey-Water Heating Control | Small General |  | Winter Evening | % of Load | 1 | 2033 | 65535
| Base | Time-of-Use Rates (TOU) | C&I Curtailment-Turnkey-Water Heating Control | Small General |  | Winter Evening | % of Load | 0 | 2033 | 65535
| Base | Time-of-Use Rates (TOU) | C&I Curtailment-Turnkey-Other | Small General |  | Winter Evening | % of Load | 1 | 2033 | 65535
| Base | Time-of-Use Rates (TOU) | C&I Curtailment-Turnkey-Other | Small General |  | Winter Evening | % of Load | 0 | 2033 | 65535
| Base | Time-of-Use Rates (TOU) | Dynamic Pricing with enabling tech. | Small General |  | Winter Evening | % of Load | 1 | 2033 | 65535
| Base | Time-of-Use Rates (TOU) | Dynamic Pricing with enabling tech. | Small General |  | Winter Evening | % of Load | 0 | 2033 | 65535
| Base | Time-of-Use Rates (TOU) | Time-of-Use Rates (TOU) | Small General |  | Winter Evening | % of Load | 1 | 2033 | 65535
| Base | Time-of-Use Rates (TOU) | Time-of-Use Rates (TOU) | Small General |  | Winter Evening | % of Load | 0 | 2033 | 65535
| Base | Time-of-Use Rates (TOU) | DLC-Switch-Water Heating | General |  | Winter Morning | % of Load | 1 | 2033 | 65535
| Base | Time-of-Use Rates (TOU) | DLC-Switch-Water Heating | General |  | Winter Morning | % of Load | 0 | 2033 | 65535
| Base | Time-of-Use Rates (TOU) | DLC-BYOD-Water Heating | General |  | Winter Morning | % of Load | 1 | 2033 | 65535
| Base | Time-of-Use Rates (TOU) | DLC-BYOD-Water Heating | General |  | Winter Morning | % of Load | 0 | 2033 | 65535
| Base | Time-of-Use Rates (TOU) | DLC-Thermostat-DI-Central Heat Pump | General |  | Winter Morning | % of Load | 1 | 2033 | 65535
| Base | Time-of-Use Rates (TOU) | DLC-Thermostat-DI-Central Heat Pump | General |  | Winter Morning | % of Load | 0 | 2033 | 65535
| Base | Time-of-Use Rates (TOU) | DLC-Thermostat-BYOT-Central Heat Pump | General |  | Winter Morning | % of Load | 1 | 2033 | 65535
| Base | Time-of-Use Rates (TOU) | DLC-Thermostat-BYOT-Central Heat Pump | General |  | Winter Morning | % of Load | 0 | 2033 | 65535
| Base | Time-of-Use Rates (TOU) | DLC-Thermostat-HVAC | General |  | Winter Morning | % of Load | 1 | 2033 | 65535
| Base | Time-of-Use Rates (TOU) | DLC-Thermostat-HVAC | General |  | Winter Morning | % of Load | 0 | 2033 | 65535
| Base | Time-of-Use Rates (TOU) | DLC-Thermostat-DI-Baseboard Heating | General |  | Winter Morning | % of Load | 1 | 2033 | 65535
| Base | Time-of-Use Rates (TOU) | DLC-Thermostat-DI-Baseboard Heating | General |  | Winter Morning | % of Load | 0 | 2033 | 65535
| Base | Time-of-Use Rates (TOU) | DLC-Thermostat-BYOT-Baseboard Heating | General |  | Winter Morning | % of Load | 1 | 2033 | 65535
| Base | Time-of-Use Rates (TOU) | DLC-Thermostat-BYOT-Baseboard Heating | General |  | Winter Morning | % of Load | 0 | 2033 | 65535
| Base | Time-of-Use Rates (TOU) | DLC-Thermostat-DI-MSHP | General |  | Winter Morning | % of Load | 1 | 2033 | 65535
| Base | Time-of-Use Rates (TOU) | DLC-Thermostat-DI-MSHP | General |  | Winter Morning | % of Load | 0 | 2033 | 65535
| Base | Time-of-Use Rates (TOU) | DLC-Thermostat-BYOT-MSHP | General |  | Winter Morning | % of Load | 1 | 2033 | 65535
| Base | Time-of-Use Rates (TOU) | DLC-Thermostat-BYOT-MSHP | General |  | Winter Morning | % of Load | 0 | 2033 | 65535
| Base | Time-of-Use Rates (TOU) | C&I Curtailment-Turnkey-Manual HVAC Control | General |  | Winter Morning | % of Load | 1 | 2033 | 65535
| Base | Time-of-Use Rates (TOU) | C&I Curtailment-Turnkey-Manual HVAC Control | General |  | Winter Morning | % of Load | 0 | 2033 | 65535
| Base | Time-of-Use Rates (TOU) | C&I Curtailment-Turnkey-Auto-DR HVAC Control | General |  | Winter Morning | % of Load | 1 | 2033 | 65535
| Base | Time-of-Use Rates (TOU) | C&I Curtailment-Turnkey-Auto-DR HVAC Control | General |  | Winter Morning | % of Load | 0 | 2033 | 65535
| Base | Time-of-Use Rates (TOU) | C&I Curtailment-Turnkey-Standard Lighting Control | General |  | Winter Morning | % of Load | 1 | 2033 | 65535
| Base | Time-of-Use Rates (TOU) | C&I Curtailment-Turnkey-Standard Lighting Control | General |  | Winter Morning | % of Load | 0 | 2033 | 65535
| Base | Time-of-Use Rates (TOU) | C&I Curtailment-Turnkey-Advanced Lighting Control | General |  | Winter Morning | % of Load | 1 | 2033 | 65535
| Base | Time-of-Use Rates (TOU) | C&I Curtailment-Turnkey-Advanced Lighting Control | General |  | Winter Morning | % of Load | 0 | 2033 | 65535
| Base | Time-of-Use Rates (TOU) | C&I Curtailment-Turnkey-Water Heating Control | General |  | Winter Morning | % of Load | 1 | 2033 | 65535
| Base | Time-of-Use Rates (TOU) | C&I Curtailment-Turnkey-Water Heating Control | General |  | Winter Morning | % of Load | 0 | 2033 | 65535
| Base | Time-of-Use Rates (TOU) | C&I Curtailment-Turnkey-Other | General |  | Winter Morning | % of Load | 1 | 2033 | 65535
| Base | Time-of-Use Rates (TOU) | C&I Curtailment-Turnkey-Other | General |  | Winter Morning | % of Load | 0 | 2033 | 65535
| Base | Time-of-Use Rates (TOU) | Time-of-Use Rates (TOU) | General |  | Winter Morning | % of Load | 1 | 2033 | 65535
| Base | Time-of-Use Rates (TOU) | Time-of-Use Rates (TOU) | General |  | Winter Morning | % of Load | 0 | 2033 | 65535
| Base | Time-of-Use Rates (TOU) | DLC-Switch-Water Heating | General |  | Winter Evening | % of Load | 1 | 2033 | 65535
| Base | Time-of-Use Rates (TOU) | DLC-Switch-Water Heating | General |  | Winter Evening | % of Load | 0 | 2033 | 65535
| Base | Time-of-Use Rates (TOU) | DLC-BYOD-Water Heating | General |  | Winter Evening | % of Load | 1 | 2033 | 65535
| Base | Time-of-Use Rates (TOU) | DLC-BYOD-Water Heating | General |  | Winter Evening | % of Load | 0 | 2033 | 65535
| Base | Time-of-Use Rates (TOU) | DLC-Thermostat-DI-Central Heat Pump | General |  | Winter Evening | % of Load | 1 | 2033 | 65535
| Base | Time-of-Use Rates (TOU) | DLC-Thermostat-DI-Central Heat Pump | General |  | Winter Evening | % of Load | 0 | 2033 | 65535
| Base | Time-of-Use Rates (TOU) | DLC-Thermostat-BYOT-Central Heat Pump | General |  | Winter Evening | % of Load | 1 | 2033 | 65535
| Base | Time-of-Use Rates (TOU) | DLC-Thermostat-BYOT-Central Heat Pump | General |  | Winter Evening | % of Load | 0 | 2033 | 65535
| Base | Time-of-Use Rates (TOU) | DLC-Thermostat-HVAC | General |  | Winter Evening | % of Load | 1 | 2033 | 65535
| Base | Time-of-Use Rates (TOU) | DLC-Thermostat-HVAC | General |  | Winter Evening | % of Load | 0 | 2033 | 65535
| Base | Time-of-Use Rates (TOU) | DLC-Thermostat-DI-Baseboard Heating | General |  | Winter Evening | % of Load | 1 | 2033 | 65535
| Base | Time-of-Use Rates (TOU) | DLC-Thermostat-DI-Baseboard Heating | General |  | Winter Evening | % of Load | 0 | 2033 | 65535
| Base | Time-of-Use Rates (TOU) | DLC-Thermostat-BYOT-Baseboard Heating | General |  | Winter Evening | % of Load | 1 | 2033 | 65535
| Base | Time-of-Use Rates (TOU) | DLC-Thermostat-BYOT-Baseboard Heating | General |  | Winter Evening | % of Load | 0 | 2033 | 65535
| Base | Time-of-Use Rates (TOU) | DLC-Thermostat-DI-MSHP | General |  | Winter Evening | % of Load | 1 | 2033 | 65535
| Base | Time-of-Use Rates (TOU) | DLC-Thermostat-DI-MSHP | General |  | Winter Evening | % of Load | 0 | 2033 | 65535
| Base | Time-of-Use Rates (TOU) | DLC-Thermostat-BYOT-MSHP | General |  | Winter Evening | % of Load | 1 | 2033 | 65535
| Base | Time-of-Use Rates (TOU) | DLC-Thermostat-BYOT-MSHP | General |  | Winter Evening | % of Load | 0 | 2033 | 65535
| Base | Time-of-Use Rates (TOU) | C&I Curtailment-Turnkey-Manual HVAC Control | General |  | Winter Evening | % of Load | 1 | 2033 | 65535
| Base | Time-of-Use Rates (TOU) | C&I Curtailment-Turnkey-Manual HVAC Control | General |  | Winter Evening | % of Load | 0 | 2033 | 65535
| Base | Time-of-Use Rates (TOU) | C&I Curtailment-Turnkey-Auto-DR HVAC Control | General |  | Winter Evening | % of Load | 1 | 2033 | 65535
| Base | Time-of-Use Rates (TOU) | C&I Curtailment-Turnkey-Auto-DR HVAC Control | General |  | Winter Evening | % of Load | 0 | 2033 | 65535
| Base | Time-of-Use Rates (TOU) | C&I Curtailment-Turnkey-Standard Lighting Control | General |  | Winter Evening | % of Load | 1 | 2033 | 65535
| Base | Time-of-Use Rates (TOU) | C&I Curtailment-Turnkey-Standard Lighting Control | General |  | Winter Evening | % of Load | 0 | 2033 | 65535
| Base | Time-of-Use Rates (TOU) | C&I Curtailment-Turnkey-Advanced Lighting Control | General |  | Winter Evening | % of Load | 1 | 2033 | 65535
| Base | Time-of-Use Rates (TOU) | C&I Curtailment-Turnkey-Advanced Lighting Control | General |  | Winter Evening | % of Load | 0 | 2033 | 65535
| Base | Time-of-Use Rates (TOU) | C&I Curtailment-Turnkey-Water Heating Control | General |  | Winter Evening | % of Load | 1 | 2033 | 65535
| Base | Time-of-Use Rates (TOU) | C&I Curtailment-Turnkey-Water Heating Control | General |  | Winter Evening | % of Load | 0 | 2033 | 65535
| Base | Time-of-Use Rates (TOU) | C&I Curtailment-Turnkey-Other | General |  | Winter Evening | % of Load | 1 | 2033 | 65535
| Base | Time-of-Use Rates (TOU) | C&I Curtailment-Turnkey-Other | General |  | Winter Evening | % of Load | 0 | 2033 | 65535
| Base | Time-of-Use Rates (TOU) | Time-of-Use Rates (TOU) | General |  | Winter Evening | % of Load | 1 | 2033 | 65535
| Base | Time-of-Use Rates (TOU) | Time-of-Use Rates (TOU) | General |  | Winter Evening | % of Load | 0 | 2033 | 65535
| Base | Time-of-Use Rates (TOU) | DLC-Switch-Water Heating | Small Industrial |  | Winter Morning | % of Load | 1 | 2033 | 65535
| Base | Time-of-Use Rates (TOU) | DLC-Switch-Water Heating | Small Industrial |  | Winter Morning | % of Load | 0 | 2033 | 65535
| Base | Time-of-Use Rates (TOU) | DLC-BYOD-Water Heating | Small Industrial |  | Winter Morning | % of Load | 1 | 2033 | 65535
| Base | Time-of-Use Rates (TOU) | DLC-BYOD-Water Heating | Small Industrial |  | Winter Morning | % of Load | 0 | 2033 | 65535
| Base | Time-of-Use Rates (TOU) | DLC-Thermostat-DI-Central Heat Pump | Small Industrial |  | Winter Morning | % of Load | 1 | 2033 | 65535
| Base | Time-of-Use Rates (TOU) | DLC-Thermostat-DI-Central Heat Pump | Small Industrial |  | Winter Morning | % of Load | 0 | 2033 | 65535
| Base | Time-of-Use Rates (TOU) | DLC-Thermostat-BYOT-Central Heat Pump | Small Industrial |  | Winter Morning | % of Load | 1 | 2033 | 65535
| Base | Time-of-Use Rates (TOU) | DLC-Thermostat-BYOT-Central Heat Pump | Small Industrial |  | Winter Morning | % of Load | 0 | 2033 | 65535
| Base | Time-of-Use Rates (TOU) | DLC-Thermostat-HVAC | Small Industrial |  | Winter Morning | % of Load | 1 | 2033 | 65535
| Base | Time-of-Use Rates (TOU) | DLC-Thermostat-HVAC | Small Industrial |  | Winter Morning | % of Load | 0 | 2033 | 65535
| Base | Time-of-Use Rates (TOU) | DLC-Thermostat-DI-Baseboard Heating | Small Industrial |  | Winter Morning | % of Load | 1 | 2033 | 65535
| Base | Time-of-Use Rates (TOU) | DLC-Thermostat-DI-Baseboard Heating | Small Industrial |  | Winter Morning | % of Load | 0 | 2033 | 65535
| Base | Time-of-Use Rates (TOU) | DLC-Thermostat-BYOT-Baseboard Heating | Small Industrial |  | Winter Morning | % of Load | 1 | 2033 | 65535
| Base | Time-of-Use Rates (TOU) | DLC-Thermostat-BYOT-Baseboard Heating | Small Industrial |  | Winter Morning | % of Load | 0 | 2033 | 65535
| Base | Time-of-Use Rates (TOU) | DLC-Thermostat-DI-MSHP | Small Industrial |  | Winter Morning | % of Load | 1 | 2033 | 65535
| Base | Time-of-Use Rates (TOU) | DLC-Thermostat-DI-MSHP | Small Industrial |  | Winter Morning | % of Load | 0 | 2033 | 65535
| Base | Time-of-Use Rates (TOU) | DLC-Thermostat-BYOT-MSHP | Small Industrial |  | Winter Morning | % of Load | 1 | 2033 | 65535
| Base | Time-of-Use Rates (TOU) | DLC-Thermostat-BYOT-MSHP | Small Industrial |  | Winter Morning | % of Load | 0 | 2033 | 65535
| Base | Time-of-Use Rates (TOU) | C&I Curtailment-Turnkey-Manual HVAC Control | Small Industrial |  | Winter Morning | % of Load | 1 | 2033 | 65535
| Base | Time-of-Use Rates (TOU) | C&I Curtailment-Turnkey-Manual HVAC Control | Small Industrial |  | Winter Morning | % of Load | 0 | 2033 | 65535
| Base | Time-of-Use Rates (TOU) | C&I Curtailment-Turnkey-Auto-DR HVAC Control | Small Industrial |  | Winter Morning | % of Load | 1 | 2033 | 65535
| Base | Time-of-Use Rates (TOU) | C&I Curtailment-Turnkey-Auto-DR HVAC Control | Small Industrial |  | Winter Morning | % of Load | 0 | 2033 | 65535
| Base | Time-of-Use Rates (TOU) | C&I Curtailment-Turnkey-Standard Lighting Control | Small Industrial |  | Winter Morning | % of Load | 1 | 2033 | 65535
| Base | Time-of-Use Rates (TOU) | C&I Curtailment-Turnkey-Standard Lighting Control | Small Industrial |  | Winter Morning | % of Load | 0 | 2033 | 65535
| Base | Time-of-Use Rates (TOU) | C&I Curtailment-Turnkey-Advanced Lighting Control | Small Industrial |  | Winter Morning | % of Load | 1 | 2033 | 65535
| Base | Time-of-Use Rates (TOU) | C&I Curtailment-Turnkey-Advanced Lighting Control | Small Industrial |  | Winter Morning | % of Load | 0 | 2033 | 65535
| Base | Time-of-Use Rates (TOU) | C&I Curtailment-Turnkey-Water Heating Control | Small Industrial |  | Winter Morning | % of Load | 1 | 2033 | 65535
| Base | Time-of-Use Rates (TOU) | C&I Curtailment-Turnkey-Water Heating Control | Small Industrial |  | Winter Morning | % of Load | 0 | 2033 | 65535
| Base | Time-of-Use Rates (TOU) | C&I Curtailment-Turnkey-Other | Small Industrial |  | Winter Morning | % of Load | 1 | 2033 | 65535
| Base | Time-of-Use Rates (TOU) | C&I Curtailment-Turnkey-Other | Small Industrial |  | Winter Morning | % of Load | 0 | 2033 | 65535
| Base | Time-of-Use Rates (TOU) | C&I Curtailment-Turnkey-Industrial | Small Industrial |  | Winter Morning | % of Load | 1 | 2033 | 65535
| Base | Time-of-Use Rates (TOU) | C&I Curtailment-Turnkey-Industrial | Small Industrial |  | Winter Morning | % of Load | 0 | 2033 | 65535
| Base | Time-of-Use Rates (TOU) | Time-of-Use Rates (TOU) | Small Industrial |  | Winter Morning | % of Load | 1 | 2033 | 65535
| Base | Time-of-Use Rates (TOU) | Time-of-Use Rates (TOU) | Small Industrial |  | Winter Morning | % of Load | 0 | 2033 | 65535
| Base | Time-of-Use Rates (TOU) | DLC-Switch-Water Heating | Small Industrial |  | Winter Evening | % of Load | 1 | 2033 | 65535
| Base | Time-of-Use Rates (TOU) | DLC-Switch-Water Heating | Small Industrial |  | Winter Evening | % of Load | 0 | 2033 | 65535
| Base | Time-of-Use Rates (TOU) | DLC-BYOD-Water Heating | Small Industrial |  | Winter Evening | % of Load | 1 | 2033 | 65535
| Base | Time-of-Use Rates (TOU) | DLC-BYOD-Water Heating | Small Industrial |  | Winter Evening | % of Load | 0 | 2033 | 65535
| Base | Time-of-Use Rates (TOU) | DLC-Thermostat-DI-Central Heat Pump | Small Industrial |  | Winter Evening | % of Load | 1 | 2033 | 65535
| Base | Time-of-Use Rates (TOU) | DLC-Thermostat-DI-Central Heat Pump | Small Industrial |  | Winter Evening | % of Load | 0 | 2033 | 65535
| Base | Time-of-Use Rates (TOU) | DLC-Thermostat-BYOT-Central Heat Pump | Small Industrial |  | Winter Evening | % of Load | 1 | 2033 | 65535
| Base | Time-of-Use Rates (TOU) | DLC-Thermostat-BYOT-Central Heat Pump | Small Industrial |  | Winter Evening | % of Load | 0 | 2033 | 65535
| Base | Time-of-Use Rates (TOU) | DLC-Thermostat-HVAC | Small Industrial |  | Winter Evening | % of Load | 1 | 2033 | 65535
| Base | Time-of-Use Rates (TOU) | DLC-Thermostat-HVAC | Small Industrial |  | Winter Evening | % of Load | 0 | 2033 | 65535
| Base | Time-of-Use Rates (TOU) | DLC-Thermostat-DI-Baseboard Heating | Small Industrial |  | Winter Evening | % of Load | 1 | 2033 | 65535
| Base | Time-of-Use Rates (TOU) | DLC-Thermostat-DI-Baseboard Heating | Small Industrial |  | Winter Evening | % of Load | 0 | 2033 | 65535
| Base | Time-of-Use Rates (TOU) | DLC-Thermostat-BYOT-Baseboard Heating | Small Industrial |  | Winter Evening | % of Load | 1 | 2033 | 65535
| Base | Time-of-Use Rates (TOU) | DLC-Thermostat-BYOT-Baseboard Heating | Small Industrial |  | Winter Evening | % of Load | 0 | 2033 | 65535
| Base | Time-of-Use Rates (TOU) | DLC-Thermostat-DI-MSHP | Small Industrial |  | Winter Evening | % of Load | 1 | 2033 | 65535
| Base | Time-of-Use Rates (TOU) | DLC-Thermostat-DI-MSHP | Small Industrial |  | Winter Evening | % of Load | 0 | 2033 | 65535
| Base | Time-of-Use Rates (TOU) | DLC-Thermostat-BYOT-MSHP | Small Industrial |  | Winter Evening | % of Load | 1 | 2033 | 65535
| Base | Time-of-Use Rates (TOU) | DLC-Thermostat-BYOT-MSHP | Small Industrial |  | Winter Evening | % of Load | 0 | 2033 | 65535
| Base | Time-of-Use Rates (TOU) | C&I Curtailment-Turnkey-Manual HVAC Control | Small Industrial |  | Winter Evening | % of Load | 1 | 2033 | 65535
| Base | Time-of-Use Rates (TOU) | C&I Curtailment-Turnkey-Manual HVAC Control | Small Industrial |  | Winter Evening | % of Load | 0 | 2033 | 65535
| Base | Time-of-Use Rates (TOU) | C&I Curtailment-Turnkey-Auto-DR HVAC Control | Small Industrial |  | Winter Evening | % of Load | 1 | 2033 | 65535
| Base | Time-of-Use Rates (TOU) | C&I Curtailment-Turnkey-Auto-DR HVAC Control | Small Industrial |  | Winter Evening | % of Load | 0 | 2033 | 65535
| Base | Time-of-Use Rates (TOU) | C&I Curtailment-Turnkey-Standard Lighting Control | Small Industrial |  | Winter Evening | % of Load | 1 | 2033 | 65535
| Base | Time-of-Use Rates (TOU) | C&I Curtailment-Turnkey-Standard Lighting Control | Small Industrial |  | Winter Evening | % of Load | 0 | 2033 | 65535
| Base | Time-of-Use Rates (TOU) | C&I Curtailment-Turnkey-Advanced Lighting Control | Small Industrial |  | Winter Evening | % of Load | 1 | 2033 | 65535
| Base | Time-of-Use Rates (TOU) | C&I Curtailment-Turnkey-Advanced Lighting Control | Small Industrial |  | Winter Evening | % of Load | 0 | 2033 | 65535
| Base | Time-of-Use Rates (TOU) | C&I Curtailment-Turnkey-Water Heating Control | Small Industrial |  | Winter Evening | % of Load | 1 | 2033 | 65535
| Base | Time-of-Use Rates (TOU) | C&I Curtailment-Turnkey-Water Heating Control | Small Industrial |  | Winter Evening | % of Load | 0 | 2033 | 65535
| Base | Time-of-Use Rates (TOU) | C&I Curtailment-Turnkey-Other | Small Industrial |  | Winter Evening | % of Load | 1 | 2033 | 65535
| Base | Time-of-Use Rates (TOU) | C&I Curtailment-Turnkey-Other | Small Industrial |  | Winter Evening | % of Load | 0 | 2033 | 65535
| Base | Time-of-Use Rates (TOU) | C&I Curtailment-Turnkey-Industrial | Small Industrial |  | Winter Evening | % of Load | 1 | 2033 | 65535
| Base | Time-of-Use Rates (TOU) | C&I Curtailment-Turnkey-Industrial | Small Industrial |  | Winter Evening | % of Load | 0 | 2033 | 65535
| Base | Time-of-Use Rates (TOU) | Time-of-Use Rates (TOU) | Small Industrial |  | Winter Evening | % of Load | 1 | 2033 | 65535
| Base | Time-of-Use Rates (TOU) | Time-of-Use Rates (TOU) | Small Industrial |  | Winter Evening | % of Load | 0 | 2033 | 65535
| Base | Time-of-Use Rates (TOU) | DLC-Switch-Water Heating | Medium Industrial |  | Winter Morning | % of Load | 1 | 2033 | 65535
| Base | Time-of-Use Rates (TOU) | DLC-Switch-Water Heating | Medium Industrial |  | Winter Morning | % of Load | 0 | 2033 | 65535
| Base | Time-of-Use Rates (TOU) | DLC-BYOD-Water Heating | Medium Industrial |  | Winter Morning | % of Load | 1 | 2033 | 65535
| Base | Time-of-Use Rates (TOU) | DLC-BYOD-Water Heating | Medium Industrial |  | Winter Morning | % of Load | 0 | 2033 | 65535
| Base | Time-of-Use Rates (TOU) | DLC-Thermostat-DI-Central Heat Pump | Medium Industrial |  | Winter Morning | % of Load | 1 | 2033 | 65535
| Base | Time-of-Use Rates (TOU) | DLC-Thermostat-DI-Central Heat Pump | Medium Industrial |  | Winter Morning | % of Load | 0 | 2033 | 65535
| Base | Time-of-Use Rates (TOU) | DLC-Thermostat-BYOT-Central Heat Pump | Medium Industrial |  | Winter Morning | % of Load | 1 | 2033 | 65535
| Base | Time-of-Use Rates (TOU) | DLC-Thermostat-BYOT-Central Heat Pump | Medium Industrial |  | Winter Morning | % of Load | 0 | 2033 | 65535
| Base | Time-of-Use Rates (TOU) | DLC-Thermostat-HVAC | Medium Industrial |  | Winter Morning | % of Load | 1 | 2033 | 65535
| Base | Time-of-Use Rates (TOU) | DLC-Thermostat-HVAC | Medium Industrial |  | Winter Morning | % of Load | 0 | 2033 | 65535
| Base | Time-of-Use Rates (TOU) | DLC-Thermostat-DI-Baseboard Heating | Medium Industrial |  | Winter Morning | % of Load | 1 | 2033 | 65535
| Base | Time-of-Use Rates (TOU) | DLC-Thermostat-DI-Baseboard Heating | Medium Industrial |  | Winter Morning | % of Load | 0 | 2033 | 65535
| Base | Time-of-Use Rates (TOU) | DLC-Thermostat-BYOT-Baseboard Heating | Medium Industrial |  | Winter Morning | % of Load | 1 | 2033 | 65535
| Base | Time-of-Use Rates (TOU) | DLC-Thermostat-BYOT-Baseboard Heating | Medium Industrial |  | Winter Morning | % of Load | 0 | 2033 | 65535
| Base | Time-of-Use Rates (TOU) | DLC-Thermostat-DI-MSHP | Medium Industrial |  | Winter Morning | % of Load | 1 | 2033 | 65535
| Base | Time-of-Use Rates (TOU) | DLC-Thermostat-DI-MSHP | Medium Industrial |  | Winter Morning | % of Load | 0 | 2033 | 65535
| Base | Time-of-Use Rates (TOU) | DLC-Thermostat-BYOT-MSHP | Medium Industrial |  | Winter Morning | % of Load | 1 | 2033 | 65535
| Base | Time-of-Use Rates (TOU) | DLC-Thermostat-BYOT-MSHP | Medium Industrial |  | Winter Morning | % of Load | 0 | 2033 | 65535
| Base | Time-of-Use Rates (TOU) | C&I Curtailment-Turnkey-Manual HVAC Control | Medium Industrial |  | Winter Morning | % of Load | 1 | 2033 | 65535
| Base | Time-of-Use Rates (TOU) | C&I Curtailment-Turnkey-Manual HVAC Control | Medium Industrial |  | Winter Morning | % of Load | 0 | 2033 | 65535
| Base | Time-of-Use Rates (TOU) | C&I Curtailment-Turnkey-Auto-DR HVAC Control | Medium Industrial |  | Winter Morning | % of Load | 1 | 2033 | 65535
| Base | Time-of-Use Rates (TOU) | C&I Curtailment-Turnkey-Auto-DR HVAC Control | Medium Industrial |  | Winter Morning | % of Load | 0 | 2033 | 65535
| Base | Time-of-Use Rates (TOU) | C&I Curtailment-Turnkey-Standard Lighting Control | Medium Industrial |  | Winter Morning | % of Load | 1 | 2033 | 65535
| Base | Time-of-Use Rates (TOU) | C&I Curtailment-Turnkey-Standard Lighting Control | Medium Industrial |  | Winter Morning | % of Load | 0 | 2033 | 65535
| Base | Time-of-Use Rates (TOU) | C&I Curtailment-Turnkey-Advanced Lighting Control | Medium Industrial |  | Winter Morning | % of Load | 1 | 2033 | 65535
| Base | Time-of-Use Rates (TOU) | C&I Curtailment-Turnkey-Advanced Lighting Control | Medium Industrial |  | Winter Morning | % of Load | 0 | 2033 | 65535
| Base | Time-of-Use Rates (TOU) | C&I Curtailment-Turnkey-Water Heating Control | Medium Industrial |  | Winter Morning | % of Load | 1 | 2033 | 65535
| Base | Time-of-Use Rates (TOU) | C&I Curtailment-Turnkey-Water Heating Control | Medium Industrial |  | Winter Morning | % of Load | 0 | 2033 | 65535
| Base | Time-of-Use Rates (TOU) | C&I Curtailment-Turnkey-Other | Medium Industrial |  | Winter Morning | % of Load | 1 | 2033 | 65535
| Base | Time-of-Use Rates (TOU) | C&I Curtailment-Turnkey-Other | Medium Industrial |  | Winter Morning | % of Load | 0 | 2033 | 65535
| Base | Time-of-Use Rates (TOU) | Time-of-Use Rates (TOU) | Medium Industrial |  | Winter Morning | % of Load | 1 | 2033 | 65535
| Base | Time-of-Use Rates (TOU) | Time-of-Use Rates (TOU) | Medium Industrial |  | Winter Morning | % of Load | 0 | 2033 | 65535
| Base | Time-of-Use Rates (TOU) | DLC-Switch-Water Heating | Medium Industrial |  | Winter Evening | % of Load | 1 | 2033 | 65535
| Base | Time-of-Use Rates (TOU) | DLC-Switch-Water Heating | Medium Industrial |  | Winter Evening | % of Load | 0 | 2033 | 65535
| Base | Time-of-Use Rates (TOU) | DLC-BYOD-Water Heating | Medium Industrial |  | Winter Evening | % of Load | 1 | 2033 | 65535
| Base | Time-of-Use Rates (TOU) | DLC-BYOD-Water Heating | Medium Industrial |  | Winter Evening | % of Load | 0 | 2033 | 65535
| Base | Time-of-Use Rates (TOU) | DLC-Thermostat-DI-Central Heat Pump | Medium Industrial |  | Winter Evening | % of Load | 1 | 2033 | 65535
| Base | Time-of-Use Rates (TOU) | DLC-Thermostat-DI-Central Heat Pump | Medium Industrial |  | Winter Evening | % of Load | 0 | 2033 | 65535
| Base | Time-of-Use Rates (TOU) | DLC-Thermostat-BYOT-Central Heat Pump | Medium Industrial |  | Winter Evening | % of Load | 1 | 2033 | 65535
| Base | Time-of-Use Rates (TOU) | DLC-Thermostat-BYOT-Central Heat Pump | Medium Industrial |  | Winter Evening | % of Load | 0 | 2033 | 65535
| Base | Time-of-Use Rates (TOU) | DLC-Thermostat-HVAC | Medium Industrial |  | Winter Evening | % of Load | 1 | 2033 | 65535
| Base | Time-of-Use Rates (TOU) | DLC-Thermostat-HVAC | Medium Industrial |  | Winter Evening | % of Load | 0 | 2033 | 65535
| Base | Time-of-Use Rates (TOU) | DLC-Thermostat-DI-Baseboard Heating | Medium Industrial |  | Winter Evening | % of Load | 1 | 2033 | 65535
| Base | Time-of-Use Rates (TOU) | DLC-Thermostat-DI-Baseboard Heating | Medium Industrial |  | Winter Evening | % of Load | 0 | 2033 | 65535
| Base | Time-of-Use Rates (TOU) | DLC-Thermostat-BYOT-Baseboard Heating | Medium Industrial |  | Winter Evening | % of Load | 1 | 2033 | 65535
| Base | Time-of-Use Rates (TOU) | DLC-Thermostat-BYOT-Baseboard Heating | Medium Industrial |  | Winter Evening | % of Load | 0 | 2033 | 65535
| Base | Time-of-Use Rates (TOU) | DLC-Thermostat-DI-MSHP | Medium Industrial |  | Winter Evening | % of Load | 1 | 2033 | 65535
| Base | Time-of-Use Rates (TOU) | DLC-Thermostat-DI-MSHP | Medium Industrial |  | Winter Evening | % of Load | 0 | 2033 | 65535
| Base | Time-of-Use Rates (TOU) | DLC-Thermostat-BYOT-MSHP | Medium Industrial |  | Winter Evening | % of Load | 1 | 2033 | 65535
| Base | Time-of-Use Rates (TOU) | DLC-Thermostat-BYOT-MSHP | Medium Industrial |  | Winter Evening | % of Load | 0 | 2033 | 65535
| Base | Time-of-Use Rates (TOU) | C&I Curtailment-Turnkey-Manual HVAC Control | Medium Industrial |  | Winter Evening | % of Load | 1 | 2033 | 65535
| Base | Time-of-Use Rates (TOU) | C&I Curtailment-Turnkey-Manual HVAC Control | Medium Industrial |  | Winter Evening | % of Load | 0 | 2033 | 65535
| Base | Time-of-Use Rates (TOU) | C&I Curtailment-Turnkey-Auto-DR HVAC Control | Medium Industrial |  | Winter Evening | % of Load | 1 | 2033 | 65535
| Base | Time-of-Use Rates (TOU) | C&I Curtailment-Turnkey-Auto-DR HVAC Control | Medium Industrial |  | Winter Evening | % of Load | 0 | 2033 | 65535
| Base | Time-of-Use Rates (TOU) | C&I Curtailment-Turnkey-Standard Lighting Control | Medium Industrial |  | Winter Evening | % of Load | 1 | 2033 | 65535
| Base | Time-of-Use Rates (TOU) | C&I Curtailment-Turnkey-Standard Lighting Control | Medium Industrial |  | Winter Evening | % of Load | 0 | 2033 | 65535
| Base | Time-of-Use Rates (TOU) | C&I Curtailment-Turnkey-Advanced Lighting Control | Medium Industrial |  | Winter Evening | % of Load | 1 | 2033 | 65535
| Base | Time-of-Use Rates (TOU) | C&I Curtailment-Turnkey-Advanced Lighting Control | Medium Industrial |  | Winter Evening | % of Load | 0 | 2033 | 65535
| Base | Time-of-Use Rates (TOU) | C&I Curtailment-Turnkey-Water Heating Control | Medium Industrial |  | Winter Evening | % of Load | 1 | 2033 | 65535
| Base | Time-of-Use Rates (TOU) | C&I Curtailment-Turnkey-Water Heating Control | Medium Industrial |  | Winter Evening | % of Load | 0 | 2033 | 65535
| Base | Time-of-Use Rates (TOU) | C&I Curtailment-Turnkey-Other | Medium Industrial |  | Winter Evening | % of Load | 1 | 2033 | 65535
| Base | Time-of-Use Rates (TOU) | C&I Curtailment-Turnkey-Other | Medium Industrial |  | Winter Evening | % of Load | 0 | 2033 | 65535
| Base | Time-of-Use Rates (TOU) | Time-of-Use Rates (TOU) | Medium Industrial |  | Winter Evening | % of Load | 1 | 2033 | 65535
| Base | Time-of-Use Rates (TOU) | Time-of-Use Rates (TOU) | Medium Industrial |  | Winter Evening | % of Load | 0 | 2033 | 65535
| Base | Time-of-Use Rates (TOU) | Time-of-Use Rates (TOU) | Residential Charitable |  | Winter Morning | % of Load | 1 | 2033 | 65535
| Base | Time-of-Use Rates (TOU) | Time-of-Use Rates (TOU) | Residential Charitable |  | Winter Morning | % of Load | 0 | 2033 | 65535
| Base | Time-of-Use Rates (TOU) | Time-of-Use Rates (TOU) | Residential Charitable |  | Winter Evening | % of Load | 1 | 2033 | 65535
| Base | Time-of-Use Rates (TOU) | Time-of-Use Rates (TOU) | Residential Charitable |  | Winter Evening | % of Load | 0 | 2033 | 65535
| High | DLC-Thermostat | DLC-Switch-Water Heating | Small General |  | Winter Morning | % of Load | 1 | 2025 | 65535
| High | DLC-Thermostat | DLC-Switch-Water Heating | Small General |  | Winter Morning | % of Load | 0 | 2025 | 65535
| High | DLC-Thermostat | DLC-BYOD-Water Heating | Small General |  | Winter Morning | % of Load | 1 | 2025 | 65535
| High | DLC-Thermostat | DLC-BYOD-Water Heating | Small General |  | Winter Morning | % of Load | 0 | 2025 | 65535
| High | DLC-Thermostat | DLC-Thermostat-DI-Central Heat Pump | Small General |  | Winter Morning | % of Load | 1 | 2025 | 65535
| High | DLC-Thermostat | DLC-Thermostat-DI-Central Heat Pump | Small General |  | Winter Morning | % of Load | 0 | 2025 | 65535
| High | DLC-Thermostat | DLC-Thermostat-BYOT-Central Heat Pump | Small General |  | Winter Morning | % of Load | 1 | 2025 | 65535
| High | DLC-Thermostat | DLC-Thermostat-BYOT-Central Heat Pump | Small General |  | Winter Morning | % of Load | 0 | 2025 | 65535
| High | DLC-Thermostat | DLC-Thermostat-HVAC | Small General |  | Winter Morning | % of Load | 1 | 2025 | 65535
| High | DLC-Thermostat | DLC-Thermostat-HVAC | Small General |  | Winter Morning | % of Load | 0 | 2025 | 65535
| High | DLC-Thermostat | DLC-Thermostat-DI-Baseboard Heating | Small General |  | Winter Morning | % of Load | 1 | 2025 | 65535
| High | DLC-Thermostat | DLC-Thermostat-DI-Baseboard Heating | Small General |  | Winter Morning | % of Load | 0 | 2025 | 65535
| High | DLC-Thermostat | DLC-Thermostat-BYOT-Baseboard Heating | Small General |  | Winter Morning | % of Load | 1 | 2025 | 65535
| High | DLC-Thermostat | DLC-Thermostat-BYOT-Baseboard Heating | Small General |  | Winter Morning | % of Load | 0 | 2025 | 65535
| High | DLC-Thermostat | DLC-Thermostat-DI-MSHP | Small General |  | Winter Morning | % of Load | 1 | 2025 | 65535
| High | DLC-Thermostat | DLC-Thermostat-DI-MSHP | Small General |  | Winter Morning | % of Load | 0 | 2025 | 65535
| High | DLC-Thermostat | DLC-Thermostat-BYOT-MSHP | Small General |  | Winter Morning | % of Load | 1 | 2025 | 65535
| High | DLC-Thermostat | DLC-Thermostat-BYOT-MSHP | Small General |  | Winter Morning | % of Load | 0 | 2025 | 65535
| High | DLC-Thermostat | C&I Curtailment-Turnkey-Manual HVAC Control | Small General |  | Winter Morning | % of Load | 1 | 2025 | 65535
| High | DLC-Thermostat | C&I Curtailment-Turnkey-Manual HVAC Control | Small General |  | Winter Morning | % of Load | 0 | 2025 | 65535
| High | DLC-Thermostat | C&I Curtailment-Turnkey-Auto-DR HVAC Control | Small General |  | Winter Morning | % of Load | 1 | 2025 | 65535
| High | DLC-Thermostat | C&I Curtailment-Turnkey-Auto-DR HVAC Control | Small General |  | Winter Morning | % of Load | 0 | 2025 | 65535
| High | DLC-Thermostat | C&I Curtailment-Turnkey-Standard Lighting Control | Small General |  | Winter Morning | % of Load | 1 | 2025 | 65535
| High | DLC-Thermostat | C&I Curtailment-Turnkey-Standard Lighting Control | Small General |  | Winter Morning | % of Load | 0 | 2025 | 65535
| High | DLC-Thermostat | C&I Curtailment-Turnkey-Advanced Lighting Control | Small General |  | Winter Morning | % of Load | 1 | 2025 | 65535
| High | DLC-Thermostat | C&I Curtailment-Turnkey-Advanced Lighting Control | Small General |  | Winter Morning | % of Load | 0 | 2025 | 65535
| High | DLC-Thermostat | C&I Curtailment-Turnkey-Water Heating Control | Small General |  | Winter Morning | % of Load | 1 | 2025 | 65535
| High | DLC-Thermostat | C&I Curtailment-Turnkey-Water Heating Control | Small General |  | Winter Morning | % of Load | 0 | 2025 | 65535
| High | DLC-Thermostat | C&I Curtailment-Turnkey-Other | Small General |  | Winter Morning | % of Load | 1 | 2025 | 65535
| High | DLC-Thermostat | C&I Curtailment-Turnkey-Other | Small General |  | Winter Morning | % of Load | 0 | 2025 | 65535
| High | DLC-Thermostat | Dynamic Pricing with enabling tech. | Small General |  | Winter Morning | % of Load | 1 | 2025 | 65535
| High | DLC-Thermostat | Dynamic Pricing with enabling tech. | Small General |  | Winter Morning | % of Load | 0 | 2025 | 65535
| High | DLC-Thermostat | DLC-Switch-Water Heating | Small General |  | Winter Evening | % of Load | 1 | 2025 | 65535
| High | DLC-Thermostat | DLC-Switch-Water Heating | Small General |  | Winter Evening | % of Load | 0 | 2025 | 65535
| High | DLC-Thermostat | DLC-BYOD-Water Heating | Small General |  | Winter Evening | % of Load | 1 | 2025 | 65535
| High | DLC-Thermostat | DLC-BYOD-Water Heating | Small General |  | Winter Evening | % of Load | 0 | 2025 | 65535
| High | DLC-Thermostat | DLC-Thermostat-DI-Central Heat Pump | Small General |  | Winter Evening | % of Load | 1 | 2025 | 65535
| High | DLC-Thermostat | DLC-Thermostat-DI-Central Heat Pump | Small General |  | Winter Evening | % of Load | 0 | 2025 | 65535
| High | DLC-Thermostat | DLC-Thermostat-BYOT-Central Heat Pump | Small General |  | Winter Evening | % of Load | 1 | 2025 | 65535
| High | DLC-Thermostat | DLC-Thermostat-BYOT-Central Heat Pump | Small General |  | Winter Evening | % of Load | 0 | 2025 | 65535
| High | DLC-Thermostat | DLC-Thermostat-HVAC | Small General |  | Winter Evening | % of Load | 1 | 2025 | 65535
| High | DLC-Thermostat | DLC-Thermostat-HVAC | Small General |  | Winter Evening | % of Load | 0 | 2025 | 65535
| High | DLC-Thermostat | DLC-Thermostat-DI-Baseboard Heating | Small General |  | Winter Evening | % of Load | 1 | 2025 | 65535
| High | DLC-Thermostat | DLC-Thermostat-DI-Baseboard Heating | Small General |  | Winter Evening | % of Load | 0 | 2025 | 65535
| High | DLC-Thermostat | DLC-Thermostat-BYOT-Baseboard Heating | Small General |  | Winter Evening | % of Load | 1 | 2025 | 65535
| High | DLC-Thermostat | DLC-Thermostat-BYOT-Baseboard Heating | Small General |  | Winter Evening | % of Load | 0 | 2025 | 65535
| High | DLC-Thermostat | DLC-Thermostat-DI-MSHP | Small General |  | Winter Evening | % of Load | 1 | 2025 | 65535
| High | DLC-Thermostat | DLC-Thermostat-DI-MSHP | Small General |  | Winter Evening | % of Load | 0 | 2025 | 65535
| High | DLC-Thermostat | DLC-Thermostat-BYOT-MSHP | Small General |  | Winter Evening | % of Load | 1 | 2025 | 65535
| High | DLC-Thermostat | DLC-Thermostat-BYOT-MSHP | Small General |  | Winter Evening | % of Load | 0 | 2025 | 65535
| High | DLC-Thermostat | C&I Curtailment-Turnkey-Manual HVAC Control | Small General |  | Winter Evening | % of Load | 1 | 2025 | 65535
| High | DLC-Thermostat | C&I Curtailment-Turnkey-Manual HVAC Control | Small General |  | Winter Evening | % of Load | 0 | 2025 | 65535
| High | DLC-Thermostat | C&I Curtailment-Turnkey-Auto-DR HVAC Control | Small General |  | Winter Evening | % of Load | 1 | 2025 | 65535
| High | DLC-Thermostat | C&I Curtailment-Turnkey-Auto-DR HVAC Control | Small General |  | Winter Evening | % of Load | 0 | 2025 | 65535
| High | DLC-Thermostat | C&I Curtailment-Turnkey-Standard Lighting Control | Small General |  | Winter Evening | % of Load | 1 | 2025 | 65535
| High | DLC-Thermostat | C&I Curtailment-Turnkey-Standard Lighting Control | Small General |  | Winter Evening | % of Load | 0 | 2025 | 65535
| High | DLC-Thermostat | C&I Curtailment-Turnkey-Advanced Lighting Control | Small General |  | Winter Evening | % of Load | 1 | 2025 | 65535
| High | DLC-Thermostat | C&I Curtailment-Turnkey-Advanced Lighting Control | Small General |  | Winter Evening | % of Load | 0 | 2025 | 65535
| High | DLC-Thermostat | C&I Curtailment-Turnkey-Water Heating Control | Small General |  | Winter Evening | % of Load | 1 | 2025 | 65535
| High | DLC-Thermostat | C&I Curtailment-Turnkey-Water Heating Control | Small General |  | Winter Evening | % of Load | 0 | 2025 | 65535
| High | DLC-Thermostat | C&I Curtailment-Turnkey-Other | Small General |  | Winter Evening | % of Load | 1 | 2025 | 65535
| High | DLC-Thermostat | C&I Curtailment-Turnkey-Other | Small General |  | Winter Evening | % of Load | 0 | 2025 | 65535
| High | DLC-Thermostat | Dynamic Pricing with enabling tech. | Small General |  | Winter Evening | % of Load | 1 | 2025 | 65535
| High | DLC-Thermostat | Dynamic Pricing with enabling tech. | Small General |  | Winter Evening | % of Load | 0 | 2025 | 65535
| High | DLC-Thermostat | DLC-Switch-Water Heating | General |  | Winter Morning | % of Load | 1 | 2025 | 65535
| High | DLC-Thermostat | DLC-Switch-Water Heating | General |  | Winter Morning | % of Load | 0 | 2025 | 65535
| High | DLC-Thermostat | DLC-BYOD-Water Heating | General |  | Winter Morning | % of Load | 1 | 2025 | 65535
| High | DLC-Thermostat | DLC-BYOD-Water Heating | General |  | Winter Morning | % of Load | 0 | 2025 | 65535
| High | DLC-Thermostat | DLC-Thermostat-DI-Central Heat Pump | General |  | Winter Morning | % of Load | 1 | 2025 | 65535
| High | DLC-Thermostat | DLC-Thermostat-DI-Central Heat Pump | General |  | Winter Morning | % of Load | 0 | 2025 | 65535
| High | DLC-Thermostat | DLC-Thermostat-BYOT-Central Heat Pump | General |  | Winter Morning | % of Load | 1 | 2025 | 65535
| High | DLC-Thermostat | DLC-Thermostat-BYOT-Central Heat Pump | General |  | Winter Morning | % of Load | 0 | 2025 | 65535
| High | DLC-Thermostat | DLC-Thermostat-HVAC | General |  | Winter Morning | % of Load | 1 | 2025 | 65535
| High | DLC-Thermostat | DLC-Thermostat-HVAC | General |  | Winter Morning | % of Load | 0 | 2025 | 65535
| High | DLC-Thermostat | DLC-Thermostat-DI-Baseboard Heating | General |  | Winter Morning | % of Load | 1 | 2025 | 65535
| High | DLC-Thermostat | DLC-Thermostat-DI-Baseboard Heating | General |  | Winter Morning | % of Load | 0 | 2025 | 65535
| High | DLC-Thermostat | DLC-Thermostat-BYOT-Baseboard Heating | General |  | Winter Morning | % of Load | 1 | 2025 | 65535
| High | DLC-Thermostat | DLC-Thermostat-BYOT-Baseboard Heating | General |  | Winter Morning | % of Load | 0 | 2025 | 65535
| High | DLC-Thermostat | DLC-Thermostat-DI-MSHP | General |  | Winter Morning | % of Load | 1 | 2025 | 65535
| High | DLC-Thermostat | DLC-Thermostat-DI-MSHP | General |  | Winter Morning | % of Load | 0 | 2025 | 65535
| High | DLC-Thermostat | DLC-Thermostat-BYOT-MSHP | General |  | Winter Morning | % of Load | 1 | 2025 | 65535
| High | DLC-Thermostat | DLC-Thermostat-BYOT-MSHP | General |  | Winter Morning | % of Load | 0 | 2025 | 65535
| High | DLC-Thermostat | C&I Curtailment-Turnkey-Manual HVAC Control | General |  | Winter Morning | % of Load | 1 | 2025 | 65535
| High | DLC-Thermostat | C&I Curtailment-Turnkey-Manual HVAC Control | General |  | Winter Morning | % of Load | 0 | 2025 | 65535
| High | DLC-Thermostat | C&I Curtailment-Turnkey-Auto-DR HVAC Control | General |  | Winter Morning | % of Load | 1 | 2025 | 65535
| High | DLC-Thermostat | C&I Curtailment-Turnkey-Auto-DR HVAC Control | General |  | Winter Morning | % of Load | 0 | 2025 | 65535
| High | DLC-Thermostat | C&I Curtailment-Turnkey-Standard Lighting Control | General |  | Winter Morning | % of Load | 1 | 2025 | 65535
| High | DLC-Thermostat | C&I Curtailment-Turnkey-Standard Lighting Control | General |  | Winter Morning | % of Load | 0 | 2025 | 65535
| High | DLC-Thermostat | C&I Curtailment-Turnkey-Advanced Lighting Control | General |  | Winter Morning | % of Load | 1 | 2025 | 65535
| High | DLC-Thermostat | C&I Curtailment-Turnkey-Advanced Lighting Control | General |  | Winter Morning | % of Load | 0 | 2025 | 65535
| High | DLC-Thermostat | C&I Curtailment-Turnkey-Water Heating Control | General |  | Winter Morning | % of Load | 1 | 2025 | 65535
| High | DLC-Thermostat | C&I Curtailment-Turnkey-Water Heating Control | General |  | Winter Morning | % of Load | 0 | 2025 | 65535
| High | DLC-Thermostat | C&I Curtailment-Turnkey-Other | General |  | Winter Morning | % of Load | 1 | 2025 | 65535
| High | DLC-Thermostat | C&I Curtailment-Turnkey-Other | General |  | Winter Morning | % of Load | 0 | 2025 | 65535
| High | DLC-Thermostat | DLC-Switch-Water Heating | General |  | Winter Evening | % of Load | 1 | 2025 | 65535
| High | DLC-Thermostat | DLC-Switch-Water Heating | General |  | Winter Evening | % of Load | 0 | 2025 | 65535
| High | DLC-Thermostat | DLC-BYOD-Water Heating | General |  | Winter Evening | % of Load | 1 | 2025 | 65535
| High | DLC-Thermostat | DLC-BYOD-Water Heating | General |  | Winter Evening | % of Load | 0 | 2025 | 65535
| High | DLC-Thermostat | DLC-Thermostat-DI-Central Heat Pump | General |  | Winter Evening | % of Load | 1 | 2025 | 65535
| High | DLC-Thermostat | DLC-Thermostat-DI-Central Heat Pump | General |  | Winter Evening | % of Load | 0 | 2025 | 65535
| High | DLC-Thermostat | DLC-Thermostat-BYOT-Central Heat Pump | General |  | Winter Evening | % of Load | 1 | 2025 | 65535
| High | DLC-Thermostat | DLC-Thermostat-BYOT-Central Heat Pump | General |  | Winter Evening | % of Load | 0 | 2025 | 65535
| High | DLC-Thermostat | DLC-Thermostat-HVAC | General |  | Winter Evening | % of Load | 1 | 2025 | 65535
| High | DLC-Thermostat | DLC-Thermostat-HVAC | General |  | Winter Evening | % of Load | 0 | 2025 | 65535
| High | DLC-Thermostat | DLC-Thermostat-DI-Baseboard Heating | General |  | Winter Evening | % of Load | 1 | 2025 | 65535
| High | DLC-Thermostat | DLC-Thermostat-DI-Baseboard Heating | General |  | Winter Evening | % of Load | 0 | 2025 | 65535
| High | DLC-Thermostat | DLC-Thermostat-BYOT-Baseboard Heating | General |  | Winter Evening | % of Load | 1 | 2025 | 65535
| High | DLC-Thermostat | DLC-Thermostat-BYOT-Baseboard Heating | General |  | Winter Evening | % of Load | 0 | 2025 | 65535
| High | DLC-Thermostat | DLC-Thermostat-DI-MSHP | General |  | Winter Evening | % of Load | 1 | 2025 | 65535
| High | DLC-Thermostat | DLC-Thermostat-DI-MSHP | General |  | Winter Evening | % of Load | 0 | 2025 | 65535
| High | DLC-Thermostat | DLC-Thermostat-BYOT-MSHP | General |  | Winter Evening | % of Load | 1 | 2025 | 65535
| High | DLC-Thermostat | DLC-Thermostat-BYOT-MSHP | General |  | Winter Evening | % of Load | 0 | 2025 | 65535
| High | DLC-Thermostat | C&I Curtailment-Turnkey-Manual HVAC Control | General |  | Winter Evening | % of Load | 1 | 2025 | 65535
| High | DLC-Thermostat | C&I Curtailment-Turnkey-Manual HVAC Control | General |  | Winter Evening | % of Load | 0 | 2025 | 65535
| High | DLC-Thermostat | C&I Curtailment-Turnkey-Auto-DR HVAC Control | General |  | Winter Evening | % of Load | 1 | 2025 | 65535
| High | DLC-Thermostat | C&I Curtailment-Turnkey-Auto-DR HVAC Control | General |  | Winter Evening | % of Load | 0 | 2025 | 65535
| High | DLC-Thermostat | C&I Curtailment-Turnkey-Standard Lighting Control | General |  | Winter Evening | % of Load | 1 | 2025 | 65535
| High | DLC-Thermostat | C&I Curtailment-Turnkey-Standard Lighting Control | General |  | Winter Evening | % of Load | 0 | 2025 | 65535
| High | DLC-Thermostat | C&I Curtailment-Turnkey-Advanced Lighting Control | General |  | Winter Evening | % of Load | 1 | 2025 | 65535
| High | DLC-Thermostat | C&I Curtailment-Turnkey-Advanced Lighting Control | General |  | Winter Evening | % of Load | 0 | 2025 | 65535
| High | DLC-Thermostat | C&I Curtailment-Turnkey-Water Heating Control | General |  | Winter Evening | % of Load | 1 | 2025 | 65535
| High | DLC-Thermostat | C&I Curtailment-Turnkey-Water Heating Control | General |  | Winter Evening | % of Load | 0 | 2025 | 65535
| High | DLC-Thermostat | C&I Curtailment-Turnkey-Other | General |  | Winter Evening | % of Load | 1 | 2025 | 65535
| High | DLC-Thermostat | C&I Curtailment-Turnkey-Other | General |  | Winter Evening | % of Load | 0 | 2025 | 65535
| High | DLC-Thermostat | DLC-Switch-Water Heating | Small Industrial |  | Winter Morning | % of Load | 1 | 2025 | 65535
| High | DLC-Thermostat | DLC-Switch-Water Heating | Small Industrial |  | Winter Morning | % of Load | 0 | 2025 | 65535
| High | DLC-Thermostat | DLC-BYOD-Water Heating | Small Industrial |  | Winter Morning | % of Load | 1 | 2025 | 65535
| High | DLC-Thermostat | DLC-BYOD-Water Heating | Small Industrial |  | Winter Morning | % of Load | 0 | 2025 | 65535
| High | DLC-Thermostat | DLC-Thermostat-DI-Central Heat Pump | Small Industrial |  | Winter Morning | % of Load | 1 | 2025 | 65535
| High | DLC-Thermostat | DLC-Thermostat-DI-Central Heat Pump | Small Industrial |  | Winter Morning | % of Load | 0 | 2025 | 65535
| High | DLC-Thermostat | DLC-Thermostat-BYOT-Central Heat Pump | Small Industrial |  | Winter Morning | % of Load | 1 | 2025 | 65535
| High | DLC-Thermostat | DLC-Thermostat-BYOT-Central Heat Pump | Small Industrial |  | Winter Morning | % of Load | 0 | 2025 | 65535
| High | DLC-Thermostat | DLC-Thermostat-HVAC | Small Industrial |  | Winter Morning | % of Load | 1 | 2025 | 65535
| High | DLC-Thermostat | DLC-Thermostat-HVAC | Small Industrial |  | Winter Morning | % of Load | 0 | 2025 | 65535
| High | DLC-Thermostat | DLC-Thermostat-DI-Baseboard Heating | Small Industrial |  | Winter Morning | % of Load | 1 | 2025 | 65535
| High | DLC-Thermostat | DLC-Thermostat-DI-Baseboard Heating | Small Industrial |  | Winter Morning | % of Load | 0 | 2025 | 65535
| High | DLC-Thermostat | DLC-Thermostat-BYOT-Baseboard Heating | Small Industrial |  | Winter Morning | % of Load | 1 | 2025 | 65535
| High | DLC-Thermostat | DLC-Thermostat-BYOT-Baseboard Heating | Small Industrial |  | Winter Morning | % of Load | 0 | 2025 | 65535
| High | DLC-Thermostat | DLC-Thermostat-DI-MSHP | Small Industrial |  | Winter Morning | % of Load | 1 | 2025 | 65535
| High | DLC-Thermostat | DLC-Thermostat-DI-MSHP | Small Industrial |  | Winter Morning | % of Load | 0 | 2025 | 65535
| High | DLC-Thermostat | DLC-Thermostat-BYOT-MSHP | Small Industrial |  | Winter Morning | % of Load | 1 | 2025 | 65535
| High | DLC-Thermostat | DLC-Thermostat-BYOT-MSHP | Small Industrial |  | Winter Morning | % of Load | 0 | 2025 | 65535
| High | DLC-Thermostat | C&I Curtailment-Turnkey-Manual HVAC Control | Small Industrial |  | Winter Morning | % of Load | 1 | 2025 | 65535
| High | DLC-Thermostat | C&I Curtailment-Turnkey-Manual HVAC Control | Small Industrial |  | Winter Morning | % of Load | 0 | 2025 | 65535
| High | DLC-Thermostat | C&I Curtailment-Turnkey-Auto-DR HVAC Control | Small Industrial |  | Winter Morning | % of Load | 1 | 2025 | 65535
| High | DLC-Thermostat | C&I Curtailment-Turnkey-Auto-DR HVAC Control | Small Industrial |  | Winter Morning | % of Load | 0 | 2025 | 65535
| High | DLC-Thermostat | C&I Curtailment-Turnkey-Standard Lighting Control | Small Industrial |  | Winter Morning | % of Load | 1 | 2025 | 65535
| High | DLC-Thermostat | C&I Curtailment-Turnkey-Standard Lighting Control | Small Industrial |  | Winter Morning | % of Load | 0 | 2025 | 65535
| High | DLC-Thermostat | C&I Curtailment-Turnkey-Advanced Lighting Control | Small Industrial |  | Winter Morning | % of Load | 1 | 2025 | 65535
| High | DLC-Thermostat | C&I Curtailment-Turnkey-Advanced Lighting Control | Small Industrial |  | Winter Morning | % of Load | 0 | 2025 | 65535
| High | DLC-Thermostat | C&I Curtailment-Turnkey-Water Heating Control | Small Industrial |  | Winter Morning | % of Load | 1 | 2025 | 65535
| High | DLC-Thermostat | C&I Curtailment-Turnkey-Water Heating Control | Small Industrial |  | Winter Morning | % of Load | 0 | 2025 | 65535
| High | DLC-Thermostat | C&I Curtailment-Turnkey-Other | Small Industrial |  | Winter Morning | % of Load | 1 | 2025 | 65535
| High | DLC-Thermostat | C&I Curtailment-Turnkey-Other | Small Industrial |  | Winter Morning | % of Load | 0 | 2025 | 65535
| High | DLC-Thermostat | C&I Curtailment-Turnkey-Industrial | Small Industrial |  | Winter Morning | % of Load | 1 | 2025 | 65535
| High | DLC-Thermostat | C&I Curtailment-Turnkey-Industrial | Small Industrial |  | Winter Morning | % of Load | 0 | 2025 | 65535
| High | DLC-Thermostat | DLC-Switch-Water Heating | Small Industrial |  | Winter Evening | % of Load | 1 | 2025 | 65535
| High | DLC-Thermostat | DLC-Switch-Water Heating | Small Industrial |  | Winter Evening | % of Load | 0 | 2025 | 65535
| High | DLC-Thermostat | DLC-BYOD-Water Heating | Small Industrial |  | Winter Evening | % of Load | 1 | 2025 | 65535
| High | DLC-Thermostat | DLC-BYOD-Water Heating | Small Industrial |  | Winter Evening | % of Load | 0 | 2025 | 65535
| High | DLC-Thermostat | DLC-Thermostat-DI-Central Heat Pump | Small Industrial |  | Winter Evening | % of Load | 1 | 2025 | 65535
| High | DLC-Thermostat | DLC-Thermostat-DI-Central Heat Pump | Small Industrial |  | Winter Evening | % of Load | 0 | 2025 | 65535
| High | DLC-Thermostat | DLC-Thermostat-BYOT-Central Heat Pump | Small Industrial |  | Winter Evening | % of Load | 1 | 2025 | 65535
| High | DLC-Thermostat | DLC-Thermostat-BYOT-Central Heat Pump | Small Industrial |  | Winter Evening | % of Load | 0 | 2025 | 65535
| High | DLC-Thermostat | DLC-Thermostat-HVAC | Small Industrial |  | Winter Evening | % of Load | 1 | 2025 | 65535
| High | DLC-Thermostat | DLC-Thermostat-HVAC | Small Industrial |  | Winter Evening | % of Load | 0 | 2025 | 65535
| High | DLC-Thermostat | DLC-Thermostat-DI-Baseboard Heating | Small Industrial |  | Winter Evening | % of Load | 1 | 2025 | 65535
| High | DLC-Thermostat | DLC-Thermostat-DI-Baseboard Heating | Small Industrial |  | Winter Evening | % of Load | 0 | 2025 | 65535
| High | DLC-Thermostat | DLC-Thermostat-BYOT-Baseboard Heating | Small Industrial |  | Winter Evening | % of Load | 1 | 2025 | 65535
| High | DLC-Thermostat | DLC-Thermostat-BYOT-Baseboard Heating | Small Industrial |  | Winter Evening | % of Load | 0 | 2025 | 65535
| High | DLC-Thermostat | DLC-Thermostat-DI-MSHP | Small Industrial |  | Winter Evening | % of Load | 1 | 2025 | 65535
| High | DLC-Thermostat | DLC-Thermostat-DI-MSHP | Small Industrial |  | Winter Evening | % of Load | 0 | 2025 | 65535
| High | DLC-Thermostat | DLC-Thermostat-BYOT-MSHP | Small Industrial |  | Winter Evening | % of Load | 1 | 2025 | 65535
| High | DLC-Thermostat | DLC-Thermostat-BYOT-MSHP | Small Industrial |  | Winter Evening | % of Load | 0 | 2025 | 65535
| High | DLC-Thermostat | C&I Curtailment-Turnkey-Manual HVAC Control | Small Industrial |  | Winter Evening | % of Load | 1 | 2025 | 65535
| High | DLC-Thermostat | C&I Curtailment-Turnkey-Manual HVAC Control | Small Industrial |  | Winter Evening | % of Load | 0 | 2025 | 65535
| High | DLC-Thermostat | C&I Curtailment-Turnkey-Auto-DR HVAC Control | Small Industrial |  | Winter Evening | % of Load | 1 | 2025 | 65535
| High | DLC-Thermostat | C&I Curtailment-Turnkey-Auto-DR HVAC Control | Small Industrial |  | Winter Evening | % of Load | 0 | 2025 | 65535
| High | DLC-Thermostat | C&I Curtailment-Turnkey-Standard Lighting Control | Small Industrial |  | Winter Evening | % of Load | 1 | 2025 | 65535
| High | DLC-Thermostat | C&I Curtailment-Turnkey-Standard Lighting Control | Small Industrial |  | Winter Evening | % of Load | 0 | 2025 | 65535
| High | DLC-Thermostat | C&I Curtailment-Turnkey-Advanced Lighting Control | Small Industrial |  | Winter Evening | % of Load | 1 | 2025 | 65535
| High | DLC-Thermostat | C&I Curtailment-Turnkey-Advanced Lighting Control | Small Industrial |  | Winter Evening | % of Load | 0 | 2025 | 65535
| High | DLC-Thermostat | C&I Curtailment-Turnkey-Water Heating Control | Small Industrial |  | Winter Evening | % of Load | 1 | 2025 | 65535
| High | DLC-Thermostat | C&I Curtailment-Turnkey-Water Heating Control | Small Industrial |  | Winter Evening | % of Load | 0 | 2025 | 65535
| High | DLC-Thermostat | C&I Curtailment-Turnkey-Other | Small Industrial |  | Winter Evening | % of Load | 1 | 2025 | 65535
| High | DLC-Thermostat | C&I Curtailment-Turnkey-Other | Small Industrial |  | Winter Evening | % of Load | 0 | 2025 | 65535
| High | DLC-Thermostat | C&I Curtailment-Turnkey-Industrial | Small Industrial |  | Winter Evening | % of Load | 1 | 2025 | 65535
| High | DLC-Thermostat | C&I Curtailment-Turnkey-Industrial | Small Industrial |  | Winter Evening | % of Load | 0 | 2025 | 65535
| High | DLC-Thermostat | DLC-Switch-Water Heating | Medium Industrial |  | Winter Morning | % of Load | 1 | 2025 | 65535
| High | DLC-Thermostat | DLC-Switch-Water Heating | Medium Industrial |  | Winter Morning | % of Load | 0 | 2025 | 65535
| High | DLC-Thermostat | DLC-BYOD-Water Heating | Medium Industrial |  | Winter Morning | % of Load | 1 | 2025 | 65535
| High | DLC-Thermostat | DLC-BYOD-Water Heating | Medium Industrial |  | Winter Morning | % of Load | 0 | 2025 | 65535
| High | DLC-Thermostat | DLC-Thermostat-DI-Central Heat Pump | Medium Industrial |  | Winter Morning | % of Load | 1 | 2025 | 65535
| High | DLC-Thermostat | DLC-Thermostat-DI-Central Heat Pump | Medium Industrial |  | Winter Morning | % of Load | 0 | 2025 | 65535
| High | DLC-Thermostat | DLC-Thermostat-BYOT-Central Heat Pump | Medium Industrial |  | Winter Morning | % of Load | 1 | 2025 | 65535
| High | DLC-Thermostat | DLC-Thermostat-BYOT-Central Heat Pump | Medium Industrial |  | Winter Morning | % of Load | 0 | 2025 | 65535
| High | DLC-Thermostat | DLC-Thermostat-HVAC | Medium Industrial |  | Winter Morning | % of Load | 1 | 2025 | 65535
| High | DLC-Thermostat | DLC-Thermostat-HVAC | Medium Industrial |  | Winter Morning | % of Load | 0 | 2025 | 65535
| High | DLC-Thermostat | DLC-Thermostat-DI-Baseboard Heating | Medium Industrial |  | Winter Morning | % of Load | 1 | 2025 | 65535
| High | DLC-Thermostat | DLC-Thermostat-DI-Baseboard Heating | Medium Industrial |  | Winter Morning | % of Load | 0 | 2025 | 65535
| High | DLC-Thermostat | DLC-Thermostat-BYOT-Baseboard Heating | Medium Industrial |  | Winter Morning | % of Load | 1 | 2025 | 65535
| High | DLC-Thermostat | DLC-Thermostat-BYOT-Baseboard Heating | Medium Industrial |  | Winter Morning | % of Load | 0 | 2025 | 65535
| High | DLC-Thermostat | DLC-Thermostat-DI-MSHP | Medium Industrial |  | Winter Morning | % of Load | 1 | 2025 | 65535
| High | DLC-Thermostat | DLC-Thermostat-DI-MSHP | Medium Industrial |  | Winter Morning | % of Load | 0 | 2025 | 65535
| High | DLC-Thermostat | DLC-Thermostat-BYOT-MSHP | Medium Industrial |  | Winter Morning | % of Load | 1 | 2025 | 65535
| High | DLC-Thermostat | DLC-Thermostat-BYOT-MSHP | Medium Industrial |  | Winter Morning | % of Load | 0 | 2025 | 65535
| High | DLC-Thermostat | C&I Curtailment-Turnkey-Manual HVAC Control | Medium Industrial |  | Winter Morning | % of Load | 1 | 2025 | 65535
| High | DLC-Thermostat | C&I Curtailment-Turnkey-Manual HVAC Control | Medium Industrial |  | Winter Morning | % of Load | 0 | 2025 | 65535
| High | DLC-Thermostat | C&I Curtailment-Turnkey-Auto-DR HVAC Control | Medium Industrial |  | Winter Morning | % of Load | 1 | 2025 | 65535
| High | DLC-Thermostat | C&I Curtailment-Turnkey-Auto-DR HVAC Control | Medium Industrial |  | Winter Morning | % of Load | 0 | 2025 | 65535
| High | DLC-Thermostat | C&I Curtailment-Turnkey-Standard Lighting Control | Medium Industrial |  | Winter Morning | % of Load | 1 | 2025 | 65535
| High | DLC-Thermostat | C&I Curtailment-Turnkey-Standard Lighting Control | Medium Industrial |  | Winter Morning | % of Load | 0 | 2025 | 65535
| High | DLC-Thermostat | C&I Curtailment-Turnkey-Advanced Lighting Control | Medium Industrial |  | Winter Morning | % of Load | 1 | 2025 | 65535
| High | DLC-Thermostat | C&I Curtailment-Turnkey-Advanced Lighting Control | Medium Industrial |  | Winter Morning | % of Load | 0 | 2025 | 65535
| High | DLC-Thermostat | C&I Curtailment-Turnkey-Water Heating Control | Medium Industrial |  | Winter Morning | % of Load | 1 | 2025 | 65535
| High | DLC-Thermostat | C&I Curtailment-Turnkey-Water Heating Control | Medium Industrial |  | Winter Morning | % of Load | 0 | 2025 | 65535
| High | DLC-Thermostat | C&I Curtailment-Turnkey-Other | Medium Industrial |  | Winter Morning | % of Load | 1 | 2025 | 65535
| High | DLC-Thermostat | C&I Curtailment-Turnkey-Other | Medium Industrial |  | Winter Morning | % of Load | 0 | 2025 | 65535
| High | DLC-Thermostat | DLC-Switch-Water Heating | Medium Industrial |  | Winter Evening | % of Load | 1 | 2025 | 65535
| High | DLC-Thermostat | DLC-Switch-Water Heating | Medium Industrial |  | Winter Evening | % of Load | 0 | 2025 | 65535
| High | DLC-Thermostat | DLC-BYOD-Water Heating | Medium Industrial |  | Winter Evening | % of Load | 1 | 2025 | 65535
| High | DLC-Thermostat | DLC-BYOD-Water Heating | Medium Industrial |  | Winter Evening | % of Load | 0 | 2025 | 65535
| High | DLC-Thermostat | DLC-Thermostat-DI-Central Heat Pump | Medium Industrial |  | Winter Evening | % of Load | 1 | 2025 | 65535
| High | DLC-Thermostat | DLC-Thermostat-DI-Central Heat Pump | Medium Industrial |  | Winter Evening | % of Load | 0 | 2025 | 65535
| High | DLC-Thermostat | DLC-Thermostat-BYOT-Central Heat Pump | Medium Industrial |  | Winter Evening | % of Load | 1 | 2025 | 65535
| High | DLC-Thermostat | DLC-Thermostat-BYOT-Central Heat Pump | Medium Industrial |  | Winter Evening | % of Load | 0 | 2025 | 65535
| High | DLC-Thermostat | DLC-Thermostat-HVAC | Medium Industrial |  | Winter Evening | % of Load | 1 | 2025 | 65535
| High | DLC-Thermostat | DLC-Thermostat-HVAC | Medium Industrial |  | Winter Evening | % of Load | 0 | 2025 | 65535
| High | DLC-Thermostat | DLC-Thermostat-DI-Baseboard Heating | Medium Industrial |  | Winter Evening | % of Load | 1 | 2025 | 65535
| High | DLC-Thermostat | DLC-Thermostat-DI-Baseboard Heating | Medium Industrial |  | Winter Evening | % of Load | 0 | 2025 | 65535
| High | DLC-Thermostat | DLC-Thermostat-BYOT-Baseboard Heating | Medium Industrial |  | Winter Evening | % of Load | 1 | 2025 | 65535
| High | DLC-Thermostat | DLC-Thermostat-BYOT-Baseboard Heating | Medium Industrial |  | Winter Evening | % of Load | 0 | 2025 | 65535
| High | DLC-Thermostat | DLC-Thermostat-DI-MSHP | Medium Industrial |  | Winter Evening | % of Load | 1 | 2025 | 65535
| High | DLC-Thermostat | DLC-Thermostat-DI-MSHP | Medium Industrial |  | Winter Evening | % of Load | 0 | 2025 | 65535
| High | DLC-Thermostat | DLC-Thermostat-BYOT-MSHP | Medium Industrial |  | Winter Evening | % of Load | 1 | 2025 | 65535
| High | DLC-Thermostat | DLC-Thermostat-BYOT-MSHP | Medium Industrial |  | Winter Evening | % of Load | 0 | 2025 | 65535
| High | DLC-Thermostat | C&I Curtailment-Turnkey-Manual HVAC Control | Medium Industrial |  | Winter Evening | % of Load | 1 | 2025 | 65535
| High | DLC-Thermostat | C&I Curtailment-Turnkey-Manual HVAC Control | Medium Industrial |  | Winter Evening | % of Load | 0 | 2025 | 65535
| High | DLC-Thermostat | C&I Curtailment-Turnkey-Auto-DR HVAC Control | Medium Industrial |  | Winter Evening | % of Load | 1 | 2025 | 65535
| High | DLC-Thermostat | C&I Curtailment-Turnkey-Auto-DR HVAC Control | Medium Industrial |  | Winter Evening | % of Load | 0 | 2025 | 65535
| High | DLC-Thermostat | C&I Curtailment-Turnkey-Standard Lighting Control | Medium Industrial |  | Winter Evening | % of Load | 1 | 2025 | 65535
| High | DLC-Thermostat | C&I Curtailment-Turnkey-Standard Lighting Control | Medium Industrial |  | Winter Evening | % of Load | 0 | 2025 | 65535
| High | DLC-Thermostat | C&I Curtailment-Turnkey-Advanced Lighting Control | Medium Industrial |  | Winter Evening | % of Load | 1 | 2025 | 65535
| High | DLC-Thermostat | C&I Curtailment-Turnkey-Advanced Lighting Control | Medium Industrial |  | Winter Evening | % of Load | 0 | 2025 | 65535
| High | DLC-Thermostat | C&I Curtailment-Turnkey-Water Heating Control | Medium Industrial |  | Winter Evening | % of Load | 1 | 2025 | 65535
| High | DLC-Thermostat | C&I Curtailment-Turnkey-Water Heating Control | Medium Industrial |  | Winter Evening | % of Load | 0 | 2025 | 65535
| High | DLC-Thermostat | C&I Curtailment-Turnkey-Other | Medium Industrial |  | Winter Evening | % of Load | 1 | 2025 | 65535
| High | DLC-Thermostat | C&I Curtailment-Turnkey-Other | Medium Industrial |  | Winter Evening | % of Load | 0 | 2025 | 65535
| High | DLC-Thermostat | DLC-Thermostat-DI-Central Heat Pump | Residential Charitable |  | Winter Morning | % of Load | 1 | 2025 | 65535
| High | DLC-Thermostat | DLC-Thermostat-DI-Central Heat Pump | Residential Charitable |  | Winter Morning | % of Load | 0 | 2025 | 65535
| High | DLC-Thermostat | DLC-Thermostat-BYOT-Central Heat Pump | Residential Charitable |  | Winter Morning | % of Load | 1 | 2025 | 65535
| High | DLC-Thermostat | DLC-Thermostat-BYOT-Central Heat Pump | Residential Charitable |  | Winter Morning | % of Load | 0 | 2025 | 65535
| High | DLC-Thermostat | DLC-Thermostat-DI-Baseboard Heating | Residential Charitable |  | Winter Morning | % of Load | 1 | 2025 | 65535
| High | DLC-Thermostat | DLC-Thermostat-DI-Baseboard Heating | Residential Charitable |  | Winter Morning | % of Load | 0 | 2025 | 65535
| High | DLC-Thermostat | DLC-Thermostat-BYOT-Baseboard Heating | Residential Charitable |  | Winter Morning | % of Load | 1 | 2025 | 65535
| High | DLC-Thermostat | DLC-Thermostat-BYOT-Baseboard Heating | Residential Charitable |  | Winter Morning | % of Load | 0 | 2025 | 65535
| High | DLC-Thermostat | DLC-Thermostat-DI-MSHP | Residential Charitable |  | Winter Morning | % of Load | 1 | 2025 | 65535
| High | DLC-Thermostat | DLC-Thermostat-DI-MSHP | Residential Charitable |  | Winter Morning | % of Load | 0 | 2025 | 65535
| High | DLC-Thermostat | DLC-Thermostat-BYOT-MSHP | Residential Charitable |  | Winter Morning | % of Load | 1 | 2025 | 65535
| High | DLC-Thermostat | DLC-Thermostat-BYOT-MSHP | Residential Charitable |  | Winter Morning | % of Load | 0 | 2025 | 65535
| High | DLC-Thermostat | DLC-Thermostat-DI-Central Heat Pump | Residential Charitable |  | Winter Evening | % of Load | 1 | 2025 | 65535
| High | DLC-Thermostat | DLC-Thermostat-DI-Central Heat Pump | Residential Charitable |  | Winter Evening | % of Load | 0 | 2025 | 65535
| High | DLC-Thermostat | DLC-Thermostat-BYOT-Central Heat Pump | Residential Charitable |  | Winter Evening | % of Load | 1 | 2025 | 65535
| High | DLC-Thermostat | DLC-Thermostat-BYOT-Central Heat Pump | Residential Charitable |  | Winter Evening | % of Load | 0 | 2025 | 65535
| High | DLC-Thermostat | DLC-Thermostat-DI-Baseboard Heating | Residential Charitable |  | Winter Evening | % of Load | 1 | 2025 | 65535
| High | DLC-Thermostat | DLC-Thermostat-DI-Baseboard Heating | Residential Charitable |  | Winter Evening | % of Load | 0 | 2025 | 65535
| High | DLC-Thermostat | DLC-Thermostat-BYOT-Baseboard Heating | Residential Charitable |  | Winter Evening | % of Load | 1 | 2025 | 65535
| High | DLC-Thermostat | DLC-Thermostat-BYOT-Baseboard Heating | Residential Charitable |  | Winter Evening | % of Load | 0 | 2025 | 65535
| High | DLC-Thermostat | DLC-Thermostat-DI-MSHP | Residential Charitable |  | Winter Evening | % of Load | 1 | 2025 | 65535
| High | DLC-Thermostat | DLC-Thermostat-DI-MSHP | Residential Charitable |  | Winter Evening | % of Load | 0 | 2025 | 65535
| High | DLC-Thermostat | DLC-Thermostat-BYOT-MSHP | Residential Charitable |  | Winter Evening | % of Load | 1 | 2025 | 65535
| High | DLC-Thermostat | DLC-Thermostat-BYOT-MSHP | Residential Charitable |  | Winter Evening | % of Load | 0 | 2025 | 65535
| High | DLC-Water Heating | DLC-Switch-Water Heating | Small General |  | Winter Morning | % of Load | 1 | 2025 | 65535
| High | DLC-Water Heating | DLC-Switch-Water Heating | Small General |  | Winter Morning | % of Load | 0 | 2025 | 65535
| High | DLC-Water Heating | DLC-BYOD-Water Heating | Small General |  | Winter Morning | % of Load | 1 | 2025 | 65535
| High | DLC-Water Heating | DLC-BYOD-Water Heating | Small General |  | Winter Morning | % of Load | 0 | 2025 | 65535
| High | DLC-Water Heating | DLC-Thermostat-DI-Central Heat Pump | Small General |  | Winter Morning | % of Load | 1 | 2025 | 65535
| High | DLC-Water Heating | DLC-Thermostat-DI-Central Heat Pump | Small General |  | Winter Morning | % of Load | 0 | 2025 | 65535
| High | DLC-Water Heating | DLC-Thermostat-BYOT-Central Heat Pump | Small General |  | Winter Morning | % of Load | 1 | 2025 | 65535
| High | DLC-Water Heating | DLC-Thermostat-BYOT-Central Heat Pump | Small General |  | Winter Morning | % of Load | 0 | 2025 | 65535
| High | DLC-Water Heating | DLC-Thermostat-HVAC | Small General |  | Winter Morning | % of Load | 1 | 2025 | 65535
| High | DLC-Water Heating | DLC-Thermostat-HVAC | Small General |  | Winter Morning | % of Load | 0 | 2025 | 65535
| High | DLC-Water Heating | DLC-Thermostat-DI-Baseboard Heating | Small General |  | Winter Morning | % of Load | 1 | 2025 | 65535
| High | DLC-Water Heating | DLC-Thermostat-DI-Baseboard Heating | Small General |  | Winter Morning | % of Load | 0 | 2025 | 65535
| High | DLC-Water Heating | DLC-Thermostat-BYOT-Baseboard Heating | Small General |  | Winter Morning | % of Load | 1 | 2025 | 65535
| High | DLC-Water Heating | DLC-Thermostat-BYOT-Baseboard Heating | Small General |  | Winter Morning | % of Load | 0 | 2025 | 65535
| High | DLC-Water Heating | DLC-Thermostat-DI-MSHP | Small General |  | Winter Morning | % of Load | 1 | 2025 | 65535
| High | DLC-Water Heating | DLC-Thermostat-DI-MSHP | Small General |  | Winter Morning | % of Load | 0 | 2025 | 65535
| High | DLC-Water Heating | DLC-Thermostat-BYOT-MSHP | Small General |  | Winter Morning | % of Load | 1 | 2025 | 65535
| High | DLC-Water Heating | DLC-Thermostat-BYOT-MSHP | Small General |  | Winter Morning | % of Load | 0 | 2025 | 65535
| High | DLC-Water Heating | C&I Curtailment-Turnkey-Manual HVAC Control | Small General |  | Winter Morning | % of Load | 1 | 2025 | 65535
| High | DLC-Water Heating | C&I Curtailment-Turnkey-Manual HVAC Control | Small General |  | Winter Morning | % of Load | 0 | 2025 | 65535
| High | DLC-Water Heating | C&I Curtailment-Turnkey-Auto-DR HVAC Control | Small General |  | Winter Morning | % of Load | 1 | 2025 | 65535
| High | DLC-Water Heating | C&I Curtailment-Turnkey-Auto-DR HVAC Control | Small General |  | Winter Morning | % of Load | 0 | 2025 | 65535
| High | DLC-Water Heating | C&I Curtailment-Turnkey-Standard Lighting Control | Small General |  | Winter Morning | % of Load | 1 | 2025 | 65535
| High | DLC-Water Heating | C&I Curtailment-Turnkey-Standard Lighting Control | Small General |  | Winter Morning | % of Load | 0 | 2025 | 65535
| High | DLC-Water Heating | C&I Curtailment-Turnkey-Advanced Lighting Control | Small General |  | Winter Morning | % of Load | 1 | 2025 | 65535
| High | DLC-Water Heating | C&I Curtailment-Turnkey-Advanced Lighting Control | Small General |  | Winter Morning | % of Load | 0 | 2025 | 65535
| High | DLC-Water Heating | C&I Curtailment-Turnkey-Water Heating Control | Small General |  | Winter Morning | % of Load | 1 | 2025 | 65535
| High | DLC-Water Heating | C&I Curtailment-Turnkey-Water Heating Control | Small General |  | Winter Morning | % of Load | 0 | 2025 | 65535
| High | DLC-Water Heating | C&I Curtailment-Turnkey-Other | Small General |  | Winter Morning | % of Load | 1 | 2025 | 65535
| High | DLC-Water Heating | C&I Curtailment-Turnkey-Other | Small General |  | Winter Morning | % of Load | 0 | 2025 | 65535
| High | DLC-Water Heating | Dynamic Pricing with enabling tech. | Small General |  | Winter Morning | % of Load | 1 | 2025 | 65535
| High | DLC-Water Heating | Dynamic Pricing with enabling tech. | Small General |  | Winter Morning | % of Load | 0 | 2025 | 65535
| High | DLC-Water Heating | DLC-Switch-Water Heating | Small General |  | Winter Evening | % of Load | 1 | 2025 | 65535
| High | DLC-Water Heating | DLC-Switch-Water Heating | Small General |  | Winter Evening | % of Load | 0 | 2025 | 65535
| High | DLC-Water Heating | DLC-BYOD-Water Heating | Small General |  | Winter Evening | % of Load | 1 | 2025 | 65535
| High | DLC-Water Heating | DLC-BYOD-Water Heating | Small General |  | Winter Evening | % of Load | 0 | 2025 | 65535
| High | DLC-Water Heating | DLC-Thermostat-DI-Central Heat Pump | Small General |  | Winter Evening | % of Load | 1 | 2025 | 65535
| High | DLC-Water Heating | DLC-Thermostat-DI-Central Heat Pump | Small General |  | Winter Evening | % of Load | 0 | 2025 | 65535
| High | DLC-Water Heating | DLC-Thermostat-BYOT-Central Heat Pump | Small General |  | Winter Evening | % of Load | 1 | 2025 | 65535
| High | DLC-Water Heating | DLC-Thermostat-BYOT-Central Heat Pump | Small General |  | Winter Evening | % of Load | 0 | 2025 | 65535
| High | DLC-Water Heating | DLC-Thermostat-HVAC | Small General |  | Winter Evening | % of Load | 1 | 2025 | 65535
| High | DLC-Water Heating | DLC-Thermostat-HVAC | Small General |  | Winter Evening | % of Load | 0 | 2025 | 65535
| High | DLC-Water Heating | DLC-Thermostat-DI-Baseboard Heating | Small General |  | Winter Evening | % of Load | 1 | 2025 | 65535
| High | DLC-Water Heating | DLC-Thermostat-DI-Baseboard Heating | Small General |  | Winter Evening | % of Load | 0 | 2025 | 65535
| High | DLC-Water Heating | DLC-Thermostat-BYOT-Baseboard Heating | Small General |  | Winter Evening | % of Load | 1 | 2025 | 65535
| High | DLC-Water Heating | DLC-Thermostat-BYOT-Baseboard Heating | Small General |  | Winter Evening | % of Load | 0 | 2025 | 65535
| High | DLC-Water Heating | DLC-Thermostat-DI-MSHP | Small General |  | Winter Evening | % of Load | 1 | 2025 | 65535
| High | DLC-Water Heating | DLC-Thermostat-DI-MSHP | Small General |  | Winter Evening | % of Load | 0 | 2025 | 65535
| High | DLC-Water Heating | DLC-Thermostat-BYOT-MSHP | Small General |  | Winter Evening | % of Load | 1 | 2025 | 65535
| High | DLC-Water Heating | DLC-Thermostat-BYOT-MSHP | Small General |  | Winter Evening | % of Load | 0 | 2025 | 65535
| High | DLC-Water Heating | C&I Curtailment-Turnkey-Manual HVAC Control | Small General |  | Winter Evening | % of Load | 1 | 2025 | 65535
| High | DLC-Water Heating | C&I Curtailment-Turnkey-Manual HVAC Control | Small General |  | Winter Evening | % of Load | 0 | 2025 | 65535
| High | DLC-Water Heating | C&I Curtailment-Turnkey-Auto-DR HVAC Control | Small General |  | Winter Evening | % of Load | 1 | 2025 | 65535
| High | DLC-Water Heating | C&I Curtailment-Turnkey-Auto-DR HVAC Control | Small General |  | Winter Evening | % of Load | 0 | 2025 | 65535
| High | DLC-Water Heating | C&I Curtailment-Turnkey-Standard Lighting Control | Small General |  | Winter Evening | % of Load | 1 | 2025 | 65535
| High | DLC-Water Heating | C&I Curtailment-Turnkey-Standard Lighting Control | Small General |  | Winter Evening | % of Load | 0 | 2025 | 65535
| High | DLC-Water Heating | C&I Curtailment-Turnkey-Advanced Lighting Control | Small General |  | Winter Evening | % of Load | 1 | 2025 | 65535
| High | DLC-Water Heating | C&I Curtailment-Turnkey-Advanced Lighting Control | Small General |  | Winter Evening | % of Load | 0 | 2025 | 65535
| High | DLC-Water Heating | C&I Curtailment-Turnkey-Water Heating Control | Small General |  | Winter Evening | % of Load | 1 | 2025 | 65535
| High | DLC-Water Heating | C&I Curtailment-Turnkey-Water Heating Control | Small General |  | Winter Evening | % of Load | 0 | 2025 | 65535
| High | DLC-Water Heating | C&I Curtailment-Turnkey-Other | Small General |  | Winter Evening | % of Load | 1 | 2025 | 65535
| High | DLC-Water Heating | C&I Curtailment-Turnkey-Other | Small General |  | Winter Evening | % of Load | 0 | 2025 | 65535
| High | DLC-Water Heating | Dynamic Pricing with enabling tech. | Small General |  | Winter Evening | % of Load | 1 | 2025 | 65535
| High | DLC-Water Heating | Dynamic Pricing with enabling tech. | Small General |  | Winter Evening | % of Load | 0 | 2025 | 65535
| High | DLC-Water Heating | DLC-Switch-Water Heating | General |  | Winter Morning | % of Load | 1 | 2025 | 65535
| High | DLC-Water Heating | DLC-Switch-Water Heating | General |  | Winter Morning | % of Load | 0 | 2025 | 65535
| High | DLC-Water Heating | DLC-BYOD-Water Heating | General |  | Winter Morning | % of Load | 1 | 2025 | 65535
| High | DLC-Water Heating | DLC-BYOD-Water Heating | General |  | Winter Morning | % of Load | 0 | 2025 | 65535
| High | DLC-Water Heating | DLC-Thermostat-DI-Central Heat Pump | General |  | Winter Morning | % of Load | 1 | 2025 | 65535
| High | DLC-Water Heating | DLC-Thermostat-DI-Central Heat Pump | General |  | Winter Morning | % of Load | 0 | 2025 | 65535
| High | DLC-Water Heating | DLC-Thermostat-BYOT-Central Heat Pump | General |  | Winter Morning | % of Load | 1 | 2025 | 65535
| High | DLC-Water Heating | DLC-Thermostat-BYOT-Central Heat Pump | General |  | Winter Morning | % of Load | 0 | 2025 | 65535
| High | DLC-Water Heating | DLC-Thermostat-HVAC | General |  | Winter Morning | % of Load | 1 | 2025 | 65535
| High | DLC-Water Heating | DLC-Thermostat-HVAC | General |  | Winter Morning | % of Load | 0 | 2025 | 65535
| High | DLC-Water Heating | DLC-Thermostat-DI-Baseboard Heating | General |  | Winter Morning | % of Load | 1 | 2025 | 65535
| High | DLC-Water Heating | DLC-Thermostat-DI-Baseboard Heating | General |  | Winter Morning | % of Load | 0 | 2025 | 65535
| High | DLC-Water Heating | DLC-Thermostat-BYOT-Baseboard Heating | General |  | Winter Morning | % of Load | 1 | 2025 | 65535
| High | DLC-Water Heating | DLC-Thermostat-BYOT-Baseboard Heating | General |  | Winter Morning | % of Load | 0 | 2025 | 65535
| High | DLC-Water Heating | DLC-Thermostat-DI-MSHP | General |  | Winter Morning | % of Load | 1 | 2025 | 65535
| High | DLC-Water Heating | DLC-Thermostat-DI-MSHP | General |  | Winter Morning | % of Load | 0 | 2025 | 65535
| High | DLC-Water Heating | DLC-Thermostat-BYOT-MSHP | General |  | Winter Morning | % of Load | 1 | 2025 | 65535
| High | DLC-Water Heating | DLC-Thermostat-BYOT-MSHP | General |  | Winter Morning | % of Load | 0 | 2025 | 65535
| High | DLC-Water Heating | C&I Curtailment-Turnkey-Manual HVAC Control | General |  | Winter Morning | % of Load | 1 | 2025 | 65535
| High | DLC-Water Heating | C&I Curtailment-Turnkey-Manual HVAC Control | General |  | Winter Morning | % of Load | 0 | 2025 | 65535
| High | DLC-Water Heating | C&I Curtailment-Turnkey-Auto-DR HVAC Control | General |  | Winter Morning | % of Load | 1 | 2025 | 65535
| High | DLC-Water Heating | C&I Curtailment-Turnkey-Auto-DR HVAC Control | General |  | Winter Morning | % of Load | 0 | 2025 | 65535
| High | DLC-Water Heating | C&I Curtailment-Turnkey-Standard Lighting Control | General |  | Winter Morning | % of Load | 1 | 2025 | 65535
| High | DLC-Water Heating | C&I Curtailment-Turnkey-Standard Lighting Control | General |  | Winter Morning | % of Load | 0 | 2025 | 65535
| High | DLC-Water Heating | C&I Curtailment-Turnkey-Advanced Lighting Control | General |  | Winter Morning | % of Load | 1 | 2025 | 65535
| High | DLC-Water Heating | C&I Curtailment-Turnkey-Advanced Lighting Control | General |  | Winter Morning | % of Load | 0 | 2025 | 65535
| High | DLC-Water Heating | C&I Curtailment-Turnkey-Water Heating Control | General |  | Winter Morning | % of Load | 1 | 2025 | 65535
| High | DLC-Water Heating | C&I Curtailment-Turnkey-Water Heating Control | General |  | Winter Morning | % of Load | 0 | 2025 | 65535
| High | DLC-Water Heating | C&I Curtailment-Turnkey-Other | General |  | Winter Morning | % of Load | 1 | 2025 | 65535
| High | DLC-Water Heating | C&I Curtailment-Turnkey-Other | General |  | Winter Morning | % of Load | 0 | 2025 | 65535
| High | DLC-Water Heating | DLC-Switch-Water Heating | General |  | Winter Evening | % of Load | 1 | 2025 | 65535
| High | DLC-Water Heating | DLC-Switch-Water Heating | General |  | Winter Evening | % of Load | 0 | 2025 | 65535
| High | DLC-Water Heating | DLC-BYOD-Water Heating | General |  | Winter Evening | % of Load | 1 | 2025 | 65535
| High | DLC-Water Heating | DLC-BYOD-Water Heating | General |  | Winter Evening | % of Load | 0 | 2025 | 65535
| High | DLC-Water Heating | DLC-Thermostat-DI-Central Heat Pump | General |  | Winter Evening | % of Load | 1 | 2025 | 65535
| High | DLC-Water Heating | DLC-Thermostat-DI-Central Heat Pump | General |  | Winter Evening | % of Load | 0 | 2025 | 65535
| High | DLC-Water Heating | DLC-Thermostat-BYOT-Central Heat Pump | General |  | Winter Evening | % of Load | 1 | 2025 | 65535
| High | DLC-Water Heating | DLC-Thermostat-BYOT-Central Heat Pump | General |  | Winter Evening | % of Load | 0 | 2025 | 65535
| High | DLC-Water Heating | DLC-Thermostat-HVAC | General |  | Winter Evening | % of Load | 1 | 2025 | 65535
| High | DLC-Water Heating | DLC-Thermostat-HVAC | General |  | Winter Evening | % of Load | 0 | 2025 | 65535
| High | DLC-Water Heating | DLC-Thermostat-DI-Baseboard Heating | General |  | Winter Evening | % of Load | 1 | 2025 | 65535
| High | DLC-Water Heating | DLC-Thermostat-DI-Baseboard Heating | General |  | Winter Evening | % of Load | 0 | 2025 | 65535
| High | DLC-Water Heating | DLC-Thermostat-BYOT-Baseboard Heating | General |  | Winter Evening | % of Load | 1 | 2025 | 65535
| High | DLC-Water Heating | DLC-Thermostat-BYOT-Baseboard Heating | General |  | Winter Evening | % of Load | 0 | 2025 | 65535
| High | DLC-Water Heating | DLC-Thermostat-DI-MSHP | General |  | Winter Evening | % of Load | 1 | 2025 | 65535
| High | DLC-Water Heating | DLC-Thermostat-DI-MSHP | General |  | Winter Evening | % of Load | 0 | 2025 | 65535
| High | DLC-Water Heating | DLC-Thermostat-BYOT-MSHP | General |  | Winter Evening | % of Load | 1 | 2025 | 65535
| High | DLC-Water Heating | DLC-Thermostat-BYOT-MSHP | General |  | Winter Evening | % of Load | 0 | 2025 | 65535
| High | DLC-Water Heating | C&I Curtailment-Turnkey-Manual HVAC Control | General |  | Winter Evening | % of Load | 1 | 2025 | 65535
| High | DLC-Water Heating | C&I Curtailment-Turnkey-Manual HVAC Control | General |  | Winter Evening | % of Load | 0 | 2025 | 65535
| High | DLC-Water Heating | C&I Curtailment-Turnkey-Auto-DR HVAC Control | General |  | Winter Evening | % of Load | 1 | 2025 | 65535
| High | DLC-Water Heating | C&I Curtailment-Turnkey-Auto-DR HVAC Control | General |  | Winter Evening | % of Load | 0 | 2025 | 65535
| High | DLC-Water Heating | C&I Curtailment-Turnkey-Standard Lighting Control | General |  | Winter Evening | % of Load | 1 | 2025 | 65535
| High | DLC-Water Heating | C&I Curtailment-Turnkey-Standard Lighting Control | General |  | Winter Evening | % of Load | 0 | 2025 | 65535
| High | DLC-Water Heating | C&I Curtailment-Turnkey-Advanced Lighting Control | General |  | Winter Evening | % of Load | 1 | 2025 | 65535
| High | DLC-Water Heating | C&I Curtailment-Turnkey-Advanced Lighting Control | General |  | Winter Evening | % of Load | 0 | 2025 | 65535
| High | DLC-Water Heating | C&I Curtailment-Turnkey-Water Heating Control | General |  | Winter Evening | % of Load | 1 | 2025 | 65535
| High | DLC-Water Heating | C&I Curtailment-Turnkey-Water Heating Control | General |  | Winter Evening | % of Load | 0 | 2025 | 65535
| High | DLC-Water Heating | C&I Curtailment-Turnkey-Other | General |  | Winter Evening | % of Load | 1 | 2025 | 65535
| High | DLC-Water Heating | C&I Curtailment-Turnkey-Other | General |  | Winter Evening | % of Load | 0 | 2025 | 65535
| High | DLC-Water Heating | DLC-Switch-Water Heating | Small Industrial |  | Winter Morning | % of Load | 1 | 2025 | 65535
| High | DLC-Water Heating | DLC-Switch-Water Heating | Small Industrial |  | Winter Morning | % of Load | 0 | 2025 | 65535
| High | DLC-Water Heating | DLC-BYOD-Water Heating | Small Industrial |  | Winter Morning | % of Load | 1 | 2025 | 65535
| High | DLC-Water Heating | DLC-BYOD-Water Heating | Small Industrial |  | Winter Morning | % of Load | 0 | 2025 | 65535
| High | DLC-Water Heating | DLC-Thermostat-DI-Central Heat Pump | Small Industrial |  | Winter Morning | % of Load | 1 | 2025 | 65535
| High | DLC-Water Heating | DLC-Thermostat-DI-Central Heat Pump | Small Industrial |  | Winter Morning | % of Load | 0 | 2025 | 65535
| High | DLC-Water Heating | DLC-Thermostat-BYOT-Central Heat Pump | Small Industrial |  | Winter Morning | % of Load | 1 | 2025 | 65535
| High | DLC-Water Heating | DLC-Thermostat-BYOT-Central Heat Pump | Small Industrial |  | Winter Morning | % of Load | 0 | 2025 | 65535
| High | DLC-Water Heating | DLC-Thermostat-HVAC | Small Industrial |  | Winter Morning | % of Load | 1 | 2025 | 65535
| High | DLC-Water Heating | DLC-Thermostat-HVAC | Small Industrial |  | Winter Morning | % of Load | 0 | 2025 | 65535
| High | DLC-Water Heating | DLC-Thermostat-DI-Baseboard Heating | Small Industrial |  | Winter Morning | % of Load | 1 | 2025 | 65535
| High | DLC-Water Heating | DLC-Thermostat-DI-Baseboard Heating | Small Industrial |  | Winter Morning | % of Load | 0 | 2025 | 65535
| High | DLC-Water Heating | DLC-Thermostat-BYOT-Baseboard Heating | Small Industrial |  | Winter Morning | % of Load | 1 | 2025 | 65535
| High | DLC-Water Heating | DLC-Thermostat-BYOT-Baseboard Heating | Small Industrial |  | Winter Morning | % of Load | 0 | 2025 | 65535
| High | DLC-Water Heating | DLC-Thermostat-DI-MSHP | Small Industrial |  | Winter Morning | % of Load | 1 | 2025 | 65535
| High | DLC-Water Heating | DLC-Thermostat-DI-MSHP | Small Industrial |  | Winter Morning | % of Load | 0 | 2025 | 65535
| High | DLC-Water Heating | DLC-Thermostat-BYOT-MSHP | Small Industrial |  | Winter Morning | % of Load | 1 | 2025 | 65535
| High | DLC-Water Heating | DLC-Thermostat-BYOT-MSHP | Small Industrial |  | Winter Morning | % of Load | 0 | 2025 | 65535
| High | DLC-Water Heating | C&I Curtailment-Turnkey-Manual HVAC Control | Small Industrial |  | Winter Morning | % of Load | 1 | 2025 | 65535
| High | DLC-Water Heating | C&I Curtailment-Turnkey-Manual HVAC Control | Small Industrial |  | Winter Morning | % of Load | 0 | 2025 | 65535
| High | DLC-Water Heating | C&I Curtailment-Turnkey-Auto-DR HVAC Control | Small Industrial |  | Winter Morning | % of Load | 1 | 2025 | 65535
| High | DLC-Water Heating | C&I Curtailment-Turnkey-Auto-DR HVAC Control | Small Industrial |  | Winter Morning | % of Load | 0 | 2025 | 65535
| High | DLC-Water Heating | C&I Curtailment-Turnkey-Standard Lighting Control | Small Industrial |  | Winter Morning | % of Load | 1 | 2025 | 65535
| High | DLC-Water Heating | C&I Curtailment-Turnkey-Standard Lighting Control | Small Industrial |  | Winter Morning | % of Load | 0 | 2025 | 65535
| High | DLC-Water Heating | C&I Curtailment-Turnkey-Advanced Lighting Control | Small Industrial |  | Winter Morning | % of Load | 1 | 2025 | 65535
| High | DLC-Water Heating | C&I Curtailment-Turnkey-Advanced Lighting Control | Small Industrial |  | Winter Morning | % of Load | 0 | 2025 | 65535
| High | DLC-Water Heating | C&I Curtailment-Turnkey-Water Heating Control | Small Industrial |  | Winter Morning | % of Load | 1 | 2025 | 65535
| High | DLC-Water Heating | C&I Curtailment-Turnkey-Water Heating Control | Small Industrial |  | Winter Morning | % of Load | 0 | 2025 | 65535
| High | DLC-Water Heating | C&I Curtailment-Turnkey-Other | Small Industrial |  | Winter Morning | % of Load | 1 | 2025 | 65535
| High | DLC-Water Heating | C&I Curtailment-Turnkey-Other | Small Industrial |  | Winter Morning | % of Load | 0 | 2025 | 65535
| High | DLC-Water Heating | C&I Curtailment-Turnkey-Industrial | Small Industrial |  | Winter Morning | % of Load | 1 | 2025 | 65535
| High | DLC-Water Heating | C&I Curtailment-Turnkey-Industrial | Small Industrial |  | Winter Morning | % of Load | 0 | 2025 | 65535
| High | DLC-Water Heating | DLC-Switch-Water Heating | Small Industrial |  | Winter Evening | % of Load | 1 | 2025 | 65535
| High | DLC-Water Heating | DLC-Switch-Water Heating | Small Industrial |  | Winter Evening | % of Load | 0 | 2025 | 65535
| High | DLC-Water Heating | DLC-BYOD-Water Heating | Small Industrial |  | Winter Evening | % of Load | 1 | 2025 | 65535
| High | DLC-Water Heating | DLC-BYOD-Water Heating | Small Industrial |  | Winter Evening | % of Load | 0 | 2025 | 65535
| High | DLC-Water Heating | DLC-Thermostat-DI-Central Heat Pump | Small Industrial |  | Winter Evening | % of Load | 1 | 2025 | 65535
| High | DLC-Water Heating | DLC-Thermostat-DI-Central Heat Pump | Small Industrial |  | Winter Evening | % of Load | 0 | 2025 | 65535
| High | DLC-Water Heating | DLC-Thermostat-BYOT-Central Heat Pump | Small Industrial |  | Winter Evening | % of Load | 1 | 2025 | 65535
| High | DLC-Water Heating | DLC-Thermostat-BYOT-Central Heat Pump | Small Industrial |  | Winter Evening | % of Load | 0 | 2025 | 65535
| High | DLC-Water Heating | DLC-Thermostat-HVAC | Small Industrial |  | Winter Evening | % of Load | 1 | 2025 | 65535
| High | DLC-Water Heating | DLC-Thermostat-HVAC | Small Industrial |  | Winter Evening | % of Load | 0 | 2025 | 65535
| High | DLC-Water Heating | DLC-Thermostat-DI-Baseboard Heating | Small Industrial |  | Winter Evening | % of Load | 1 | 2025 | 65535
| High | DLC-Water Heating | DLC-Thermostat-DI-Baseboard Heating | Small Industrial |  | Winter Evening | % of Load | 0 | 2025 | 65535
| High | DLC-Water Heating | DLC-Thermostat-BYOT-Baseboard Heating | Small Industrial |  | Winter Evening | % of Load | 1 | 2025 | 65535
| High | DLC-Water Heating | DLC-Thermostat-BYOT-Baseboard Heating | Small Industrial |  | Winter Evening | % of Load | 0 | 2025 | 65535
| High | DLC-Water Heating | DLC-Thermostat-DI-MSHP | Small Industrial |  | Winter Evening | % of Load | 1 | 2025 | 65535
| High | DLC-Water Heating | DLC-Thermostat-DI-MSHP | Small Industrial |  | Winter Evening | % of Load | 0 | 2025 | 65535
| High | DLC-Water Heating | DLC-Thermostat-BYOT-MSHP | Small Industrial |  | Winter Evening | % of Load | 1 | 2025 | 65535
| High | DLC-Water Heating | DLC-Thermostat-BYOT-MSHP | Small Industrial |  | Winter Evening | % of Load | 0 | 2025 | 65535
| High | DLC-Water Heating | C&I Curtailment-Turnkey-Manual HVAC Control | Small Industrial |  | Winter Evening | % of Load | 1 | 2025 | 65535
| High | DLC-Water Heating | C&I Curtailment-Turnkey-Manual HVAC Control | Small Industrial |  | Winter Evening | % of Load | 0 | 2025 | 65535
| High | DLC-Water Heating | C&I Curtailment-Turnkey-Auto-DR HVAC Control | Small Industrial |  | Winter Evening | % of Load | 1 | 2025 | 65535
| High | DLC-Water Heating | C&I Curtailment-Turnkey-Auto-DR HVAC Control | Small Industrial |  | Winter Evening | % of Load | 0 | 2025 | 65535
| High | DLC-Water Heating | C&I Curtailment-Turnkey-Standard Lighting Control | Small Industrial |  | Winter Evening | % of Load | 1 | 2025 | 65535
| High | DLC-Water Heating | C&I Curtailment-Turnkey-Standard Lighting Control | Small Industrial |  | Winter Evening | % of Load | 0 | 2025 | 65535
| High | DLC-Water Heating | C&I Curtailment-Turnkey-Advanced Lighting Control | Small Industrial |  | Winter Evening | % of Load | 1 | 2025 | 65535
| High | DLC-Water Heating | C&I Curtailment-Turnkey-Advanced Lighting Control | Small Industrial |  | Winter Evening | % of Load | 0 | 2025 | 65535
| High | DLC-Water Heating | C&I Curtailment-Turnkey-Water Heating Control | Small Industrial |  | Winter Evening | % of Load | 1 | 2025 | 65535
| High | DLC-Water Heating | C&I Curtailment-Turnkey-Water Heating Control | Small Industrial |  | Winter Evening | % of Load | 0 | 2025 | 65535
| High | DLC-Water Heating | C&I Curtailment-Turnkey-Other | Small Industrial |  | Winter Evening | % of Load | 1 | 2025 | 65535
| High | DLC-Water Heating | C&I Curtailment-Turnkey-Other | Small Industrial |  | Winter Evening | % of Load | 0 | 2025 | 65535
| High | DLC-Water Heating | C&I Curtailment-Turnkey-Industrial | Small Industrial |  | Winter Evening | % of Load | 1 | 2025 | 65535
| High | DLC-Water Heating | C&I Curtailment-Turnkey-Industrial | Small Industrial |  | Winter Evening | % of Load | 0 | 2025 | 65535
| High | DLC-Water Heating | DLC-Switch-Water Heating | Medium Industrial |  | Winter Morning | % of Load | 1 | 2025 | 65535
| High | DLC-Water Heating | DLC-Switch-Water Heating | Medium Industrial |  | Winter Morning | % of Load | 0 | 2025 | 65535
| High | DLC-Water Heating | DLC-BYOD-Water Heating | Medium Industrial |  | Winter Morning | % of Load | 1 | 2025 | 65535
| High | DLC-Water Heating | DLC-BYOD-Water Heating | Medium Industrial |  | Winter Morning | % of Load | 0 | 2025 | 65535
| High | DLC-Water Heating | DLC-Thermostat-DI-Central Heat Pump | Medium Industrial |  | Winter Morning | % of Load | 1 | 2025 | 65535
| High | DLC-Water Heating | DLC-Thermostat-DI-Central Heat Pump | Medium Industrial |  | Winter Morning | % of Load | 0 | 2025 | 65535
| High | DLC-Water Heating | DLC-Thermostat-BYOT-Central Heat Pump | Medium Industrial |  | Winter Morning | % of Load | 1 | 2025 | 65535
| High | DLC-Water Heating | DLC-Thermostat-BYOT-Central Heat Pump | Medium Industrial |  | Winter Morning | % of Load | 0 | 2025 | 65535
| High | DLC-Water Heating | DLC-Thermostat-HVAC | Medium Industrial |  | Winter Morning | % of Load | 1 | 2025 | 65535
| High | DLC-Water Heating | DLC-Thermostat-HVAC | Medium Industrial |  | Winter Morning | % of Load | 0 | 2025 | 65535
| High | DLC-Water Heating | DLC-Thermostat-DI-Baseboard Heating | Medium Industrial |  | Winter Morning | % of Load | 1 | 2025 | 65535
| High | DLC-Water Heating | DLC-Thermostat-DI-Baseboard Heating | Medium Industrial |  | Winter Morning | % of Load | 0 | 2025 | 65535
| High | DLC-Water Heating | DLC-Thermostat-BYOT-Baseboard Heating | Medium Industrial |  | Winter Morning | % of Load | 1 | 2025 | 65535
| High | DLC-Water Heating | DLC-Thermostat-BYOT-Baseboard Heating | Medium Industrial |  | Winter Morning | % of Load | 0 | 2025 | 65535
| High | DLC-Water Heating | DLC-Thermostat-DI-MSHP | Medium Industrial |  | Winter Morning | % of Load | 1 | 2025 | 65535
| High | DLC-Water Heating | DLC-Thermostat-DI-MSHP | Medium Industrial |  | Winter Morning | % of Load | 0 | 2025 | 65535
| High | DLC-Water Heating | DLC-Thermostat-BYOT-MSHP | Medium Industrial |  | Winter Morning | % of Load | 1 | 2025 | 65535
| High | DLC-Water Heating | DLC-Thermostat-BYOT-MSHP | Medium Industrial |  | Winter Morning | % of Load | 0 | 2025 | 65535
| High | DLC-Water Heating | C&I Curtailment-Turnkey-Manual HVAC Control | Medium Industrial |  | Winter Morning | % of Load | 1 | 2025 | 65535
| High | DLC-Water Heating | C&I Curtailment-Turnkey-Manual HVAC Control | Medium Industrial |  | Winter Morning | % of Load | 0 | 2025 | 65535
| High | DLC-Water Heating | C&I Curtailment-Turnkey-Auto-DR HVAC Control | Medium Industrial |  | Winter Morning | % of Load | 1 | 2025 | 65535
| High | DLC-Water Heating | C&I Curtailment-Turnkey-Auto-DR HVAC Control | Medium Industrial |  | Winter Morning | % of Load | 0 | 2025 | 65535
| High | DLC-Water Heating | C&I Curtailment-Turnkey-Standard Lighting Control | Medium Industrial |  | Winter Morning | % of Load | 1 | 2025 | 65535
| High | DLC-Water Heating | C&I Curtailment-Turnkey-Standard Lighting Control | Medium Industrial |  | Winter Morning | % of Load | 0 | 2025 | 65535
| High | DLC-Water Heating | C&I Curtailment-Turnkey-Advanced Lighting Control | Medium Industrial |  | Winter Morning | % of Load | 1 | 2025 | 65535
| High | DLC-Water Heating | C&I Curtailment-Turnkey-Advanced Lighting Control | Medium Industrial |  | Winter Morning | % of Load | 0 | 2025 | 65535
| High | DLC-Water Heating | C&I Curtailment-Turnkey-Water Heating Control | Medium Industrial |  | Winter Morning | % of Load | 1 | 2025 | 65535
| High | DLC-Water Heating | C&I Curtailment-Turnkey-Water Heating Control | Medium Industrial |  | Winter Morning | % of Load | 0 | 2025 | 65535
| High | DLC-Water Heating | C&I Curtailment-Turnkey-Other | Medium Industrial |  | Winter Morning | % of Load | 1 | 2025 | 65535
| High | DLC-Water Heating | C&I Curtailment-Turnkey-Other | Medium Industrial |  | Winter Morning | % of Load | 0 | 2025 | 65535
| High | DLC-Water Heating | DLC-Switch-Water Heating | Medium Industrial |  | Winter Evening | % of Load | 1 | 2025 | 65535
| High | DLC-Water Heating | DLC-Switch-Water Heating | Medium Industrial |  | Winter Evening | % of Load | 0 | 2025 | 65535
| High | DLC-Water Heating | DLC-BYOD-Water Heating | Medium Industrial |  | Winter Evening | % of Load | 1 | 2025 | 65535
| High | DLC-Water Heating | DLC-BYOD-Water Heating | Medium Industrial |  | Winter Evening | % of Load | 0 | 2025 | 65535
| High | DLC-Water Heating | DLC-Thermostat-DI-Central Heat Pump | Medium Industrial |  | Winter Evening | % of Load | 1 | 2025 | 65535
| High | DLC-Water Heating | DLC-Thermostat-DI-Central Heat Pump | Medium Industrial |  | Winter Evening | % of Load | 0 | 2025 | 65535
| High | DLC-Water Heating | DLC-Thermostat-BYOT-Central Heat Pump | Medium Industrial |  | Winter Evening | % of Load | 1 | 2025 | 65535
| High | DLC-Water Heating | DLC-Thermostat-BYOT-Central Heat Pump | Medium Industrial |  | Winter Evening | % of Load | 0 | 2025 | 65535
| High | DLC-Water Heating | DLC-Thermostat-HVAC | Medium Industrial |  | Winter Evening | % of Load | 1 | 2025 | 65535
| High | DLC-Water Heating | DLC-Thermostat-HVAC | Medium Industrial |  | Winter Evening | % of Load | 0 | 2025 | 65535
| High | DLC-Water Heating | DLC-Thermostat-DI-Baseboard Heating | Medium Industrial |  | Winter Evening | % of Load | 1 | 2025 | 65535
| High | DLC-Water Heating | DLC-Thermostat-DI-Baseboard Heating | Medium Industrial |  | Winter Evening | % of Load | 0 | 2025 | 65535
| High | DLC-Water Heating | DLC-Thermostat-BYOT-Baseboard Heating | Medium Industrial |  | Winter Evening | % of Load | 1 | 2025 | 65535
| High | DLC-Water Heating | DLC-Thermostat-BYOT-Baseboard Heating | Medium Industrial |  | Winter Evening | % of Load | 0 | 2025 | 65535
| High | DLC-Water Heating | DLC-Thermostat-DI-MSHP | Medium Industrial |  | Winter Evening | % of Load | 1 | 2025 | 65535
| High | DLC-Water Heating | DLC-Thermostat-DI-MSHP | Medium Industrial |  | Winter Evening | % of Load | 0 | 2025 | 65535
| High | DLC-Water Heating | DLC-Thermostat-BYOT-MSHP | Medium Industrial |  | Winter Evening | % of Load | 1 | 2025 | 65535
| High | DLC-Water Heating | DLC-Thermostat-BYOT-MSHP | Medium Industrial |  | Winter Evening | % of Load | 0 | 2025 | 65535
| High | DLC-Water Heating | C&I Curtailment-Turnkey-Manual HVAC Control | Medium Industrial |  | Winter Evening | % of Load | 1 | 2025 | 65535
| High | DLC-Water Heating | C&I Curtailment-Turnkey-Manual HVAC Control | Medium Industrial |  | Winter Evening | % of Load | 0 | 2025 | 65535
| High | DLC-Water Heating | C&I Curtailment-Turnkey-Auto-DR HVAC Control | Medium Industrial |  | Winter Evening | % of Load | 1 | 2025 | 65535
| High | DLC-Water Heating | C&I Curtailment-Turnkey-Auto-DR HVAC Control | Medium Industrial |  | Winter Evening | % of Load | 0 | 2025 | 65535
| High | DLC-Water Heating | C&I Curtailment-Turnkey-Standard Lighting Control | Medium Industrial |  | Winter Evening | % of Load | 1 | 2025 | 65535
| High | DLC-Water Heating | C&I Curtailment-Turnkey-Standard Lighting Control | Medium Industrial |  | Winter Evening | % of Load | 0 | 2025 | 65535
| High | DLC-Water Heating | C&I Curtailment-Turnkey-Advanced Lighting Control | Medium Industrial |  | Winter Evening | % of Load | 1 | 2025 | 65535
| High | DLC-Water Heating | C&I Curtailment-Turnkey-Advanced Lighting Control | Medium Industrial |  | Winter Evening | % of Load | 0 | 2025 | 65535
| High | DLC-Water Heating | C&I Curtailment-Turnkey-Water Heating Control | Medium Industrial |  | Winter Evening | % of Load | 1 | 2025 | 65535
| High | DLC-Water Heating | C&I Curtailment-Turnkey-Water Heating Control | Medium Industrial |  | Winter Evening | % of Load | 0 | 2025 | 65535
| High | DLC-Water Heating | C&I Curtailment-Turnkey-Other | Medium Industrial |  | Winter Evening | % of Load | 1 | 2025 | 65535
| High | DLC-Water Heating | C&I Curtailment-Turnkey-Other | Medium Industrial |  | Winter Evening | % of Load | 0 | 2025 | 65535
| High | DLC-Water Heating | DLC-Switch-Water Heating | Residential Charitable |  | Winter Morning | % of Load | 1 | 2025 | 65535
| High | DLC-Water Heating | DLC-Switch-Water Heating | Residential Charitable |  | Winter Morning | % of Load | 0 | 2025 | 65535
| High | DLC-Water Heating | DLC-BYOD-Water Heating | Residential Charitable |  | Winter Morning | % of Load | 1 | 2025 | 65535
| High | DLC-Water Heating | DLC-BYOD-Water Heating | Residential Charitable |  | Winter Morning | % of Load | 0 | 2025 | 65535
| High | DLC-Water Heating | DLC-Switch-Water Heating | Residential Charitable |  | Winter Evening | % of Load | 1 | 2025 | 65535
| High | DLC-Water Heating | DLC-Switch-Water Heating | Residential Charitable |  | Winter Evening | % of Load | 0 | 2025 | 65535
| High | DLC-Water Heating | DLC-BYOD-Water Heating | Residential Charitable |  | Winter Evening | % of Load | 1 | 2025 | 65535
| High | DLC-Water Heating | DLC-BYOD-Water Heating | Residential Charitable |  | Winter Evening | % of Load | 0 | 2025 | 65535
| High | C&I Curtailment | DLC-Switch-Water Heating | Small General |  | Winter Morning | % of Load | 1 | 2025 | 65535
| High | C&I Curtailment | DLC-Switch-Water Heating | Small General |  | Winter Morning | % of Load | 0 | 2025 | 65535
| High | C&I Curtailment | DLC-BYOD-Water Heating | Small General |  | Winter Morning | % of Load | 1 | 2025 | 65535
| High | C&I Curtailment | DLC-BYOD-Water Heating | Small General |  | Winter Morning | % of Load | 0 | 2025 | 65535
| High | C&I Curtailment | DLC-Thermostat-DI-Central Heat Pump | Small General |  | Winter Morning | % of Load | 1 | 2025 | 65535
| High | C&I Curtailment | DLC-Thermostat-DI-Central Heat Pump | Small General |  | Winter Morning | % of Load | 0 | 2025 | 65535
| High | C&I Curtailment | DLC-Thermostat-BYOT-Central Heat Pump | Small General |  | Winter Morning | % of Load | 1 | 2025 | 65535
| High | C&I Curtailment | DLC-Thermostat-BYOT-Central Heat Pump | Small General |  | Winter Morning | % of Load | 0 | 2025 | 65535
| High | C&I Curtailment | DLC-Thermostat-HVAC | Small General |  | Winter Morning | % of Load | 1 | 2025 | 65535
| High | C&I Curtailment | DLC-Thermostat-HVAC | Small General |  | Winter Morning | % of Load | 0 | 2025 | 65535
| High | C&I Curtailment | DLC-Thermostat-DI-Baseboard Heating | Small General |  | Winter Morning | % of Load | 1 | 2025 | 65535
| High | C&I Curtailment | DLC-Thermostat-DI-Baseboard Heating | Small General |  | Winter Morning | % of Load | 0 | 2025 | 65535
| High | C&I Curtailment | DLC-Thermostat-BYOT-Baseboard Heating | Small General |  | Winter Morning | % of Load | 1 | 2025 | 65535
| High | C&I Curtailment | DLC-Thermostat-BYOT-Baseboard Heating | Small General |  | Winter Morning | % of Load | 0 | 2025 | 65535
| High | C&I Curtailment | DLC-Thermostat-DI-MSHP | Small General |  | Winter Morning | % of Load | 1 | 2025 | 65535
| High | C&I Curtailment | DLC-Thermostat-DI-MSHP | Small General |  | Winter Morning | % of Load | 0 | 2025 | 65535
| High | C&I Curtailment | DLC-Thermostat-BYOT-MSHP | Small General |  | Winter Morning | % of Load | 1 | 2025 | 65535
| High | C&I Curtailment | DLC-Thermostat-BYOT-MSHP | Small General |  | Winter Morning | % of Load | 0 | 2025 | 65535
| High | C&I Curtailment | C&I Curtailment-Turnkey-Manual HVAC Control | Small General |  | Winter Morning | % of Load | 1 | 2025 | 65535
| High | C&I Curtailment | C&I Curtailment-Turnkey-Manual HVAC Control | Small General |  | Winter Morning | % of Load | 0 | 2025 | 65535
| High | C&I Curtailment | C&I Curtailment-Turnkey-Auto-DR HVAC Control | Small General |  | Winter Morning | % of Load | 1 | 2025 | 65535
| High | C&I Curtailment | C&I Curtailment-Turnkey-Auto-DR HVAC Control | Small General |  | Winter Morning | % of Load | 0 | 2025 | 65535
| High | C&I Curtailment | C&I Curtailment-Turnkey-Standard Lighting Control | Small General |  | Winter Morning | % of Load | 1 | 2025 | 65535
| High | C&I Curtailment | C&I Curtailment-Turnkey-Standard Lighting Control | Small General |  | Winter Morning | % of Load | 0 | 2025 | 65535
| High | C&I Curtailment | C&I Curtailment-Turnkey-Advanced Lighting Control | Small General |  | Winter Morning | % of Load | 1 | 2025 | 65535
| High | C&I Curtailment | C&I Curtailment-Turnkey-Advanced Lighting Control | Small General |  | Winter Morning | % of Load | 0 | 2025 | 65535
| High | C&I Curtailment | C&I Curtailment-Turnkey-Water Heating Control | Small General |  | Winter Morning | % of Load | 1 | 2025 | 65535
| High | C&I Curtailment | C&I Curtailment-Turnkey-Water Heating Control | Small General |  | Winter Morning | % of Load | 0 | 2025 | 65535
| High | C&I Curtailment | C&I Curtailment-Turnkey-Other | Small General |  | Winter Morning | % of Load | 1 | 2025 | 65535
| High | C&I Curtailment | C&I Curtailment-Turnkey-Other | Small General |  | Winter Morning | % of Load | 0 | 2025 | 65535
| High | C&I Curtailment | Dynamic Pricing with enabling tech. | Small General |  | Winter Morning | % of Load | 1 | 2025 | 65535
| High | C&I Curtailment | Dynamic Pricing with enabling tech. | Small General |  | Winter Morning | % of Load | 0 | 2025 | 65535
| High | C&I Curtailment | DLC-Switch-Water Heating | Small General |  | Winter Evening | % of Load | 1 | 2025 | 65535
| High | C&I Curtailment | DLC-Switch-Water Heating | Small General |  | Winter Evening | % of Load | 0 | 2025 | 65535
| High | C&I Curtailment | DLC-BYOD-Water Heating | Small General |  | Winter Evening | % of Load | 1 | 2025 | 65535
| High | C&I Curtailment | DLC-BYOD-Water Heating | Small General |  | Winter Evening | % of Load | 0 | 2025 | 65535
| High | C&I Curtailment | DLC-Thermostat-DI-Central Heat Pump | Small General |  | Winter Evening | % of Load | 1 | 2025 | 65535
| High | C&I Curtailment | DLC-Thermostat-DI-Central Heat Pump | Small General |  | Winter Evening | % of Load | 0 | 2025 | 65535
| High | C&I Curtailment | DLC-Thermostat-BYOT-Central Heat Pump | Small General |  | Winter Evening | % of Load | 1 | 2025 | 65535
| High | C&I Curtailment | DLC-Thermostat-BYOT-Central Heat Pump | Small General |  | Winter Evening | % of Load | 0 | 2025 | 65535
| High | C&I Curtailment | DLC-Thermostat-HVAC | Small General |  | Winter Evening | % of Load | 1 | 2025 | 65535
| High | C&I Curtailment | DLC-Thermostat-HVAC | Small General |  | Winter Evening | % of Load | 0 | 2025 | 65535
| High | C&I Curtailment | DLC-Thermostat-DI-Baseboard Heating | Small General |  | Winter Evening | % of Load | 1 | 2025 | 65535
| High | C&I Curtailment | DLC-Thermostat-DI-Baseboard Heating | Small General |  | Winter Evening | % of Load | 0 | 2025 | 65535
| High | C&I Curtailment | DLC-Thermostat-BYOT-Baseboard Heating | Small General |  | Winter Evening | % of Load | 1 | 2025 | 65535
| High | C&I Curtailment | DLC-Thermostat-BYOT-Baseboard Heating | Small General |  | Winter Evening | % of Load | 0 | 2025 | 65535
| High | C&I Curtailment | DLC-Thermostat-DI-MSHP | Small General |  | Winter Evening | % of Load | 1 | 2025 | 65535
| High | C&I Curtailment | DLC-Thermostat-DI-MSHP | Small General |  | Winter Evening | % of Load | 0 | 2025 | 65535
| High | C&I Curtailment | DLC-Thermostat-BYOT-MSHP | Small General |  | Winter Evening | % of Load | 1 | 2025 | 65535
| High | C&I Curtailment | DLC-Thermostat-BYOT-MSHP | Small General |  | Winter Evening | % of Load | 0 | 2025 | 65535
| High | C&I Curtailment | C&I Curtailment-Turnkey-Manual HVAC Control | Small General |  | Winter Evening | % of Load | 1 | 2025 | 65535
| High | C&I Curtailment | C&I Curtailment-Turnkey-Manual HVAC Control | Small General |  | Winter Evening | % of Load | 0 | 2025 | 65535
| High | C&I Curtailment | C&I Curtailment-Turnkey-Auto-DR HVAC Control | Small General |  | Winter Evening | % of Load | 1 | 2025 | 65535
| High | C&I Curtailment | C&I Curtailment-Turnkey-Auto-DR HVAC Control | Small General |  | Winter Evening | % of Load | 0 | 2025 | 65535
| High | C&I Curtailment | C&I Curtailment-Turnkey-Standard Lighting Control | Small General |  | Winter Evening | % of Load | 1 | 2025 | 65535
| High | C&I Curtailment | C&I Curtailment-Turnkey-Standard Lighting Control | Small General |  | Winter Evening | % of Load | 0 | 2025 | 65535
| High | C&I Curtailment | C&I Curtailment-Turnkey-Advanced Lighting Control | Small General |  | Winter Evening | % of Load | 1 | 2025 | 65535
| High | C&I Curtailment | C&I Curtailment-Turnkey-Advanced Lighting Control | Small General |  | Winter Evening | % of Load | 0 | 2025 | 65535
| High | C&I Curtailment | C&I Curtailment-Turnkey-Water Heating Control | Small General |  | Winter Evening | % of Load | 1 | 2025 | 65535
| High | C&I Curtailment | C&I Curtailment-Turnkey-Water Heating Control | Small General |  | Winter Evening | % of Load | 0 | 2025 | 65535
| High | C&I Curtailment | C&I Curtailment-Turnkey-Other | Small General |  | Winter Evening | % of Load | 1 | 2025 | 65535
| High | C&I Curtailment | C&I Curtailment-Turnkey-Other | Small General |  | Winter Evening | % of Load | 0 | 2025 | 65535
| High | C&I Curtailment | Dynamic Pricing with enabling tech. | Small General |  | Winter Evening | % of Load | 1 | 2025 | 65535
| High | C&I Curtailment | Dynamic Pricing with enabling tech. | Small General |  | Winter Evening | % of Load | 0 | 2025 | 65535
| High | C&I Curtailment | DLC-Switch-Water Heating | General |  | Winter Morning | % of Load | 1 | 2025 | 65535
| High | C&I Curtailment | DLC-Switch-Water Heating | General |  | Winter Morning | % of Load | 0 | 2025 | 65535
| High | C&I Curtailment | DLC-BYOD-Water Heating | General |  | Winter Morning | % of Load | 1 | 2025 | 65535
| High | C&I Curtailment | DLC-BYOD-Water Heating | General |  | Winter Morning | % of Load | 0 | 2025 | 65535
| High | C&I Curtailment | DLC-Thermostat-DI-Central Heat Pump | General |  | Winter Morning | % of Load | 1 | 2025 | 65535
| High | C&I Curtailment | DLC-Thermostat-DI-Central Heat Pump | General |  | Winter Morning | % of Load | 0 | 2025 | 65535
| High | C&I Curtailment | DLC-Thermostat-BYOT-Central Heat Pump | General |  | Winter Morning | % of Load | 1 | 2025 | 65535
| High | C&I Curtailment | DLC-Thermostat-BYOT-Central Heat Pump | General |  | Winter Morning | % of Load | 0 | 2025 | 65535
| High | C&I Curtailment | DLC-Thermostat-HVAC | General |  | Winter Morning | % of Load | 1 | 2025 | 65535
| High | C&I Curtailment | DLC-Thermostat-HVAC | General |  | Winter Morning | % of Load | 0 | 2025 | 65535
| High | C&I Curtailment | DLC-Thermostat-DI-Baseboard Heating | General |  | Winter Morning | % of Load | 1 | 2025 | 65535
| High | C&I Curtailment | DLC-Thermostat-DI-Baseboard Heating | General |  | Winter Morning | % of Load | 0 | 2025 | 65535
| High | C&I Curtailment | DLC-Thermostat-BYOT-Baseboard Heating | General |  | Winter Morning | % of Load | 1 | 2025 | 65535
| High | C&I Curtailment | DLC-Thermostat-BYOT-Baseboard Heating | General |  | Winter Morning | % of Load | 0 | 2025 | 65535
| High | C&I Curtailment | DLC-Thermostat-DI-MSHP | General |  | Winter Morning | % of Load | 1 | 2025 | 65535
| High | C&I Curtailment | DLC-Thermostat-DI-MSHP | General |  | Winter Morning | % of Load | 0 | 2025 | 65535
| High | C&I Curtailment | DLC-Thermostat-BYOT-MSHP | General |  | Winter Morning | % of Load | 1 | 2025 | 65535
| High | C&I Curtailment | DLC-Thermostat-BYOT-MSHP | General |  | Winter Morning | % of Load | 0 | 2025 | 65535
| High | C&I Curtailment | C&I Curtailment-Turnkey-Manual HVAC Control | General |  | Winter Morning | % of Load | 1 | 2025 | 65535
| High | C&I Curtailment | C&I Curtailment-Turnkey-Manual HVAC Control | General |  | Winter Morning | % of Load | 0 | 2025 | 65535
| High | C&I Curtailment | C&I Curtailment-Turnkey-Auto-DR HVAC Control | General |  | Winter Morning | % of Load | 1 | 2025 | 65535
| High | C&I Curtailment | C&I Curtailment-Turnkey-Auto-DR HVAC Control | General |  | Winter Morning | % of Load | 0 | 2025 | 65535
| High | C&I Curtailment | C&I Curtailment-Turnkey-Standard Lighting Control | General |  | Winter Morning | % of Load | 1 | 2025 | 65535
| High | C&I Curtailment | C&I Curtailment-Turnkey-Standard Lighting Control | General |  | Winter Morning | % of Load | 0 | 2025 | 65535
| High | C&I Curtailment | C&I Curtailment-Turnkey-Advanced Lighting Control | General |  | Winter Morning | % of Load | 1 | 2025 | 65535
| High | C&I Curtailment | C&I Curtailment-Turnkey-Advanced Lighting Control | General |  | Winter Morning | % of Load | 0 | 2025 | 65535
| High | C&I Curtailment | C&I Curtailment-Turnkey-Water Heating Control | General |  | Winter Morning | % of Load | 1 | 2025 | 65535
| High | C&I Curtailment | C&I Curtailment-Turnkey-Water Heating Control | General |  | Winter Morning | % of Load | 0 | 2025 | 65535
| High | C&I Curtailment | C&I Curtailment-Turnkey-Other | General |  | Winter Morning | % of Load | 1 | 2025 | 65535
| High | C&I Curtailment | C&I Curtailment-Turnkey-Other | General |  | Winter Morning | % of Load | 0 | 2025 | 65535
| High | C&I Curtailment | DLC-Switch-Water Heating | General |  | Winter Evening | % of Load | 1 | 2025 | 65535
| High | C&I Curtailment | DLC-Switch-Water Heating | General |  | Winter Evening | % of Load | 0 | 2025 | 65535
| High | C&I Curtailment | DLC-BYOD-Water Heating | General |  | Winter Evening | % of Load | 1 | 2025 | 65535
| High | C&I Curtailment | DLC-BYOD-Water Heating | General |  | Winter Evening | % of Load | 0 | 2025 | 65535
| High | C&I Curtailment | DLC-Thermostat-DI-Central Heat Pump | General |  | Winter Evening | % of Load | 1 | 2025 | 65535
| High | C&I Curtailment | DLC-Thermostat-DI-Central Heat Pump | General |  | Winter Evening | % of Load | 0 | 2025 | 65535
| High | C&I Curtailment | DLC-Thermostat-BYOT-Central Heat Pump | General |  | Winter Evening | % of Load | 1 | 2025 | 65535
| High | C&I Curtailment | DLC-Thermostat-BYOT-Central Heat Pump | General |  | Winter Evening | % of Load | 0 | 2025 | 65535
| High | C&I Curtailment | DLC-Thermostat-HVAC | General |  | Winter Evening | % of Load | 1 | 2025 | 65535
| High | C&I Curtailment | DLC-Thermostat-HVAC | General |  | Winter Evening | % of Load | 0 | 2025 | 65535
| High | C&I Curtailment | DLC-Thermostat-DI-Baseboard Heating | General |  | Winter Evening | % of Load | 1 | 2025 | 65535
| High | C&I Curtailment | DLC-Thermostat-DI-Baseboard Heating | General |  | Winter Evening | % of Load | 0 | 2025 | 65535
| High | C&I Curtailment | DLC-Thermostat-BYOT-Baseboard Heating | General |  | Winter Evening | % of Load | 1 | 2025 | 65535
| High | C&I Curtailment | DLC-Thermostat-BYOT-Baseboard Heating | General |  | Winter Evening | % of Load | 0 | 2025 | 65535
| High | C&I Curtailment | DLC-Thermostat-DI-MSHP | General |  | Winter Evening | % of Load | 1 | 2025 | 65535
| High | C&I Curtailment | DLC-Thermostat-DI-MSHP | General |  | Winter Evening | % of Load | 0 | 2025 | 65535
| High | C&I Curtailment | DLC-Thermostat-BYOT-MSHP | General |  | Winter Evening | % of Load | 1 | 2025 | 65535
| High | C&I Curtailment | DLC-Thermostat-BYOT-MSHP | General |  | Winter Evening | % of Load | 0 | 2025 | 65535
| High | C&I Curtailment | C&I Curtailment-Turnkey-Manual HVAC Control | General |  | Winter Evening | % of Load | 1 | 2025 | 65535
| High | C&I Curtailment | C&I Curtailment-Turnkey-Manual HVAC Control | General |  | Winter Evening | % of Load | 0 | 2025 | 65535
| High | C&I Curtailment | C&I Curtailment-Turnkey-Auto-DR HVAC Control | General |  | Winter Evening | % of Load | 1 | 2025 | 65535
| High | C&I Curtailment | C&I Curtailment-Turnkey-Auto-DR HVAC Control | General |  | Winter Evening | % of Load | 0 | 2025 | 65535
| High | C&I Curtailment | C&I Curtailment-Turnkey-Standard Lighting Control | General |  | Winter Evening | % of Load | 1 | 2025 | 65535
| High | C&I Curtailment | C&I Curtailment-Turnkey-Standard Lighting Control | General |  | Winter Evening | % of Load | 0 | 2025 | 65535
| High | C&I Curtailment | C&I Curtailment-Turnkey-Advanced Lighting Control | General |  | Winter Evening | % of Load | 1 | 2025 | 65535
| High | C&I Curtailment | C&I Curtailment-Turnkey-Advanced Lighting Control | General |  | Winter Evening | % of Load | 0 | 2025 | 65535
| High | C&I Curtailment | C&I Curtailment-Turnkey-Water Heating Control | General |  | Winter Evening | % of Load | 1 | 2025 | 65535
| High | C&I Curtailment | C&I Curtailment-Turnkey-Water Heating Control | General |  | Winter Evening | % of Load | 0 | 2025 | 65535
| High | C&I Curtailment | C&I Curtailment-Turnkey-Other | General |  | Winter Evening | % of Load | 1 | 2025 | 65535
| High | C&I Curtailment | C&I Curtailment-Turnkey-Other | General |  | Winter Evening | % of Load | 0 | 2025 | 65535
| High | C&I Curtailment | C&I Curtailment-Turnkey-Manual HVAC Control | Large General |  | Winter Morning | % of Load | 1 | 2025 | 65535
| High | C&I Curtailment | C&I Curtailment-Turnkey-Manual HVAC Control | Large General |  | Winter Morning | % of Load | 0 | 2025 | 65535
| High | C&I Curtailment | C&I Curtailment-Turnkey-Auto-DR HVAC Control | Large General |  | Winter Morning | % of Load | 1 | 2025 | 65535
| High | C&I Curtailment | C&I Curtailment-Turnkey-Auto-DR HVAC Control | Large General |  | Winter Morning | % of Load | 0 | 2025 | 65535
| High | C&I Curtailment | C&I Curtailment-Turnkey-Standard Lighting Control | Large General |  | Winter Morning | % of Load | 1 | 2025 | 65535
| High | C&I Curtailment | C&I Curtailment-Turnkey-Standard Lighting Control | Large General |  | Winter Morning | % of Load | 0 | 2025 | 65535
| High | C&I Curtailment | C&I Curtailment-Turnkey-Water Heating Control | Large General |  | Winter Morning | % of Load | 1 | 2025 | 65535
| High | C&I Curtailment | C&I Curtailment-Turnkey-Water Heating Control | Large General |  | Winter Morning | % of Load | 0 | 2025 | 65535
| High | C&I Curtailment | C&I Curtailment-Turnkey-Other | Large General |  | Winter Morning | % of Load | 1 | 2025 | 65535
| High | C&I Curtailment | C&I Curtailment-Turnkey-Other | Large General |  | Winter Morning | % of Load | 0 | 2025 | 65535
| High | C&I Curtailment | C&I Curtailment-Turnkey-Manual HVAC Control | Large General |  | Winter Evening | % of Load | 1 | 2025 | 65535
| High | C&I Curtailment | C&I Curtailment-Turnkey-Manual HVAC Control | Large General |  | Winter Evening | % of Load | 0 | 2025 | 65535
| High | C&I Curtailment | C&I Curtailment-Turnkey-Auto-DR HVAC Control | Large General |  | Winter Evening | % of Load | 1 | 2025 | 65535
| High | C&I Curtailment | C&I Curtailment-Turnkey-Auto-DR HVAC Control | Large General |  | Winter Evening | % of Load | 0 | 2025 | 65535
| High | C&I Curtailment | C&I Curtailment-Turnkey-Standard Lighting Control | Large General |  | Winter Evening | % of Load | 1 | 2025 | 65535
| High | C&I Curtailment | C&I Curtailment-Turnkey-Standard Lighting Control | Large General |  | Winter Evening | % of Load | 0 | 2025 | 65535
| High | C&I Curtailment | C&I Curtailment-Turnkey-Water Heating Control | Large General |  | Winter Evening | % of Load | 1 | 2025 | 65535
| High | C&I Curtailment | C&I Curtailment-Turnkey-Water Heating Control | Large General |  | Winter Evening | % of Load | 0 | 2025 | 65535
| High | C&I Curtailment | C&I Curtailment-Turnkey-Other | Large General |  | Winter Evening | % of Load | 1 | 2025 | 65535
| High | C&I Curtailment | C&I Curtailment-Turnkey-Other | Large General |  | Winter Evening | % of Load | 0 | 2025 | 65535
| High | C&I Curtailment | DLC-Switch-Water Heating | Small Industrial |  | Winter Morning | % of Load | 1 | 2025 | 65535
| High | C&I Curtailment | DLC-Switch-Water Heating | Small Industrial |  | Winter Morning | % of Load | 0 | 2025 | 65535
| High | C&I Curtailment | DLC-BYOD-Water Heating | Small Industrial |  | Winter Morning | % of Load | 1 | 2025 | 65535
| High | C&I Curtailment | DLC-BYOD-Water Heating | Small Industrial |  | Winter Morning | % of Load | 0 | 2025 | 65535
| High | C&I Curtailment | DLC-Thermostat-DI-Central Heat Pump | Small Industrial |  | Winter Morning | % of Load | 1 | 2025 | 65535
| High | C&I Curtailment | DLC-Thermostat-DI-Central Heat Pump | Small Industrial |  | Winter Morning | % of Load | 0 | 2025 | 65535
| High | C&I Curtailment | DLC-Thermostat-BYOT-Central Heat Pump | Small Industrial |  | Winter Morning | % of Load | 1 | 2025 | 65535
| High | C&I Curtailment | DLC-Thermostat-BYOT-Central Heat Pump | Small Industrial |  | Winter Morning | % of Load | 0 | 2025 | 65535
| High | C&I Curtailment | DLC-Thermostat-HVAC | Small Industrial |  | Winter Morning | % of Load | 1 | 2025 | 65535
| High | C&I Curtailment | DLC-Thermostat-HVAC | Small Industrial |  | Winter Morning | % of Load | 0 | 2025 | 65535
| High | C&I Curtailment | DLC-Thermostat-DI-Baseboard Heating | Small Industrial |  | Winter Morning | % of Load | 1 | 2025 | 65535
| High | C&I Curtailment | DLC-Thermostat-DI-Baseboard Heating | Small Industrial |  | Winter Morning | % of Load | 0 | 2025 | 65535
| High | C&I Curtailment | DLC-Thermostat-BYOT-Baseboard Heating | Small Industrial |  | Winter Morning | % of Load | 1 | 2025 | 65535
| High | C&I Curtailment | DLC-Thermostat-BYOT-Baseboard Heating | Small Industrial |  | Winter Morning | % of Load | 0 | 2025 | 65535
| High | C&I Curtailment | DLC-Thermostat-DI-MSHP | Small Industrial |  | Winter Morning | % of Load | 1 | 2025 | 65535
| High | C&I Curtailment | DLC-Thermostat-DI-MSHP | Small Industrial |  | Winter Morning | % of Load | 0 | 2025 | 65535
| High | C&I Curtailment | DLC-Thermostat-BYOT-MSHP | Small Industrial |  | Winter Morning | % of Load | 1 | 2025 | 65535
| High | C&I Curtailment | DLC-Thermostat-BYOT-MSHP | Small Industrial |  | Winter Morning | % of Load | 0 | 2025 | 65535
| High | C&I Curtailment | C&I Curtailment-Turnkey-Manual HVAC Control | Small Industrial |  | Winter Morning | % of Load | 1 | 2025 | 65535
| High | C&I Curtailment | C&I Curtailment-Turnkey-Manual HVAC Control | Small Industrial |  | Winter Morning | % of Load | 0 | 2025 | 65535
| High | C&I Curtailment | C&I Curtailment-Turnkey-Auto-DR HVAC Control | Small Industrial |  | Winter Morning | % of Load | 1 | 2025 | 65535
| High | C&I Curtailment | C&I Curtailment-Turnkey-Auto-DR HVAC Control | Small Industrial |  | Winter Morning | % of Load | 0 | 2025 | 65535
| High | C&I Curtailment | C&I Curtailment-Turnkey-Standard Lighting Control | Small Industrial |  | Winter Morning | % of Load | 1 | 2025 | 65535
| High | C&I Curtailment | C&I Curtailment-Turnkey-Standard Lighting Control | Small Industrial |  | Winter Morning | % of Load | 0 | 2025 | 65535
| High | C&I Curtailment | C&I Curtailment-Turnkey-Advanced Lighting Control | Small Industrial |  | Winter Morning | % of Load | 1 | 2025 | 65535
| High | C&I Curtailment | C&I Curtailment-Turnkey-Advanced Lighting Control | Small Industrial |  | Winter Morning | % of Load | 0 | 2025 | 65535
| High | C&I Curtailment | C&I Curtailment-Turnkey-Water Heating Control | Small Industrial |  | Winter Morning | % of Load | 1 | 2025 | 65535
| High | C&I Curtailment | C&I Curtailment-Turnkey-Water Heating Control | Small Industrial |  | Winter Morning | % of Load | 0 | 2025 | 65535
| High | C&I Curtailment | C&I Curtailment-Turnkey-Other | Small Industrial |  | Winter Morning | % of Load | 1 | 2025 | 65535
| High | C&I Curtailment | C&I Curtailment-Turnkey-Other | Small Industrial |  | Winter Morning | % of Load | 0 | 2025 | 65535
| High | C&I Curtailment | C&I Curtailment-Turnkey-Industrial | Small Industrial |  | Winter Morning | % of Load | 1 | 2025 | 65535
| High | C&I Curtailment | C&I Curtailment-Turnkey-Industrial | Small Industrial |  | Winter Morning | % of Load | 0 | 2025 | 65535
| High | C&I Curtailment | DLC-Switch-Water Heating | Small Industrial |  | Winter Evening | % of Load | 1 | 2025 | 65535
| High | C&I Curtailment | DLC-Switch-Water Heating | Small Industrial |  | Winter Evening | % of Load | 0 | 2025 | 65535
| High | C&I Curtailment | DLC-BYOD-Water Heating | Small Industrial |  | Winter Evening | % of Load | 1 | 2025 | 65535
| High | C&I Curtailment | DLC-BYOD-Water Heating | Small Industrial |  | Winter Evening | % of Load | 0 | 2025 | 65535
| High | C&I Curtailment | DLC-Thermostat-DI-Central Heat Pump | Small Industrial |  | Winter Evening | % of Load | 1 | 2025 | 65535
| High | C&I Curtailment | DLC-Thermostat-DI-Central Heat Pump | Small Industrial |  | Winter Evening | % of Load | 0 | 2025 | 65535
| High | C&I Curtailment | DLC-Thermostat-BYOT-Central Heat Pump | Small Industrial |  | Winter Evening | % of Load | 1 | 2025 | 65535
| High | C&I Curtailment | DLC-Thermostat-BYOT-Central Heat Pump | Small Industrial |  | Winter Evening | % of Load | 0 | 2025 | 65535
| High | C&I Curtailment | DLC-Thermostat-HVAC | Small Industrial |  | Winter Evening | % of Load | 1 | 2025 | 65535
| High | C&I Curtailment | DLC-Thermostat-HVAC | Small Industrial |  | Winter Evening | % of Load | 0 | 2025 | 65535
| High | C&I Curtailment | DLC-Thermostat-DI-Baseboard Heating | Small Industrial |  | Winter Evening | % of Load | 1 | 2025 | 65535
| High | C&I Curtailment | DLC-Thermostat-DI-Baseboard Heating | Small Industrial |  | Winter Evening | % of Load | 0 | 2025 | 65535
| High | C&I Curtailment | DLC-Thermostat-BYOT-Baseboard Heating | Small Industrial |  | Winter Evening | % of Load | 1 | 2025 | 65535
| High | C&I Curtailment | DLC-Thermostat-BYOT-Baseboard Heating | Small Industrial |  | Winter Evening | % of Load | 0 | 2025 | 65535
| High | C&I Curtailment | DLC-Thermostat-DI-MSHP | Small Industrial |  | Winter Evening | % of Load | 1 | 2025 | 65535
| High | C&I Curtailment | DLC-Thermostat-DI-MSHP | Small Industrial |  | Winter Evening | % of Load | 0 | 2025 | 65535
| High | C&I Curtailment | DLC-Thermostat-BYOT-MSHP | Small Industrial |  | Winter Evening | % of Load | 1 | 2025 | 65535
| High | C&I Curtailment | DLC-Thermostat-BYOT-MSHP | Small Industrial |  | Winter Evening | % of Load | 0 | 2025 | 65535
| High | C&I Curtailment | C&I Curtailment-Turnkey-Manual HVAC Control | Small Industrial |  | Winter Evening | % of Load | 1 | 2025 | 65535
| High | C&I Curtailment | C&I Curtailment-Turnkey-Manual HVAC Control | Small Industrial |  | Winter Evening | % of Load | 0 | 2025 | 65535
| High | C&I Curtailment | C&I Curtailment-Turnkey-Auto-DR HVAC Control | Small Industrial |  | Winter Evening | % of Load | 1 | 2025 | 65535
| High | C&I Curtailment | C&I Curtailment-Turnkey-Auto-DR HVAC Control | Small Industrial |  | Winter Evening | % of Load | 0 | 2025 | 65535
| High | C&I Curtailment | C&I Curtailment-Turnkey-Standard Lighting Control | Small Industrial |  | Winter Evening | % of Load | 1 | 2025 | 65535
| High | C&I Curtailment | C&I Curtailment-Turnkey-Standard Lighting Control | Small Industrial |  | Winter Evening | % of Load | 0 | 2025 | 65535
| High | C&I Curtailment | C&I Curtailment-Turnkey-Advanced Lighting Control | Small Industrial |  | Winter Evening | % of Load | 1 | 2025 | 65535
| High | C&I Curtailment | C&I Curtailment-Turnkey-Advanced Lighting Control | Small Industrial |  | Winter Evening | % of Load | 0 | 2025 | 65535
| High | C&I Curtailment | C&I Curtailment-Turnkey-Water Heating Control | Small Industrial |  | Winter Evening | % of Load | 1 | 2025 | 65535
| High | C&I Curtailment | C&I Curtailment-Turnkey-Water Heating Control | Small Industrial |  | Winter Evening | % of Load | 0 | 2025 | 65535
| High | C&I Curtailment | C&I Curtailment-Turnkey-Other | Small Industrial |  | Winter Evening | % of Load | 1 | 2025 | 65535
| High | C&I Curtailment | C&I Curtailment-Turnkey-Other | Small Industrial |  | Winter Evening | % of Load | 0 | 2025 | 65535
| High | C&I Curtailment | C&I Curtailment-Turnkey-Industrial | Small Industrial |  | Winter Evening | % of Load | 1 | 2025 | 65535
| High | C&I Curtailment | C&I Curtailment-Turnkey-Industrial | Small Industrial |  | Winter Evening | % of Load | 0 | 2025 | 65535
| High | C&I Curtailment | DLC-Switch-Water Heating | Medium Industrial |  | Winter Morning | % of Load | 1 | 2025 | 65535
| High | C&I Curtailment | DLC-Switch-Water Heating | Medium Industrial |  | Winter Morning | % of Load | 0 | 2025 | 65535
| High | C&I Curtailment | DLC-BYOD-Water Heating | Medium Industrial |  | Winter Morning | % of Load | 1 | 2025 | 65535
| High | C&I Curtailment | DLC-BYOD-Water Heating | Medium Industrial |  | Winter Morning | % of Load | 0 | 2025 | 65535
| High | C&I Curtailment | DLC-Thermostat-DI-Central Heat Pump | Medium Industrial |  | Winter Morning | % of Load | 1 | 2025 | 65535
| High | C&I Curtailment | DLC-Thermostat-DI-Central Heat Pump | Medium Industrial |  | Winter Morning | % of Load | 0 | 2025 | 65535
| High | C&I Curtailment | DLC-Thermostat-BYOT-Central Heat Pump | Medium Industrial |  | Winter Morning | % of Load | 1 | 2025 | 65535
| High | C&I Curtailment | DLC-Thermostat-BYOT-Central Heat Pump | Medium Industrial |  | Winter Morning | % of Load | 0 | 2025 | 65535
| High | C&I Curtailment | DLC-Thermostat-HVAC | Medium Industrial |  | Winter Morning | % of Load | 1 | 2025 | 65535
| High | C&I Curtailment | DLC-Thermostat-HVAC | Medium Industrial |  | Winter Morning | % of Load | 0 | 2025 | 65535
| High | C&I Curtailment | DLC-Thermostat-DI-Baseboard Heating | Medium Industrial |  | Winter Morning | % of Load | 1 | 2025 | 65535
| High | C&I Curtailment | DLC-Thermostat-DI-Baseboard Heating | Medium Industrial |  | Winter Morning | % of Load | 0 | 2025 | 65535
| High | C&I Curtailment | DLC-Thermostat-BYOT-Baseboard Heating | Medium Industrial |  | Winter Morning | % of Load | 1 | 2025 | 65535
| High | C&I Curtailment | DLC-Thermostat-BYOT-Baseboard Heating | Medium Industrial |  | Winter Morning | % of Load | 0 | 2025 | 65535
| High | C&I Curtailment | DLC-Thermostat-DI-MSHP | Medium Industrial |  | Winter Morning | % of Load | 1 | 2025 | 65535
| High | C&I Curtailment | DLC-Thermostat-DI-MSHP | Medium Industrial |  | Winter Morning | % of Load | 0 | 2025 | 65535
| High | C&I Curtailment | DLC-Thermostat-BYOT-MSHP | Medium Industrial |  | Winter Morning | % of Load | 1 | 2025 | 65535
| High | C&I Curtailment | DLC-Thermostat-BYOT-MSHP | Medium Industrial |  | Winter Morning | % of Load | 0 | 2025 | 65535
| High | C&I Curtailment | C&I Curtailment-Turnkey-Manual HVAC Control | Medium Industrial |  | Winter Morning | % of Load | 1 | 2025 | 65535
| High | C&I Curtailment | C&I Curtailment-Turnkey-Manual HVAC Control | Medium Industrial |  | Winter Morning | % of Load | 0 | 2025 | 65535
| High | C&I Curtailment | C&I Curtailment-Turnkey-Auto-DR HVAC Control | Medium Industrial |  | Winter Morning | % of Load | 1 | 2025 | 65535
| High | C&I Curtailment | C&I Curtailment-Turnkey-Auto-DR HVAC Control | Medium Industrial |  | Winter Morning | % of Load | 0 | 2025 | 65535
| High | C&I Curtailment | C&I Curtailment-Turnkey-Standard Lighting Control | Medium Industrial |  | Winter Morning | % of Load | 1 | 2025 | 65535
| High | C&I Curtailment | C&I Curtailment-Turnkey-Standard Lighting Control | Medium Industrial |  | Winter Morning | % of Load | 0 | 2025 | 65535
| High | C&I Curtailment | C&I Curtailment-Turnkey-Advanced Lighting Control | Medium Industrial |  | Winter Morning | % of Load | 1 | 2025 | 65535
| High | C&I Curtailment | C&I Curtailment-Turnkey-Advanced Lighting Control | Medium Industrial |  | Winter Morning | % of Load | 0 | 2025 | 65535
| High | C&I Curtailment | C&I Curtailment-Turnkey-Water Heating Control | Medium Industrial |  | Winter Morning | % of Load | 1 | 2025 | 65535
| High | C&I Curtailment | C&I Curtailment-Turnkey-Water Heating Control | Medium Industrial |  | Winter Morning | % of Load | 0 | 2025 | 65535
| High | C&I Curtailment | C&I Curtailment-Turnkey-Other | Medium Industrial |  | Winter Morning | % of Load | 1 | 2025 | 65535
| High | C&I Curtailment | C&I Curtailment-Turnkey-Other | Medium Industrial |  | Winter Morning | % of Load | 0 | 2025 | 65535
| High | C&I Curtailment | DLC-Switch-Water Heating | Medium Industrial |  | Winter Evening | % of Load | 1 | 2025 | 65535
| High | C&I Curtailment | DLC-Switch-Water Heating | Medium Industrial |  | Winter Evening | % of Load | 0 | 2025 | 65535
| High | C&I Curtailment | DLC-BYOD-Water Heating | Medium Industrial |  | Winter Evening | % of Load | 1 | 2025 | 65535
| High | C&I Curtailment | DLC-BYOD-Water Heating | Medium Industrial |  | Winter Evening | % of Load | 0 | 2025 | 65535
| High | C&I Curtailment | DLC-Thermostat-DI-Central Heat Pump | Medium Industrial |  | Winter Evening | % of Load | 1 | 2025 | 65535
| High | C&I Curtailment | DLC-Thermostat-DI-Central Heat Pump | Medium Industrial |  | Winter Evening | % of Load | 0 | 2025 | 65535
| High | C&I Curtailment | DLC-Thermostat-BYOT-Central Heat Pump | Medium Industrial |  | Winter Evening | % of Load | 1 | 2025 | 65535
| High | C&I Curtailment | DLC-Thermostat-BYOT-Central Heat Pump | Medium Industrial |  | Winter Evening | % of Load | 0 | 2025 | 65535
| High | C&I Curtailment | DLC-Thermostat-HVAC | Medium Industrial |  | Winter Evening | % of Load | 1 | 2025 | 65535
| High | C&I Curtailment | DLC-Thermostat-HVAC | Medium Industrial |  | Winter Evening | % of Load | 0 | 2025 | 65535
| High | C&I Curtailment | DLC-Thermostat-DI-Baseboard Heating | Medium Industrial |  | Winter Evening | % of Load | 1 | 2025 | 65535
| High | C&I Curtailment | DLC-Thermostat-DI-Baseboard Heating | Medium Industrial |  | Winter Evening | % of Load | 0 | 2025 | 65535
| High | C&I Curtailment | DLC-Thermostat-BYOT-Baseboard Heating | Medium Industrial |  | Winter Evening | % of Load | 1 | 2025 | 65535
| High | C&I Curtailment | DLC-Thermostat-BYOT-Baseboard Heating | Medium Industrial |  | Winter Evening | % of Load | 0 | 2025 | 65535
| High | C&I Curtailment | DLC-Thermostat-DI-MSHP | Medium Industrial |  | Winter Evening | % of Load | 1 | 2025 | 65535
| High | C&I Curtailment | DLC-Thermostat-DI-MSHP | Medium Industrial |  | Winter Evening | % of Load | 0 | 2025 | 65535
| High | C&I Curtailment | DLC-Thermostat-BYOT-MSHP | Medium Industrial |  | Winter Evening | % of Load | 1 | 2025 | 65535
| High | C&I Curtailment | DLC-Thermostat-BYOT-MSHP | Medium Industrial |  | Winter Evening | % of Load | 0 | 2025 | 65535
| High | C&I Curtailment | C&I Curtailment-Turnkey-Manual HVAC Control | Medium Industrial |  | Winter Evening | % of Load | 1 | 2025 | 65535
| High | C&I Curtailment | C&I Curtailment-Turnkey-Manual HVAC Control | Medium Industrial |  | Winter Evening | % of Load | 0 | 2025 | 65535
| High | C&I Curtailment | C&I Curtailment-Turnkey-Auto-DR HVAC Control | Medium Industrial |  | Winter Evening | % of Load | 1 | 2025 | 65535
| High | C&I Curtailment | C&I Curtailment-Turnkey-Auto-DR HVAC Control | Medium Industrial |  | Winter Evening | % of Load | 0 | 2025 | 65535
| High | C&I Curtailment | C&I Curtailment-Turnkey-Standard Lighting Control | Medium Industrial |  | Winter Evening | % of Load | 1 | 2025 | 65535
| High | C&I Curtailment | C&I Curtailment-Turnkey-Standard Lighting Control | Medium Industrial |  | Winter Evening | % of Load | 0 | 2025 | 65535
| High | C&I Curtailment | C&I Curtailment-Turnkey-Advanced Lighting Control | Medium Industrial |  | Winter Evening | % of Load | 1 | 2025 | 65535
| High | C&I Curtailment | C&I Curtailment-Turnkey-Advanced Lighting Control | Medium Industrial |  | Winter Evening | % of Load | 0 | 2025 | 65535
| High | C&I Curtailment | C&I Curtailment-Turnkey-Water Heating Control | Medium Industrial |  | Winter Evening | % of Load | 1 | 2025 | 65535
| High | C&I Curtailment | C&I Curtailment-Turnkey-Water Heating Control | Medium Industrial |  | Winter Evening | % of Load | 0 | 2025 | 65535
| High | C&I Curtailment | C&I Curtailment-Turnkey-Other | Medium Industrial |  | Winter Evening | % of Load | 1 | 2025 | 65535
| High | C&I Curtailment | C&I Curtailment-Turnkey-Other | Medium Industrial |  | Winter Evening | % of Load | 0 | 2025 | 65535
| High | C&I Curtailment | C&I Curtailment-Turnkey-Manual HVAC Control | Large Industrial |  | Winter Morning | % of Load | 1 | 2025 | 65535
| High | C&I Curtailment | C&I Curtailment-Turnkey-Manual HVAC Control | Large Industrial |  | Winter Morning | % of Load | 0 | 2025 | 65535
| High | C&I Curtailment | C&I Curtailment-Turnkey-Auto-DR HVAC Control | Large Industrial |  | Winter Morning | % of Load | 1 | 2025 | 65535
| High | C&I Curtailment | C&I Curtailment-Turnkey-Auto-DR HVAC Control | Large Industrial |  | Winter Morning | % of Load | 0 | 2025 | 65535
| High | C&I Curtailment | C&I Curtailment-Turnkey-Standard Lighting Control | Large Industrial |  | Winter Morning | % of Load | 1 | 2025 | 65535
| High | C&I Curtailment | C&I Curtailment-Turnkey-Standard Lighting Control | Large Industrial |  | Winter Morning | % of Load | 0 | 2025 | 65535
| High | C&I Curtailment | C&I Curtailment-Turnkey-Water Heating Control | Large Industrial |  | Winter Morning | % of Load | 1 | 2025 | 65535
| High | C&I Curtailment | C&I Curtailment-Turnkey-Water Heating Control | Large Industrial |  | Winter Morning | % of Load | 0 | 2025 | 65535
| High | C&I Curtailment | C&I Curtailment-Turnkey-Other | Large Industrial |  | Winter Morning | % of Load | 1 | 2025 | 65535
| High | C&I Curtailment | C&I Curtailment-Turnkey-Other | Large Industrial |  | Winter Morning | % of Load | 0 | 2025 | 65535
| High | C&I Curtailment | C&I Curtailment-Turnkey-Industrial | Large Industrial |  | Winter Morning | % of Load | 1 | 2025 | 65535
| High | C&I Curtailment | C&I Curtailment-Turnkey-Industrial | Large Industrial |  | Winter Morning | % of Load | 0 | 2025 | 65535
| High | C&I Curtailment | C&I Curtailment-Turnkey-Manual HVAC Control | Large Industrial |  | Winter Evening | % of Load | 1 | 2025 | 65535
| High | C&I Curtailment | C&I Curtailment-Turnkey-Manual HVAC Control | Large Industrial |  | Winter Evening | % of Load | 0 | 2025 | 65535
| High | C&I Curtailment | C&I Curtailment-Turnkey-Auto-DR HVAC Control | Large Industrial |  | Winter Evening | % of Load | 1 | 2025 | 65535
| High | C&I Curtailment | C&I Curtailment-Turnkey-Auto-DR HVAC Control | Large Industrial |  | Winter Evening | % of Load | 0 | 2025 | 65535
| High | C&I Curtailment | C&I Curtailment-Turnkey-Standard Lighting Control | Large Industrial |  | Winter Evening | % of Load | 1 | 2025 | 65535
| High | C&I Curtailment | C&I Curtailment-Turnkey-Standard Lighting Control | Large Industrial |  | Winter Evening | % of Load | 0 | 2025 | 65535
| High | C&I Curtailment | C&I Curtailment-Turnkey-Water Heating Control | Large Industrial |  | Winter Evening | % of Load | 1 | 2025 | 65535
| High | C&I Curtailment | C&I Curtailment-Turnkey-Water Heating Control | Large Industrial |  | Winter Evening | % of Load | 0 | 2025 | 65535
| High | C&I Curtailment | C&I Curtailment-Turnkey-Other | Large Industrial |  | Winter Evening | % of Load | 1 | 2025 | 65535
| High | C&I Curtailment | C&I Curtailment-Turnkey-Other | Large Industrial |  | Winter Evening | % of Load | 0 | 2025 | 65535
| High | C&I Curtailment | C&I Curtailment-Turnkey-Industrial | Large Industrial |  | Winter Evening | % of Load | 1 | 2025 | 65535
| High | C&I Curtailment | C&I Curtailment-Turnkey-Industrial | Large Industrial |  | Winter Evening | % of Load | 0 | 2025 | 65535
| High | Dynamic Pricing | DLC-Switch-Water Heating | Small General |  | Winter Morning | % of Load | 1 | 2025 | 65535
| High | Dynamic Pricing | DLC-Switch-Water Heating | Small General |  | Winter Morning | % of Load | 0 | 2025 | 65535
| High | Dynamic Pricing | DLC-BYOD-Water Heating | Small General |  | Winter Morning | % of Load | 1 | 2025 | 65535
| High | Dynamic Pricing | DLC-BYOD-Water Heating | Small General |  | Winter Morning | % of Load | 0 | 2025 | 65535
| High | Dynamic Pricing | DLC-Thermostat-DI-Central Heat Pump | Small General |  | Winter Morning | % of Load | 1 | 2025 | 65535
| High | Dynamic Pricing | DLC-Thermostat-DI-Central Heat Pump | Small General |  | Winter Morning | % of Load | 0 | 2025 | 65535
| High | Dynamic Pricing | DLC-Thermostat-BYOT-Central Heat Pump | Small General |  | Winter Morning | % of Load | 1 | 2025 | 65535
| High | Dynamic Pricing | DLC-Thermostat-BYOT-Central Heat Pump | Small General |  | Winter Morning | % of Load | 0 | 2025 | 65535
| High | Dynamic Pricing | DLC-Thermostat-HVAC | Small General |  | Winter Morning | % of Load | 1 | 2025 | 65535
| High | Dynamic Pricing | DLC-Thermostat-HVAC | Small General |  | Winter Morning | % of Load | 0 | 2025 | 65535
| High | Dynamic Pricing | DLC-Thermostat-DI-Baseboard Heating | Small General |  | Winter Morning | % of Load | 1 | 2025 | 65535
| High | Dynamic Pricing | DLC-Thermostat-DI-Baseboard Heating | Small General |  | Winter Morning | % of Load | 0 | 2025 | 65535
| High | Dynamic Pricing | DLC-Thermostat-BYOT-Baseboard Heating | Small General |  | Winter Morning | % of Load | 1 | 2025 | 65535
| High | Dynamic Pricing | DLC-Thermostat-BYOT-Baseboard Heating | Small General |  | Winter Morning | % of Load | 0 | 2025 | 65535
| High | Dynamic Pricing | DLC-Thermostat-DI-MSHP | Small General |  | Winter Morning | % of Load | 1 | 2025 | 65535
| High | Dynamic Pricing | DLC-Thermostat-DI-MSHP | Small General |  | Winter Morning | % of Load | 0 | 2025 | 65535
| High | Dynamic Pricing | DLC-Thermostat-BYOT-MSHP | Small General |  | Winter Morning | % of Load | 1 | 2025 | 65535
| High | Dynamic Pricing | DLC-Thermostat-BYOT-MSHP | Small General |  | Winter Morning | % of Load | 0 | 2025 | 65535
| High | Dynamic Pricing | C&I Curtailment-Turnkey-Manual HVAC Control | Small General |  | Winter Morning | % of Load | 1 | 2025 | 65535
| High | Dynamic Pricing | C&I Curtailment-Turnkey-Manual HVAC Control | Small General |  | Winter Morning | % of Load | 0 | 2025 | 65535
| High | Dynamic Pricing | C&I Curtailment-Turnkey-Auto-DR HVAC Control | Small General |  | Winter Morning | % of Load | 1 | 2025 | 65535
| High | Dynamic Pricing | C&I Curtailment-Turnkey-Auto-DR HVAC Control | Small General |  | Winter Morning | % of Load | 0 | 2025 | 65535
| High | Dynamic Pricing | C&I Curtailment-Turnkey-Standard Lighting Control | Small General |  | Winter Morning | % of Load | 1 | 2025 | 65535
| High | Dynamic Pricing | C&I Curtailment-Turnkey-Standard Lighting Control | Small General |  | Winter Morning | % of Load | 0 | 2025 | 65535
| High | Dynamic Pricing | C&I Curtailment-Turnkey-Advanced Lighting Control | Small General |  | Winter Morning | % of Load | 1 | 2025 | 65535
| High | Dynamic Pricing | C&I Curtailment-Turnkey-Advanced Lighting Control | Small General |  | Winter Morning | % of Load | 0 | 2025 | 65535
| High | Dynamic Pricing | C&I Curtailment-Turnkey-Water Heating Control | Small General |  | Winter Morning | % of Load | 1 | 2025 | 65535
| High | Dynamic Pricing | C&I Curtailment-Turnkey-Water Heating Control | Small General |  | Winter Morning | % of Load | 0 | 2025 | 65535
| High | Dynamic Pricing | C&I Curtailment-Turnkey-Other | Small General |  | Winter Morning | % of Load | 1 | 2025 | 65535
| High | Dynamic Pricing | C&I Curtailment-Turnkey-Other | Small General |  | Winter Morning | % of Load | 0 | 2025 | 65535
| High | Dynamic Pricing | Dynamic Pricing with enabling tech. | Small General |  | Winter Morning | % of Load | 1 | 2025 | 65535
| High | Dynamic Pricing | Dynamic Pricing with enabling tech. | Small General |  | Winter Morning | % of Load | 0 | 2025 | 65535
| High | Dynamic Pricing | Dynamic Pricing w/o enabling tech. | Small General |  | Winter Morning | % of Load | 1 | 2025 | 65535
| High | Dynamic Pricing | Dynamic Pricing w/o enabling tech. | Small General |  | Winter Morning | % of Load | 0 | 2025 | 65535
| High | Dynamic Pricing | DLC-Switch-Water Heating | Small General |  | Winter Evening | % of Load | 1 | 2025 | 65535
| High | Dynamic Pricing | DLC-Switch-Water Heating | Small General |  | Winter Evening | % of Load | 0 | 2025 | 65535
| High | Dynamic Pricing | DLC-BYOD-Water Heating | Small General |  | Winter Evening | % of Load | 1 | 2025 | 65535
| High | Dynamic Pricing | DLC-BYOD-Water Heating | Small General |  | Winter Evening | % of Load | 0 | 2025 | 65535
| High | Dynamic Pricing | DLC-Thermostat-DI-Central Heat Pump | Small General |  | Winter Evening | % of Load | 1 | 2025 | 65535
| High | Dynamic Pricing | DLC-Thermostat-DI-Central Heat Pump | Small General |  | Winter Evening | % of Load | 0 | 2025 | 65535
| High | Dynamic Pricing | DLC-Thermostat-BYOT-Central Heat Pump | Small General |  | Winter Evening | % of Load | 1 | 2025 | 65535
| High | Dynamic Pricing | DLC-Thermostat-BYOT-Central Heat Pump | Small General |  | Winter Evening | % of Load | 0 | 2025 | 65535
| High | Dynamic Pricing | DLC-Thermostat-HVAC | Small General |  | Winter Evening | % of Load | 1 | 2025 | 65535
| High | Dynamic Pricing | DLC-Thermostat-HVAC | Small General |  | Winter Evening | % of Load | 0 | 2025 | 65535
| High | Dynamic Pricing | DLC-Thermostat-DI-Baseboard Heating | Small General |  | Winter Evening | % of Load | 1 | 2025 | 65535
| High | Dynamic Pricing | DLC-Thermostat-DI-Baseboard Heating | Small General |  | Winter Evening | % of Load | 0 | 2025 | 65535
| High | Dynamic Pricing | DLC-Thermostat-BYOT-Baseboard Heating | Small General |  | Winter Evening | % of Load | 1 | 2025 | 65535
| High | Dynamic Pricing | DLC-Thermostat-BYOT-Baseboard Heating | Small General |  | Winter Evening | % of Load | 0 | 2025 | 65535
| High | Dynamic Pricing | DLC-Thermostat-DI-MSHP | Small General |  | Winter Evening | % of Load | 1 | 2025 | 65535
| High | Dynamic Pricing | DLC-Thermostat-DI-MSHP | Small General |  | Winter Evening | % of Load | 0 | 2025 | 65535
| High | Dynamic Pricing | DLC-Thermostat-BYOT-MSHP | Small General |  | Winter Evening | % of Load | 1 | 2025 | 65535
| High | Dynamic Pricing | DLC-Thermostat-BYOT-MSHP | Small General |  | Winter Evening | % of Load | 0 | 2025 | 65535
| High | Dynamic Pricing | C&I Curtailment-Turnkey-Manual HVAC Control | Small General |  | Winter Evening | % of Load | 1 | 2025 | 65535
| High | Dynamic Pricing | C&I Curtailment-Turnkey-Manual HVAC Control | Small General |  | Winter Evening | % of Load | 0 | 2025 | 65535
| High | Dynamic Pricing | C&I Curtailment-Turnkey-Auto-DR HVAC Control | Small General |  | Winter Evening | % of Load | 1 | 2025 | 65535
| High | Dynamic Pricing | C&I Curtailment-Turnkey-Auto-DR HVAC Control | Small General |  | Winter Evening | % of Load | 0 | 2025 | 65535
| High | Dynamic Pricing | C&I Curtailment-Turnkey-Standard Lighting Control | Small General |  | Winter Evening | % of Load | 1 | 2025 | 65535
| High | Dynamic Pricing | C&I Curtailment-Turnkey-Standard Lighting Control | Small General |  | Winter Evening | % of Load | 0 | 2025 | 65535
| High | Dynamic Pricing | C&I Curtailment-Turnkey-Advanced Lighting Control | Small General |  | Winter Evening | % of Load | 1 | 2025 | 65535
| High | Dynamic Pricing | C&I Curtailment-Turnkey-Advanced Lighting Control | Small General |  | Winter Evening | % of Load | 0 | 2025 | 65535
| High | Dynamic Pricing | C&I Curtailment-Turnkey-Water Heating Control | Small General |  | Winter Evening | % of Load | 1 | 2025 | 65535
| High | Dynamic Pricing | C&I Curtailment-Turnkey-Water Heating Control | Small General |  | Winter Evening | % of Load | 0 | 2025 | 65535
| High | Dynamic Pricing | C&I Curtailment-Turnkey-Other | Small General |  | Winter Evening | % of Load | 1 | 2025 | 65535
| High | Dynamic Pricing | C&I Curtailment-Turnkey-Other | Small General |  | Winter Evening | % of Load | 0 | 2025 | 65535
| High | Dynamic Pricing | Dynamic Pricing with enabling tech. | Small General |  | Winter Evening | % of Load | 1 | 2025 | 65535
| High | Dynamic Pricing | Dynamic Pricing with enabling tech. | Small General |  | Winter Evening | % of Load | 0 | 2025 | 65535
| High | Dynamic Pricing | Dynamic Pricing w/o enabling tech. | Small General |  | Winter Evening | % of Load | 1 | 2025 | 65535
| High | Dynamic Pricing | Dynamic Pricing w/o enabling tech. | Small General |  | Winter Evening | % of Load | 0 | 2025 | 65535
| High | Dynamic Pricing | DLC-Switch-Water Heating | General |  | Winter Morning | % of Load | 1 | 2025 | 65535
| High | Dynamic Pricing | DLC-Switch-Water Heating | General |  | Winter Morning | % of Load | 0 | 2025 | 65535
| High | Dynamic Pricing | DLC-BYOD-Water Heating | General |  | Winter Morning | % of Load | 1 | 2025 | 65535
| High | Dynamic Pricing | DLC-BYOD-Water Heating | General |  | Winter Morning | % of Load | 0 | 2025 | 65535
| High | Dynamic Pricing | DLC-Thermostat-DI-Central Heat Pump | General |  | Winter Morning | % of Load | 1 | 2025 | 65535
| High | Dynamic Pricing | DLC-Thermostat-DI-Central Heat Pump | General |  | Winter Morning | % of Load | 0 | 2025 | 65535
| High | Dynamic Pricing | DLC-Thermostat-BYOT-Central Heat Pump | General |  | Winter Morning | % of Load | 1 | 2025 | 65535
| High | Dynamic Pricing | DLC-Thermostat-BYOT-Central Heat Pump | General |  | Winter Morning | % of Load | 0 | 2025 | 65535
| High | Dynamic Pricing | DLC-Thermostat-HVAC | General |  | Winter Morning | % of Load | 1 | 2025 | 65535
| High | Dynamic Pricing | DLC-Thermostat-HVAC | General |  | Winter Morning | % of Load | 0 | 2025 | 65535
| High | Dynamic Pricing | DLC-Thermostat-DI-Baseboard Heating | General |  | Winter Morning | % of Load | 1 | 2025 | 65535
| High | Dynamic Pricing | DLC-Thermostat-DI-Baseboard Heating | General |  | Winter Morning | % of Load | 0 | 2025 | 65535
| High | Dynamic Pricing | DLC-Thermostat-BYOT-Baseboard Heating | General |  | Winter Morning | % of Load | 1 | 2025 | 65535
| High | Dynamic Pricing | DLC-Thermostat-BYOT-Baseboard Heating | General |  | Winter Morning | % of Load | 0 | 2025 | 65535
| High | Dynamic Pricing | DLC-Thermostat-DI-MSHP | General |  | Winter Morning | % of Load | 1 | 2025 | 65535
| High | Dynamic Pricing | DLC-Thermostat-DI-MSHP | General |  | Winter Morning | % of Load | 0 | 2025 | 65535
| High | Dynamic Pricing | DLC-Thermostat-BYOT-MSHP | General |  | Winter Morning | % of Load | 1 | 2025 | 65535
| High | Dynamic Pricing | DLC-Thermostat-BYOT-MSHP | General |  | Winter Morning | % of Load | 0 | 2025 | 65535
| High | Dynamic Pricing | C&I Curtailment-Turnkey-Manual HVAC Control | General |  | Winter Morning | % of Load | 1 | 2025 | 65535
| High | Dynamic Pricing | C&I Curtailment-Turnkey-Manual HVAC Control | General |  | Winter Morning | % of Load | 0 | 2025 | 65535
| High | Dynamic Pricing | C&I Curtailment-Turnkey-Auto-DR HVAC Control | General |  | Winter Morning | % of Load | 1 | 2025 | 65535
| High | Dynamic Pricing | C&I Curtailment-Turnkey-Auto-DR HVAC Control | General |  | Winter Morning | % of Load | 0 | 2025 | 65535
| High | Dynamic Pricing | C&I Curtailment-Turnkey-Standard Lighting Control | General |  | Winter Morning | % of Load | 1 | 2025 | 65535
| High | Dynamic Pricing | C&I Curtailment-Turnkey-Standard Lighting Control | General |  | Winter Morning | % of Load | 0 | 2025 | 65535
| High | Dynamic Pricing | C&I Curtailment-Turnkey-Advanced Lighting Control | General |  | Winter Morning | % of Load | 1 | 2025 | 65535
| High | Dynamic Pricing | C&I Curtailment-Turnkey-Advanced Lighting Control | General |  | Winter Morning | % of Load | 0 | 2025 | 65535
| High | Dynamic Pricing | C&I Curtailment-Turnkey-Water Heating Control | General |  | Winter Morning | % of Load | 1 | 2025 | 65535
| High | Dynamic Pricing | C&I Curtailment-Turnkey-Water Heating Control | General |  | Winter Morning | % of Load | 0 | 2025 | 65535
| High | Dynamic Pricing | C&I Curtailment-Turnkey-Other | General |  | Winter Morning | % of Load | 1 | 2025 | 65535
| High | Dynamic Pricing | C&I Curtailment-Turnkey-Other | General |  | Winter Morning | % of Load | 0 | 2025 | 65535
| High | Dynamic Pricing | Dynamic Pricing with enabling tech. | General |  | Winter Morning | % of Load | 1 | 2025 | 65535
| High | Dynamic Pricing | Dynamic Pricing with enabling tech. | General |  | Winter Morning | % of Load | 0 | 2025 | 65535
| High | Dynamic Pricing | Dynamic Pricing w/o enabling tech. | General |  | Winter Morning | % of Load | 1 | 2025 | 65535
| High | Dynamic Pricing | Dynamic Pricing w/o enabling tech. | General |  | Winter Morning | % of Load | 0 | 2025 | 65535
| High | Dynamic Pricing | DLC-Switch-Water Heating | General |  | Winter Evening | % of Load | 1 | 2025 | 65535
| High | Dynamic Pricing | DLC-Switch-Water Heating | General |  | Winter Evening | % of Load | 0 | 2025 | 65535
| High | Dynamic Pricing | DLC-BYOD-Water Heating | General |  | Winter Evening | % of Load | 1 | 2025 | 65535
| High | Dynamic Pricing | DLC-BYOD-Water Heating | General |  | Winter Evening | % of Load | 0 | 2025 | 65535
| High | Dynamic Pricing | DLC-Thermostat-DI-Central Heat Pump | General |  | Winter Evening | % of Load | 1 | 2025 | 65535
| High | Dynamic Pricing | DLC-Thermostat-DI-Central Heat Pump | General |  | Winter Evening | % of Load | 0 | 2025 | 65535
| High | Dynamic Pricing | DLC-Thermostat-BYOT-Central Heat Pump | General |  | Winter Evening | % of Load | 1 | 2025 | 65535
| High | Dynamic Pricing | DLC-Thermostat-BYOT-Central Heat Pump | General |  | Winter Evening | % of Load | 0 | 2025 | 65535
| High | Dynamic Pricing | DLC-Thermostat-HVAC | General |  | Winter Evening | % of Load | 1 | 2025 | 65535
| High | Dynamic Pricing | DLC-Thermostat-HVAC | General |  | Winter Evening | % of Load | 0 | 2025 | 65535
| High | Dynamic Pricing | DLC-Thermostat-DI-Baseboard Heating | General |  | Winter Evening | % of Load | 1 | 2025 | 65535
| High | Dynamic Pricing | DLC-Thermostat-DI-Baseboard Heating | General |  | Winter Evening | % of Load | 0 | 2025 | 65535
| High | Dynamic Pricing | DLC-Thermostat-BYOT-Baseboard Heating | General |  | Winter Evening | % of Load | 1 | 2025 | 65535
| High | Dynamic Pricing | DLC-Thermostat-BYOT-Baseboard Heating | General |  | Winter Evening | % of Load | 0 | 2025 | 65535
| High | Dynamic Pricing | DLC-Thermostat-DI-MSHP | General |  | Winter Evening | % of Load | 1 | 2025 | 65535
| High | Dynamic Pricing | DLC-Thermostat-DI-MSHP | General |  | Winter Evening | % of Load | 0 | 2025 | 65535
| High | Dynamic Pricing | DLC-Thermostat-BYOT-MSHP | General |  | Winter Evening | % of Load | 1 | 2025 | 65535
| High | Dynamic Pricing | DLC-Thermostat-BYOT-MSHP | General |  | Winter Evening | % of Load | 0 | 2025 | 65535
| High | Dynamic Pricing | C&I Curtailment-Turnkey-Manual HVAC Control | General |  | Winter Evening | % of Load | 1 | 2025 | 65535
| High | Dynamic Pricing | C&I Curtailment-Turnkey-Manual HVAC Control | General |  | Winter Evening | % of Load | 0 | 2025 | 65535
| High | Dynamic Pricing | C&I Curtailment-Turnkey-Auto-DR HVAC Control | General |  | Winter Evening | % of Load | 1 | 2025 | 65535
| High | Dynamic Pricing | C&I Curtailment-Turnkey-Auto-DR HVAC Control | General |  | Winter Evening | % of Load | 0 | 2025 | 65535
| High | Dynamic Pricing | C&I Curtailment-Turnkey-Standard Lighting Control | General |  | Winter Evening | % of Load | 1 | 2025 | 65535
| High | Dynamic Pricing | C&I Curtailment-Turnkey-Standard Lighting Control | General |  | Winter Evening | % of Load | 0 | 2025 | 65535
| High | Dynamic Pricing | C&I Curtailment-Turnkey-Advanced Lighting Control | General |  | Winter Evening | % of Load | 1 | 2025 | 65535
| High | Dynamic Pricing | C&I Curtailment-Turnkey-Advanced Lighting Control | General |  | Winter Evening | % of Load | 0 | 2025 | 65535
| High | Dynamic Pricing | C&I Curtailment-Turnkey-Water Heating Control | General |  | Winter Evening | % of Load | 1 | 2025 | 65535
| High | Dynamic Pricing | C&I Curtailment-Turnkey-Water Heating Control | General |  | Winter Evening | % of Load | 0 | 2025 | 65535
| High | Dynamic Pricing | C&I Curtailment-Turnkey-Other | General |  | Winter Evening | % of Load | 1 | 2025 | 65535
| High | Dynamic Pricing | C&I Curtailment-Turnkey-Other | General |  | Winter Evening | % of Load | 0 | 2025 | 65535
| High | Dynamic Pricing | Dynamic Pricing with enabling tech. | General |  | Winter Evening | % of Load | 1 | 2025 | 65535
| High | Dynamic Pricing | Dynamic Pricing with enabling tech. | General |  | Winter Evening | % of Load | 0 | 2025 | 65535
| High | Dynamic Pricing | Dynamic Pricing w/o enabling tech. | General |  | Winter Evening | % of Load | 1 | 2025 | 65535
| High | Dynamic Pricing | Dynamic Pricing w/o enabling tech. | General |  | Winter Evening | % of Load | 0 | 2025 | 65535
| High | Dynamic Pricing | Dynamic Pricing with enabling tech. | Large General |  | Winter Morning | % of Load | 1 | 2025 | 65535
| High | Dynamic Pricing | Dynamic Pricing with enabling tech. | Large General |  | Winter Morning | % of Load | 0 | 2025 | 65535
| High | Dynamic Pricing | Dynamic Pricing w/o enabling tech. | Large General |  | Winter Morning | % of Load | 1 | 2025 | 65535
| High | Dynamic Pricing | Dynamic Pricing w/o enabling tech. | Large General |  | Winter Morning | % of Load | 0 | 2025 | 65535
| High | Dynamic Pricing | Dynamic Pricing with enabling tech. | Large General |  | Winter Evening | % of Load | 1 | 2025 | 65535
| High | Dynamic Pricing | Dynamic Pricing with enabling tech. | Large General |  | Winter Evening | % of Load | 0 | 2025 | 65535
| High | Dynamic Pricing | Dynamic Pricing w/o enabling tech. | Large General |  | Winter Evening | % of Load | 1 | 2025 | 65535
| High | Dynamic Pricing | Dynamic Pricing w/o enabling tech. | Large General |  | Winter Evening | % of Load | 0 | 2025 | 65535
| High | Dynamic Pricing | DLC-Switch-Water Heating | Small Industrial |  | Winter Morning | % of Load | 1 | 2025 | 65535
| High | Dynamic Pricing | DLC-Switch-Water Heating | Small Industrial |  | Winter Morning | % of Load | 0 | 2025 | 65535
| High | Dynamic Pricing | DLC-BYOD-Water Heating | Small Industrial |  | Winter Morning | % of Load | 1 | 2025 | 65535
| High | Dynamic Pricing | DLC-BYOD-Water Heating | Small Industrial |  | Winter Morning | % of Load | 0 | 2025 | 65535
| High | Dynamic Pricing | DLC-Thermostat-DI-Central Heat Pump | Small Industrial |  | Winter Morning | % of Load | 1 | 2025 | 65535
| High | Dynamic Pricing | DLC-Thermostat-DI-Central Heat Pump | Small Industrial |  | Winter Morning | % of Load | 0 | 2025 | 65535
| High | Dynamic Pricing | DLC-Thermostat-BYOT-Central Heat Pump | Small Industrial |  | Winter Morning | % of Load | 1 | 2025 | 65535
| High | Dynamic Pricing | DLC-Thermostat-BYOT-Central Heat Pump | Small Industrial |  | Winter Morning | % of Load | 0 | 2025 | 65535
| High | Dynamic Pricing | DLC-Thermostat-HVAC | Small Industrial |  | Winter Morning | % of Load | 1 | 2025 | 65535
| High | Dynamic Pricing | DLC-Thermostat-HVAC | Small Industrial |  | Winter Morning | % of Load | 0 | 2025 | 65535
| High | Dynamic Pricing | DLC-Thermostat-DI-Baseboard Heating | Small Industrial |  | Winter Morning | % of Load | 1 | 2025 | 65535
| High | Dynamic Pricing | DLC-Thermostat-DI-Baseboard Heating | Small Industrial |  | Winter Morning | % of Load | 0 | 2025 | 65535
| High | Dynamic Pricing | DLC-Thermostat-BYOT-Baseboard Heating | Small Industrial |  | Winter Morning | % of Load | 1 | 2025 | 65535
| High | Dynamic Pricing | DLC-Thermostat-BYOT-Baseboard Heating | Small Industrial |  | Winter Morning | % of Load | 0 | 2025 | 65535
| High | Dynamic Pricing | DLC-Thermostat-DI-MSHP | Small Industrial |  | Winter Morning | % of Load | 1 | 2025 | 65535
| High | Dynamic Pricing | DLC-Thermostat-DI-MSHP | Small Industrial |  | Winter Morning | % of Load | 0 | 2025 | 65535
| High | Dynamic Pricing | DLC-Thermostat-BYOT-MSHP | Small Industrial |  | Winter Morning | % of Load | 1 | 2025 | 65535
| High | Dynamic Pricing | DLC-Thermostat-BYOT-MSHP | Small Industrial |  | Winter Morning | % of Load | 0 | 2025 | 65535
| High | Dynamic Pricing | C&I Curtailment-Turnkey-Manual HVAC Control | Small Industrial |  | Winter Morning | % of Load | 1 | 2025 | 65535
| High | Dynamic Pricing | C&I Curtailment-Turnkey-Manual HVAC Control | Small Industrial |  | Winter Morning | % of Load | 0 | 2025 | 65535
| High | Dynamic Pricing | C&I Curtailment-Turnkey-Auto-DR HVAC Control | Small Industrial |  | Winter Morning | % of Load | 1 | 2025 | 65535
| High | Dynamic Pricing | C&I Curtailment-Turnkey-Auto-DR HVAC Control | Small Industrial |  | Winter Morning | % of Load | 0 | 2025 | 65535
| High | Dynamic Pricing | C&I Curtailment-Turnkey-Standard Lighting Control | Small Industrial |  | Winter Morning | % of Load | 1 | 2025 | 65535
| High | Dynamic Pricing | C&I Curtailment-Turnkey-Standard Lighting Control | Small Industrial |  | Winter Morning | % of Load | 0 | 2025 | 65535
| High | Dynamic Pricing | C&I Curtailment-Turnkey-Advanced Lighting Control | Small Industrial |  | Winter Morning | % of Load | 1 | 2025 | 65535
| High | Dynamic Pricing | C&I Curtailment-Turnkey-Advanced Lighting Control | Small Industrial |  | Winter Morning | % of Load | 0 | 2025 | 65535
| High | Dynamic Pricing | C&I Curtailment-Turnkey-Water Heating Control | Small Industrial |  | Winter Morning | % of Load | 1 | 2025 | 65535
| High | Dynamic Pricing | C&I Curtailment-Turnkey-Water Heating Control | Small Industrial |  | Winter Morning | % of Load | 0 | 2025 | 65535
| High | Dynamic Pricing | C&I Curtailment-Turnkey-Other | Small Industrial |  | Winter Morning | % of Load | 1 | 2025 | 65535
| High | Dynamic Pricing | C&I Curtailment-Turnkey-Other | Small Industrial |  | Winter Morning | % of Load | 0 | 2025 | 65535
| High | Dynamic Pricing | C&I Curtailment-Turnkey-Industrial | Small Industrial |  | Winter Morning | % of Load | 1 | 2025 | 65535
| High | Dynamic Pricing | C&I Curtailment-Turnkey-Industrial | Small Industrial |  | Winter Morning | % of Load | 0 | 2025 | 65535
| High | Dynamic Pricing | Dynamic Pricing with enabling tech. | Small Industrial |  | Winter Morning | % of Load | 1 | 2025 | 65535
| High | Dynamic Pricing | Dynamic Pricing with enabling tech. | Small Industrial |  | Winter Morning | % of Load | 0 | 2025 | 65535
| High | Dynamic Pricing | Dynamic Pricing w/o enabling tech. | Small Industrial |  | Winter Morning | % of Load | 1 | 2025 | 65535
| High | Dynamic Pricing | Dynamic Pricing w/o enabling tech. | Small Industrial |  | Winter Morning | % of Load | 0 | 2025 | 65535
| High | Dynamic Pricing | DLC-Switch-Water Heating | Small Industrial |  | Winter Evening | % of Load | 1 | 2025 | 65535
| High | Dynamic Pricing | DLC-Switch-Water Heating | Small Industrial |  | Winter Evening | % of Load | 0 | 2025 | 65535
| High | Dynamic Pricing | DLC-BYOD-Water Heating | Small Industrial |  | Winter Evening | % of Load | 1 | 2025 | 65535
| High | Dynamic Pricing | DLC-BYOD-Water Heating | Small Industrial |  | Winter Evening | % of Load | 0 | 2025 | 65535
| High | Dynamic Pricing | DLC-Thermostat-DI-Central Heat Pump | Small Industrial |  | Winter Evening | % of Load | 1 | 2025 | 65535
| High | Dynamic Pricing | DLC-Thermostat-DI-Central Heat Pump | Small Industrial |  | Winter Evening | % of Load | 0 | 2025 | 65535
| High | Dynamic Pricing | DLC-Thermostat-BYOT-Central Heat Pump | Small Industrial |  | Winter Evening | % of Load | 1 | 2025 | 65535
| High | Dynamic Pricing | DLC-Thermostat-BYOT-Central Heat Pump | Small Industrial |  | Winter Evening | % of Load | 0 | 2025 | 65535
| High | Dynamic Pricing | DLC-Thermostat-HVAC | Small Industrial |  | Winter Evening | % of Load | 1 | 2025 | 65535
| High | Dynamic Pricing | DLC-Thermostat-HVAC | Small Industrial |  | Winter Evening | % of Load | 0 | 2025 | 65535
| High | Dynamic Pricing | DLC-Thermostat-DI-Baseboard Heating | Small Industrial |  | Winter Evening | % of Load | 1 | 2025 | 65535
| High | Dynamic Pricing | DLC-Thermostat-DI-Baseboard Heating | Small Industrial |  | Winter Evening | % of Load | 0 | 2025 | 65535
| High | Dynamic Pricing | DLC-Thermostat-BYOT-Baseboard Heating | Small Industrial |  | Winter Evening | % of Load | 1 | 2025 | 65535
| High | Dynamic Pricing | DLC-Thermostat-BYOT-Baseboard Heating | Small Industrial |  | Winter Evening | % of Load | 0 | 2025 | 65535
| High | Dynamic Pricing | DLC-Thermostat-DI-MSHP | Small Industrial |  | Winter Evening | % of Load | 1 | 2025 | 65535
| High | Dynamic Pricing | DLC-Thermostat-DI-MSHP | Small Industrial |  | Winter Evening | % of Load | 0 | 2025 | 65535
| High | Dynamic Pricing | DLC-Thermostat-BYOT-MSHP | Small Industrial |  | Winter Evening | % of Load | 1 | 2025 | 65535
| High | Dynamic Pricing | DLC-Thermostat-BYOT-MSHP | Small Industrial |  | Winter Evening | % of Load | 0 | 2025 | 65535
| High | Dynamic Pricing | C&I Curtailment-Turnkey-Manual HVAC Control | Small Industrial |  | Winter Evening | % of Load | 1 | 2025 | 65535
| High | Dynamic Pricing | C&I Curtailment-Turnkey-Manual HVAC Control | Small Industrial |  | Winter Evening | % of Load | 0 | 2025 | 65535
| High | Dynamic Pricing | C&I Curtailment-Turnkey-Auto-DR HVAC Control | Small Industrial |  | Winter Evening | % of Load | 1 | 2025 | 65535
| High | Dynamic Pricing | C&I Curtailment-Turnkey-Auto-DR HVAC Control | Small Industrial |  | Winter Evening | % of Load | 0 | 2025 | 65535
| High | Dynamic Pricing | C&I Curtailment-Turnkey-Standard Lighting Control | Small Industrial |  | Winter Evening | % of Load | 1 | 2025 | 65535
| High | Dynamic Pricing | C&I Curtailment-Turnkey-Standard Lighting Control | Small Industrial |  | Winter Evening | % of Load | 0 | 2025 | 65535
| High | Dynamic Pricing | C&I Curtailment-Turnkey-Advanced Lighting Control | Small Industrial |  | Winter Evening | % of Load | 1 | 2025 | 65535
| High | Dynamic Pricing | C&I Curtailment-Turnkey-Advanced Lighting Control | Small Industrial |  | Winter Evening | % of Load | 0 | 2025 | 65535
| High | Dynamic Pricing | C&I Curtailment-Turnkey-Water Heating Control | Small Industrial |  | Winter Evening | % of Load | 1 | 2025 | 65535
| High | Dynamic Pricing | C&I Curtailment-Turnkey-Water Heating Control | Small Industrial |  | Winter Evening | % of Load | 0 | 2025 | 65535
| High | Dynamic Pricing | C&I Curtailment-Turnkey-Other | Small Industrial |  | Winter Evening | % of Load | 1 | 2025 | 65535
| High | Dynamic Pricing | C&I Curtailment-Turnkey-Other | Small Industrial |  | Winter Evening | % of Load | 0 | 2025 | 65535
| High | Dynamic Pricing | C&I Curtailment-Turnkey-Industrial | Small Industrial |  | Winter Evening | % of Load | 1 | 2025 | 65535
| High | Dynamic Pricing | C&I Curtailment-Turnkey-Industrial | Small Industrial |  | Winter Evening | % of Load | 0 | 2025 | 65535
| High | Dynamic Pricing | Dynamic Pricing with enabling tech. | Small Industrial |  | Winter Evening | % of Load | 1 | 2025 | 65535
| High | Dynamic Pricing | Dynamic Pricing with enabling tech. | Small Industrial |  | Winter Evening | % of Load | 0 | 2025 | 65535
| High | Dynamic Pricing | Dynamic Pricing w/o enabling tech. | Small Industrial |  | Winter Evening | % of Load | 1 | 2025 | 65535
| High | Dynamic Pricing | Dynamic Pricing w/o enabling tech. | Small Industrial |  | Winter Evening | % of Load | 0 | 2025 | 65535
| High | Dynamic Pricing | DLC-Switch-Water Heating | Medium Industrial |  | Winter Morning | % of Load | 1 | 2025 | 65535
| High | Dynamic Pricing | DLC-Switch-Water Heating | Medium Industrial |  | Winter Morning | % of Load | 0 | 2025 | 65535
| High | Dynamic Pricing | DLC-BYOD-Water Heating | Medium Industrial |  | Winter Morning | % of Load | 1 | 2025 | 65535
| High | Dynamic Pricing | DLC-BYOD-Water Heating | Medium Industrial |  | Winter Morning | % of Load | 0 | 2025 | 65535
| High | Dynamic Pricing | DLC-Thermostat-DI-Central Heat Pump | Medium Industrial |  | Winter Morning | % of Load | 1 | 2025 | 65535
| High | Dynamic Pricing | DLC-Thermostat-DI-Central Heat Pump | Medium Industrial |  | Winter Morning | % of Load | 0 | 2025 | 65535
| High | Dynamic Pricing | DLC-Thermostat-BYOT-Central Heat Pump | Medium Industrial |  | Winter Morning | % of Load | 1 | 2025 | 65535
| High | Dynamic Pricing | DLC-Thermostat-BYOT-Central Heat Pump | Medium Industrial |  | Winter Morning | % of Load | 0 | 2025 | 65535
| High | Dynamic Pricing | DLC-Thermostat-HVAC | Medium Industrial |  | Winter Morning | % of Load | 1 | 2025 | 65535
| High | Dynamic Pricing | DLC-Thermostat-HVAC | Medium Industrial |  | Winter Morning | % of Load | 0 | 2025 | 65535
| High | Dynamic Pricing | DLC-Thermostat-DI-Baseboard Heating | Medium Industrial |  | Winter Morning | % of Load | 1 | 2025 | 65535
| High | Dynamic Pricing | DLC-Thermostat-DI-Baseboard Heating | Medium Industrial |  | Winter Morning | % of Load | 0 | 2025 | 65535
| High | Dynamic Pricing | DLC-Thermostat-BYOT-Baseboard Heating | Medium Industrial |  | Winter Morning | % of Load | 1 | 2025 | 65535
| High | Dynamic Pricing | DLC-Thermostat-BYOT-Baseboard Heating | Medium Industrial |  | Winter Morning | % of Load | 0 | 2025 | 65535
| High | Dynamic Pricing | DLC-Thermostat-DI-MSHP | Medium Industrial |  | Winter Morning | % of Load | 1 | 2025 | 65535
| High | Dynamic Pricing | DLC-Thermostat-DI-MSHP | Medium Industrial |  | Winter Morning | % of Load | 0 | 2025 | 65535
| High | Dynamic Pricing | DLC-Thermostat-BYOT-MSHP | Medium Industrial |  | Winter Morning | % of Load | 1 | 2025 | 65535
| High | Dynamic Pricing | DLC-Thermostat-BYOT-MSHP | Medium Industrial |  | Winter Morning | % of Load | 0 | 2025 | 65535
| High | Dynamic Pricing | C&I Curtailment-Turnkey-Manual HVAC Control | Medium Industrial |  | Winter Morning | % of Load | 1 | 2025 | 65535
| High | Dynamic Pricing | C&I Curtailment-Turnkey-Manual HVAC Control | Medium Industrial |  | Winter Morning | % of Load | 0 | 2025 | 65535
| High | Dynamic Pricing | C&I Curtailment-Turnkey-Auto-DR HVAC Control | Medium Industrial |  | Winter Morning | % of Load | 1 | 2025 | 65535
| High | Dynamic Pricing | C&I Curtailment-Turnkey-Auto-DR HVAC Control | Medium Industrial |  | Winter Morning | % of Load | 0 | 2025 | 65535
| High | Dynamic Pricing | C&I Curtailment-Turnkey-Standard Lighting Control | Medium Industrial |  | Winter Morning | % of Load | 1 | 2025 | 65535
| High | Dynamic Pricing | C&I Curtailment-Turnkey-Standard Lighting Control | Medium Industrial |  | Winter Morning | % of Load | 0 | 2025 | 65535
| High | Dynamic Pricing | C&I Curtailment-Turnkey-Advanced Lighting Control | Medium Industrial |  | Winter Morning | % of Load | 1 | 2025 | 65535
| High | Dynamic Pricing | C&I Curtailment-Turnkey-Advanced Lighting Control | Medium Industrial |  | Winter Morning | % of Load | 0 | 2025 | 65535
| High | Dynamic Pricing | C&I Curtailment-Turnkey-Water Heating Control | Medium Industrial |  | Winter Morning | % of Load | 1 | 2025 | 65535
| High | Dynamic Pricing | C&I Curtailment-Turnkey-Water Heating Control | Medium Industrial |  | Winter Morning | % of Load | 0 | 2025 | 65535
| High | Dynamic Pricing | C&I Curtailment-Turnkey-Other | Medium Industrial |  | Winter Morning | % of Load | 1 | 2025 | 65535
| High | Dynamic Pricing | C&I Curtailment-Turnkey-Other | Medium Industrial |  | Winter Morning | % of Load | 0 | 2025 | 65535
| High | Dynamic Pricing | Dynamic Pricing with enabling tech. | Medium Industrial |  | Winter Morning | % of Load | 1 | 2025 | 65535
| High | Dynamic Pricing | Dynamic Pricing with enabling tech. | Medium Industrial |  | Winter Morning | % of Load | 0 | 2025 | 65535
| High | Dynamic Pricing | Dynamic Pricing w/o enabling tech. | Medium Industrial |  | Winter Morning | % of Load | 1 | 2025 | 65535
| High | Dynamic Pricing | Dynamic Pricing w/o enabling tech. | Medium Industrial |  | Winter Morning | % of Load | 0 | 2025 | 65535
| High | Dynamic Pricing | DLC-Switch-Water Heating | Medium Industrial |  | Winter Evening | % of Load | 1 | 2025 | 65535
| High | Dynamic Pricing | DLC-Switch-Water Heating | Medium Industrial |  | Winter Evening | % of Load | 0 | 2025 | 65535
| High | Dynamic Pricing | DLC-BYOD-Water Heating | Medium Industrial |  | Winter Evening | % of Load | 1 | 2025 | 65535
| High | Dynamic Pricing | DLC-BYOD-Water Heating | Medium Industrial |  | Winter Evening | % of Load | 0 | 2025 | 65535
| High | Dynamic Pricing | DLC-Thermostat-DI-Central Heat Pump | Medium Industrial |  | Winter Evening | % of Load | 1 | 2025 | 65535
| High | Dynamic Pricing | DLC-Thermostat-DI-Central Heat Pump | Medium Industrial |  | Winter Evening | % of Load | 0 | 2025 | 65535
| High | Dynamic Pricing | DLC-Thermostat-BYOT-Central Heat Pump | Medium Industrial |  | Winter Evening | % of Load | 1 | 2025 | 65535
| High | Dynamic Pricing | DLC-Thermostat-BYOT-Central Heat Pump | Medium Industrial |  | Winter Evening | % of Load | 0 | 2025 | 65535
| High | Dynamic Pricing | DLC-Thermostat-HVAC | Medium Industrial |  | Winter Evening | % of Load | 1 | 2025 | 65535
| High | Dynamic Pricing | DLC-Thermostat-HVAC | Medium Industrial |  | Winter Evening | % of Load | 0 | 2025 | 65535
| High | Dynamic Pricing | DLC-Thermostat-DI-Baseboard Heating | Medium Industrial |  | Winter Evening | % of Load | 1 | 2025 | 65535
| High | Dynamic Pricing | DLC-Thermostat-DI-Baseboard Heating | Medium Industrial |  | Winter Evening | % of Load | 0 | 2025 | 65535
| High | Dynamic Pricing | DLC-Thermostat-BYOT-Baseboard Heating | Medium Industrial |  | Winter Evening | % of Load | 1 | 2025 | 65535
| High | Dynamic Pricing | DLC-Thermostat-BYOT-Baseboard Heating | Medium Industrial |  | Winter Evening | % of Load | 0 | 2025 | 65535
| High | Dynamic Pricing | DLC-Thermostat-DI-MSHP | Medium Industrial |  | Winter Evening | % of Load | 1 | 2025 | 65535
| High | Dynamic Pricing | DLC-Thermostat-DI-MSHP | Medium Industrial |  | Winter Evening | % of Load | 0 | 2025 | 65535
| High | Dynamic Pricing | DLC-Thermostat-BYOT-MSHP | Medium Industrial |  | Winter Evening | % of Load | 1 | 2025 | 65535
| High | Dynamic Pricing | DLC-Thermostat-BYOT-MSHP | Medium Industrial |  | Winter Evening | % of Load | 0 | 2025 | 65535
| High | Dynamic Pricing | C&I Curtailment-Turnkey-Manual HVAC Control | Medium Industrial |  | Winter Evening | % of Load | 1 | 2025 | 65535
| High | Dynamic Pricing | C&I Curtailment-Turnkey-Manual HVAC Control | Medium Industrial |  | Winter Evening | % of Load | 0 | 2025 | 65535
| High | Dynamic Pricing | C&I Curtailment-Turnkey-Auto-DR HVAC Control | Medium Industrial |  | Winter Evening | % of Load | 1 | 2025 | 65535
| High | Dynamic Pricing | C&I Curtailment-Turnkey-Auto-DR HVAC Control | Medium Industrial |  | Winter Evening | % of Load | 0 | 2025 | 65535
| High | Dynamic Pricing | C&I Curtailment-Turnkey-Standard Lighting Control | Medium Industrial |  | Winter Evening | % of Load | 1 | 2025 | 65535
| High | Dynamic Pricing | C&I Curtailment-Turnkey-Standard Lighting Control | Medium Industrial |  | Winter Evening | % of Load | 0 | 2025 | 65535
| High | Dynamic Pricing | C&I Curtailment-Turnkey-Advanced Lighting Control | Medium Industrial |  | Winter Evening | % of Load | 1 | 2025 | 65535
| High | Dynamic Pricing | C&I Curtailment-Turnkey-Advanced Lighting Control | Medium Industrial |  | Winter Evening | % of Load | 0 | 2025 | 65535
| High | Dynamic Pricing | C&I Curtailment-Turnkey-Water Heating Control | Medium Industrial |  | Winter Evening | % of Load | 1 | 2025 | 65535
| High | Dynamic Pricing | C&I Curtailment-Turnkey-Water Heating Control | Medium Industrial |  | Winter Evening | % of Load | 0 | 2025 | 65535
| High | Dynamic Pricing | C&I Curtailment-Turnkey-Other | Medium Industrial |  | Winter Evening | % of Load | 1 | 2025 | 65535
| High | Dynamic Pricing | C&I Curtailment-Turnkey-Other | Medium Industrial |  | Winter Evening | % of Load | 0 | 2025 | 65535
| High | Dynamic Pricing | Dynamic Pricing with enabling tech. | Medium Industrial |  | Winter Evening | % of Load | 1 | 2025 | 65535
| High | Dynamic Pricing | Dynamic Pricing with enabling tech. | Medium Industrial |  | Winter Evening | % of Load | 0 | 2025 | 65535
| High | Dynamic Pricing | Dynamic Pricing w/o enabling tech. | Medium Industrial |  | Winter Evening | % of Load | 1 | 2025 | 65535
| High | Dynamic Pricing | Dynamic Pricing w/o enabling tech. | Medium Industrial |  | Winter Evening | % of Load | 0 | 2025 | 65535
| High | Dynamic Pricing | Dynamic Pricing with enabling tech. | Large Industrial |  | Winter Morning | % of Load | 1 | 2025 | 65535
| High | Dynamic Pricing | Dynamic Pricing with enabling tech. | Large Industrial |  | Winter Morning | % of Load | 0 | 2025 | 65535
| High | Dynamic Pricing | Dynamic Pricing w/o enabling tech. | Large Industrial |  | Winter Morning | % of Load | 1 | 2025 | 65535
| High | Dynamic Pricing | Dynamic Pricing w/o enabling tech. | Large Industrial |  | Winter Morning | % of Load | 0 | 2025 | 65535
| High | Dynamic Pricing | Dynamic Pricing with enabling tech. | Large Industrial |  | Winter Evening | % of Load | 1 | 2025 | 65535
| High | Dynamic Pricing | Dynamic Pricing with enabling tech. | Large Industrial |  | Winter Evening | % of Load | 0 | 2025 | 65535
| High | Dynamic Pricing | Dynamic Pricing w/o enabling tech. | Large Industrial |  | Winter Evening | % of Load | 1 | 2025 | 65535
| High | Dynamic Pricing | Dynamic Pricing w/o enabling tech. | Large Industrial |  | Winter Evening | % of Load | 0 | 2025 | 65535
| High | Dynamic Pricing | Dynamic Pricing with enabling tech. | Residential Charitable |  | Winter Morning | % of Load | 1 | 2025 | 65535
| High | Dynamic Pricing | Dynamic Pricing with enabling tech. | Residential Charitable |  | Winter Morning | % of Load | 0 | 2025 | 65535
| High | Dynamic Pricing | Dynamic Pricing w/o enabling tech. | Residential Charitable |  | Winter Morning | % of Load | 1 | 2025 | 65535
| High | Dynamic Pricing | Dynamic Pricing w/o enabling tech. | Residential Charitable |  | Winter Morning | % of Load | 0 | 2025 | 65535
| High | Dynamic Pricing | Dynamic Pricing with enabling tech. | Residential Charitable |  | Winter Evening | % of Load | 1 | 2025 | 65535
| High | Dynamic Pricing | Dynamic Pricing with enabling tech. | Residential Charitable |  | Winter Evening | % of Load | 0 | 2025 | 65535
| High | Dynamic Pricing | Dynamic Pricing w/o enabling tech. | Residential Charitable |  | Winter Evening | % of Load | 1 | 2025 | 65535
| High | Dynamic Pricing | Dynamic Pricing w/o enabling tech. | Residential Charitable |  | Winter Evening | % of Load | 0 | 2025 | 65535
| High | BTM Battery Control | DLC-Switch-Water Heating | Small General |  | Winter Morning | % of Load | 1 | 2025 | 65535
| High | BTM Battery Control | DLC-Switch-Water Heating | Small General |  | Winter Morning | % of Load | 0 | 2025 | 65535
| High | BTM Battery Control | DLC-BYOD-Water Heating | Small General |  | Winter Morning | % of Load | 1 | 2025 | 65535
| High | BTM Battery Control | DLC-BYOD-Water Heating | Small General |  | Winter Morning | % of Load | 0 | 2025 | 65535
| High | BTM Battery Control | DLC-Thermostat-DI-Central Heat Pump | Small General |  | Winter Morning | % of Load | 1 | 2025 | 65535
| High | BTM Battery Control | DLC-Thermostat-DI-Central Heat Pump | Small General |  | Winter Morning | % of Load | 0 | 2025 | 65535
| High | BTM Battery Control | DLC-Thermostat-BYOT-Central Heat Pump | Small General |  | Winter Morning | % of Load | 1 | 2025 | 65535
| High | BTM Battery Control | DLC-Thermostat-BYOT-Central Heat Pump | Small General |  | Winter Morning | % of Load | 0 | 2025 | 65535
| High | BTM Battery Control | DLC-Thermostat-HVAC | Small General |  | Winter Morning | % of Load | 1 | 2025 | 65535
| High | BTM Battery Control | DLC-Thermostat-HVAC | Small General |  | Winter Morning | % of Load | 0 | 2025 | 65535
| High | BTM Battery Control | DLC-Thermostat-DI-Baseboard Heating | Small General |  | Winter Morning | % of Load | 1 | 2025 | 65535
| High | BTM Battery Control | DLC-Thermostat-DI-Baseboard Heating | Small General |  | Winter Morning | % of Load | 0 | 2025 | 65535
| High | BTM Battery Control | DLC-Thermostat-BYOT-Baseboard Heating | Small General |  | Winter Morning | % of Load | 1 | 2025 | 65535
| High | BTM Battery Control | DLC-Thermostat-BYOT-Baseboard Heating | Small General |  | Winter Morning | % of Load | 0 | 2025 | 65535
| High | BTM Battery Control | DLC-Thermostat-DI-MSHP | Small General |  | Winter Morning | % of Load | 1 | 2025 | 65535
| High | BTM Battery Control | DLC-Thermostat-DI-MSHP | Small General |  | Winter Morning | % of Load | 0 | 2025 | 65535
| High | BTM Battery Control | DLC-Thermostat-BYOT-MSHP | Small General |  | Winter Morning | % of Load | 1 | 2025 | 65535
| High | BTM Battery Control | DLC-Thermostat-BYOT-MSHP | Small General |  | Winter Morning | % of Load | 0 | 2025 | 65535
| High | BTM Battery Control | C&I Curtailment-Turnkey-Manual HVAC Control | Small General |  | Winter Morning | % of Load | 1 | 2025 | 65535
| High | BTM Battery Control | C&I Curtailment-Turnkey-Manual HVAC Control | Small General |  | Winter Morning | % of Load | 0 | 2025 | 65535
| High | BTM Battery Control | C&I Curtailment-Turnkey-Auto-DR HVAC Control | Small General |  | Winter Morning | % of Load | 1 | 2025 | 65535
| High | BTM Battery Control | C&I Curtailment-Turnkey-Auto-DR HVAC Control | Small General |  | Winter Morning | % of Load | 0 | 2025 | 65535
| High | BTM Battery Control | C&I Curtailment-Turnkey-Standard Lighting Control | Small General |  | Winter Morning | % of Load | 1 | 2025 | 65535
| High | BTM Battery Control | C&I Curtailment-Turnkey-Standard Lighting Control | Small General |  | Winter Morning | % of Load | 0 | 2025 | 65535
| High | BTM Battery Control | C&I Curtailment-Turnkey-Advanced Lighting Control | Small General |  | Winter Morning | % of Load | 1 | 2025 | 65535
| High | BTM Battery Control | C&I Curtailment-Turnkey-Advanced Lighting Control | Small General |  | Winter Morning | % of Load | 0 | 2025 | 65535
| High | BTM Battery Control | C&I Curtailment-Turnkey-Water Heating Control | Small General |  | Winter Morning | % of Load | 1 | 2025 | 65535
| High | BTM Battery Control | C&I Curtailment-Turnkey-Water Heating Control | Small General |  | Winter Morning | % of Load | 0 | 2025 | 65535
| High | BTM Battery Control | C&I Curtailment-Turnkey-Other | Small General |  | Winter Morning | % of Load | 1 | 2025 | 65535
| High | BTM Battery Control | C&I Curtailment-Turnkey-Other | Small General |  | Winter Morning | % of Load | 0 | 2025 | 65535
| High | BTM Battery Control | Dynamic Pricing with enabling tech. | Small General |  | Winter Morning | % of Load | 1 | 2025 | 65535
| High | BTM Battery Control | Dynamic Pricing with enabling tech. | Small General |  | Winter Morning | % of Load | 0 | 2025 | 65535
| High | BTM Battery Control | DLC-Switch-Water Heating | Small General |  | Winter Evening | % of Load | 1 | 2025 | 65535
| High | BTM Battery Control | DLC-Switch-Water Heating | Small General |  | Winter Evening | % of Load | 0 | 2025 | 65535
| High | BTM Battery Control | DLC-BYOD-Water Heating | Small General |  | Winter Evening | % of Load | 1 | 2025 | 65535
| High | BTM Battery Control | DLC-BYOD-Water Heating | Small General |  | Winter Evening | % of Load | 0 | 2025 | 65535
| High | BTM Battery Control | DLC-Thermostat-DI-Central Heat Pump | Small General |  | Winter Evening | % of Load | 1 | 2025 | 65535
| High | BTM Battery Control | DLC-Thermostat-DI-Central Heat Pump | Small General |  | Winter Evening | % of Load | 0 | 2025 | 65535
| High | BTM Battery Control | DLC-Thermostat-BYOT-Central Heat Pump | Small General |  | Winter Evening | % of Load | 1 | 2025 | 65535
| High | BTM Battery Control | DLC-Thermostat-BYOT-Central Heat Pump | Small General |  | Winter Evening | % of Load | 0 | 2025 | 65535
| High | BTM Battery Control | DLC-Thermostat-HVAC | Small General |  | Winter Evening | % of Load | 1 | 2025 | 65535
| High | BTM Battery Control | DLC-Thermostat-HVAC | Small General |  | Winter Evening | % of Load | 0 | 2025 | 65535
| High | BTM Battery Control | DLC-Thermostat-DI-Baseboard Heating | Small General |  | Winter Evening | % of Load | 1 | 2025 | 65535
| High | BTM Battery Control | DLC-Thermostat-DI-Baseboard Heating | Small General |  | Winter Evening | % of Load | 0 | 2025 | 65535
| High | BTM Battery Control | DLC-Thermostat-BYOT-Baseboard Heating | Small General |  | Winter Evening | % of Load | 1 | 2025 | 65535
| High | BTM Battery Control | DLC-Thermostat-BYOT-Baseboard Heating | Small General |  | Winter Evening | % of Load | 0 | 2025 | 65535
| High | BTM Battery Control | DLC-Thermostat-DI-MSHP | Small General |  | Winter Evening | % of Load | 1 | 2025 | 65535
| High | BTM Battery Control | DLC-Thermostat-DI-MSHP | Small General |  | Winter Evening | % of Load | 0 | 2025 | 65535
| High | BTM Battery Control | DLC-Thermostat-BYOT-MSHP | Small General |  | Winter Evening | % of Load | 1 | 2025 | 65535
| High | BTM Battery Control | DLC-Thermostat-BYOT-MSHP | Small General |  | Winter Evening | % of Load | 0 | 2025 | 65535
| High | BTM Battery Control | C&I Curtailment-Turnkey-Manual HVAC Control | Small General |  | Winter Evening | % of Load | 1 | 2025 | 65535
| High | BTM Battery Control | C&I Curtailment-Turnkey-Manual HVAC Control | Small General |  | Winter Evening | % of Load | 0 | 2025 | 65535
| High | BTM Battery Control | C&I Curtailment-Turnkey-Auto-DR HVAC Control | Small General |  | Winter Evening | % of Load | 1 | 2025 | 65535
| High | BTM Battery Control | C&I Curtailment-Turnkey-Auto-DR HVAC Control | Small General |  | Winter Evening | % of Load | 0 | 2025 | 65535
| High | BTM Battery Control | C&I Curtailment-Turnkey-Standard Lighting Control | Small General |  | Winter Evening | % of Load | 1 | 2025 | 65535
| High | BTM Battery Control | C&I Curtailment-Turnkey-Standard Lighting Control | Small General |  | Winter Evening | % of Load | 0 | 2025 | 65535
| High | BTM Battery Control | C&I Curtailment-Turnkey-Advanced Lighting Control | Small General |  | Winter Evening | % of Load | 1 | 2025 | 65535
| High | BTM Battery Control | C&I Curtailment-Turnkey-Advanced Lighting Control | Small General |  | Winter Evening | % of Load | 0 | 2025 | 65535
| High | BTM Battery Control | C&I Curtailment-Turnkey-Water Heating Control | Small General |  | Winter Evening | % of Load | 1 | 2025 | 65535
| High | BTM Battery Control | C&I Curtailment-Turnkey-Water Heating Control | Small General |  | Winter Evening | % of Load | 0 | 2025 | 65535
| High | BTM Battery Control | C&I Curtailment-Turnkey-Other | Small General |  | Winter Evening | % of Load | 1 | 2025 | 65535
| High | BTM Battery Control | C&I Curtailment-Turnkey-Other | Small General |  | Winter Evening | % of Load | 0 | 2025 | 65535
| High | BTM Battery Control | Dynamic Pricing with enabling tech. | Small General |  | Winter Evening | % of Load | 1 | 2025 | 65535
| High | BTM Battery Control | Dynamic Pricing with enabling tech. | Small General |  | Winter Evening | % of Load | 0 | 2025 | 65535
| High | BTM Battery Control | DLC-Switch-Water Heating | General |  | Winter Morning | % of Load | 1 | 2025 | 65535
| High | BTM Battery Control | DLC-Switch-Water Heating | General |  | Winter Morning | % of Load | 0 | 2025 | 65535
| High | BTM Battery Control | DLC-BYOD-Water Heating | General |  | Winter Morning | % of Load | 1 | 2025 | 65535
| High | BTM Battery Control | DLC-BYOD-Water Heating | General |  | Winter Morning | % of Load | 0 | 2025 | 65535
| High | BTM Battery Control | DLC-Thermostat-DI-Central Heat Pump | General |  | Winter Morning | % of Load | 1 | 2025 | 65535
| High | BTM Battery Control | DLC-Thermostat-DI-Central Heat Pump | General |  | Winter Morning | % of Load | 0 | 2025 | 65535
| High | BTM Battery Control | DLC-Thermostat-BYOT-Central Heat Pump | General |  | Winter Morning | % of Load | 1 | 2025 | 65535
| High | BTM Battery Control | DLC-Thermostat-BYOT-Central Heat Pump | General |  | Winter Morning | % of Load | 0 | 2025 | 65535
| High | BTM Battery Control | DLC-Thermostat-HVAC | General |  | Winter Morning | % of Load | 1 | 2025 | 65535
| High | BTM Battery Control | DLC-Thermostat-HVAC | General |  | Winter Morning | % of Load | 0 | 2025 | 65535
| High | BTM Battery Control | DLC-Thermostat-DI-Baseboard Heating | General |  | Winter Morning | % of Load | 1 | 2025 | 65535
| High | BTM Battery Control | DLC-Thermostat-DI-Baseboard Heating | General |  | Winter Morning | % of Load | 0 | 2025 | 65535
| High | BTM Battery Control | DLC-Thermostat-BYOT-Baseboard Heating | General |  | Winter Morning | % of Load | 1 | 2025 | 65535
| High | BTM Battery Control | DLC-Thermostat-BYOT-Baseboard Heating | General |  | Winter Morning | % of Load | 0 | 2025 | 65535
| High | BTM Battery Control | DLC-Thermostat-DI-MSHP | General |  | Winter Morning | % of Load | 1 | 2025 | 65535
| High | BTM Battery Control | DLC-Thermostat-DI-MSHP | General |  | Winter Morning | % of Load | 0 | 2025 | 65535
| High | BTM Battery Control | DLC-Thermostat-BYOT-MSHP | General |  | Winter Morning | % of Load | 1 | 2025 | 65535
| High | BTM Battery Control | DLC-Thermostat-BYOT-MSHP | General |  | Winter Morning | % of Load | 0 | 2025 | 65535
| High | BTM Battery Control | C&I Curtailment-Turnkey-Manual HVAC Control | General |  | Winter Morning | % of Load | 1 | 2025 | 65535
| High | BTM Battery Control | C&I Curtailment-Turnkey-Manual HVAC Control | General |  | Winter Morning | % of Load | 0 | 2025 | 65535
| High | BTM Battery Control | C&I Curtailment-Turnkey-Auto-DR HVAC Control | General |  | Winter Morning | % of Load | 1 | 2025 | 65535
| High | BTM Battery Control | C&I Curtailment-Turnkey-Auto-DR HVAC Control | General |  | Winter Morning | % of Load | 0 | 2025 | 65535
| High | BTM Battery Control | C&I Curtailment-Turnkey-Standard Lighting Control | General |  | Winter Morning | % of Load | 1 | 2025 | 65535
| High | BTM Battery Control | C&I Curtailment-Turnkey-Standard Lighting Control | General |  | Winter Morning | % of Load | 0 | 2025 | 65535
| High | BTM Battery Control | C&I Curtailment-Turnkey-Advanced Lighting Control | General |  | Winter Morning | % of Load | 1 | 2025 | 65535
| High | BTM Battery Control | C&I Curtailment-Turnkey-Advanced Lighting Control | General |  | Winter Morning | % of Load | 0 | 2025 | 65535
| High | BTM Battery Control | C&I Curtailment-Turnkey-Water Heating Control | General |  | Winter Morning | % of Load | 1 | 2025 | 65535
| High | BTM Battery Control | C&I Curtailment-Turnkey-Water Heating Control | General |  | Winter Morning | % of Load | 0 | 2025 | 65535
| High | BTM Battery Control | C&I Curtailment-Turnkey-Other | General |  | Winter Morning | % of Load | 1 | 2025 | 65535
| High | BTM Battery Control | C&I Curtailment-Turnkey-Other | General |  | Winter Morning | % of Load | 0 | 2025 | 65535
| High | BTM Battery Control | DLC-Switch-Water Heating | General |  | Winter Evening | % of Load | 1 | 2025 | 65535
| High | BTM Battery Control | DLC-Switch-Water Heating | General |  | Winter Evening | % of Load | 0 | 2025 | 65535
| High | BTM Battery Control | DLC-BYOD-Water Heating | General |  | Winter Evening | % of Load | 1 | 2025 | 65535
| High | BTM Battery Control | DLC-BYOD-Water Heating | General |  | Winter Evening | % of Load | 0 | 2025 | 65535
| High | BTM Battery Control | DLC-Thermostat-DI-Central Heat Pump | General |  | Winter Evening | % of Load | 1 | 2025 | 65535
| High | BTM Battery Control | DLC-Thermostat-DI-Central Heat Pump | General |  | Winter Evening | % of Load | 0 | 2025 | 65535
| High | BTM Battery Control | DLC-Thermostat-BYOT-Central Heat Pump | General |  | Winter Evening | % of Load | 1 | 2025 | 65535
| High | BTM Battery Control | DLC-Thermostat-BYOT-Central Heat Pump | General |  | Winter Evening | % of Load | 0 | 2025 | 65535
| High | BTM Battery Control | DLC-Thermostat-HVAC | General |  | Winter Evening | % of Load | 1 | 2025 | 65535
| High | BTM Battery Control | DLC-Thermostat-HVAC | General |  | Winter Evening | % of Load | 0 | 2025 | 65535
| High | BTM Battery Control | DLC-Thermostat-DI-Baseboard Heating | General |  | Winter Evening | % of Load | 1 | 2025 | 65535
| High | BTM Battery Control | DLC-Thermostat-DI-Baseboard Heating | General |  | Winter Evening | % of Load | 0 | 2025 | 65535
| High | BTM Battery Control | DLC-Thermostat-BYOT-Baseboard Heating | General |  | Winter Evening | % of Load | 1 | 2025 | 65535
| High | BTM Battery Control | DLC-Thermostat-BYOT-Baseboard Heating | General |  | Winter Evening | % of Load | 0 | 2025 | 65535
| High | BTM Battery Control | DLC-Thermostat-DI-MSHP | General |  | Winter Evening | % of Load | 1 | 2025 | 65535
| High | BTM Battery Control | DLC-Thermostat-DI-MSHP | General |  | Winter Evening | % of Load | 0 | 2025 | 65535
| High | BTM Battery Control | DLC-Thermostat-BYOT-MSHP | General |  | Winter Evening | % of Load | 1 | 2025 | 65535
| High | BTM Battery Control | DLC-Thermostat-BYOT-MSHP | General |  | Winter Evening | % of Load | 0 | 2025 | 65535
| High | BTM Battery Control | C&I Curtailment-Turnkey-Manual HVAC Control | General |  | Winter Evening | % of Load | 1 | 2025 | 65535
| High | BTM Battery Control | C&I Curtailment-Turnkey-Manual HVAC Control | General |  | Winter Evening | % of Load | 0 | 2025 | 65535
| High | BTM Battery Control | C&I Curtailment-Turnkey-Auto-DR HVAC Control | General |  | Winter Evening | % of Load | 1 | 2025 | 65535
| High | BTM Battery Control | C&I Curtailment-Turnkey-Auto-DR HVAC Control | General |  | Winter Evening | % of Load | 0 | 2025 | 65535
| High | BTM Battery Control | C&I Curtailment-Turnkey-Standard Lighting Control | General |  | Winter Evening | % of Load | 1 | 2025 | 65535
| High | BTM Battery Control | C&I Curtailment-Turnkey-Standard Lighting Control | General |  | Winter Evening | % of Load | 0 | 2025 | 65535
| High | BTM Battery Control | C&I Curtailment-Turnkey-Advanced Lighting Control | General |  | Winter Evening | % of Load | 1 | 2025 | 65535
| High | BTM Battery Control | C&I Curtailment-Turnkey-Advanced Lighting Control | General |  | Winter Evening | % of Load | 0 | 2025 | 65535
| High | BTM Battery Control | C&I Curtailment-Turnkey-Water Heating Control | General |  | Winter Evening | % of Load | 1 | 2025 | 65535
| High | BTM Battery Control | C&I Curtailment-Turnkey-Water Heating Control | General |  | Winter Evening | % of Load | 0 | 2025 | 65535
| High | BTM Battery Control | C&I Curtailment-Turnkey-Other | General |  | Winter Evening | % of Load | 1 | 2025 | 65535
| High | BTM Battery Control | C&I Curtailment-Turnkey-Other | General |  | Winter Evening | % of Load | 0 | 2025 | 65535
| High | BTM Battery Control | DLC-Switch-Water Heating | Small Industrial |  | Winter Morning | % of Load | 1 | 2025 | 65535
| High | BTM Battery Control | DLC-Switch-Water Heating | Small Industrial |  | Winter Morning | % of Load | 0 | 2025 | 65535
| High | BTM Battery Control | DLC-BYOD-Water Heating | Small Industrial |  | Winter Morning | % of Load | 1 | 2025 | 65535
| High | BTM Battery Control | DLC-BYOD-Water Heating | Small Industrial |  | Winter Morning | % of Load | 0 | 2025 | 65535
| High | BTM Battery Control | DLC-Thermostat-DI-Central Heat Pump | Small Industrial |  | Winter Morning | % of Load | 1 | 2025 | 65535
| High | BTM Battery Control | DLC-Thermostat-DI-Central Heat Pump | Small Industrial |  | Winter Morning | % of Load | 0 | 2025 | 65535
| High | BTM Battery Control | DLC-Thermostat-BYOT-Central Heat Pump | Small Industrial |  | Winter Morning | % of Load | 1 | 2025 | 65535
| High | BTM Battery Control | DLC-Thermostat-BYOT-Central Heat Pump | Small Industrial |  | Winter Morning | % of Load | 0 | 2025 | 65535
| High | BTM Battery Control | DLC-Thermostat-HVAC | Small Industrial |  | Winter Morning | % of Load | 1 | 2025 | 65535
| High | BTM Battery Control | DLC-Thermostat-HVAC | Small Industrial |  | Winter Morning | % of Load | 0 | 2025 | 65535
| High | BTM Battery Control | DLC-Thermostat-DI-Baseboard Heating | Small Industrial |  | Winter Morning | % of Load | 1 | 2025 | 65535
| High | BTM Battery Control | DLC-Thermostat-DI-Baseboard Heating | Small Industrial |  | Winter Morning | % of Load | 0 | 2025 | 65535
| High | BTM Battery Control | DLC-Thermostat-BYOT-Baseboard Heating | Small Industrial |  | Winter Morning | % of Load | 1 | 2025 | 65535
| High | BTM Battery Control | DLC-Thermostat-BYOT-Baseboard Heating | Small Industrial |  | Winter Morning | % of Load | 0 | 2025 | 65535
| High | BTM Battery Control | DLC-Thermostat-DI-MSHP | Small Industrial |  | Winter Morning | % of Load | 1 | 2025 | 65535
| High | BTM Battery Control | DLC-Thermostat-DI-MSHP | Small Industrial |  | Winter Morning | % of Load | 0 | 2025 | 65535
| High | BTM Battery Control | DLC-Thermostat-BYOT-MSHP | Small Industrial |  | Winter Morning | % of Load | 1 | 2025 | 65535
| High | BTM Battery Control | DLC-Thermostat-BYOT-MSHP | Small Industrial |  | Winter Morning | % of Load | 0 | 2025 | 65535
| High | BTM Battery Control | C&I Curtailment-Turnkey-Manual HVAC Control | Small Industrial |  | Winter Morning | % of Load | 1 | 2025 | 65535
| High | BTM Battery Control | C&I Curtailment-Turnkey-Manual HVAC Control | Small Industrial |  | Winter Morning | % of Load | 0 | 2025 | 65535
| High | BTM Battery Control | C&I Curtailment-Turnkey-Auto-DR HVAC Control | Small Industrial |  | Winter Morning | % of Load | 1 | 2025 | 65535
| High | BTM Battery Control | C&I Curtailment-Turnkey-Auto-DR HVAC Control | Small Industrial |  | Winter Morning | % of Load | 0 | 2025 | 65535
| High | BTM Battery Control | C&I Curtailment-Turnkey-Standard Lighting Control | Small Industrial |  | Winter Morning | % of Load | 1 | 2025 | 65535
| High | BTM Battery Control | C&I Curtailment-Turnkey-Standard Lighting Control | Small Industrial |  | Winter Morning | % of Load | 0 | 2025 | 65535
| High | BTM Battery Control | C&I Curtailment-Turnkey-Advanced Lighting Control | Small Industrial |  | Winter Morning | % of Load | 1 | 2025 | 65535
| High | BTM Battery Control | C&I Curtailment-Turnkey-Advanced Lighting Control | Small Industrial |  | Winter Morning | % of Load | 0 | 2025 | 65535
| High | BTM Battery Control | C&I Curtailment-Turnkey-Water Heating Control | Small Industrial |  | Winter Morning | % of Load | 1 | 2025 | 65535
| High | BTM Battery Control | C&I Curtailment-Turnkey-Water Heating Control | Small Industrial |  | Winter Morning | % of Load | 0 | 2025 | 65535
| High | BTM Battery Control | C&I Curtailment-Turnkey-Other | Small Industrial |  | Winter Morning | % of Load | 1 | 2025 | 65535
| High | BTM Battery Control | C&I Curtailment-Turnkey-Other | Small Industrial |  | Winter Morning | % of Load | 0 | 2025 | 65535
| High | BTM Battery Control | C&I Curtailment-Turnkey-Industrial | Small Industrial |  | Winter Morning | % of Load | 1 | 2025 | 65535
| High | BTM Battery Control | C&I Curtailment-Turnkey-Industrial | Small Industrial |  | Winter Morning | % of Load | 0 | 2025 | 65535
| High | BTM Battery Control | DLC-Switch-Water Heating | Small Industrial |  | Winter Evening | % of Load | 1 | 2025 | 65535
| High | BTM Battery Control | DLC-Switch-Water Heating | Small Industrial |  | Winter Evening | % of Load | 0 | 2025 | 65535
| High | BTM Battery Control | DLC-BYOD-Water Heating | Small Industrial |  | Winter Evening | % of Load | 1 | 2025 | 65535
| High | BTM Battery Control | DLC-BYOD-Water Heating | Small Industrial |  | Winter Evening | % of Load | 0 | 2025 | 65535
| High | BTM Battery Control | DLC-Thermostat-DI-Central Heat Pump | Small Industrial |  | Winter Evening | % of Load | 1 | 2025 | 65535
| High | BTM Battery Control | DLC-Thermostat-DI-Central Heat Pump | Small Industrial |  | Winter Evening | % of Load | 0 | 2025 | 65535
| High | BTM Battery Control | DLC-Thermostat-BYOT-Central Heat Pump | Small Industrial |  | Winter Evening | % of Load | 1 | 2025 | 65535
| High | BTM Battery Control | DLC-Thermostat-BYOT-Central Heat Pump | Small Industrial |  | Winter Evening | % of Load | 0 | 2025 | 65535
| High | BTM Battery Control | DLC-Thermostat-HVAC | Small Industrial |  | Winter Evening | % of Load | 1 | 2025 | 65535
| High | BTM Battery Control | DLC-Thermostat-HVAC | Small Industrial |  | Winter Evening | % of Load | 0 | 2025 | 65535
| High | BTM Battery Control | DLC-Thermostat-DI-Baseboard Heating | Small Industrial |  | Winter Evening | % of Load | 1 | 2025 | 65535
| High | BTM Battery Control | DLC-Thermostat-DI-Baseboard Heating | Small Industrial |  | Winter Evening | % of Load | 0 | 2025 | 65535
| High | BTM Battery Control | DLC-Thermostat-BYOT-Baseboard Heating | Small Industrial |  | Winter Evening | % of Load | 1 | 2025 | 65535
| High | BTM Battery Control | DLC-Thermostat-BYOT-Baseboard Heating | Small Industrial |  | Winter Evening | % of Load | 0 | 2025 | 65535
| High | BTM Battery Control | DLC-Thermostat-DI-MSHP | Small Industrial |  | Winter Evening | % of Load | 1 | 2025 | 65535
| High | BTM Battery Control | DLC-Thermostat-DI-MSHP | Small Industrial |  | Winter Evening | % of Load | 0 | 2025 | 65535
| High | BTM Battery Control | DLC-Thermostat-BYOT-MSHP | Small Industrial |  | Winter Evening | % of Load | 1 | 2025 | 65535
| High | BTM Battery Control | DLC-Thermostat-BYOT-MSHP | Small Industrial |  | Winter Evening | % of Load | 0 | 2025 | 65535
| High | BTM Battery Control | C&I Curtailment-Turnkey-Manual HVAC Control | Small Industrial |  | Winter Evening | % of Load | 1 | 2025 | 65535
| High | BTM Battery Control | C&I Curtailment-Turnkey-Manual HVAC Control | Small Industrial |  | Winter Evening | % of Load | 0 | 2025 | 65535
| High | BTM Battery Control | C&I Curtailment-Turnkey-Auto-DR HVAC Control | Small Industrial |  | Winter Evening | % of Load | 1 | 2025 | 65535
| High | BTM Battery Control | C&I Curtailment-Turnkey-Auto-DR HVAC Control | Small Industrial |  | Winter Evening | % of Load | 0 | 2025 | 65535
| High | BTM Battery Control | C&I Curtailment-Turnkey-Standard Lighting Control | Small Industrial |  | Winter Evening | % of Load | 1 | 2025 | 65535
| High | BTM Battery Control | C&I Curtailment-Turnkey-Standard Lighting Control | Small Industrial |  | Winter Evening | % of Load | 0 | 2025 | 65535
| High | BTM Battery Control | C&I Curtailment-Turnkey-Advanced Lighting Control | Small Industrial |  | Winter Evening | % of Load | 1 | 2025 | 65535
| High | BTM Battery Control | C&I Curtailment-Turnkey-Advanced Lighting Control | Small Industrial |  | Winter Evening | % of Load | 0 | 2025 | 65535
| High | BTM Battery Control | C&I Curtailment-Turnkey-Water Heating Control | Small Industrial |  | Winter Evening | % of Load | 1 | 2025 | 65535
| High | BTM Battery Control | C&I Curtailment-Turnkey-Water Heating Control | Small Industrial |  | Winter Evening | % of Load | 0 | 2025 | 65535
| High | BTM Battery Control | C&I Curtailment-Turnkey-Other | Small Industrial |  | Winter Evening | % of Load | 1 | 2025 | 65535
| High | BTM Battery Control | C&I Curtailment-Turnkey-Other | Small Industrial |  | Winter Evening | % of Load | 0 | 2025 | 65535
| High | BTM Battery Control | C&I Curtailment-Turnkey-Industrial | Small Industrial |  | Winter Evening | % of Load | 1 | 2025 | 65535
| High | BTM Battery Control | C&I Curtailment-Turnkey-Industrial | Small Industrial |  | Winter Evening | % of Load | 0 | 2025 | 65535
| High | BTM Battery Control | DLC-Switch-Water Heating | Medium Industrial |  | Winter Morning | % of Load | 1 | 2025 | 65535
| High | BTM Battery Control | DLC-Switch-Water Heating | Medium Industrial |  | Winter Morning | % of Load | 0 | 2025 | 65535
| High | BTM Battery Control | DLC-BYOD-Water Heating | Medium Industrial |  | Winter Morning | % of Load | 1 | 2025 | 65535
| High | BTM Battery Control | DLC-BYOD-Water Heating | Medium Industrial |  | Winter Morning | % of Load | 0 | 2025 | 65535
| High | BTM Battery Control | DLC-Thermostat-DI-Central Heat Pump | Medium Industrial |  | Winter Morning | % of Load | 1 | 2025 | 65535
| High | BTM Battery Control | DLC-Thermostat-DI-Central Heat Pump | Medium Industrial |  | Winter Morning | % of Load | 0 | 2025 | 65535
| High | BTM Battery Control | DLC-Thermostat-BYOT-Central Heat Pump | Medium Industrial |  | Winter Morning | % of Load | 1 | 2025 | 65535
| High | BTM Battery Control | DLC-Thermostat-BYOT-Central Heat Pump | Medium Industrial |  | Winter Morning | % of Load | 0 | 2025 | 65535
| High | BTM Battery Control | DLC-Thermostat-HVAC | Medium Industrial |  | Winter Morning | % of Load | 1 | 2025 | 65535
| High | BTM Battery Control | DLC-Thermostat-HVAC | Medium Industrial |  | Winter Morning | % of Load | 0 | 2025 | 65535
| High | BTM Battery Control | DLC-Thermostat-DI-Baseboard Heating | Medium Industrial |  | Winter Morning | % of Load | 1 | 2025 | 65535
| High | BTM Battery Control | DLC-Thermostat-DI-Baseboard Heating | Medium Industrial |  | Winter Morning | % of Load | 0 | 2025 | 65535
| High | BTM Battery Control | DLC-Thermostat-BYOT-Baseboard Heating | Medium Industrial |  | Winter Morning | % of Load | 1 | 2025 | 65535
| High | BTM Battery Control | DLC-Thermostat-BYOT-Baseboard Heating | Medium Industrial |  | Winter Morning | % of Load | 0 | 2025 | 65535
| High | BTM Battery Control | DLC-Thermostat-DI-MSHP | Medium Industrial |  | Winter Morning | % of Load | 1 | 2025 | 65535
| High | BTM Battery Control | DLC-Thermostat-DI-MSHP | Medium Industrial |  | Winter Morning | % of Load | 0 | 2025 | 65535
| High | BTM Battery Control | DLC-Thermostat-BYOT-MSHP | Medium Industrial |  | Winter Morning | % of Load | 1 | 2025 | 65535
| High | BTM Battery Control | DLC-Thermostat-BYOT-MSHP | Medium Industrial |  | Winter Morning | % of Load | 0 | 2025 | 65535
| High | BTM Battery Control | C&I Curtailment-Turnkey-Manual HVAC Control | Medium Industrial |  | Winter Morning | % of Load | 1 | 2025 | 65535
| High | BTM Battery Control | C&I Curtailment-Turnkey-Manual HVAC Control | Medium Industrial |  | Winter Morning | % of Load | 0 | 2025 | 65535
| High | BTM Battery Control | C&I Curtailment-Turnkey-Auto-DR HVAC Control | Medium Industrial |  | Winter Morning | % of Load | 1 | 2025 | 65535
| High | BTM Battery Control | C&I Curtailment-Turnkey-Auto-DR HVAC Control | Medium Industrial |  | Winter Morning | % of Load | 0 | 2025 | 65535
| High | BTM Battery Control | C&I Curtailment-Turnkey-Standard Lighting Control | Medium Industrial |  | Winter Morning | % of Load | 1 | 2025 | 65535
| High | BTM Battery Control | C&I Curtailment-Turnkey-Standard Lighting Control | Medium Industrial |  | Winter Morning | % of Load | 0 | 2025 | 65535
| High | BTM Battery Control | C&I Curtailment-Turnkey-Advanced Lighting Control | Medium Industrial |  | Winter Morning | % of Load | 1 | 2025 | 65535
| High | BTM Battery Control | C&I Curtailment-Turnkey-Advanced Lighting Control | Medium Industrial |  | Winter Morning | % of Load | 0 | 2025 | 65535
| High | BTM Battery Control | C&I Curtailment-Turnkey-Water Heating Control | Medium Industrial |  | Winter Morning | % of Load | 1 | 2025 | 65535
| High | BTM Battery Control | C&I Curtailment-Turnkey-Water Heating Control | Medium Industrial |  | Winter Morning | % of Load | 0 | 2025 | 65535
| High | BTM Battery Control | C&I Curtailment-Turnkey-Other | Medium Industrial |  | Winter Morning | % of Load | 1 | 2025 | 65535
| High | BTM Battery Control | C&I Curtailment-Turnkey-Other | Medium Industrial |  | Winter Morning | % of Load | 0 | 2025 | 65535
| High | BTM Battery Control | DLC-Switch-Water Heating | Medium Industrial |  | Winter Evening | % of Load | 1 | 2025 | 65535
| High | BTM Battery Control | DLC-Switch-Water Heating | Medium Industrial |  | Winter Evening | % of Load | 0 | 2025 | 65535
| High | BTM Battery Control | DLC-BYOD-Water Heating | Medium Industrial |  | Winter Evening | % of Load | 1 | 2025 | 65535
| High | BTM Battery Control | DLC-BYOD-Water Heating | Medium Industrial |  | Winter Evening | % of Load | 0 | 2025 | 65535
| High | BTM Battery Control | DLC-Thermostat-DI-Central Heat Pump | Medium Industrial |  | Winter Evening | % of Load | 1 | 2025 | 65535
| High | BTM Battery Control | DLC-Thermostat-DI-Central Heat Pump | Medium Industrial |  | Winter Evening | % of Load | 0 | 2025 | 65535
| High | BTM Battery Control | DLC-Thermostat-BYOT-Central Heat Pump | Medium Industrial |  | Winter Evening | % of Load | 1 | 2025 | 65535
| High | BTM Battery Control | DLC-Thermostat-BYOT-Central Heat Pump | Medium Industrial |  | Winter Evening | % of Load | 0 | 2025 | 65535
| High | BTM Battery Control | DLC-Thermostat-HVAC | Medium Industrial |  | Winter Evening | % of Load | 1 | 2025 | 65535
| High | BTM Battery Control | DLC-Thermostat-HVAC | Medium Industrial |  | Winter Evening | % of Load | 0 | 2025 | 65535
| High | BTM Battery Control | DLC-Thermostat-DI-Baseboard Heating | Medium Industrial |  | Winter Evening | % of Load | 1 | 2025 | 65535
| High | BTM Battery Control | DLC-Thermostat-DI-Baseboard Heating | Medium Industrial |  | Winter Evening | % of Load | 0 | 2025 | 65535
| High | BTM Battery Control | DLC-Thermostat-BYOT-Baseboard Heating | Medium Industrial |  | Winter Evening | % of Load | 1 | 2025 | 65535
| High | BTM Battery Control | DLC-Thermostat-BYOT-Baseboard Heating | Medium Industrial |  | Winter Evening | % of Load | 0 | 2025 | 65535
| High | BTM Battery Control | DLC-Thermostat-DI-MSHP | Medium Industrial |  | Winter Evening | % of Load | 1 | 2025 | 65535
| High | BTM Battery Control | DLC-Thermostat-DI-MSHP | Medium Industrial |  | Winter Evening | % of Load | 0 | 2025 | 65535
| High | BTM Battery Control | DLC-Thermostat-BYOT-MSHP | Medium Industrial |  | Winter Evening | % of Load | 1 | 2025 | 65535
| High | BTM Battery Control | DLC-Thermostat-BYOT-MSHP | Medium Industrial |  | Winter Evening | % of Load | 0 | 2025 | 65535
| High | BTM Battery Control | C&I Curtailment-Turnkey-Manual HVAC Control | Medium Industrial |  | Winter Evening | % of Load | 1 | 2025 | 65535
| High | BTM Battery Control | C&I Curtailment-Turnkey-Manual HVAC Control | Medium Industrial |  | Winter Evening | % of Load | 0 | 2025 | 65535
| High | BTM Battery Control | C&I Curtailment-Turnkey-Auto-DR HVAC Control | Medium Industrial |  | Winter Evening | % of Load | 1 | 2025 | 65535
| High | BTM Battery Control | C&I Curtailment-Turnkey-Auto-DR HVAC Control | Medium Industrial |  | Winter Evening | % of Load | 0 | 2025 | 65535
| High | BTM Battery Control | C&I Curtailment-Turnkey-Standard Lighting Control | Medium Industrial |  | Winter Evening | % of Load | 1 | 2025 | 65535
| High | BTM Battery Control | C&I Curtailment-Turnkey-Standard Lighting Control | Medium Industrial |  | Winter Evening | % of Load | 0 | 2025 | 65535
| High | BTM Battery Control | C&I Curtailment-Turnkey-Advanced Lighting Control | Medium Industrial |  | Winter Evening | % of Load | 1 | 2025 | 65535
| High | BTM Battery Control | C&I Curtailment-Turnkey-Advanced Lighting Control | Medium Industrial |  | Winter Evening | % of Load | 0 | 2025 | 65535
| High | BTM Battery Control | C&I Curtailment-Turnkey-Water Heating Control | Medium Industrial |  | Winter Evening | % of Load | 1 | 2025 | 65535
| High | BTM Battery Control | C&I Curtailment-Turnkey-Water Heating Control | Medium Industrial |  | Winter Evening | % of Load | 0 | 2025 | 65535
| High | BTM Battery Control | C&I Curtailment-Turnkey-Other | Medium Industrial |  | Winter Evening | % of Load | 1 | 2025 | 65535
| High | BTM Battery Control | C&I Curtailment-Turnkey-Other | Medium Industrial |  | Winter Evening | % of Load | 0 | 2025 | 65535
| High | BTM Battery Control | BTM Battery Control-BYOB | Residential Charitable |  | Winter Morning | % of Load | 1 | 2025 | 65535
| High | BTM Battery Control | BTM Battery Control-BYOB | Residential Charitable |  | Winter Morning | % of Load | 0 | 2025 | 65535
| High | BTM Battery Control | BTM Battery Control-BYOB | Residential Charitable |  | Winter Evening | % of Load | 1 | 2025 | 65535
| High | BTM Battery Control | BTM Battery Control-BYOB | Residential Charitable |  | Winter Evening | % of Load | 0 | 2025 | 65535
| High | EV Charging Control | DLC-Switch-Water Heating | Small General |  | Winter Morning | % of Load | 1 | 2025 | 65535
| High | EV Charging Control | DLC-Switch-Water Heating | Small General |  | Winter Morning | % of Load | 0 | 2025 | 65535
| High | EV Charging Control | DLC-BYOD-Water Heating | Small General |  | Winter Morning | % of Load | 1 | 2025 | 65535
| High | EV Charging Control | DLC-BYOD-Water Heating | Small General |  | Winter Morning | % of Load | 0 | 2025 | 65535
| High | EV Charging Control | DLC-Thermostat-DI-Central Heat Pump | Small General |  | Winter Morning | % of Load | 1 | 2025 | 65535
| High | EV Charging Control | DLC-Thermostat-DI-Central Heat Pump | Small General |  | Winter Morning | % of Load | 0 | 2025 | 65535
| High | EV Charging Control | DLC-Thermostat-BYOT-Central Heat Pump | Small General |  | Winter Morning | % of Load | 1 | 2025 | 65535
| High | EV Charging Control | DLC-Thermostat-BYOT-Central Heat Pump | Small General |  | Winter Morning | % of Load | 0 | 2025 | 65535
| High | EV Charging Control | DLC-Thermostat-HVAC | Small General |  | Winter Morning | % of Load | 1 | 2025 | 65535
| High | EV Charging Control | DLC-Thermostat-HVAC | Small General |  | Winter Morning | % of Load | 0 | 2025 | 65535
| High | EV Charging Control | DLC-Thermostat-DI-Baseboard Heating | Small General |  | Winter Morning | % of Load | 1 | 2025 | 65535
| High | EV Charging Control | DLC-Thermostat-DI-Baseboard Heating | Small General |  | Winter Morning | % of Load | 0 | 2025 | 65535
| High | EV Charging Control | DLC-Thermostat-BYOT-Baseboard Heating | Small General |  | Winter Morning | % of Load | 1 | 2025 | 65535
| High | EV Charging Control | DLC-Thermostat-BYOT-Baseboard Heating | Small General |  | Winter Morning | % of Load | 0 | 2025 | 65535
| High | EV Charging Control | DLC-Thermostat-DI-MSHP | Small General |  | Winter Morning | % of Load | 1 | 2025 | 65535
| High | EV Charging Control | DLC-Thermostat-DI-MSHP | Small General |  | Winter Morning | % of Load | 0 | 2025 | 65535
| High | EV Charging Control | DLC-Thermostat-BYOT-MSHP | Small General |  | Winter Morning | % of Load | 1 | 2025 | 65535
| High | EV Charging Control | DLC-Thermostat-BYOT-MSHP | Small General |  | Winter Morning | % of Load | 0 | 2025 | 65535
| High | EV Charging Control | C&I Curtailment-Turnkey-Manual HVAC Control | Small General |  | Winter Morning | % of Load | 1 | 2025 | 65535
| High | EV Charging Control | C&I Curtailment-Turnkey-Manual HVAC Control | Small General |  | Winter Morning | % of Load | 0 | 2025 | 65535
| High | EV Charging Control | C&I Curtailment-Turnkey-Auto-DR HVAC Control | Small General |  | Winter Morning | % of Load | 1 | 2025 | 65535
| High | EV Charging Control | C&I Curtailment-Turnkey-Auto-DR HVAC Control | Small General |  | Winter Morning | % of Load | 0 | 2025 | 65535
| High | EV Charging Control | C&I Curtailment-Turnkey-Standard Lighting Control | Small General |  | Winter Morning | % of Load | 1 | 2025 | 65535
| High | EV Charging Control | C&I Curtailment-Turnkey-Standard Lighting Control | Small General |  | Winter Morning | % of Load | 0 | 2025 | 65535
| High | EV Charging Control | C&I Curtailment-Turnkey-Advanced Lighting Control | Small General |  | Winter Morning | % of Load | 1 | 2025 | 65535
| High | EV Charging Control | C&I Curtailment-Turnkey-Advanced Lighting Control | Small General |  | Winter Morning | % of Load | 0 | 2025 | 65535
| High | EV Charging Control | C&I Curtailment-Turnkey-Water Heating Control | Small General |  | Winter Morning | % of Load | 1 | 2025 | 65535
| High | EV Charging Control | C&I Curtailment-Turnkey-Water Heating Control | Small General |  | Winter Morning | % of Load | 0 | 2025 | 65535
| High | EV Charging Control | C&I Curtailment-Turnkey-Other | Small General |  | Winter Morning | % of Load | 1 | 2025 | 65535
| High | EV Charging Control | C&I Curtailment-Turnkey-Other | Small General |  | Winter Morning | % of Load | 0 | 2025 | 65535
| High | EV Charging Control | Dynamic Pricing with enabling tech. | Small General |  | Winter Morning | % of Load | 1 | 2025 | 65535
| High | EV Charging Control | Dynamic Pricing with enabling tech. | Small General |  | Winter Morning | % of Load | 0 | 2025 | 65535
| High | EV Charging Control | DLC-Switch-Water Heating | Small General |  | Winter Evening | % of Load | 1 | 2025 | 65535
| High | EV Charging Control | DLC-Switch-Water Heating | Small General |  | Winter Evening | % of Load | 0 | 2025 | 65535
| High | EV Charging Control | DLC-BYOD-Water Heating | Small General |  | Winter Evening | % of Load | 1 | 2025 | 65535
| High | EV Charging Control | DLC-BYOD-Water Heating | Small General |  | Winter Evening | % of Load | 0 | 2025 | 65535
| High | EV Charging Control | DLC-Thermostat-DI-Central Heat Pump | Small General |  | Winter Evening | % of Load | 1 | 2025 | 65535
| High | EV Charging Control | DLC-Thermostat-DI-Central Heat Pump | Small General |  | Winter Evening | % of Load | 0 | 2025 | 65535
| High | EV Charging Control | DLC-Thermostat-BYOT-Central Heat Pump | Small General |  | Winter Evening | % of Load | 1 | 2025 | 65535
| High | EV Charging Control | DLC-Thermostat-BYOT-Central Heat Pump | Small General |  | Winter Evening | % of Load | 0 | 2025 | 65535
| High | EV Charging Control | DLC-Thermostat-HVAC | Small General |  | Winter Evening | % of Load | 1 | 2025 | 65535
| High | EV Charging Control | DLC-Thermostat-HVAC | Small General |  | Winter Evening | % of Load | 0 | 2025 | 65535
| High | EV Charging Control | DLC-Thermostat-DI-Baseboard Heating | Small General |  | Winter Evening | % of Load | 1 | 2025 | 65535
| High | EV Charging Control | DLC-Thermostat-DI-Baseboard Heating | Small General |  | Winter Evening | % of Load | 0 | 2025 | 65535
| High | EV Charging Control | DLC-Thermostat-BYOT-Baseboard Heating | Small General |  | Winter Evening | % of Load | 1 | 2025 | 65535
| High | EV Charging Control | DLC-Thermostat-BYOT-Baseboard Heating | Small General |  | Winter Evening | % of Load | 0 | 2025 | 65535
| High | EV Charging Control | DLC-Thermostat-DI-MSHP | Small General |  | Winter Evening | % of Load | 1 | 2025 | 65535
| High | EV Charging Control | DLC-Thermostat-DI-MSHP | Small General |  | Winter Evening | % of Load | 0 | 2025 | 65535
| High | EV Charging Control | DLC-Thermostat-BYOT-MSHP | Small General |  | Winter Evening | % of Load | 1 | 2025 | 65535
| High | EV Charging Control | DLC-Thermostat-BYOT-MSHP | Small General |  | Winter Evening | % of Load | 0 | 2025 | 65535
| High | EV Charging Control | C&I Curtailment-Turnkey-Manual HVAC Control | Small General |  | Winter Evening | % of Load | 1 | 2025 | 65535
| High | EV Charging Control | C&I Curtailment-Turnkey-Manual HVAC Control | Small General |  | Winter Evening | % of Load | 0 | 2025 | 65535
| High | EV Charging Control | C&I Curtailment-Turnkey-Auto-DR HVAC Control | Small General |  | Winter Evening | % of Load | 1 | 2025 | 65535
| High | EV Charging Control | C&I Curtailment-Turnkey-Auto-DR HVAC Control | Small General |  | Winter Evening | % of Load | 0 | 2025 | 65535
| High | EV Charging Control | C&I Curtailment-Turnkey-Standard Lighting Control | Small General |  | Winter Evening | % of Load | 1 | 2025 | 65535
| High | EV Charging Control | C&I Curtailment-Turnkey-Standard Lighting Control | Small General |  | Winter Evening | % of Load | 0 | 2025 | 65535
| High | EV Charging Control | C&I Curtailment-Turnkey-Advanced Lighting Control | Small General |  | Winter Evening | % of Load | 1 | 2025 | 65535
| High | EV Charging Control | C&I Curtailment-Turnkey-Advanced Lighting Control | Small General |  | Winter Evening | % of Load | 0 | 2025 | 65535
| High | EV Charging Control | C&I Curtailment-Turnkey-Water Heating Control | Small General |  | Winter Evening | % of Load | 1 | 2025 | 65535
| High | EV Charging Control | C&I Curtailment-Turnkey-Water Heating Control | Small General |  | Winter Evening | % of Load | 0 | 2025 | 65535
| High | EV Charging Control | C&I Curtailment-Turnkey-Other | Small General |  | Winter Evening | % of Load | 1 | 2025 | 65535
| High | EV Charging Control | C&I Curtailment-Turnkey-Other | Small General |  | Winter Evening | % of Load | 0 | 2025 | 65535
| High | EV Charging Control | Dynamic Pricing with enabling tech. | Small General |  | Winter Evening | % of Load | 1 | 2025 | 65535
| High | EV Charging Control | Dynamic Pricing with enabling tech. | Small General |  | Winter Evening | % of Load | 0 | 2025 | 65535
| High | EV Charging Control | DLC-Switch-Water Heating | General |  | Winter Morning | % of Load | 1 | 2025 | 65535
| High | EV Charging Control | DLC-Switch-Water Heating | General |  | Winter Morning | % of Load | 0 | 2025 | 65535
| High | EV Charging Control | DLC-BYOD-Water Heating | General |  | Winter Morning | % of Load | 1 | 2025 | 65535
| High | EV Charging Control | DLC-BYOD-Water Heating | General |  | Winter Morning | % of Load | 0 | 2025 | 65535
| High | EV Charging Control | DLC-Thermostat-DI-Central Heat Pump | General |  | Winter Morning | % of Load | 1 | 2025 | 65535
| High | EV Charging Control | DLC-Thermostat-DI-Central Heat Pump | General |  | Winter Morning | % of Load | 0 | 2025 | 65535
| High | EV Charging Control | DLC-Thermostat-BYOT-Central Heat Pump | General |  | Winter Morning | % of Load | 1 | 2025 | 65535
| High | EV Charging Control | DLC-Thermostat-BYOT-Central Heat Pump | General |  | Winter Morning | % of Load | 0 | 2025 | 65535
| High | EV Charging Control | DLC-Thermostat-HVAC | General |  | Winter Morning | % of Load | 1 | 2025 | 65535
| High | EV Charging Control | DLC-Thermostat-HVAC | General |  | Winter Morning | % of Load | 0 | 2025 | 65535
| High | EV Charging Control | DLC-Thermostat-DI-Baseboard Heating | General |  | Winter Morning | % of Load | 1 | 2025 | 65535
| High | EV Charging Control | DLC-Thermostat-DI-Baseboard Heating | General |  | Winter Morning | % of Load | 0 | 2025 | 65535
| High | EV Charging Control | DLC-Thermostat-BYOT-Baseboard Heating | General |  | Winter Morning | % of Load | 1 | 2025 | 65535
| High | EV Charging Control | DLC-Thermostat-BYOT-Baseboard Heating | General |  | Winter Morning | % of Load | 0 | 2025 | 65535
| High | EV Charging Control | DLC-Thermostat-DI-MSHP | General |  | Winter Morning | % of Load | 1 | 2025 | 65535
| High | EV Charging Control | DLC-Thermostat-DI-MSHP | General |  | Winter Morning | % of Load | 0 | 2025 | 65535
| High | EV Charging Control | DLC-Thermostat-BYOT-MSHP | General |  | Winter Morning | % of Load | 1 | 2025 | 65535
| High | EV Charging Control | DLC-Thermostat-BYOT-MSHP | General |  | Winter Morning | % of Load | 0 | 2025 | 65535
| High | EV Charging Control | C&I Curtailment-Turnkey-Manual HVAC Control | General |  | Winter Morning | % of Load | 1 | 2025 | 65535
| High | EV Charging Control | C&I Curtailment-Turnkey-Manual HVAC Control | General |  | Winter Morning | % of Load | 0 | 2025 | 65535
| High | EV Charging Control | C&I Curtailment-Turnkey-Auto-DR HVAC Control | General |  | Winter Morning | % of Load | 1 | 2025 | 65535
| High | EV Charging Control | C&I Curtailment-Turnkey-Auto-DR HVAC Control | General |  | Winter Morning | % of Load | 0 | 2025 | 65535
| High | EV Charging Control | C&I Curtailment-Turnkey-Standard Lighting Control | General |  | Winter Morning | % of Load | 1 | 2025 | 65535
| High | EV Charging Control | C&I Curtailment-Turnkey-Standard Lighting Control | General |  | Winter Morning | % of Load | 0 | 2025 | 65535
| High | EV Charging Control | C&I Curtailment-Turnkey-Advanced Lighting Control | General |  | Winter Morning | % of Load | 1 | 2025 | 65535
| High | EV Charging Control | C&I Curtailment-Turnkey-Advanced Lighting Control | General |  | Winter Morning | % of Load | 0 | 2025 | 65535
| High | EV Charging Control | C&I Curtailment-Turnkey-Water Heating Control | General |  | Winter Morning | % of Load | 1 | 2025 | 65535
| High | EV Charging Control | C&I Curtailment-Turnkey-Water Heating Control | General |  | Winter Morning | % of Load | 0 | 2025 | 65535
| High | EV Charging Control | C&I Curtailment-Turnkey-Other | General |  | Winter Morning | % of Load | 1 | 2025 | 65535
| High | EV Charging Control | C&I Curtailment-Turnkey-Other | General |  | Winter Morning | % of Load | 0 | 2025 | 65535
| High | EV Charging Control | DLC-Switch-Water Heating | General |  | Winter Evening | % of Load | 1 | 2025 | 65535
| High | EV Charging Control | DLC-Switch-Water Heating | General |  | Winter Evening | % of Load | 0 | 2025 | 65535
| High | EV Charging Control | DLC-BYOD-Water Heating | General |  | Winter Evening | % of Load | 1 | 2025 | 65535
| High | EV Charging Control | DLC-BYOD-Water Heating | General |  | Winter Evening | % of Load | 0 | 2025 | 65535
| High | EV Charging Control | DLC-Thermostat-DI-Central Heat Pump | General |  | Winter Evening | % of Load | 1 | 2025 | 65535
| High | EV Charging Control | DLC-Thermostat-DI-Central Heat Pump | General |  | Winter Evening | % of Load | 0 | 2025 | 65535
| High | EV Charging Control | DLC-Thermostat-BYOT-Central Heat Pump | General |  | Winter Evening | % of Load | 1 | 2025 | 65535
| High | EV Charging Control | DLC-Thermostat-BYOT-Central Heat Pump | General |  | Winter Evening | % of Load | 0 | 2025 | 65535
| High | EV Charging Control | DLC-Thermostat-HVAC | General |  | Winter Evening | % of Load | 1 | 2025 | 65535
| High | EV Charging Control | DLC-Thermostat-HVAC | General |  | Winter Evening | % of Load | 0 | 2025 | 65535
| High | EV Charging Control | DLC-Thermostat-DI-Baseboard Heating | General |  | Winter Evening | % of Load | 1 | 2025 | 65535
| High | EV Charging Control | DLC-Thermostat-DI-Baseboard Heating | General |  | Winter Evening | % of Load | 0 | 2025 | 65535
| High | EV Charging Control | DLC-Thermostat-BYOT-Baseboard Heating | General |  | Winter Evening | % of Load | 1 | 2025 | 65535
| High | EV Charging Control | DLC-Thermostat-BYOT-Baseboard Heating | General |  | Winter Evening | % of Load | 0 | 2025 | 65535
| High | EV Charging Control | DLC-Thermostat-DI-MSHP | General |  | Winter Evening | % of Load | 1 | 2025 | 65535
| High | EV Charging Control | DLC-Thermostat-DI-MSHP | General |  | Winter Evening | % of Load | 0 | 2025 | 65535
| High | EV Charging Control | DLC-Thermostat-BYOT-MSHP | General |  | Winter Evening | % of Load | 1 | 2025 | 65535
| High | EV Charging Control | DLC-Thermostat-BYOT-MSHP | General |  | Winter Evening | % of Load | 0 | 2025 | 65535
| High | EV Charging Control | C&I Curtailment-Turnkey-Manual HVAC Control | General |  | Winter Evening | % of Load | 1 | 2025 | 65535
| High | EV Charging Control | C&I Curtailment-Turnkey-Manual HVAC Control | General |  | Winter Evening | % of Load | 0 | 2025 | 65535
| High | EV Charging Control | C&I Curtailment-Turnkey-Auto-DR HVAC Control | General |  | Winter Evening | % of Load | 1 | 2025 | 65535
| High | EV Charging Control | C&I Curtailment-Turnkey-Auto-DR HVAC Control | General |  | Winter Evening | % of Load | 0 | 2025 | 65535
| High | EV Charging Control | C&I Curtailment-Turnkey-Standard Lighting Control | General |  | Winter Evening | % of Load | 1 | 2025 | 65535
| High | EV Charging Control | C&I Curtailment-Turnkey-Standard Lighting Control | General |  | Winter Evening | % of Load | 0 | 2025 | 65535
| High | EV Charging Control | C&I Curtailment-Turnkey-Advanced Lighting Control | General |  | Winter Evening | % of Load | 1 | 2025 | 65535
| High | EV Charging Control | C&I Curtailment-Turnkey-Advanced Lighting Control | General |  | Winter Evening | % of Load | 0 | 2025 | 65535
| High | EV Charging Control | C&I Curtailment-Turnkey-Water Heating Control | General |  | Winter Evening | % of Load | 1 | 2025 | 65535
| High | EV Charging Control | C&I Curtailment-Turnkey-Water Heating Control | General |  | Winter Evening | % of Load | 0 | 2025 | 65535
| High | EV Charging Control | C&I Curtailment-Turnkey-Other | General |  | Winter Evening | % of Load | 1 | 2025 | 65535
| High | EV Charging Control | C&I Curtailment-Turnkey-Other | General |  | Winter Evening | % of Load | 0 | 2025 | 65535
| High | EV Charging Control | DLC-Switch-Water Heating | Small Industrial |  | Winter Morning | % of Load | 1 | 2025 | 65535
| High | EV Charging Control | DLC-Switch-Water Heating | Small Industrial |  | Winter Morning | % of Load | 0 | 2025 | 65535
| High | EV Charging Control | DLC-BYOD-Water Heating | Small Industrial |  | Winter Morning | % of Load | 1 | 2025 | 65535
| High | EV Charging Control | DLC-BYOD-Water Heating | Small Industrial |  | Winter Morning | % of Load | 0 | 2025 | 65535
| High | EV Charging Control | DLC-Thermostat-DI-Central Heat Pump | Small Industrial |  | Winter Morning | % of Load | 1 | 2025 | 65535
| High | EV Charging Control | DLC-Thermostat-DI-Central Heat Pump | Small Industrial |  | Winter Morning | % of Load | 0 | 2025 | 65535
| High | EV Charging Control | DLC-Thermostat-BYOT-Central Heat Pump | Small Industrial |  | Winter Morning | % of Load | 1 | 2025 | 65535
| High | EV Charging Control | DLC-Thermostat-BYOT-Central Heat Pump | Small Industrial |  | Winter Morning | % of Load | 0 | 2025 | 65535
| High | EV Charging Control | DLC-Thermostat-HVAC | Small Industrial |  | Winter Morning | % of Load | 1 | 2025 | 65535
| High | EV Charging Control | DLC-Thermostat-HVAC | Small Industrial |  | Winter Morning | % of Load | 0 | 2025 | 65535
| High | EV Charging Control | DLC-Thermostat-DI-Baseboard Heating | Small Industrial |  | Winter Morning | % of Load | 1 | 2025 | 65535
| High | EV Charging Control | DLC-Thermostat-DI-Baseboard Heating | Small Industrial |  | Winter Morning | % of Load | 0 | 2025 | 65535
| High | EV Charging Control | DLC-Thermostat-BYOT-Baseboard Heating | Small Industrial |  | Winter Morning | % of Load | 1 | 2025 | 65535
| High | EV Charging Control | DLC-Thermostat-BYOT-Baseboard Heating | Small Industrial |  | Winter Morning | % of Load | 0 | 2025 | 65535
| High | EV Charging Control | DLC-Thermostat-DI-MSHP | Small Industrial |  | Winter Morning | % of Load | 1 | 2025 | 65535
| High | EV Charging Control | DLC-Thermostat-DI-MSHP | Small Industrial |  | Winter Morning | % of Load | 0 | 2025 | 65535
| High | EV Charging Control | DLC-Thermostat-BYOT-MSHP | Small Industrial |  | Winter Morning | % of Load | 1 | 2025 | 65535
| High | EV Charging Control | DLC-Thermostat-BYOT-MSHP | Small Industrial |  | Winter Morning | % of Load | 0 | 2025 | 65535
| High | EV Charging Control | C&I Curtailment-Turnkey-Manual HVAC Control | Small Industrial |  | Winter Morning | % of Load | 1 | 2025 | 65535
| High | EV Charging Control | C&I Curtailment-Turnkey-Manual HVAC Control | Small Industrial |  | Winter Morning | % of Load | 0 | 2025 | 65535
| High | EV Charging Control | C&I Curtailment-Turnkey-Auto-DR HVAC Control | Small Industrial |  | Winter Morning | % of Load | 1 | 2025 | 65535
| High | EV Charging Control | C&I Curtailment-Turnkey-Auto-DR HVAC Control | Small Industrial |  | Winter Morning | % of Load | 0 | 2025 | 65535
| High | EV Charging Control | C&I Curtailment-Turnkey-Standard Lighting Control | Small Industrial |  | Winter Morning | % of Load | 1 | 2025 | 65535
| High | EV Charging Control | C&I Curtailment-Turnkey-Standard Lighting Control | Small Industrial |  | Winter Morning | % of Load | 0 | 2025 | 65535
| High | EV Charging Control | C&I Curtailment-Turnkey-Advanced Lighting Control | Small Industrial |  | Winter Morning | % of Load | 1 | 2025 | 65535
| High | EV Charging Control | C&I Curtailment-Turnkey-Advanced Lighting Control | Small Industrial |  | Winter Morning | % of Load | 0 | 2025 | 65535
| High | EV Charging Control | C&I Curtailment-Turnkey-Water Heating Control | Small Industrial |  | Winter Morning | % of Load | 1 | 2025 | 65535
| High | EV Charging Control | C&I Curtailment-Turnkey-Water Heating Control | Small Industrial |  | Winter Morning | % of Load | 0 | 2025 | 65535
| High | EV Charging Control | C&I Curtailment-Turnkey-Other | Small Industrial |  | Winter Morning | % of Load | 1 | 2025 | 65535
| High | EV Charging Control | C&I Curtailment-Turnkey-Other | Small Industrial |  | Winter Morning | % of Load | 0 | 2025 | 65535
| High | EV Charging Control | C&I Curtailment-Turnkey-Industrial | Small Industrial |  | Winter Morning | % of Load | 1 | 2025 | 65535
| High | EV Charging Control | C&I Curtailment-Turnkey-Industrial | Small Industrial |  | Winter Morning | % of Load | 0 | 2025 | 65535
| High | EV Charging Control | DLC-Switch-Water Heating | Small Industrial |  | Winter Evening | % of Load | 1 | 2025 | 65535
| High | EV Charging Control | DLC-Switch-Water Heating | Small Industrial |  | Winter Evening | % of Load | 0 | 2025 | 65535
| High | EV Charging Control | DLC-BYOD-Water Heating | Small Industrial |  | Winter Evening | % of Load | 1 | 2025 | 65535
| High | EV Charging Control | DLC-BYOD-Water Heating | Small Industrial |  | Winter Evening | % of Load | 0 | 2025 | 65535
| High | EV Charging Control | DLC-Thermostat-DI-Central Heat Pump | Small Industrial |  | Winter Evening | % of Load | 1 | 2025 | 65535
| High | EV Charging Control | DLC-Thermostat-DI-Central Heat Pump | Small Industrial |  | Winter Evening | % of Load | 0 | 2025 | 65535
| High | EV Charging Control | DLC-Thermostat-BYOT-Central Heat Pump | Small Industrial |  | Winter Evening | % of Load | 1 | 2025 | 65535
| High | EV Charging Control | DLC-Thermostat-BYOT-Central Heat Pump | Small Industrial |  | Winter Evening | % of Load | 0 | 2025 | 65535
| High | EV Charging Control | DLC-Thermostat-HVAC | Small Industrial |  | Winter Evening | % of Load | 1 | 2025 | 65535
| High | EV Charging Control | DLC-Thermostat-HVAC | Small Industrial |  | Winter Evening | % of Load | 0 | 2025 | 65535
| High | EV Charging Control | DLC-Thermostat-DI-Baseboard Heating | Small Industrial |  | Winter Evening | % of Load | 1 | 2025 | 65535
| High | EV Charging Control | DLC-Thermostat-DI-Baseboard Heating | Small Industrial |  | Winter Evening | % of Load | 0 | 2025 | 65535
| High | EV Charging Control | DLC-Thermostat-BYOT-Baseboard Heating | Small Industrial |  | Winter Evening | % of Load | 1 | 2025 | 65535
| High | EV Charging Control | DLC-Thermostat-BYOT-Baseboard Heating | Small Industrial |  | Winter Evening | % of Load | 0 | 2025 | 65535
| High | EV Charging Control | DLC-Thermostat-DI-MSHP | Small Industrial |  | Winter Evening | % of Load | 1 | 2025 | 65535
| High | EV Charging Control | DLC-Thermostat-DI-MSHP | Small Industrial |  | Winter Evening | % of Load | 0 | 2025 | 65535
| High | EV Charging Control | DLC-Thermostat-BYOT-MSHP | Small Industrial |  | Winter Evening | % of Load | 1 | 2025 | 65535
| High | EV Charging Control | DLC-Thermostat-BYOT-MSHP | Small Industrial |  | Winter Evening | % of Load | 0 | 2025 | 65535
| High | EV Charging Control | C&I Curtailment-Turnkey-Manual HVAC Control | Small Industrial |  | Winter Evening | % of Load | 1 | 2025 | 65535
| High | EV Charging Control | C&I Curtailment-Turnkey-Manual HVAC Control | Small Industrial |  | Winter Evening | % of Load | 0 | 2025 | 65535
| High | EV Charging Control | C&I Curtailment-Turnkey-Auto-DR HVAC Control | Small Industrial |  | Winter Evening | % of Load | 1 | 2025 | 65535
| High | EV Charging Control | C&I Curtailment-Turnkey-Auto-DR HVAC Control | Small Industrial |  | Winter Evening | % of Load | 0 | 2025 | 65535
| High | EV Charging Control | C&I Curtailment-Turnkey-Standard Lighting Control | Small Industrial |  | Winter Evening | % of Load | 1 | 2025 | 65535
| High | EV Charging Control | C&I Curtailment-Turnkey-Standard Lighting Control | Small Industrial |  | Winter Evening | % of Load | 0 | 2025 | 65535
| High | EV Charging Control | C&I Curtailment-Turnkey-Advanced Lighting Control | Small Industrial |  | Winter Evening | % of Load | 1 | 2025 | 65535
| High | EV Charging Control | C&I Curtailment-Turnkey-Advanced Lighting Control | Small Industrial |  | Winter Evening | % of Load | 0 | 2025 | 65535
| High | EV Charging Control | C&I Curtailment-Turnkey-Water Heating Control | Small Industrial |  | Winter Evening | % of Load | 1 | 2025 | 65535
| High | EV Charging Control | C&I Curtailment-Turnkey-Water Heating Control | Small Industrial |  | Winter Evening | % of Load | 0 | 2025 | 65535
| High | EV Charging Control | C&I Curtailment-Turnkey-Other | Small Industrial |  | Winter Evening | % of Load | 1 | 2025 | 65535
| High | EV Charging Control | C&I Curtailment-Turnkey-Other | Small Industrial |  | Winter Evening | % of Load | 0 | 2025 | 65535
| High | EV Charging Control | C&I Curtailment-Turnkey-Industrial | Small Industrial |  | Winter Evening | % of Load | 1 | 2025 | 65535
| High | EV Charging Control | C&I Curtailment-Turnkey-Industrial | Small Industrial |  | Winter Evening | % of Load | 0 | 2025 | 65535
| High | EV Charging Control | DLC-Switch-Water Heating | Medium Industrial |  | Winter Morning | % of Load | 1 | 2025 | 65535
| High | EV Charging Control | DLC-Switch-Water Heating | Medium Industrial |  | Winter Morning | % of Load | 0 | 2025 | 65535
| High | EV Charging Control | DLC-BYOD-Water Heating | Medium Industrial |  | Winter Morning | % of Load | 1 | 2025 | 65535
| High | EV Charging Control | DLC-BYOD-Water Heating | Medium Industrial |  | Winter Morning | % of Load | 0 | 2025 | 65535
| High | EV Charging Control | DLC-Thermostat-DI-Central Heat Pump | Medium Industrial |  | Winter Morning | % of Load | 1 | 2025 | 65535
| High | EV Charging Control | DLC-Thermostat-DI-Central Heat Pump | Medium Industrial |  | Winter Morning | % of Load | 0 | 2025 | 65535
| High | EV Charging Control | DLC-Thermostat-BYOT-Central Heat Pump | Medium Industrial |  | Winter Morning | % of Load | 1 | 2025 | 65535
| High | EV Charging Control | DLC-Thermostat-BYOT-Central Heat Pump | Medium Industrial |  | Winter Morning | % of Load | 0 | 2025 | 65535
| High | EV Charging Control | DLC-Thermostat-HVAC | Medium Industrial |  | Winter Morning | % of Load | 1 | 2025 | 65535
| High | EV Charging Control | DLC-Thermostat-HVAC | Medium Industrial |  | Winter Morning | % of Load | 0 | 2025 | 65535
| High | EV Charging Control | DLC-Thermostat-DI-Baseboard Heating | Medium Industrial |  | Winter Morning | % of Load | 1 | 2025 | 65535
| High | EV Charging Control | DLC-Thermostat-DI-Baseboard Heating | Medium Industrial |  | Winter Morning | % of Load | 0 | 2025 | 65535
| High | EV Charging Control | DLC-Thermostat-BYOT-Baseboard Heating | Medium Industrial |  | Winter Morning | % of Load | 1 | 2025 | 65535
| High | EV Charging Control | DLC-Thermostat-BYOT-Baseboard Heating | Medium Industrial |  | Winter Morning | % of Load | 0 | 2025 | 65535
| High | EV Charging Control | DLC-Thermostat-DI-MSHP | Medium Industrial |  | Winter Morning | % of Load | 1 | 2025 | 65535
| High | EV Charging Control | DLC-Thermostat-DI-MSHP | Medium Industrial |  | Winter Morning | % of Load | 0 | 2025 | 65535
| High | EV Charging Control | DLC-Thermostat-BYOT-MSHP | Medium Industrial |  | Winter Morning | % of Load | 1 | 2025 | 65535
| High | EV Charging Control | DLC-Thermostat-BYOT-MSHP | Medium Industrial |  | Winter Morning | % of Load | 0 | 2025 | 65535
| High | EV Charging Control | C&I Curtailment-Turnkey-Manual HVAC Control | Medium Industrial |  | Winter Morning | % of Load | 1 | 2025 | 65535
| High | EV Charging Control | C&I Curtailment-Turnkey-Manual HVAC Control | Medium Industrial |  | Winter Morning | % of Load | 0 | 2025 | 65535
| High | EV Charging Control | C&I Curtailment-Turnkey-Auto-DR HVAC Control | Medium Industrial |  | Winter Morning | % of Load | 1 | 2025 | 65535
| High | EV Charging Control | C&I Curtailment-Turnkey-Auto-DR HVAC Control | Medium Industrial |  | Winter Morning | % of Load | 0 | 2025 | 65535
| High | EV Charging Control | C&I Curtailment-Turnkey-Standard Lighting Control | Medium Industrial |  | Winter Morning | % of Load | 1 | 2025 | 65535
| High | EV Charging Control | C&I Curtailment-Turnkey-Standard Lighting Control | Medium Industrial |  | Winter Morning | % of Load | 0 | 2025 | 65535
| High | EV Charging Control | C&I Curtailment-Turnkey-Advanced Lighting Control | Medium Industrial |  | Winter Morning | % of Load | 1 | 2025 | 65535
| High | EV Charging Control | C&I Curtailment-Turnkey-Advanced Lighting Control | Medium Industrial |  | Winter Morning | % of Load | 0 | 2025 | 65535
| High | EV Charging Control | C&I Curtailment-Turnkey-Water Heating Control | Medium Industrial |  | Winter Morning | % of Load | 1 | 2025 | 65535
| High | EV Charging Control | C&I Curtailment-Turnkey-Water Heating Control | Medium Industrial |  | Winter Morning | % of Load | 0 | 2025 | 65535
| High | EV Charging Control | C&I Curtailment-Turnkey-Other | Medium Industrial |  | Winter Morning | % of Load | 1 | 2025 | 65535
| High | EV Charging Control | C&I Curtailment-Turnkey-Other | Medium Industrial |  | Winter Morning | % of Load | 0 | 2025 | 65535
| High | EV Charging Control | DLC-Switch-Water Heating | Medium Industrial |  | Winter Evening | % of Load | 1 | 2025 | 65535
| High | EV Charging Control | DLC-Switch-Water Heating | Medium Industrial |  | Winter Evening | % of Load | 0 | 2025 | 65535
| High | EV Charging Control | DLC-BYOD-Water Heating | Medium Industrial |  | Winter Evening | % of Load | 1 | 2025 | 65535
| High | EV Charging Control | DLC-BYOD-Water Heating | Medium Industrial |  | Winter Evening | % of Load | 0 | 2025 | 65535
| High | EV Charging Control | DLC-Thermostat-DI-Central Heat Pump | Medium Industrial |  | Winter Evening | % of Load | 1 | 2025 | 65535
| High | EV Charging Control | DLC-Thermostat-DI-Central Heat Pump | Medium Industrial |  | Winter Evening | % of Load | 0 | 2025 | 65535
| High | EV Charging Control | DLC-Thermostat-BYOT-Central Heat Pump | Medium Industrial |  | Winter Evening | % of Load | 1 | 2025 | 65535
| High | EV Charging Control | DLC-Thermostat-BYOT-Central Heat Pump | Medium Industrial |  | Winter Evening | % of Load | 0 | 2025 | 65535
| High | EV Charging Control | DLC-Thermostat-HVAC | Medium Industrial |  | Winter Evening | % of Load | 1 | 2025 | 65535
| High | EV Charging Control | DLC-Thermostat-HVAC | Medium Industrial |  | Winter Evening | % of Load | 0 | 2025 | 65535
| High | EV Charging Control | DLC-Thermostat-DI-Baseboard Heating | Medium Industrial |  | Winter Evening | % of Load | 1 | 2025 | 65535
| High | EV Charging Control | DLC-Thermostat-DI-Baseboard Heating | Medium Industrial |  | Winter Evening | % of Load | 0 | 2025 | 65535
| High | EV Charging Control | DLC-Thermostat-BYOT-Baseboard Heating | Medium Industrial |  | Winter Evening | % of Load | 1 | 2025 | 65535
| High | EV Charging Control | DLC-Thermostat-BYOT-Baseboard Heating | Medium Industrial |  | Winter Evening | % of Load | 0 | 2025 | 65535
| High | EV Charging Control | DLC-Thermostat-DI-MSHP | Medium Industrial |  | Winter Evening | % of Load | 1 | 2025 | 65535
| High | EV Charging Control | DLC-Thermostat-DI-MSHP | Medium Industrial |  | Winter Evening | % of Load | 0 | 2025 | 65535
| High | EV Charging Control | DLC-Thermostat-BYOT-MSHP | Medium Industrial |  | Winter Evening | % of Load | 1 | 2025 | 65535
| High | EV Charging Control | DLC-Thermostat-BYOT-MSHP | Medium Industrial |  | Winter Evening | % of Load | 0 | 2025 | 65535
| High | EV Charging Control | C&I Curtailment-Turnkey-Manual HVAC Control | Medium Industrial |  | Winter Evening | % of Load | 1 | 2025 | 65535
| High | EV Charging Control | C&I Curtailment-Turnkey-Manual HVAC Control | Medium Industrial |  | Winter Evening | % of Load | 0 | 2025 | 65535
| High | EV Charging Control | C&I Curtailment-Turnkey-Auto-DR HVAC Control | Medium Industrial |  | Winter Evening | % of Load | 1 | 2025 | 65535
| High | EV Charging Control | C&I Curtailment-Turnkey-Auto-DR HVAC Control | Medium Industrial |  | Winter Evening | % of Load | 0 | 2025 | 65535
| High | EV Charging Control | C&I Curtailment-Turnkey-Standard Lighting Control | Medium Industrial |  | Winter Evening | % of Load | 1 | 2025 | 65535
| High | EV Charging Control | C&I Curtailment-Turnkey-Standard Lighting Control | Medium Industrial |  | Winter Evening | % of Load | 0 | 2025 | 65535
| High | EV Charging Control | C&I Curtailment-Turnkey-Advanced Lighting Control | Medium Industrial |  | Winter Evening | % of Load | 1 | 2025 | 65535
| High | EV Charging Control | C&I Curtailment-Turnkey-Advanced Lighting Control | Medium Industrial |  | Winter Evening | % of Load | 0 | 2025 | 65535
| High | EV Charging Control | C&I Curtailment-Turnkey-Water Heating Control | Medium Industrial |  | Winter Evening | % of Load | 1 | 2025 | 65535
| High | EV Charging Control | C&I Curtailment-Turnkey-Water Heating Control | Medium Industrial |  | Winter Evening | % of Load | 0 | 2025 | 65535
| High | EV Charging Control | C&I Curtailment-Turnkey-Other | Medium Industrial |  | Winter Evening | % of Load | 1 | 2025 | 65535
| High | EV Charging Control | C&I Curtailment-Turnkey-Other | Medium Industrial |  | Winter Evening | % of Load | 0 | 2025 | 65535
| High | EV Charging Control | EV Charging Control | EV Res LDV |  | Winter Morning | % of Load | 1 | 2025 | 65535
| High | EV Charging Control | EV Charging Control | EV Res LDV |  | Winter Morning | % of Load | 0 | 2025 | 65535
| High | EV Charging Control | EV Charging Control | EV Res LDV |  | Winter Evening | % of Load | 1 | 2025 | 65535
| High | EV Charging Control | EV Charging Control | EV Res LDV |  | Winter Evening | % of Load | 0 | 2025 | 65535
| High | EV Charging Control | EV Charging Control | EV Com LDV |  | Winter Morning | % of Load | 1 | 2025 | 65535
| High | EV Charging Control | EV Charging Control | EV Com LDV |  | Winter Morning | % of Load | 0 | 2025 | 65535
| High | EV Charging Control | EV Charging Control | EV Com LDV |  | Winter Evening | % of Load | 1 | 2025 | 65535
| High | EV Charging Control | EV Charging Control | EV Com LDV |  | Winter Evening | % of Load | 0 | 2025 | 65535
| High | EV Charging Control | EV Charging Control | EV Com MDV |  | Winter Morning | % of Load | 1 | 2025 | 65535
| High | EV Charging Control | EV Charging Control | EV Com MDV |  | Winter Morning | % of Load | 0 | 2025 | 65535
| High | EV Charging Control | EV Charging Control | EV Com MDV |  | Winter Evening | % of Load | 1 | 2025 | 65535
| High | EV Charging Control | EV Charging Control | EV Com MDV |  | Winter Evening | % of Load | 0 | 2025 | 65535
| High | EV Charging Control | EV Charging Control | EV Com HDV |  | Winter Morning | % of Load | 1 | 2025 | 65535
| High | EV Charging Control | EV Charging Control | EV Com HDV |  | Winter Morning | % of Load | 0 | 2025 | 65535
| High | EV Charging Control | EV Charging Control | EV Com HDV |  | Winter Evening | % of Load | 1 | 2025 | 65535
| High | EV Charging Control | EV Charging Control | EV Com HDV |  | Winter Evening | % of Load | 0 | 2025 | 65535
| High | Behavioral DR | DLC-Switch-Water Heating | Small General |  | Winter Morning | % of Load | 1 | 2025 | 65535
| High | Behavioral DR | DLC-Switch-Water Heating | Small General |  | Winter Morning | % of Load | 0 | 2025 | 65535
| High | Behavioral DR | DLC-BYOD-Water Heating | Small General |  | Winter Morning | % of Load | 1 | 2025 | 65535
| High | Behavioral DR | DLC-BYOD-Water Heating | Small General |  | Winter Morning | % of Load | 0 | 2025 | 65535
| High | Behavioral DR | DLC-Thermostat-DI-Central Heat Pump | Small General |  | Winter Morning | % of Load | 1 | 2025 | 65535
| High | Behavioral DR | DLC-Thermostat-DI-Central Heat Pump | Small General |  | Winter Morning | % of Load | 0 | 2025 | 65535
| High | Behavioral DR | DLC-Thermostat-BYOT-Central Heat Pump | Small General |  | Winter Morning | % of Load | 1 | 2025 | 65535
| High | Behavioral DR | DLC-Thermostat-BYOT-Central Heat Pump | Small General |  | Winter Morning | % of Load | 0 | 2025 | 65535
| High | Behavioral DR | DLC-Thermostat-HVAC | Small General |  | Winter Morning | % of Load | 1 | 2025 | 65535
| High | Behavioral DR | DLC-Thermostat-HVAC | Small General |  | Winter Morning | % of Load | 0 | 2025 | 65535
| High | Behavioral DR | DLC-Thermostat-DI-Baseboard Heating | Small General |  | Winter Morning | % of Load | 1 | 2025 | 65535
| High | Behavioral DR | DLC-Thermostat-DI-Baseboard Heating | Small General |  | Winter Morning | % of Load | 0 | 2025 | 65535
| High | Behavioral DR | DLC-Thermostat-BYOT-Baseboard Heating | Small General |  | Winter Morning | % of Load | 1 | 2025 | 65535
| High | Behavioral DR | DLC-Thermostat-BYOT-Baseboard Heating | Small General |  | Winter Morning | % of Load | 0 | 2025 | 65535
| High | Behavioral DR | DLC-Thermostat-DI-MSHP | Small General |  | Winter Morning | % of Load | 1 | 2025 | 65535
| High | Behavioral DR | DLC-Thermostat-DI-MSHP | Small General |  | Winter Morning | % of Load | 0 | 2025 | 65535
| High | Behavioral DR | DLC-Thermostat-BYOT-MSHP | Small General |  | Winter Morning | % of Load | 1 | 2025 | 65535
| High | Behavioral DR | DLC-Thermostat-BYOT-MSHP | Small General |  | Winter Morning | % of Load | 0 | 2025 | 65535
| High | Behavioral DR | C&I Curtailment-Turnkey-Manual HVAC Control | Small General |  | Winter Morning | % of Load | 1 | 2025 | 65535
| High | Behavioral DR | C&I Curtailment-Turnkey-Manual HVAC Control | Small General |  | Winter Morning | % of Load | 0 | 2025 | 65535
| High | Behavioral DR | C&I Curtailment-Turnkey-Auto-DR HVAC Control | Small General |  | Winter Morning | % of Load | 1 | 2025 | 65535
| High | Behavioral DR | C&I Curtailment-Turnkey-Auto-DR HVAC Control | Small General |  | Winter Morning | % of Load | 0 | 2025 | 65535
| High | Behavioral DR | C&I Curtailment-Turnkey-Standard Lighting Control | Small General |  | Winter Morning | % of Load | 1 | 2025 | 65535
| High | Behavioral DR | C&I Curtailment-Turnkey-Standard Lighting Control | Small General |  | Winter Morning | % of Load | 0 | 2025 | 65535
| High | Behavioral DR | C&I Curtailment-Turnkey-Advanced Lighting Control | Small General |  | Winter Morning | % of Load | 1 | 2025 | 65535
| High | Behavioral DR | C&I Curtailment-Turnkey-Advanced Lighting Control | Small General |  | Winter Morning | % of Load | 0 | 2025 | 65535
| High | Behavioral DR | C&I Curtailment-Turnkey-Water Heating Control | Small General |  | Winter Morning | % of Load | 1 | 2025 | 65535
| High | Behavioral DR | C&I Curtailment-Turnkey-Water Heating Control | Small General |  | Winter Morning | % of Load | 0 | 2025 | 65535
| High | Behavioral DR | C&I Curtailment-Turnkey-Other | Small General |  | Winter Morning | % of Load | 1 | 2025 | 65535
| High | Behavioral DR | C&I Curtailment-Turnkey-Other | Small General |  | Winter Morning | % of Load | 0 | 2025 | 65535
| High | Behavioral DR | Dynamic Pricing with enabling tech. | Small General |  | Winter Morning | % of Load | 1 | 2025 | 65535
| High | Behavioral DR | Dynamic Pricing with enabling tech. | Small General |  | Winter Morning | % of Load | 0 | 2025 | 65535
| High | Behavioral DR | DLC-Switch-Water Heating | Small General |  | Winter Evening | % of Load | 1 | 2025 | 65535
| High | Behavioral DR | DLC-Switch-Water Heating | Small General |  | Winter Evening | % of Load | 0 | 2025 | 65535
| High | Behavioral DR | DLC-BYOD-Water Heating | Small General |  | Winter Evening | % of Load | 1 | 2025 | 65535
| High | Behavioral DR | DLC-BYOD-Water Heating | Small General |  | Winter Evening | % of Load | 0 | 2025 | 65535
| High | Behavioral DR | DLC-Thermostat-DI-Central Heat Pump | Small General |  | Winter Evening | % of Load | 1 | 2025 | 65535
| High | Behavioral DR | DLC-Thermostat-DI-Central Heat Pump | Small General |  | Winter Evening | % of Load | 0 | 2025 | 65535
| High | Behavioral DR | DLC-Thermostat-BYOT-Central Heat Pump | Small General |  | Winter Evening | % of Load | 1 | 2025 | 65535
| High | Behavioral DR | DLC-Thermostat-BYOT-Central Heat Pump | Small General |  | Winter Evening | % of Load | 0 | 2025 | 65535
| High | Behavioral DR | DLC-Thermostat-HVAC | Small General |  | Winter Evening | % of Load | 1 | 2025 | 65535
| High | Behavioral DR | DLC-Thermostat-HVAC | Small General |  | Winter Evening | % of Load | 0 | 2025 | 65535
| High | Behavioral DR | DLC-Thermostat-DI-Baseboard Heating | Small General |  | Winter Evening | % of Load | 1 | 2025 | 65535
| High | Behavioral DR | DLC-Thermostat-DI-Baseboard Heating | Small General |  | Winter Evening | % of Load | 0 | 2025 | 65535
| High | Behavioral DR | DLC-Thermostat-BYOT-Baseboard Heating | Small General |  | Winter Evening | % of Load | 1 | 2025 | 65535
| High | Behavioral DR | DLC-Thermostat-BYOT-Baseboard Heating | Small General |  | Winter Evening | % of Load | 0 | 2025 | 65535
| High | Behavioral DR | DLC-Thermostat-DI-MSHP | Small General |  | Winter Evening | % of Load | 1 | 2025 | 65535
| High | Behavioral DR | DLC-Thermostat-DI-MSHP | Small General |  | Winter Evening | % of Load | 0 | 2025 | 65535
| High | Behavioral DR | DLC-Thermostat-BYOT-MSHP | Small General |  | Winter Evening | % of Load | 1 | 2025 | 65535
| High | Behavioral DR | DLC-Thermostat-BYOT-MSHP | Small General |  | Winter Evening | % of Load | 0 | 2025 | 65535
| High | Behavioral DR | C&I Curtailment-Turnkey-Manual HVAC Control | Small General |  | Winter Evening | % of Load | 1 | 2025 | 65535
| High | Behavioral DR | C&I Curtailment-Turnkey-Manual HVAC Control | Small General |  | Winter Evening | % of Load | 0 | 2025 | 65535
| High | Behavioral DR | C&I Curtailment-Turnkey-Auto-DR HVAC Control | Small General |  | Winter Evening | % of Load | 1 | 2025 | 65535
| High | Behavioral DR | C&I Curtailment-Turnkey-Auto-DR HVAC Control | Small General |  | Winter Evening | % of Load | 0 | 2025 | 65535
| High | Behavioral DR | C&I Curtailment-Turnkey-Standard Lighting Control | Small General |  | Winter Evening | % of Load | 1 | 2025 | 65535
| High | Behavioral DR | C&I Curtailment-Turnkey-Standard Lighting Control | Small General |  | Winter Evening | % of Load | 0 | 2025 | 65535
| High | Behavioral DR | C&I Curtailment-Turnkey-Advanced Lighting Control | Small General |  | Winter Evening | % of Load | 1 | 2025 | 65535
| High | Behavioral DR | C&I Curtailment-Turnkey-Advanced Lighting Control | Small General |  | Winter Evening | % of Load | 0 | 2025 | 65535
| High | Behavioral DR | C&I Curtailment-Turnkey-Water Heating Control | Small General |  | Winter Evening | % of Load | 1 | 2025 | 65535
| High | Behavioral DR | C&I Curtailment-Turnkey-Water Heating Control | Small General |  | Winter Evening | % of Load | 0 | 2025 | 65535
| High | Behavioral DR | C&I Curtailment-Turnkey-Other | Small General |  | Winter Evening | % of Load | 1 | 2025 | 65535
| High | Behavioral DR | C&I Curtailment-Turnkey-Other | Small General |  | Winter Evening | % of Load | 0 | 2025 | 65535
| High | Behavioral DR | Dynamic Pricing with enabling tech. | Small General |  | Winter Evening | % of Load | 1 | 2025 | 65535
| High | Behavioral DR | Dynamic Pricing with enabling tech. | Small General |  | Winter Evening | % of Load | 0 | 2025 | 65535
| High | Behavioral DR | DLC-Switch-Water Heating | General |  | Winter Morning | % of Load | 1 | 2025 | 65535
| High | Behavioral DR | DLC-Switch-Water Heating | General |  | Winter Morning | % of Load | 0 | 2025 | 65535
| High | Behavioral DR | DLC-BYOD-Water Heating | General |  | Winter Morning | % of Load | 1 | 2025 | 65535
| High | Behavioral DR | DLC-BYOD-Water Heating | General |  | Winter Morning | % of Load | 0 | 2025 | 65535
| High | Behavioral DR | DLC-Thermostat-DI-Central Heat Pump | General |  | Winter Morning | % of Load | 1 | 2025 | 65535
| High | Behavioral DR | DLC-Thermostat-DI-Central Heat Pump | General |  | Winter Morning | % of Load | 0 | 2025 | 65535
| High | Behavioral DR | DLC-Thermostat-BYOT-Central Heat Pump | General |  | Winter Morning | % of Load | 1 | 2025 | 65535
| High | Behavioral DR | DLC-Thermostat-BYOT-Central Heat Pump | General |  | Winter Morning | % of Load | 0 | 2025 | 65535
| High | Behavioral DR | DLC-Thermostat-HVAC | General |  | Winter Morning | % of Load | 1 | 2025 | 65535
| High | Behavioral DR | DLC-Thermostat-HVAC | General |  | Winter Morning | % of Load | 0 | 2025 | 65535
| High | Behavioral DR | DLC-Thermostat-DI-Baseboard Heating | General |  | Winter Morning | % of Load | 1 | 2025 | 65535
| High | Behavioral DR | DLC-Thermostat-DI-Baseboard Heating | General |  | Winter Morning | % of Load | 0 | 2025 | 65535
| High | Behavioral DR | DLC-Thermostat-BYOT-Baseboard Heating | General |  | Winter Morning | % of Load | 1 | 2025 | 65535
| High | Behavioral DR | DLC-Thermostat-BYOT-Baseboard Heating | General |  | Winter Morning | % of Load | 0 | 2025 | 65535
| High | Behavioral DR | DLC-Thermostat-DI-MSHP | General |  | Winter Morning | % of Load | 1 | 2025 | 65535
| High | Behavioral DR | DLC-Thermostat-DI-MSHP | General |  | Winter Morning | % of Load | 0 | 2025 | 65535
| High | Behavioral DR | DLC-Thermostat-BYOT-MSHP | General |  | Winter Morning | % of Load | 1 | 2025 | 65535
| High | Behavioral DR | DLC-Thermostat-BYOT-MSHP | General |  | Winter Morning | % of Load | 0 | 2025 | 65535
| High | Behavioral DR | C&I Curtailment-Turnkey-Manual HVAC Control | General |  | Winter Morning | % of Load | 1 | 2025 | 65535
| High | Behavioral DR | C&I Curtailment-Turnkey-Manual HVAC Control | General |  | Winter Morning | % of Load | 0 | 2025 | 65535
| High | Behavioral DR | C&I Curtailment-Turnkey-Auto-DR HVAC Control | General |  | Winter Morning | % of Load | 1 | 2025 | 65535
| High | Behavioral DR | C&I Curtailment-Turnkey-Auto-DR HVAC Control | General |  | Winter Morning | % of Load | 0 | 2025 | 65535
| High | Behavioral DR | C&I Curtailment-Turnkey-Standard Lighting Control | General |  | Winter Morning | % of Load | 1 | 2025 | 65535
| High | Behavioral DR | C&I Curtailment-Turnkey-Standard Lighting Control | General |  | Winter Morning | % of Load | 0 | 2025 | 65535
| High | Behavioral DR | C&I Curtailment-Turnkey-Advanced Lighting Control | General |  | Winter Morning | % of Load | 1 | 2025 | 65535
| High | Behavioral DR | C&I Curtailment-Turnkey-Advanced Lighting Control | General |  | Winter Morning | % of Load | 0 | 2025 | 65535
| High | Behavioral DR | C&I Curtailment-Turnkey-Water Heating Control | General |  | Winter Morning | % of Load | 1 | 2025 | 65535
| High | Behavioral DR | C&I Curtailment-Turnkey-Water Heating Control | General |  | Winter Morning | % of Load | 0 | 2025 | 65535
| High | Behavioral DR | C&I Curtailment-Turnkey-Other | General |  | Winter Morning | % of Load | 1 | 2025 | 65535
| High | Behavioral DR | C&I Curtailment-Turnkey-Other | General |  | Winter Morning | % of Load | 0 | 2025 | 65535
| High | Behavioral DR | DLC-Switch-Water Heating | General |  | Winter Evening | % of Load | 1 | 2025 | 65535
| High | Behavioral DR | DLC-Switch-Water Heating | General |  | Winter Evening | % of Load | 0 | 2025 | 65535
| High | Behavioral DR | DLC-BYOD-Water Heating | General |  | Winter Evening | % of Load | 1 | 2025 | 65535
| High | Behavioral DR | DLC-BYOD-Water Heating | General |  | Winter Evening | % of Load | 0 | 2025 | 65535
| High | Behavioral DR | DLC-Thermostat-DI-Central Heat Pump | General |  | Winter Evening | % of Load | 1 | 2025 | 65535
| High | Behavioral DR | DLC-Thermostat-DI-Central Heat Pump | General |  | Winter Evening | % of Load | 0 | 2025 | 65535
| High | Behavioral DR | DLC-Thermostat-BYOT-Central Heat Pump | General |  | Winter Evening | % of Load | 1 | 2025 | 65535
| High | Behavioral DR | DLC-Thermostat-BYOT-Central Heat Pump | General |  | Winter Evening | % of Load | 0 | 2025 | 65535
| High | Behavioral DR | DLC-Thermostat-HVAC | General |  | Winter Evening | % of Load | 1 | 2025 | 65535
| High | Behavioral DR | DLC-Thermostat-HVAC | General |  | Winter Evening | % of Load | 0 | 2025 | 65535
| High | Behavioral DR | DLC-Thermostat-DI-Baseboard Heating | General |  | Winter Evening | % of Load | 1 | 2025 | 65535
| High | Behavioral DR | DLC-Thermostat-DI-Baseboard Heating | General |  | Winter Evening | % of Load | 0 | 2025 | 65535
| High | Behavioral DR | DLC-Thermostat-BYOT-Baseboard Heating | General |  | Winter Evening | % of Load | 1 | 2025 | 65535
| High | Behavioral DR | DLC-Thermostat-BYOT-Baseboard Heating | General |  | Winter Evening | % of Load | 0 | 2025 | 65535
| High | Behavioral DR | DLC-Thermostat-DI-MSHP | General |  | Winter Evening | % of Load | 1 | 2025 | 65535
| High | Behavioral DR | DLC-Thermostat-DI-MSHP | General |  | Winter Evening | % of Load | 0 | 2025 | 65535
| High | Behavioral DR | DLC-Thermostat-BYOT-MSHP | General |  | Winter Evening | % of Load | 1 | 2025 | 65535
| High | Behavioral DR | DLC-Thermostat-BYOT-MSHP | General |  | Winter Evening | % of Load | 0 | 2025 | 65535
| High | Behavioral DR | C&I Curtailment-Turnkey-Manual HVAC Control | General |  | Winter Evening | % of Load | 1 | 2025 | 65535
| High | Behavioral DR | C&I Curtailment-Turnkey-Manual HVAC Control | General |  | Winter Evening | % of Load | 0 | 2025 | 65535
| High | Behavioral DR | C&I Curtailment-Turnkey-Auto-DR HVAC Control | General |  | Winter Evening | % of Load | 1 | 2025 | 65535
| High | Behavioral DR | C&I Curtailment-Turnkey-Auto-DR HVAC Control | General |  | Winter Evening | % of Load | 0 | 2025 | 65535
| High | Behavioral DR | C&I Curtailment-Turnkey-Standard Lighting Control | General |  | Winter Evening | % of Load | 1 | 2025 | 65535
| High | Behavioral DR | C&I Curtailment-Turnkey-Standard Lighting Control | General |  | Winter Evening | % of Load | 0 | 2025 | 65535
| High | Behavioral DR | C&I Curtailment-Turnkey-Advanced Lighting Control | General |  | Winter Evening | % of Load | 1 | 2025 | 65535
| High | Behavioral DR | C&I Curtailment-Turnkey-Advanced Lighting Control | General |  | Winter Evening | % of Load | 0 | 2025 | 65535
| High | Behavioral DR | C&I Curtailment-Turnkey-Water Heating Control | General |  | Winter Evening | % of Load | 1 | 2025 | 65535
| High | Behavioral DR | C&I Curtailment-Turnkey-Water Heating Control | General |  | Winter Evening | % of Load | 0 | 2025 | 65535
| High | Behavioral DR | C&I Curtailment-Turnkey-Other | General |  | Winter Evening | % of Load | 1 | 2025 | 65535
| High | Behavioral DR | C&I Curtailment-Turnkey-Other | General |  | Winter Evening | % of Load | 0 | 2025 | 65535
| High | Behavioral DR | DLC-Switch-Water Heating | Small Industrial |  | Winter Morning | % of Load | 1 | 2025 | 65535
| High | Behavioral DR | DLC-Switch-Water Heating | Small Industrial |  | Winter Morning | % of Load | 0 | 2025 | 65535
| High | Behavioral DR | DLC-BYOD-Water Heating | Small Industrial |  | Winter Morning | % of Load | 1 | 2025 | 65535
| High | Behavioral DR | DLC-BYOD-Water Heating | Small Industrial |  | Winter Morning | % of Load | 0 | 2025 | 65535
| High | Behavioral DR | DLC-Thermostat-DI-Central Heat Pump | Small Industrial |  | Winter Morning | % of Load | 1 | 2025 | 65535
| High | Behavioral DR | DLC-Thermostat-DI-Central Heat Pump | Small Industrial |  | Winter Morning | % of Load | 0 | 2025 | 65535
| High | Behavioral DR | DLC-Thermostat-BYOT-Central Heat Pump | Small Industrial |  | Winter Morning | % of Load | 1 | 2025 | 65535
| High | Behavioral DR | DLC-Thermostat-BYOT-Central Heat Pump | Small Industrial |  | Winter Morning | % of Load | 0 | 2025 | 65535
| High | Behavioral DR | DLC-Thermostat-HVAC | Small Industrial |  | Winter Morning | % of Load | 1 | 2025 | 65535
| High | Behavioral DR | DLC-Thermostat-HVAC | Small Industrial |  | Winter Morning | % of Load | 0 | 2025 | 65535
| High | Behavioral DR | DLC-Thermostat-DI-Baseboard Heating | Small Industrial |  | Winter Morning | % of Load | 1 | 2025 | 65535
| High | Behavioral DR | DLC-Thermostat-DI-Baseboard Heating | Small Industrial |  | Winter Morning | % of Load | 0 | 2025 | 65535
| High | Behavioral DR | DLC-Thermostat-BYOT-Baseboard Heating | Small Industrial |  | Winter Morning | % of Load | 1 | 2025 | 65535
| High | Behavioral DR | DLC-Thermostat-BYOT-Baseboard Heating | Small Industrial |  | Winter Morning | % of Load | 0 | 2025 | 65535
| High | Behavioral DR | DLC-Thermostat-DI-MSHP | Small Industrial |  | Winter Morning | % of Load | 1 | 2025 | 65535
| High | Behavioral DR | DLC-Thermostat-DI-MSHP | Small Industrial |  | Winter Morning | % of Load | 0 | 2025 | 65535
| High | Behavioral DR | DLC-Thermostat-BYOT-MSHP | Small Industrial |  | Winter Morning | % of Load | 1 | 2025 | 65535
| High | Behavioral DR | DLC-Thermostat-BYOT-MSHP | Small Industrial |  | Winter Morning | % of Load | 0 | 2025 | 65535
| High | Behavioral DR | C&I Curtailment-Turnkey-Manual HVAC Control | Small Industrial |  | Winter Morning | % of Load | 1 | 2025 | 65535
| High | Behavioral DR | C&I Curtailment-Turnkey-Manual HVAC Control | Small Industrial |  | Winter Morning | % of Load | 0 | 2025 | 65535
| High | Behavioral DR | C&I Curtailment-Turnkey-Auto-DR HVAC Control | Small Industrial |  | Winter Morning | % of Load | 1 | 2025 | 65535
| High | Behavioral DR | C&I Curtailment-Turnkey-Auto-DR HVAC Control | Small Industrial |  | Winter Morning | % of Load | 0 | 2025 | 65535
| High | Behavioral DR | C&I Curtailment-Turnkey-Standard Lighting Control | Small Industrial |  | Winter Morning | % of Load | 1 | 2025 | 65535
| High | Behavioral DR | C&I Curtailment-Turnkey-Standard Lighting Control | Small Industrial |  | Winter Morning | % of Load | 0 | 2025 | 65535
| High | Behavioral DR | C&I Curtailment-Turnkey-Advanced Lighting Control | Small Industrial |  | Winter Morning | % of Load | 1 | 2025 | 65535
| High | Behavioral DR | C&I Curtailment-Turnkey-Advanced Lighting Control | Small Industrial |  | Winter Morning | % of Load | 0 | 2025 | 65535
| High | Behavioral DR | C&I Curtailment-Turnkey-Water Heating Control | Small Industrial |  | Winter Morning | % of Load | 1 | 2025 | 65535
| High | Behavioral DR | C&I Curtailment-Turnkey-Water Heating Control | Small Industrial |  | Winter Morning | % of Load | 0 | 2025 | 65535
| High | Behavioral DR | C&I Curtailment-Turnkey-Other | Small Industrial |  | Winter Morning | % of Load | 1 | 2025 | 65535
| High | Behavioral DR | C&I Curtailment-Turnkey-Other | Small Industrial |  | Winter Morning | % of Load | 0 | 2025 | 65535
| High | Behavioral DR | C&I Curtailment-Turnkey-Industrial | Small Industrial |  | Winter Morning | % of Load | 1 | 2025 | 65535
| High | Behavioral DR | C&I Curtailment-Turnkey-Industrial | Small Industrial |  | Winter Morning | % of Load | 0 | 2025 | 65535
| High | Behavioral DR | DLC-Switch-Water Heating | Small Industrial |  | Winter Evening | % of Load | 1 | 2025 | 65535
| High | Behavioral DR | DLC-Switch-Water Heating | Small Industrial |  | Winter Evening | % of Load | 0 | 2025 | 65535
| High | Behavioral DR | DLC-BYOD-Water Heating | Small Industrial |  | Winter Evening | % of Load | 1 | 2025 | 65535
| High | Behavioral DR | DLC-BYOD-Water Heating | Small Industrial |  | Winter Evening | % of Load | 0 | 2025 | 65535
| High | Behavioral DR | DLC-Thermostat-DI-Central Heat Pump | Small Industrial |  | Winter Evening | % of Load | 1 | 2025 | 65535
| High | Behavioral DR | DLC-Thermostat-DI-Central Heat Pump | Small Industrial |  | Winter Evening | % of Load | 0 | 2025 | 65535
| High | Behavioral DR | DLC-Thermostat-BYOT-Central Heat Pump | Small Industrial |  | Winter Evening | % of Load | 1 | 2025 | 65535
| High | Behavioral DR | DLC-Thermostat-BYOT-Central Heat Pump | Small Industrial |  | Winter Evening | % of Load | 0 | 2025 | 65535
| High | Behavioral DR | DLC-Thermostat-HVAC | Small Industrial |  | Winter Evening | % of Load | 1 | 2025 | 65535
| High | Behavioral DR | DLC-Thermostat-HVAC | Small Industrial |  | Winter Evening | % of Load | 0 | 2025 | 65535
| High | Behavioral DR | DLC-Thermostat-DI-Baseboard Heating | Small Industrial |  | Winter Evening | % of Load | 1 | 2025 | 65535
| High | Behavioral DR | DLC-Thermostat-DI-Baseboard Heating | Small Industrial |  | Winter Evening | % of Load | 0 | 2025 | 65535
| High | Behavioral DR | DLC-Thermostat-BYOT-Baseboard Heating | Small Industrial |  | Winter Evening | % of Load | 1 | 2025 | 65535
| High | Behavioral DR | DLC-Thermostat-BYOT-Baseboard Heating | Small Industrial |  | Winter Evening | % of Load | 0 | 2025 | 65535
| High | Behavioral DR | DLC-Thermostat-DI-MSHP | Small Industrial |  | Winter Evening | % of Load | 1 | 2025 | 65535
| High | Behavioral DR | DLC-Thermostat-DI-MSHP | Small Industrial |  | Winter Evening | % of Load | 0 | 2025 | 65535
| High | Behavioral DR | DLC-Thermostat-BYOT-MSHP | Small Industrial |  | Winter Evening | % of Load | 1 | 2025 | 65535
| High | Behavioral DR | DLC-Thermostat-BYOT-MSHP | Small Industrial |  | Winter Evening | % of Load | 0 | 2025 | 65535
| High | Behavioral DR | C&I Curtailment-Turnkey-Manual HVAC Control | Small Industrial |  | Winter Evening | % of Load | 1 | 2025 | 65535
| High | Behavioral DR | C&I Curtailment-Turnkey-Manual HVAC Control | Small Industrial |  | Winter Evening | % of Load | 0 | 2025 | 65535
| High | Behavioral DR | C&I Curtailment-Turnkey-Auto-DR HVAC Control | Small Industrial |  | Winter Evening | % of Load | 1 | 2025 | 65535
| High | Behavioral DR | C&I Curtailment-Turnkey-Auto-DR HVAC Control | Small Industrial |  | Winter Evening | % of Load | 0 | 2025 | 65535
| High | Behavioral DR | C&I Curtailment-Turnkey-Standard Lighting Control | Small Industrial |  | Winter Evening | % of Load | 1 | 2025 | 65535
| High | Behavioral DR | C&I Curtailment-Turnkey-Standard Lighting Control | Small Industrial |  | Winter Evening | % of Load | 0 | 2025 | 65535
| High | Behavioral DR | C&I Curtailment-Turnkey-Advanced Lighting Control | Small Industrial |  | Winter Evening | % of Load | 1 | 2025 | 65535
| High | Behavioral DR | C&I Curtailment-Turnkey-Advanced Lighting Control | Small Industrial |  | Winter Evening | % of Load | 0 | 2025 | 65535
| High | Behavioral DR | C&I Curtailment-Turnkey-Water Heating Control | Small Industrial |  | Winter Evening | % of Load | 1 | 2025 | 65535
| High | Behavioral DR | C&I Curtailment-Turnkey-Water Heating Control | Small Industrial |  | Winter Evening | % of Load | 0 | 2025 | 65535
| High | Behavioral DR | C&I Curtailment-Turnkey-Other | Small Industrial |  | Winter Evening | % of Load | 1 | 2025 | 65535
| High | Behavioral DR | C&I Curtailment-Turnkey-Other | Small Industrial |  | Winter Evening | % of Load | 0 | 2025 | 65535
| High | Behavioral DR | C&I Curtailment-Turnkey-Industrial | Small Industrial |  | Winter Evening | % of Load | 1 | 2025 | 65535
| High | Behavioral DR | C&I Curtailment-Turnkey-Industrial | Small Industrial |  | Winter Evening | % of Load | 0 | 2025 | 65535
| High | Behavioral DR | DLC-Switch-Water Heating | Medium Industrial |  | Winter Morning | % of Load | 1 | 2025 | 65535
| High | Behavioral DR | DLC-Switch-Water Heating | Medium Industrial |  | Winter Morning | % of Load | 0 | 2025 | 65535
| High | Behavioral DR | DLC-BYOD-Water Heating | Medium Industrial |  | Winter Morning | % of Load | 1 | 2025 | 65535
| High | Behavioral DR | DLC-BYOD-Water Heating | Medium Industrial |  | Winter Morning | % of Load | 0 | 2025 | 65535
| High | Behavioral DR | DLC-Thermostat-DI-Central Heat Pump | Medium Industrial |  | Winter Morning | % of Load | 1 | 2025 | 65535
| High | Behavioral DR | DLC-Thermostat-DI-Central Heat Pump | Medium Industrial |  | Winter Morning | % of Load | 0 | 2025 | 65535
| High | Behavioral DR | DLC-Thermostat-BYOT-Central Heat Pump | Medium Industrial |  | Winter Morning | % of Load | 1 | 2025 | 65535
| High | Behavioral DR | DLC-Thermostat-BYOT-Central Heat Pump | Medium Industrial |  | Winter Morning | % of Load | 0 | 2025 | 65535
| High | Behavioral DR | DLC-Thermostat-HVAC | Medium Industrial |  | Winter Morning | % of Load | 1 | 2025 | 65535
| High | Behavioral DR | DLC-Thermostat-HVAC | Medium Industrial |  | Winter Morning | % of Load | 0 | 2025 | 65535
| High | Behavioral DR | DLC-Thermostat-DI-Baseboard Heating | Medium Industrial |  | Winter Morning | % of Load | 1 | 2025 | 65535
| High | Behavioral DR | DLC-Thermostat-DI-Baseboard Heating | Medium Industrial |  | Winter Morning | % of Load | 0 | 2025 | 65535
| High | Behavioral DR | DLC-Thermostat-BYOT-Baseboard Heating | Medium Industrial |  | Winter Morning | % of Load | 1 | 2025 | 65535
| High | Behavioral DR | DLC-Thermostat-BYOT-Baseboard Heating | Medium Industrial |  | Winter Morning | % of Load | 0 | 2025 | 65535
| High | Behavioral DR | DLC-Thermostat-DI-MSHP | Medium Industrial |  | Winter Morning | % of Load | 1 | 2025 | 65535
| High | Behavioral DR | DLC-Thermostat-DI-MSHP | Medium Industrial |  | Winter Morning | % of Load | 0 | 2025 | 65535
| High | Behavioral DR | DLC-Thermostat-BYOT-MSHP | Medium Industrial |  | Winter Morning | % of Load | 1 | 2025 | 65535
| High | Behavioral DR | DLC-Thermostat-BYOT-MSHP | Medium Industrial |  | Winter Morning | % of Load | 0 | 2025 | 65535
| High | Behavioral DR | C&I Curtailment-Turnkey-Manual HVAC Control | Medium Industrial |  | Winter Morning | % of Load | 1 | 2025 | 65535
| High | Behavioral DR | C&I Curtailment-Turnkey-Manual HVAC Control | Medium Industrial |  | Winter Morning | % of Load | 0 | 2025 | 65535
| High | Behavioral DR | C&I Curtailment-Turnkey-Auto-DR HVAC Control | Medium Industrial |  | Winter Morning | % of Load | 1 | 2025 | 65535
| High | Behavioral DR | C&I Curtailment-Turnkey-Auto-DR HVAC Control | Medium Industrial |  | Winter Morning | % of Load | 0 | 2025 | 65535
| High | Behavioral DR | C&I Curtailment-Turnkey-Standard Lighting Control | Medium Industrial |  | Winter Morning | % of Load | 1 | 2025 | 65535
| High | Behavioral DR | C&I Curtailment-Turnkey-Standard Lighting Control | Medium Industrial |  | Winter Morning | % of Load | 0 | 2025 | 65535
| High | Behavioral DR | C&I Curtailment-Turnkey-Advanced Lighting Control | Medium Industrial |  | Winter Morning | % of Load | 1 | 2025 | 65535
| High | Behavioral DR | C&I Curtailment-Turnkey-Advanced Lighting Control | Medium Industrial |  | Winter Morning | % of Load | 0 | 2025 | 65535
| High | Behavioral DR | C&I Curtailment-Turnkey-Water Heating Control | Medium Industrial |  | Winter Morning | % of Load | 1 | 2025 | 65535
| High | Behavioral DR | C&I Curtailment-Turnkey-Water Heating Control | Medium Industrial |  | Winter Morning | % of Load | 0 | 2025 | 65535
| High | Behavioral DR | C&I Curtailment-Turnkey-Other | Medium Industrial |  | Winter Morning | % of Load | 1 | 2025 | 65535
| High | Behavioral DR | C&I Curtailment-Turnkey-Other | Medium Industrial |  | Winter Morning | % of Load | 0 | 2025 | 65535
| High | Behavioral DR | DLC-Switch-Water Heating | Medium Industrial |  | Winter Evening | % of Load | 1 | 2025 | 65535
| High | Behavioral DR | DLC-Switch-Water Heating | Medium Industrial |  | Winter Evening | % of Load | 0 | 2025 | 65535
| High | Behavioral DR | DLC-BYOD-Water Heating | Medium Industrial |  | Winter Evening | % of Load | 1 | 2025 | 65535
| High | Behavioral DR | DLC-BYOD-Water Heating | Medium Industrial |  | Winter Evening | % of Load | 0 | 2025 | 65535
| High | Behavioral DR | DLC-Thermostat-DI-Central Heat Pump | Medium Industrial |  | Winter Evening | % of Load | 1 | 2025 | 65535
| High | Behavioral DR | DLC-Thermostat-DI-Central Heat Pump | Medium Industrial |  | Winter Evening | % of Load | 0 | 2025 | 65535
| High | Behavioral DR | DLC-Thermostat-BYOT-Central Heat Pump | Medium Industrial |  | Winter Evening | % of Load | 1 | 2025 | 65535
| High | Behavioral DR | DLC-Thermostat-BYOT-Central Heat Pump | Medium Industrial |  | Winter Evening | % of Load | 0 | 2025 | 65535
| High | Behavioral DR | DLC-Thermostat-HVAC | Medium Industrial |  | Winter Evening | % of Load | 1 | 2025 | 65535
| High | Behavioral DR | DLC-Thermostat-HVAC | Medium Industrial |  | Winter Evening | % of Load | 0 | 2025 | 65535
| High | Behavioral DR | DLC-Thermostat-DI-Baseboard Heating | Medium Industrial |  | Winter Evening | % of Load | 1 | 2025 | 65535
| High | Behavioral DR | DLC-Thermostat-DI-Baseboard Heating | Medium Industrial |  | Winter Evening | % of Load | 0 | 2025 | 65535
| High | Behavioral DR | DLC-Thermostat-BYOT-Baseboard Heating | Medium Industrial |  | Winter Evening | % of Load | 1 | 2025 | 65535
| High | Behavioral DR | DLC-Thermostat-BYOT-Baseboard Heating | Medium Industrial |  | Winter Evening | % of Load | 0 | 2025 | 65535
| High | Behavioral DR | DLC-Thermostat-DI-MSHP | Medium Industrial |  | Winter Evening | % of Load | 1 | 2025 | 65535
| High | Behavioral DR | DLC-Thermostat-DI-MSHP | Medium Industrial |  | Winter Evening | % of Load | 0 | 2025 | 65535
| High | Behavioral DR | DLC-Thermostat-BYOT-MSHP | Medium Industrial |  | Winter Evening | % of Load | 1 | 2025 | 65535
| High | Behavioral DR | DLC-Thermostat-BYOT-MSHP | Medium Industrial |  | Winter Evening | % of Load | 0 | 2025 | 65535
| High | Behavioral DR | C&I Curtailment-Turnkey-Manual HVAC Control | Medium Industrial |  | Winter Evening | % of Load | 1 | 2025 | 65535
| High | Behavioral DR | C&I Curtailment-Turnkey-Manual HVAC Control | Medium Industrial |  | Winter Evening | % of Load | 0 | 2025 | 65535
| High | Behavioral DR | C&I Curtailment-Turnkey-Auto-DR HVAC Control | Medium Industrial |  | Winter Evening | % of Load | 1 | 2025 | 65535
| High | Behavioral DR | C&I Curtailment-Turnkey-Auto-DR HVAC Control | Medium Industrial |  | Winter Evening | % of Load | 0 | 2025 | 65535
| High | Behavioral DR | C&I Curtailment-Turnkey-Standard Lighting Control | Medium Industrial |  | Winter Evening | % of Load | 1 | 2025 | 65535
| High | Behavioral DR | C&I Curtailment-Turnkey-Standard Lighting Control | Medium Industrial |  | Winter Evening | % of Load | 0 | 2025 | 65535
| High | Behavioral DR | C&I Curtailment-Turnkey-Advanced Lighting Control | Medium Industrial |  | Winter Evening | % of Load | 1 | 2025 | 65535
| High | Behavioral DR | C&I Curtailment-Turnkey-Advanced Lighting Control | Medium Industrial |  | Winter Evening | % of Load | 0 | 2025 | 65535
| High | Behavioral DR | C&I Curtailment-Turnkey-Water Heating Control | Medium Industrial |  | Winter Evening | % of Load | 1 | 2025 | 65535
| High | Behavioral DR | C&I Curtailment-Turnkey-Water Heating Control | Medium Industrial |  | Winter Evening | % of Load | 0 | 2025 | 65535
| High | Behavioral DR | C&I Curtailment-Turnkey-Other | Medium Industrial |  | Winter Evening | % of Load | 1 | 2025 | 65535
| High | Behavioral DR | C&I Curtailment-Turnkey-Other | Medium Industrial |  | Winter Evening | % of Load | 0 | 2025 | 65535
| High | Behavioral DR | Behavioral DR | Residential Charitable |  | Winter Morning | % of Load | 1 | 2025 | 65535
| High | Behavioral DR | Behavioral DR | Residential Charitable |  | Winter Morning | % of Load | 0 | 2025 | 65535
| High | Behavioral DR | Behavioral DR | Residential Charitable |  | Winter Evening | % of Load | 1 | 2025 | 65535
| High | Behavioral DR | Behavioral DR | Residential Charitable |  | Winter Evening | % of Load | 0 | 2025 | 65535
| High | Time-of-Use Rates (TOU) | DLC-Switch-Water Heating | Small General |  | Winter Morning | % of Load | 1 | 2025 | 65535
| High | Time-of-Use Rates (TOU) | DLC-Switch-Water Heating | Small General |  | Winter Morning | % of Load | 0 | 2025 | 65535
| High | Time-of-Use Rates (TOU) | DLC-BYOD-Water Heating | Small General |  | Winter Morning | % of Load | 1 | 2025 | 65535
| High | Time-of-Use Rates (TOU) | DLC-BYOD-Water Heating | Small General |  | Winter Morning | % of Load | 0 | 2025 | 65535
| High | Time-of-Use Rates (TOU) | DLC-Thermostat-DI-Central Heat Pump | Small General |  | Winter Morning | % of Load | 1 | 2025 | 65535
| High | Time-of-Use Rates (TOU) | DLC-Thermostat-DI-Central Heat Pump | Small General |  | Winter Morning | % of Load | 0 | 2025 | 65535
| High | Time-of-Use Rates (TOU) | DLC-Thermostat-BYOT-Central Heat Pump | Small General |  | Winter Morning | % of Load | 1 | 2025 | 65535
| High | Time-of-Use Rates (TOU) | DLC-Thermostat-BYOT-Central Heat Pump | Small General |  | Winter Morning | % of Load | 0 | 2025 | 65535
| High | Time-of-Use Rates (TOU) | DLC-Thermostat-HVAC | Small General |  | Winter Morning | % of Load | 1 | 2025 | 65535
| High | Time-of-Use Rates (TOU) | DLC-Thermostat-HVAC | Small General |  | Winter Morning | % of Load | 0 | 2025 | 65535
| High | Time-of-Use Rates (TOU) | DLC-Thermostat-DI-Baseboard Heating | Small General |  | Winter Morning | % of Load | 1 | 2025 | 65535
| High | Time-of-Use Rates (TOU) | DLC-Thermostat-DI-Baseboard Heating | Small General |  | Winter Morning | % of Load | 0 | 2025 | 65535
| High | Time-of-Use Rates (TOU) | DLC-Thermostat-BYOT-Baseboard Heating | Small General |  | Winter Morning | % of Load | 1 | 2025 | 65535
| High | Time-of-Use Rates (TOU) | DLC-Thermostat-BYOT-Baseboard Heating | Small General |  | Winter Morning | % of Load | 0 | 2025 | 65535
| High | Time-of-Use Rates (TOU) | DLC-Thermostat-DI-MSHP | Small General |  | Winter Morning | % of Load | 1 | 2025 | 65535
| High | Time-of-Use Rates (TOU) | DLC-Thermostat-DI-MSHP | Small General |  | Winter Morning | % of Load | 0 | 2025 | 65535
| High | Time-of-Use Rates (TOU) | DLC-Thermostat-BYOT-MSHP | Small General |  | Winter Morning | % of Load | 1 | 2025 | 65535
| High | Time-of-Use Rates (TOU) | DLC-Thermostat-BYOT-MSHP | Small General |  | Winter Morning | % of Load | 0 | 2025 | 65535
| High | Time-of-Use Rates (TOU) | C&I Curtailment-Turnkey-Manual HVAC Control | Small General |  | Winter Morning | % of Load | 1 | 2025 | 65535
| High | Time-of-Use Rates (TOU) | C&I Curtailment-Turnkey-Manual HVAC Control | Small General |  | Winter Morning | % of Load | 0 | 2025 | 65535
| High | Time-of-Use Rates (TOU) | C&I Curtailment-Turnkey-Auto-DR HVAC Control | Small General |  | Winter Morning | % of Load | 1 | 2025 | 65535
| High | Time-of-Use Rates (TOU) | C&I Curtailment-Turnkey-Auto-DR HVAC Control | Small General |  | Winter Morning | % of Load | 0 | 2025 | 65535
| High | Time-of-Use Rates (TOU) | C&I Curtailment-Turnkey-Standard Lighting Control | Small General |  | Winter Morning | % of Load | 1 | 2025 | 65535
| High | Time-of-Use Rates (TOU) | C&I Curtailment-Turnkey-Standard Lighting Control | Small General |  | Winter Morning | % of Load | 0 | 2025 | 65535
| High | Time-of-Use Rates (TOU) | C&I Curtailment-Turnkey-Advanced Lighting Control | Small General |  | Winter Morning | % of Load | 1 | 2025 | 65535
| High | Time-of-Use Rates (TOU) | C&I Curtailment-Turnkey-Advanced Lighting Control | Small General |  | Winter Morning | % of Load | 0 | 2025 | 65535
| High | Time-of-Use Rates (TOU) | C&I Curtailment-Turnkey-Water Heating Control | Small General |  | Winter Morning | % of Load | 1 | 2025 | 65535
| High | Time-of-Use Rates (TOU) | C&I Curtailment-Turnkey-Water Heating Control | Small General |  | Winter Morning | % of Load | 0 | 2025 | 65535
| High | Time-of-Use Rates (TOU) | C&I Curtailment-Turnkey-Other | Small General |  | Winter Morning | % of Load | 1 | 2025 | 65535
| High | Time-of-Use Rates (TOU) | C&I Curtailment-Turnkey-Other | Small General |  | Winter Morning | % of Load | 0 | 2025 | 65535
| High | Time-of-Use Rates (TOU) | Dynamic Pricing with enabling tech. | Small General |  | Winter Morning | % of Load | 1 | 2025 | 65535
| High | Time-of-Use Rates (TOU) | Dynamic Pricing with enabling tech. | Small General |  | Winter Morning | % of Load | 0 | 2025 | 65535
| High | Time-of-Use Rates (TOU) | Time-of-Use Rates (TOU) | Small General |  | Winter Morning | % of Load | 1 | 2025 | 65535
| High | Time-of-Use Rates (TOU) | Time-of-Use Rates (TOU) | Small General |  | Winter Morning | % of Load | 0 | 2025 | 65535
| High | Time-of-Use Rates (TOU) | DLC-Switch-Water Heating | Small General |  | Winter Evening | % of Load | 1 | 2025 | 65535
| High | Time-of-Use Rates (TOU) | DLC-Switch-Water Heating | Small General |  | Winter Evening | % of Load | 0 | 2025 | 65535
| High | Time-of-Use Rates (TOU) | DLC-BYOD-Water Heating | Small General |  | Winter Evening | % of Load | 1 | 2025 | 65535
| High | Time-of-Use Rates (TOU) | DLC-BYOD-Water Heating | Small General |  | Winter Evening | % of Load | 0 | 2025 | 65535
| High | Time-of-Use Rates (TOU) | DLC-Thermostat-DI-Central Heat Pump | Small General |  | Winter Evening | % of Load | 1 | 2025 | 65535
| High | Time-of-Use Rates (TOU) | DLC-Thermostat-DI-Central Heat Pump | Small General |  | Winter Evening | % of Load | 0 | 2025 | 65535
| High | Time-of-Use Rates (TOU) | DLC-Thermostat-BYOT-Central Heat Pump | Small General |  | Winter Evening | % of Load | 1 | 2025 | 65535
| High | Time-of-Use Rates (TOU) | DLC-Thermostat-BYOT-Central Heat Pump | Small General |  | Winter Evening | % of Load | 0 | 2025 | 65535
| High | Time-of-Use Rates (TOU) | DLC-Thermostat-HVAC | Small General |  | Winter Evening | % of Load | 1 | 2025 | 65535
| High | Time-of-Use Rates (TOU) | DLC-Thermostat-HVAC | Small General |  | Winter Evening | % of Load | 0 | 2025 | 65535
| High | Time-of-Use Rates (TOU) | DLC-Thermostat-DI-Baseboard Heating | Small General |  | Winter Evening | % of Load | 1 | 2025 | 65535
| High | Time-of-Use Rates (TOU) | DLC-Thermostat-DI-Baseboard Heating | Small General |  | Winter Evening | % of Load | 0 | 2025 | 65535
| High | Time-of-Use Rates (TOU) | DLC-Thermostat-BYOT-Baseboard Heating | Small General |  | Winter Evening | % of Load | 1 | 2025 | 65535
| High | Time-of-Use Rates (TOU) | DLC-Thermostat-BYOT-Baseboard Heating | Small General |  | Winter Evening | % of Load | 0 | 2025 | 65535
| High | Time-of-Use Rates (TOU) | DLC-Thermostat-DI-MSHP | Small General |  | Winter Evening | % of Load | 1 | 2025 | 65535
| High | Time-of-Use Rates (TOU) | DLC-Thermostat-DI-MSHP | Small General |  | Winter Evening | % of Load | 0 | 2025 | 65535
| High | Time-of-Use Rates (TOU) | DLC-Thermostat-BYOT-MSHP | Small General |  | Winter Evening | % of Load | 1 | 2025 | 65535
| High | Time-of-Use Rates (TOU) | DLC-Thermostat-BYOT-MSHP | Small General |  | Winter Evening | % of Load | 0 | 2025 | 65535
| High | Time-of-Use Rates (TOU) | C&I Curtailment-Turnkey-Manual HVAC Control | Small General |  | Winter Evening | % of Load | 1 | 2025 | 65535
| High | Time-of-Use Rates (TOU) | C&I Curtailment-Turnkey-Manual HVAC Control | Small General |  | Winter Evening | % of Load | 0 | 2025 | 65535
| High | Time-of-Use Rates (TOU) | C&I Curtailment-Turnkey-Auto-DR HVAC Control | Small General |  | Winter Evening | % of Load | 1 | 2025 | 65535
| High | Time-of-Use Rates (TOU) | C&I Curtailment-Turnkey-Auto-DR HVAC Control | Small General |  | Winter Evening | % of Load | 0 | 2025 | 65535
| High | Time-of-Use Rates (TOU) | C&I Curtailment-Turnkey-Standard Lighting Control | Small General |  | Winter Evening | % of Load | 1 | 2025 | 65535
| High | Time-of-Use Rates (TOU) | C&I Curtailment-Turnkey-Standard Lighting Control | Small General |  | Winter Evening | % of Load | 0 | 2025 | 65535
| High | Time-of-Use Rates (TOU) | C&I Curtailment-Turnkey-Advanced Lighting Control | Small General |  | Winter Evening | % of Load | 1 | 2025 | 65535
| High | Time-of-Use Rates (TOU) | C&I Curtailment-Turnkey-Advanced Lighting Control | Small General |  | Winter Evening | % of Load | 0 | 2025 | 65535
| High | Time-of-Use Rates (TOU) | C&I Curtailment-Turnkey-Water Heating Control | Small General |  | Winter Evening | % of Load | 1 | 2025 | 65535
| High | Time-of-Use Rates (TOU) | C&I Curtailment-Turnkey-Water Heating Control | Small General |  | Winter Evening | % of Load | 0 | 2025 | 65535
| High | Time-of-Use Rates (TOU) | C&I Curtailment-Turnkey-Other | Small General |  | Winter Evening | % of Load | 1 | 2025 | 65535
| High | Time-of-Use Rates (TOU) | C&I Curtailment-Turnkey-Other | Small General |  | Winter Evening | % of Load | 0 | 2025 | 65535
| High | Time-of-Use Rates (TOU) | Dynamic Pricing with enabling tech. | Small General |  | Winter Evening | % of Load | 1 | 2025 | 65535
| High | Time-of-Use Rates (TOU) | Dynamic Pricing with enabling tech. | Small General |  | Winter Evening | % of Load | 0 | 2025 | 65535
| High | Time-of-Use Rates (TOU) | Time-of-Use Rates (TOU) | Small General |  | Winter Evening | % of Load | 1 | 2025 | 65535
| High | Time-of-Use Rates (TOU) | Time-of-Use Rates (TOU) | Small General |  | Winter Evening | % of Load | 0 | 2025 | 65535
| High | Time-of-Use Rates (TOU) | DLC-Switch-Water Heating | General |  | Winter Morning | % of Load | 1 | 2025 | 65535
| High | Time-of-Use Rates (TOU) | DLC-Switch-Water Heating | General |  | Winter Morning | % of Load | 0 | 2025 | 65535
| High | Time-of-Use Rates (TOU) | DLC-BYOD-Water Heating | General |  | Winter Morning | % of Load | 1 | 2025 | 65535
| High | Time-of-Use Rates (TOU) | DLC-BYOD-Water Heating | General |  | Winter Morning | % of Load | 0 | 2025 | 65535
| High | Time-of-Use Rates (TOU) | DLC-Thermostat-DI-Central Heat Pump | General |  | Winter Morning | % of Load | 1 | 2025 | 65535
| High | Time-of-Use Rates (TOU) | DLC-Thermostat-DI-Central Heat Pump | General |  | Winter Morning | % of Load | 0 | 2025 | 65535
| High | Time-of-Use Rates (TOU) | DLC-Thermostat-BYOT-Central Heat Pump | General |  | Winter Morning | % of Load | 1 | 2025 | 65535
| High | Time-of-Use Rates (TOU) | DLC-Thermostat-BYOT-Central Heat Pump | General |  | Winter Morning | % of Load | 0 | 2025 | 65535
| High | Time-of-Use Rates (TOU) | DLC-Thermostat-HVAC | General |  | Winter Morning | % of Load | 1 | 2025 | 65535
| High | Time-of-Use Rates (TOU) | DLC-Thermostat-HVAC | General |  | Winter Morning | % of Load | 0 | 2025 | 65535
| High | Time-of-Use Rates (TOU) | DLC-Thermostat-DI-Baseboard Heating | General |  | Winter Morning | % of Load | 1 | 2025 | 65535
| High | Time-of-Use Rates (TOU) | DLC-Thermostat-DI-Baseboard Heating | General |  | Winter Morning | % of Load | 0 | 2025 | 65535
| High | Time-of-Use Rates (TOU) | DLC-Thermostat-BYOT-Baseboard Heating | General |  | Winter Morning | % of Load | 1 | 2025 | 65535
| High | Time-of-Use Rates (TOU) | DLC-Thermostat-BYOT-Baseboard Heating | General |  | Winter Morning | % of Load | 0 | 2025 | 65535
| High | Time-of-Use Rates (TOU) | DLC-Thermostat-DI-MSHP | General |  | Winter Morning | % of Load | 1 | 2025 | 65535
| High | Time-of-Use Rates (TOU) | DLC-Thermostat-DI-MSHP | General |  | Winter Morning | % of Load | 0 | 2025 | 65535
| High | Time-of-Use Rates (TOU) | DLC-Thermostat-BYOT-MSHP | General |  | Winter Morning | % of Load | 1 | 2025 | 65535
| High | Time-of-Use Rates (TOU) | DLC-Thermostat-BYOT-MSHP | General |  | Winter Morning | % of Load | 0 | 2025 | 65535
| High | Time-of-Use Rates (TOU) | C&I Curtailment-Turnkey-Manual HVAC Control | General |  | Winter Morning | % of Load | 1 | 2025 | 65535
| High | Time-of-Use Rates (TOU) | C&I Curtailment-Turnkey-Manual HVAC Control | General |  | Winter Morning | % of Load | 0 | 2025 | 65535
| High | Time-of-Use Rates (TOU) | C&I Curtailment-Turnkey-Auto-DR HVAC Control | General |  | Winter Morning | % of Load | 1 | 2025 | 65535
| High | Time-of-Use Rates (TOU) | C&I Curtailment-Turnkey-Auto-DR HVAC Control | General |  | Winter Morning | % of Load | 0 | 2025 | 65535
| High | Time-of-Use Rates (TOU) | C&I Curtailment-Turnkey-Standard Lighting Control | General |  | Winter Morning | % of Load | 1 | 2025 | 65535
| High | Time-of-Use Rates (TOU) | C&I Curtailment-Turnkey-Standard Lighting Control | General |  | Winter Morning | % of Load | 0 | 2025 | 65535
| High | Time-of-Use Rates (TOU) | C&I Curtailment-Turnkey-Advanced Lighting Control | General |  | Winter Morning | % of Load | 1 | 2025 | 65535
| High | Time-of-Use Rates (TOU) | C&I Curtailment-Turnkey-Advanced Lighting Control | General |  | Winter Morning | % of Load | 0 | 2025 | 65535
| High | Time-of-Use Rates (TOU) | C&I Curtailment-Turnkey-Water Heating Control | General |  | Winter Morning | % of Load | 1 | 2025 | 65535
| High | Time-of-Use Rates (TOU) | C&I Curtailment-Turnkey-Water Heating Control | General |  | Winter Morning | % of Load | 0 | 2025 | 65535
| High | Time-of-Use Rates (TOU) | C&I Curtailment-Turnkey-Other | General |  | Winter Morning | % of Load | 1 | 2025 | 65535
| High | Time-of-Use Rates (TOU) | C&I Curtailment-Turnkey-Other | General |  | Winter Morning | % of Load | 0 | 2025 | 65535
| High | Time-of-Use Rates (TOU) | Time-of-Use Rates (TOU) | General |  | Winter Morning | % of Load | 1 | 2025 | 65535
| High | Time-of-Use Rates (TOU) | Time-of-Use Rates (TOU) | General |  | Winter Morning | % of Load | 0 | 2025 | 65535
| High | Time-of-Use Rates (TOU) | DLC-Switch-Water Heating | General |  | Winter Evening | % of Load | 1 | 2025 | 65535
| High | Time-of-Use Rates (TOU) | DLC-Switch-Water Heating | General |  | Winter Evening | % of Load | 0 | 2025 | 65535
| High | Time-of-Use Rates (TOU) | DLC-BYOD-Water Heating | General |  | Winter Evening | % of Load | 1 | 2025 | 65535
| High | Time-of-Use Rates (TOU) | DLC-BYOD-Water Heating | General |  | Winter Evening | % of Load | 0 | 2025 | 65535
| High | Time-of-Use Rates (TOU) | DLC-Thermostat-DI-Central Heat Pump | General |  | Winter Evening | % of Load | 1 | 2025 | 65535
| High | Time-of-Use Rates (TOU) | DLC-Thermostat-DI-Central Heat Pump | General |  | Winter Evening | % of Load | 0 | 2025 | 65535
| High | Time-of-Use Rates (TOU) | DLC-Thermostat-BYOT-Central Heat Pump | General |  | Winter Evening | % of Load | 1 | 2025 | 65535
| High | Time-of-Use Rates (TOU) | DLC-Thermostat-BYOT-Central Heat Pump | General |  | Winter Evening | % of Load | 0 | 2025 | 65535
| High | Time-of-Use Rates (TOU) | DLC-Thermostat-HVAC | General |  | Winter Evening | % of Load | 1 | 2025 | 65535
| High | Time-of-Use Rates (TOU) | DLC-Thermostat-HVAC | General |  | Winter Evening | % of Load | 0 | 2025 | 65535
| High | Time-of-Use Rates (TOU) | DLC-Thermostat-DI-Baseboard Heating | General |  | Winter Evening | % of Load | 1 | 2025 | 65535
| High | Time-of-Use Rates (TOU) | DLC-Thermostat-DI-Baseboard Heating | General |  | Winter Evening | % of Load | 0 | 2025 | 65535
| High | Time-of-Use Rates (TOU) | DLC-Thermostat-BYOT-Baseboard Heating | General |  | Winter Evening | % of Load | 1 | 2025 | 65535
| High | Time-of-Use Rates (TOU) | DLC-Thermostat-BYOT-Baseboard Heating | General |  | Winter Evening | % of Load | 0 | 2025 | 65535
| High | Time-of-Use Rates (TOU) | DLC-Thermostat-DI-MSHP | General |  | Winter Evening | % of Load | 1 | 2025 | 65535
| High | Time-of-Use Rates (TOU) | DLC-Thermostat-DI-MSHP | General |  | Winter Evening | % of Load | 0 | 2025 | 65535
| High | Time-of-Use Rates (TOU) | DLC-Thermostat-BYOT-MSHP | General |  | Winter Evening | % of Load | 1 | 2025 | 65535
| High | Time-of-Use Rates (TOU) | DLC-Thermostat-BYOT-MSHP | General |  | Winter Evening | % of Load | 0 | 2025 | 65535
| High | Time-of-Use Rates (TOU) | C&I Curtailment-Turnkey-Manual HVAC Control | General |  | Winter Evening | % of Load | 1 | 2025 | 65535
| High | Time-of-Use Rates (TOU) | C&I Curtailment-Turnkey-Manual HVAC Control | General |  | Winter Evening | % of Load | 0 | 2025 | 65535
| High | Time-of-Use Rates (TOU) | C&I Curtailment-Turnkey-Auto-DR HVAC Control | General |  | Winter Evening | % of Load | 1 | 2025 | 65535
| High | Time-of-Use Rates (TOU) | C&I Curtailment-Turnkey-Auto-DR HVAC Control | General |  | Winter Evening | % of Load | 0 | 2025 | 65535
| High | Time-of-Use Rates (TOU) | C&I Curtailment-Turnkey-Standard Lighting Control | General |  | Winter Evening | % of Load | 1 | 2025 | 65535
| High | Time-of-Use Rates (TOU) | C&I Curtailment-Turnkey-Standard Lighting Control | General |  | Winter Evening | % of Load | 0 | 2025 | 65535
| High | Time-of-Use Rates (TOU) | C&I Curtailment-Turnkey-Advanced Lighting Control | General |  | Winter Evening | % of Load | 1 | 2025 | 65535
| High | Time-of-Use Rates (TOU) | C&I Curtailment-Turnkey-Advanced Lighting Control | General |  | Winter Evening | % of Load | 0 | 2025 | 65535
| High | Time-of-Use Rates (TOU) | C&I Curtailment-Turnkey-Water Heating Control | General |  | Winter Evening | % of Load | 1 | 2025 | 65535
| High | Time-of-Use Rates (TOU) | C&I Curtailment-Turnkey-Water Heating Control | General |  | Winter Evening | % of Load | 0 | 2025 | 65535
| High | Time-of-Use Rates (TOU) | C&I Curtailment-Turnkey-Other | General |  | Winter Evening | % of Load | 1 | 2025 | 65535
| High | Time-of-Use Rates (TOU) | C&I Curtailment-Turnkey-Other | General |  | Winter Evening | % of Load | 0 | 2025 | 65535
| High | Time-of-Use Rates (TOU) | Time-of-Use Rates (TOU) | General |  | Winter Evening | % of Load | 1 | 2025 | 65535
| High | Time-of-Use Rates (TOU) | Time-of-Use Rates (TOU) | General |  | Winter Evening | % of Load | 0 | 2025 | 65535
| High | Time-of-Use Rates (TOU) | DLC-Switch-Water Heating | Small Industrial |  | Winter Morning | % of Load | 1 | 2025 | 65535
| High | Time-of-Use Rates (TOU) | DLC-Switch-Water Heating | Small Industrial |  | Winter Morning | % of Load | 0 | 2025 | 65535
| High | Time-of-Use Rates (TOU) | DLC-BYOD-Water Heating | Small Industrial |  | Winter Morning | % of Load | 1 | 2025 | 65535
| High | Time-of-Use Rates (TOU) | DLC-BYOD-Water Heating | Small Industrial |  | Winter Morning | % of Load | 0 | 2025 | 65535
| High | Time-of-Use Rates (TOU) | DLC-Thermostat-DI-Central Heat Pump | Small Industrial |  | Winter Morning | % of Load | 1 | 2025 | 65535
| High | Time-of-Use Rates (TOU) | DLC-Thermostat-DI-Central Heat Pump | Small Industrial |  | Winter Morning | % of Load | 0 | 2025 | 65535
| High | Time-of-Use Rates (TOU) | DLC-Thermostat-BYOT-Central Heat Pump | Small Industrial |  | Winter Morning | % of Load | 1 | 2025 | 65535
| High | Time-of-Use Rates (TOU) | DLC-Thermostat-BYOT-Central Heat Pump | Small Industrial |  | Winter Morning | % of Load | 0 | 2025 | 65535
| High | Time-of-Use Rates (TOU) | DLC-Thermostat-HVAC | Small Industrial |  | Winter Morning | % of Load | 1 | 2025 | 65535
| High | Time-of-Use Rates (TOU) | DLC-Thermostat-HVAC | Small Industrial |  | Winter Morning | % of Load | 0 | 2025 | 65535
| High | Time-of-Use Rates (TOU) | DLC-Thermostat-DI-Baseboard Heating | Small Industrial |  | Winter Morning | % of Load | 1 | 2025 | 65535
| High | Time-of-Use Rates (TOU) | DLC-Thermostat-DI-Baseboard Heating | Small Industrial |  | Winter Morning | % of Load | 0 | 2025 | 65535
| High | Time-of-Use Rates (TOU) | DLC-Thermostat-BYOT-Baseboard Heating | Small Industrial |  | Winter Morning | % of Load | 1 | 2025 | 65535
| High | Time-of-Use Rates (TOU) | DLC-Thermostat-BYOT-Baseboard Heating | Small Industrial |  | Winter Morning | % of Load | 0 | 2025 | 65535
| High | Time-of-Use Rates (TOU) | DLC-Thermostat-DI-MSHP | Small Industrial |  | Winter Morning | % of Load | 1 | 2025 | 65535
| High | Time-of-Use Rates (TOU) | DLC-Thermostat-DI-MSHP | Small Industrial |  | Winter Morning | % of Load | 0 | 2025 | 65535
| High | Time-of-Use Rates (TOU) | DLC-Thermostat-BYOT-MSHP | Small Industrial |  | Winter Morning | % of Load | 1 | 2025 | 65535
| High | Time-of-Use Rates (TOU) | DLC-Thermostat-BYOT-MSHP | Small Industrial |  | Winter Morning | % of Load | 0 | 2025 | 65535
| High | Time-of-Use Rates (TOU) | C&I Curtailment-Turnkey-Manual HVAC Control | Small Industrial |  | Winter Morning | % of Load | 1 | 2025 | 65535
| High | Time-of-Use Rates (TOU) | C&I Curtailment-Turnkey-Manual HVAC Control | Small Industrial |  | Winter Morning | % of Load | 0 | 2025 | 65535
| High | Time-of-Use Rates (TOU) | C&I Curtailment-Turnkey-Auto-DR HVAC Control | Small Industrial |  | Winter Morning | % of Load | 1 | 2025 | 65535
| High | Time-of-Use Rates (TOU) | C&I Curtailment-Turnkey-Auto-DR HVAC Control | Small Industrial |  | Winter Morning | % of Load | 0 | 2025 | 65535
| High | Time-of-Use Rates (TOU) | C&I Curtailment-Turnkey-Standard Lighting Control | Small Industrial |  | Winter Morning | % of Load | 1 | 2025 | 65535
| High | Time-of-Use Rates (TOU) | C&I Curtailment-Turnkey-Standard Lighting Control | Small Industrial |  | Winter Morning | % of Load | 0 | 2025 | 65535
| High | Time-of-Use Rates (TOU) | C&I Curtailment-Turnkey-Advanced Lighting Control | Small Industrial |  | Winter Morning | % of Load | 1 | 2025 | 65535
| High | Time-of-Use Rates (TOU) | C&I Curtailment-Turnkey-Advanced Lighting Control | Small Industrial |  | Winter Morning | % of Load | 0 | 2025 | 65535
| High | Time-of-Use Rates (TOU) | C&I Curtailment-Turnkey-Water Heating Control | Small Industrial |  | Winter Morning | % of Load | 1 | 2025 | 65535
| High | Time-of-Use Rates (TOU) | C&I Curtailment-Turnkey-Water Heating Control | Small Industrial |  | Winter Morning | % of Load | 0 | 2025 | 65535
| High | Time-of-Use Rates (TOU) | C&I Curtailment-Turnkey-Other | Small Industrial |  | Winter Morning | % of Load | 1 | 2025 | 65535
| High | Time-of-Use Rates (TOU) | C&I Curtailment-Turnkey-Other | Small Industrial |  | Winter Morning | % of Load | 0 | 2025 | 65535
| High | Time-of-Use Rates (TOU) | C&I Curtailment-Turnkey-Industrial | Small Industrial |  | Winter Morning | % of Load | 1 | 2025 | 65535
| High | Time-of-Use Rates (TOU) | C&I Curtailment-Turnkey-Industrial | Small Industrial |  | Winter Morning | % of Load | 0 | 2025 | 65535
| High | Time-of-Use Rates (TOU) | Time-of-Use Rates (TOU) | Small Industrial |  | Winter Morning | % of Load | 1 | 2025 | 65535
| High | Time-of-Use Rates (TOU) | Time-of-Use Rates (TOU) | Small Industrial |  | Winter Morning | % of Load | 0 | 2025 | 65535
| High | Time-of-Use Rates (TOU) | DLC-Switch-Water Heating | Small Industrial |  | Winter Evening | % of Load | 1 | 2025 | 65535
| High | Time-of-Use Rates (TOU) | DLC-Switch-Water Heating | Small Industrial |  | Winter Evening | % of Load | 0 | 2025 | 65535
| High | Time-of-Use Rates (TOU) | DLC-BYOD-Water Heating | Small Industrial |  | Winter Evening | % of Load | 1 | 2025 | 65535
| High | Time-of-Use Rates (TOU) | DLC-BYOD-Water Heating | Small Industrial |  | Winter Evening | % of Load | 0 | 2025 | 65535
| High | Time-of-Use Rates (TOU) | DLC-Thermostat-DI-Central Heat Pump | Small Industrial |  | Winter Evening | % of Load | 1 | 2025 | 65535
| High | Time-of-Use Rates (TOU) | DLC-Thermostat-DI-Central Heat Pump | Small Industrial |  | Winter Evening | % of Load | 0 | 2025 | 65535
| High | Time-of-Use Rates (TOU) | DLC-Thermostat-BYOT-Central Heat Pump | Small Industrial |  | Winter Evening | % of Load | 1 | 2025 | 65535
| High | Time-of-Use Rates (TOU) | DLC-Thermostat-BYOT-Central Heat Pump | Small Industrial |  | Winter Evening | % of Load | 0 | 2025 | 65535
| High | Time-of-Use Rates (TOU) | DLC-Thermostat-HVAC | Small Industrial |  | Winter Evening | % of Load | 1 | 2025 | 65535
| High | Time-of-Use Rates (TOU) | DLC-Thermostat-HVAC | Small Industrial |  | Winter Evening | % of Load | 0 | 2025 | 65535
| High | Time-of-Use Rates (TOU) | DLC-Thermostat-DI-Baseboard Heating | Small Industrial |  | Winter Evening | % of Load | 1 | 2025 | 65535
| High | Time-of-Use Rates (TOU) | DLC-Thermostat-DI-Baseboard Heating | Small Industrial |  | Winter Evening | % of Load | 0 | 2025 | 65535
| High | Time-of-Use Rates (TOU) | DLC-Thermostat-BYOT-Baseboard Heating | Small Industrial |  | Winter Evening | % of Load | 1 | 2025 | 65535
| High | Time-of-Use Rates (TOU) | DLC-Thermostat-BYOT-Baseboard Heating | Small Industrial |  | Winter Evening | % of Load | 0 | 2025 | 65535
| High | Time-of-Use Rates (TOU) | DLC-Thermostat-DI-MSHP | Small Industrial |  | Winter Evening | % of Load | 1 | 2025 | 65535
| High | Time-of-Use Rates (TOU) | DLC-Thermostat-DI-MSHP | Small Industrial |  | Winter Evening | % of Load | 0 | 2025 | 65535
| High | Time-of-Use Rates (TOU) | DLC-Thermostat-BYOT-MSHP | Small Industrial |  | Winter Evening | % of Load | 1 | 2025 | 65535
| High | Time-of-Use Rates (TOU) | DLC-Thermostat-BYOT-MSHP | Small Industrial |  | Winter Evening | % of Load | 0 | 2025 | 65535
| High | Time-of-Use Rates (TOU) | C&I Curtailment-Turnkey-Manual HVAC Control | Small Industrial |  | Winter Evening | % of Load | 1 | 2025 | 65535
| High | Time-of-Use Rates (TOU) | C&I Curtailment-Turnkey-Manual HVAC Control | Small Industrial |  | Winter Evening | % of Load | 0 | 2025 | 65535
| High | Time-of-Use Rates (TOU) | C&I Curtailment-Turnkey-Auto-DR HVAC Control | Small Industrial |  | Winter Evening | % of Load | 1 | 2025 | 65535
| High | Time-of-Use Rates (TOU) | C&I Curtailment-Turnkey-Auto-DR HVAC Control | Small Industrial |  | Winter Evening | % of Load | 0 | 2025 | 65535
| High | Time-of-Use Rates (TOU) | C&I Curtailment-Turnkey-Standard Lighting Control | Small Industrial |  | Winter Evening | % of Load | 1 | 2025 | 65535
| High | Time-of-Use Rates (TOU) | C&I Curtailment-Turnkey-Standard Lighting Control | Small Industrial |  | Winter Evening | % of Load | 0 | 2025 | 65535
| High | Time-of-Use Rates (TOU) | C&I Curtailment-Turnkey-Advanced Lighting Control | Small Industrial |  | Winter Evening | % of Load | 1 | 2025 | 65535
| High | Time-of-Use Rates (TOU) | C&I Curtailment-Turnkey-Advanced Lighting Control | Small Industrial |  | Winter Evening | % of Load | 0 | 2025 | 65535
| High | Time-of-Use Rates (TOU) | C&I Curtailment-Turnkey-Water Heating Control | Small Industrial |  | Winter Evening | % of Load | 1 | 2025 | 65535
| High | Time-of-Use Rates (TOU) | C&I Curtailment-Turnkey-Water Heating Control | Small Industrial |  | Winter Evening | % of Load | 0 | 2025 | 65535
| High | Time-of-Use Rates (TOU) | C&I Curtailment-Turnkey-Other | Small Industrial |  | Winter Evening | % of Load | 1 | 2025 | 65535
| High | Time-of-Use Rates (TOU) | C&I Curtailment-Turnkey-Other | Small Industrial |  | Winter Evening | % of Load | 0 | 2025 | 65535
| High | Time-of-Use Rates (TOU) | C&I Curtailment-Turnkey-Industrial | Small Industrial |  | Winter Evening | % of Load | 1 | 2025 | 65535
| High | Time-of-Use Rates (TOU) | C&I Curtailment-Turnkey-Industrial | Small Industrial |  | Winter Evening | % of Load | 0 | 2025 | 65535
| High | Time-of-Use Rates (TOU) | Time-of-Use Rates (TOU) | Small Industrial |  | Winter Evening | % of Load | 1 | 2025 | 65535
| High | Time-of-Use Rates (TOU) | Time-of-Use Rates (TOU) | Small Industrial |  | Winter Evening | % of Load | 0 | 2025 | 65535
| High | Time-of-Use Rates (TOU) | DLC-Switch-Water Heating | Medium Industrial |  | Winter Morning | % of Load | 1 | 2025 | 65535
| High | Time-of-Use Rates (TOU) | DLC-Switch-Water Heating | Medium Industrial |  | Winter Morning | % of Load | 0 | 2025 | 65535
| High | Time-of-Use Rates (TOU) | DLC-BYOD-Water Heating | Medium Industrial |  | Winter Morning | % of Load | 1 | 2025 | 65535
| High | Time-of-Use Rates (TOU) | DLC-BYOD-Water Heating | Medium Industrial |  | Winter Morning | % of Load | 0 | 2025 | 65535
| High | Time-of-Use Rates (TOU) | DLC-Thermostat-DI-Central Heat Pump | Medium Industrial |  | Winter Morning | % of Load | 1 | 2025 | 65535
| High | Time-of-Use Rates (TOU) | DLC-Thermostat-DI-Central Heat Pump | Medium Industrial |  | Winter Morning | % of Load | 0 | 2025 | 65535
| High | Time-of-Use Rates (TOU) | DLC-Thermostat-BYOT-Central Heat Pump | Medium Industrial |  | Winter Morning | % of Load | 1 | 2025 | 65535
| High | Time-of-Use Rates (TOU) | DLC-Thermostat-BYOT-Central Heat Pump | Medium Industrial |  | Winter Morning | % of Load | 0 | 2025 | 65535
| High | Time-of-Use Rates (TOU) | DLC-Thermostat-HVAC | Medium Industrial |  | Winter Morning | % of Load | 1 | 2025 | 65535
| High | Time-of-Use Rates (TOU) | DLC-Thermostat-HVAC | Medium Industrial |  | Winter Morning | % of Load | 0 | 2025 | 65535
| High | Time-of-Use Rates (TOU) | DLC-Thermostat-DI-Baseboard Heating | Medium Industrial |  | Winter Morning | % of Load | 1 | 2025 | 65535
| High | Time-of-Use Rates (TOU) | DLC-Thermostat-DI-Baseboard Heating | Medium Industrial |  | Winter Morning | % of Load | 0 | 2025 | 65535
| High | Time-of-Use Rates (TOU) | DLC-Thermostat-BYOT-Baseboard Heating | Medium Industrial |  | Winter Morning | % of Load | 1 | 2025 | 65535
| High | Time-of-Use Rates (TOU) | DLC-Thermostat-BYOT-Baseboard Heating | Medium Industrial |  | Winter Morning | % of Load | 0 | 2025 | 65535
| High | Time-of-Use Rates (TOU) | DLC-Thermostat-DI-MSHP | Medium Industrial |  | Winter Morning | % of Load | 1 | 2025 | 65535
| High | Time-of-Use Rates (TOU) | DLC-Thermostat-DI-MSHP | Medium Industrial |  | Winter Morning | % of Load | 0 | 2025 | 65535
| High | Time-of-Use Rates (TOU) | DLC-Thermostat-BYOT-MSHP | Medium Industrial |  | Winter Morning | % of Load | 1 | 2025 | 65535
| High | Time-of-Use Rates (TOU) | DLC-Thermostat-BYOT-MSHP | Medium Industrial |  | Winter Morning | % of Load | 0 | 2025 | 65535
| High | Time-of-Use Rates (TOU) | C&I Curtailment-Turnkey-Manual HVAC Control | Medium Industrial |  | Winter Morning | % of Load | 1 | 2025 | 65535
| High | Time-of-Use Rates (TOU) | C&I Curtailment-Turnkey-Manual HVAC Control | Medium Industrial |  | Winter Morning | % of Load | 0 | 2025 | 65535
| High | Time-of-Use Rates (TOU) | C&I Curtailment-Turnkey-Auto-DR HVAC Control | Medium Industrial |  | Winter Morning | % of Load | 1 | 2025 | 65535
| High | Time-of-Use Rates (TOU) | C&I Curtailment-Turnkey-Auto-DR HVAC Control | Medium Industrial |  | Winter Morning | % of Load | 0 | 2025 | 65535
| High | Time-of-Use Rates (TOU) | C&I Curtailment-Turnkey-Standard Lighting Control | Medium Industrial |  | Winter Morning | % of Load | 1 | 2025 | 65535
| High | Time-of-Use Rates (TOU) | C&I Curtailment-Turnkey-Standard Lighting Control | Medium Industrial |  | Winter Morning | % of Load | 0 | 2025 | 65535
| High | Time-of-Use Rates (TOU) | C&I Curtailment-Turnkey-Advanced Lighting Control | Medium Industrial |  | Winter Morning | % of Load | 1 | 2025 | 65535
| High | Time-of-Use Rates (TOU) | C&I Curtailment-Turnkey-Advanced Lighting Control | Medium Industrial |  | Winter Morning | % of Load | 0 | 2025 | 65535
| High | Time-of-Use Rates (TOU) | C&I Curtailment-Turnkey-Water Heating Control | Medium Industrial |  | Winter Morning | % of Load | 1 | 2025 | 65535
| High | Time-of-Use Rates (TOU) | C&I Curtailment-Turnkey-Water Heating Control | Medium Industrial |  | Winter Morning | % of Load | 0 | 2025 | 65535
| High | Time-of-Use Rates (TOU) | C&I Curtailment-Turnkey-Other | Medium Industrial |  | Winter Morning | % of Load | 1 | 2025 | 65535
| High | Time-of-Use Rates (TOU) | C&I Curtailment-Turnkey-Other | Medium Industrial |  | Winter Morning | % of Load | 0 | 2025 | 65535
| High | Time-of-Use Rates (TOU) | Time-of-Use Rates (TOU) | Medium Industrial |  | Winter Morning | % of Load | 1 | 2025 | 65535
| High | Time-of-Use Rates (TOU) | Time-of-Use Rates (TOU) | Medium Industrial |  | Winter Morning | % of Load | 0 | 2025 | 65535
| High | Time-of-Use Rates (TOU) | DLC-Switch-Water Heating | Medium Industrial |  | Winter Evening | % of Load | 1 | 2025 | 65535
| High | Time-of-Use Rates (TOU) | DLC-Switch-Water Heating | Medium Industrial |  | Winter Evening | % of Load | 0 | 2025 | 65535
| High | Time-of-Use Rates (TOU) | DLC-BYOD-Water Heating | Medium Industrial |  | Winter Evening | % of Load | 1 | 2025 | 65535
| High | Time-of-Use Rates (TOU) | DLC-BYOD-Water Heating | Medium Industrial |  | Winter Evening | % of Load | 0 | 2025 | 65535
| High | Time-of-Use Rates (TOU) | DLC-Thermostat-DI-Central Heat Pump | Medium Industrial |  | Winter Evening | % of Load | 1 | 2025 | 65535
| High | Time-of-Use Rates (TOU) | DLC-Thermostat-DI-Central Heat Pump | Medium Industrial |  | Winter Evening | % of Load | 0 | 2025 | 65535
| High | Time-of-Use Rates (TOU) | DLC-Thermostat-BYOT-Central Heat Pump | Medium Industrial |  | Winter Evening | % of Load | 1 | 2025 | 65535
| High | Time-of-Use Rates (TOU) | DLC-Thermostat-BYOT-Central Heat Pump | Medium Industrial |  | Winter Evening | % of Load | 0 | 2025 | 65535
| High | Time-of-Use Rates (TOU) | DLC-Thermostat-HVAC | Medium Industrial |  | Winter Evening | % of Load | 1 | 2025 | 65535
| High | Time-of-Use Rates (TOU) | DLC-Thermostat-HVAC | Medium Industrial |  | Winter Evening | % of Load | 0 | 2025 | 65535
| High | Time-of-Use Rates (TOU) | DLC-Thermostat-DI-Baseboard Heating | Medium Industrial |  | Winter Evening | % of Load | 1 | 2025 | 65535
| High | Time-of-Use Rates (TOU) | DLC-Thermostat-DI-Baseboard Heating | Medium Industrial |  | Winter Evening | % of Load | 0 | 2025 | 65535
| High | Time-of-Use Rates (TOU) | DLC-Thermostat-BYOT-Baseboard Heating | Medium Industrial |  | Winter Evening | % of Load | 1 | 2025 | 65535
| High | Time-of-Use Rates (TOU) | DLC-Thermostat-BYOT-Baseboard Heating | Medium Industrial |  | Winter Evening | % of Load | 0 | 2025 | 65535
| High | Time-of-Use Rates (TOU) | DLC-Thermostat-DI-MSHP | Medium Industrial |  | Winter Evening | % of Load | 1 | 2025 | 65535
| High | Time-of-Use Rates (TOU) | DLC-Thermostat-DI-MSHP | Medium Industrial |  | Winter Evening | % of Load | 0 | 2025 | 65535
| High | Time-of-Use Rates (TOU) | DLC-Thermostat-BYOT-MSHP | Medium Industrial |  | Winter Evening | % of Load | 1 | 2025 | 65535
| High | Time-of-Use Rates (TOU) | DLC-Thermostat-BYOT-MSHP | Medium Industrial |  | Winter Evening | % of Load | 0 | 2025 | 65535
| High | Time-of-Use Rates (TOU) | C&I Curtailment-Turnkey-Manual HVAC Control | Medium Industrial |  | Winter Evening | % of Load | 1 | 2025 | 65535
| High | Time-of-Use Rates (TOU) | C&I Curtailment-Turnkey-Manual HVAC Control | Medium Industrial |  | Winter Evening | % of Load | 0 | 2025 | 65535
| High | Time-of-Use Rates (TOU) | C&I Curtailment-Turnkey-Auto-DR HVAC Control | Medium Industrial |  | Winter Evening | % of Load | 1 | 2025 | 65535
| High | Time-of-Use Rates (TOU) | C&I Curtailment-Turnkey-Auto-DR HVAC Control | Medium Industrial |  | Winter Evening | % of Load | 0 | 2025 | 65535
| High | Time-of-Use Rates (TOU) | C&I Curtailment-Turnkey-Standard Lighting Control | Medium Industrial |  | Winter Evening | % of Load | 1 | 2025 | 65535
| High | Time-of-Use Rates (TOU) | C&I Curtailment-Turnkey-Standard Lighting Control | Medium Industrial |  | Winter Evening | % of Load | 0 | 2025 | 65535
| High | Time-of-Use Rates (TOU) | C&I Curtailment-Turnkey-Advanced Lighting Control | Medium Industrial |  | Winter Evening | % of Load | 1 | 2025 | 65535
| High | Time-of-Use Rates (TOU) | C&I Curtailment-Turnkey-Advanced Lighting Control | Medium Industrial |  | Winter Evening | % of Load | 0 | 2025 | 65535
| High | Time-of-Use Rates (TOU) | C&I Curtailment-Turnkey-Water Heating Control | Medium Industrial |  | Winter Evening | % of Load | 1 | 2025 | 65535
| High | Time-of-Use Rates (TOU) | C&I Curtailment-Turnkey-Water Heating Control | Medium Industrial |  | Winter Evening | % of Load | 0 | 2025 | 65535
| High | Time-of-Use Rates (TOU) | C&I Curtailment-Turnkey-Other | Medium Industrial |  | Winter Evening | % of Load | 1 | 2025 | 65535
| High | Time-of-Use Rates (TOU) | C&I Curtailment-Turnkey-Other | Medium Industrial |  | Winter Evening | % of Load | 0 | 2025 | 65535
| High | Time-of-Use Rates (TOU) | Time-of-Use Rates (TOU) | Medium Industrial |  | Winter Evening | % of Load | 1 | 2025 | 65535
| High | Time-of-Use Rates (TOU) | Time-of-Use Rates (TOU) | Medium Industrial |  | Winter Evening | % of Load | 0 | 2025 | 65535
| High | Time-of-Use Rates (TOU) | Time-of-Use Rates (TOU) | Residential Charitable |  | Winter Morning | % of Load | 1 | 2025 | 65535
| High | Time-of-Use Rates (TOU) | Time-of-Use Rates (TOU) | Residential Charitable |  | Winter Morning | % of Load | 0 | 2025 | 65535
| High | Time-of-Use Rates (TOU) | Time-of-Use Rates (TOU) | Residential Charitable |  | Winter Evening | % of Load | 1 | 2025 | 65535
| High | Time-of-Use Rates (TOU) | Time-of-Use Rates (TOU) | Residential Charitable |  | Winter Evening | % of Load | 0 | 2025 | 65535
| High | DLC-Thermostat | DLC-Switch-Water Heating | Small General |  | Winter Morning | % of Load | 1 | 2026 | 65535
| High | DLC-Thermostat | DLC-Switch-Water Heating | Small General |  | Winter Morning | % of Load | 0 | 2026 | 65535
| High | DLC-Thermostat | DLC-BYOD-Water Heating | Small General |  | Winter Morning | % of Load | 1 | 2026 | 65535
| High | DLC-Thermostat | DLC-BYOD-Water Heating | Small General |  | Winter Morning | % of Load | 0 | 2026 | 65535
| High | DLC-Thermostat | DLC-Thermostat-DI-Central Heat Pump | Small General |  | Winter Morning | % of Load | 1 | 2026 | 65535
| High | DLC-Thermostat | DLC-Thermostat-DI-Central Heat Pump | Small General |  | Winter Morning | % of Load | 0 | 2026 | 65535
| High | DLC-Thermostat | DLC-Thermostat-BYOT-Central Heat Pump | Small General |  | Winter Morning | % of Load | 1 | 2026 | 65535
| High | DLC-Thermostat | DLC-Thermostat-BYOT-Central Heat Pump | Small General |  | Winter Morning | % of Load | 0 | 2026 | 65535
| High | DLC-Thermostat | DLC-Thermostat-HVAC | Small General |  | Winter Morning | % of Load | 1 | 2026 | 65535
| High | DLC-Thermostat | DLC-Thermostat-HVAC | Small General |  | Winter Morning | % of Load | 0 | 2026 | 65535
| High | DLC-Thermostat | DLC-Thermostat-DI-Baseboard Heating | Small General |  | Winter Morning | % of Load | 1 | 2026 | 65535
| High | DLC-Thermostat | DLC-Thermostat-DI-Baseboard Heating | Small General |  | Winter Morning | % of Load | 0 | 2026 | 65535
| High | DLC-Thermostat | DLC-Thermostat-BYOT-Baseboard Heating | Small General |  | Winter Morning | % of Load | 1 | 2026 | 65535
| High | DLC-Thermostat | DLC-Thermostat-BYOT-Baseboard Heating | Small General |  | Winter Morning | % of Load | 0 | 2026 | 65535
| High | DLC-Thermostat | DLC-Thermostat-DI-MSHP | Small General |  | Winter Morning | % of Load | 1 | 2026 | 65535
| High | DLC-Thermostat | DLC-Thermostat-DI-MSHP | Small General |  | Winter Morning | % of Load | 0 | 2026 | 65535
| High | DLC-Thermostat | DLC-Thermostat-BYOT-MSHP | Small General |  | Winter Morning | % of Load | 1 | 2026 | 65535
| High | DLC-Thermostat | DLC-Thermostat-BYOT-MSHP | Small General |  | Winter Morning | % of Load | 0 | 2026 | 65535
| High | DLC-Thermostat | C&I Curtailment-Turnkey-Manual HVAC Control | Small General |  | Winter Morning | % of Load | 1 | 2026 | 65535
| High | DLC-Thermostat | C&I Curtailment-Turnkey-Manual HVAC Control | Small General |  | Winter Morning | % of Load | 0 | 2026 | 65535
| High | DLC-Thermostat | C&I Curtailment-Turnkey-Auto-DR HVAC Control | Small General |  | Winter Morning | % of Load | 1 | 2026 | 65535
| High | DLC-Thermostat | C&I Curtailment-Turnkey-Auto-DR HVAC Control | Small General |  | Winter Morning | % of Load | 0 | 2026 | 65535
| High | DLC-Thermostat | C&I Curtailment-Turnkey-Standard Lighting Control | Small General |  | Winter Morning | % of Load | 1 | 2026 | 65535
| High | DLC-Thermostat | C&I Curtailment-Turnkey-Standard Lighting Control | Small General |  | Winter Morning | % of Load | 0 | 2026 | 65535
| High | DLC-Thermostat | C&I Curtailment-Turnkey-Advanced Lighting Control | Small General |  | Winter Morning | % of Load | 1 | 2026 | 65535
| High | DLC-Thermostat | C&I Curtailment-Turnkey-Advanced Lighting Control | Small General |  | Winter Morning | % of Load | 0 | 2026 | 65535
| High | DLC-Thermostat | C&I Curtailment-Turnkey-Water Heating Control | Small General |  | Winter Morning | % of Load | 1 | 2026 | 65535
| High | DLC-Thermostat | C&I Curtailment-Turnkey-Water Heating Control | Small General |  | Winter Morning | % of Load | 0 | 2026 | 65535
| High | DLC-Thermostat | C&I Curtailment-Turnkey-Other | Small General |  | Winter Morning | % of Load | 1 | 2026 | 65535
| High | DLC-Thermostat | C&I Curtailment-Turnkey-Other | Small General |  | Winter Morning | % of Load | 0 | 2026 | 65535
| High | DLC-Thermostat | Dynamic Pricing with enabling tech. | Small General |  | Winter Morning | % of Load | 1 | 2026 | 65535
| High | DLC-Thermostat | Dynamic Pricing with enabling tech. | Small General |  | Winter Morning | % of Load | 0 | 2026 | 65535
| High | DLC-Thermostat | DLC-Switch-Water Heating | Small General |  | Winter Evening | % of Load | 1 | 2026 | 65535
| High | DLC-Thermostat | DLC-Switch-Water Heating | Small General |  | Winter Evening | % of Load | 0 | 2026 | 65535
| High | DLC-Thermostat | DLC-BYOD-Water Heating | Small General |  | Winter Evening | % of Load | 1 | 2026 | 65535
| High | DLC-Thermostat | DLC-BYOD-Water Heating | Small General |  | Winter Evening | % of Load | 0 | 2026 | 65535
| High | DLC-Thermostat | DLC-Thermostat-DI-Central Heat Pump | Small General |  | Winter Evening | % of Load | 1 | 2026 | 65535
| High | DLC-Thermostat | DLC-Thermostat-DI-Central Heat Pump | Small General |  | Winter Evening | % of Load | 0 | 2026 | 65535
| High | DLC-Thermostat | DLC-Thermostat-BYOT-Central Heat Pump | Small General |  | Winter Evening | % of Load | 1 | 2026 | 65535
| High | DLC-Thermostat | DLC-Thermostat-BYOT-Central Heat Pump | Small General |  | Winter Evening | % of Load | 0 | 2026 | 65535
| High | DLC-Thermostat | DLC-Thermostat-HVAC | Small General |  | Winter Evening | % of Load | 1 | 2026 | 65535
| High | DLC-Thermostat | DLC-Thermostat-HVAC | Small General |  | Winter Evening | % of Load | 0 | 2026 | 65535
| High | DLC-Thermostat | DLC-Thermostat-DI-Baseboard Heating | Small General |  | Winter Evening | % of Load | 1 | 2026 | 65535
| High | DLC-Thermostat | DLC-Thermostat-DI-Baseboard Heating | Small General |  | Winter Evening | % of Load | 0 | 2026 | 65535
| High | DLC-Thermostat | DLC-Thermostat-BYOT-Baseboard Heating | Small General |  | Winter Evening | % of Load | 1 | 2026 | 65535
| High | DLC-Thermostat | DLC-Thermostat-BYOT-Baseboard Heating | Small General |  | Winter Evening | % of Load | 0 | 2026 | 65535
| High | DLC-Thermostat | DLC-Thermostat-DI-MSHP | Small General |  | Winter Evening | % of Load | 1 | 2026 | 65535
| High | DLC-Thermostat | DLC-Thermostat-DI-MSHP | Small General |  | Winter Evening | % of Load | 0 | 2026 | 65535
| High | DLC-Thermostat | DLC-Thermostat-BYOT-MSHP | Small General |  | Winter Evening | % of Load | 1 | 2026 | 65535
| High | DLC-Thermostat | DLC-Thermostat-BYOT-MSHP | Small General |  | Winter Evening | % of Load | 0 | 2026 | 65535
| High | DLC-Thermostat | C&I Curtailment-Turnkey-Manual HVAC Control | Small General |  | Winter Evening | % of Load | 1 | 2026 | 65535
| High | DLC-Thermostat | C&I Curtailment-Turnkey-Manual HVAC Control | Small General |  | Winter Evening | % of Load | 0 | 2026 | 65535
| High | DLC-Thermostat | C&I Curtailment-Turnkey-Auto-DR HVAC Control | Small General |  | Winter Evening | % of Load | 1 | 2026 | 65535
| High | DLC-Thermostat | C&I Curtailment-Turnkey-Auto-DR HVAC Control | Small General |  | Winter Evening | % of Load | 0 | 2026 | 65535
| High | DLC-Thermostat | C&I Curtailment-Turnkey-Standard Lighting Control | Small General |  | Winter Evening | % of Load | 1 | 2026 | 65535
| High | DLC-Thermostat | C&I Curtailment-Turnkey-Standard Lighting Control | Small General |  | Winter Evening | % of Load | 0 | 2026 | 65535
| High | DLC-Thermostat | C&I Curtailment-Turnkey-Advanced Lighting Control | Small General |  | Winter Evening | % of Load | 1 | 2026 | 65535
| High | DLC-Thermostat | C&I Curtailment-Turnkey-Advanced Lighting Control | Small General |  | Winter Evening | % of Load | 0 | 2026 | 65535
| High | DLC-Thermostat | C&I Curtailment-Turnkey-Water Heating Control | Small General |  | Winter Evening | % of Load | 1 | 2026 | 65535
| High | DLC-Thermostat | C&I Curtailment-Turnkey-Water Heating Control | Small General |  | Winter Evening | % of Load | 0 | 2026 | 65535
| High | DLC-Thermostat | C&I Curtailment-Turnkey-Other | Small General |  | Winter Evening | % of Load | 1 | 2026 | 65535
| High | DLC-Thermostat | C&I Curtailment-Turnkey-Other | Small General |  | Winter Evening | % of Load | 0 | 2026 | 65535
| High | DLC-Thermostat | Dynamic Pricing with enabling tech. | Small General |  | Winter Evening | % of Load | 1 | 2026 | 65535
| High | DLC-Thermostat | Dynamic Pricing with enabling tech. | Small General |  | Winter Evening | % of Load | 0 | 2026 | 65535
| High | DLC-Thermostat | DLC-Switch-Water Heating | General |  | Winter Morning | % of Load | 1 | 2026 | 65535
| High | DLC-Thermostat | DLC-Switch-Water Heating | General |  | Winter Morning | % of Load | 0 | 2026 | 65535
| High | DLC-Thermostat | DLC-BYOD-Water Heating | General |  | Winter Morning | % of Load | 1 | 2026 | 65535
| High | DLC-Thermostat | DLC-BYOD-Water Heating | General |  | Winter Morning | % of Load | 0 | 2026 | 65535
| High | DLC-Thermostat | DLC-Thermostat-DI-Central Heat Pump | General |  | Winter Morning | % of Load | 1 | 2026 | 65535
| High | DLC-Thermostat | DLC-Thermostat-DI-Central Heat Pump | General |  | Winter Morning | % of Load | 0 | 2026 | 65535
| High | DLC-Thermostat | DLC-Thermostat-BYOT-Central Heat Pump | General |  | Winter Morning | % of Load | 1 | 2026 | 65535
| High | DLC-Thermostat | DLC-Thermostat-BYOT-Central Heat Pump | General |  | Winter Morning | % of Load | 0 | 2026 | 65535
| High | DLC-Thermostat | DLC-Thermostat-HVAC | General |  | Winter Morning | % of Load | 1 | 2026 | 65535
| High | DLC-Thermostat | DLC-Thermostat-HVAC | General |  | Winter Morning | % of Load | 0 | 2026 | 65535
| High | DLC-Thermostat | DLC-Thermostat-DI-Baseboard Heating | General |  | Winter Morning | % of Load | 1 | 2026 | 65535
| High | DLC-Thermostat | DLC-Thermostat-DI-Baseboard Heating | General |  | Winter Morning | % of Load | 0 | 2026 | 65535
| High | DLC-Thermostat | DLC-Thermostat-BYOT-Baseboard Heating | General |  | Winter Morning | % of Load | 1 | 2026 | 65535
| High | DLC-Thermostat | DLC-Thermostat-BYOT-Baseboard Heating | General |  | Winter Morning | % of Load | 0 | 2026 | 65535
| High | DLC-Thermostat | DLC-Thermostat-DI-MSHP | General |  | Winter Morning | % of Load | 1 | 2026 | 65535
| High | DLC-Thermostat | DLC-Thermostat-DI-MSHP | General |  | Winter Morning | % of Load | 0 | 2026 | 65535
| High | DLC-Thermostat | DLC-Thermostat-BYOT-MSHP | General |  | Winter Morning | % of Load | 1 | 2026 | 65535
| High | DLC-Thermostat | DLC-Thermostat-BYOT-MSHP | General |  | Winter Morning | % of Load | 0 | 2026 | 65535
| High | DLC-Thermostat | C&I Curtailment-Turnkey-Manual HVAC Control | General |  | Winter Morning | % of Load | 1 | 2026 | 65535
| High | DLC-Thermostat | C&I Curtailment-Turnkey-Manual HVAC Control | General |  | Winter Morning | % of Load | 0 | 2026 | 65535
| High | DLC-Thermostat | C&I Curtailment-Turnkey-Auto-DR HVAC Control | General |  | Winter Morning | % of Load | 1 | 2026 | 65535
| High | DLC-Thermostat | C&I Curtailment-Turnkey-Auto-DR HVAC Control | General |  | Winter Morning | % of Load | 0 | 2026 | 65535
| High | DLC-Thermostat | C&I Curtailment-Turnkey-Standard Lighting Control | General |  | Winter Morning | % of Load | 1 | 2026 | 65535
| High | DLC-Thermostat | C&I Curtailment-Turnkey-Standard Lighting Control | General |  | Winter Morning | % of Load | 0 | 2026 | 65535
| High | DLC-Thermostat | C&I Curtailment-Turnkey-Advanced Lighting Control | General |  | Winter Morning | % of Load | 1 | 2026 | 65535
| High | DLC-Thermostat | C&I Curtailment-Turnkey-Advanced Lighting Control | General |  | Winter Morning | % of Load | 0 | 2026 | 65535
| High | DLC-Thermostat | C&I Curtailment-Turnkey-Water Heating Control | General |  | Winter Morning | % of Load | 1 | 2026 | 65535
| High | DLC-Thermostat | C&I Curtailment-Turnkey-Water Heating Control | General |  | Winter Morning | % of Load | 0 | 2026 | 65535
| High | DLC-Thermostat | C&I Curtailment-Turnkey-Other | General |  | Winter Morning | % of Load | 1 | 2026 | 65535
| High | DLC-Thermostat | C&I Curtailment-Turnkey-Other | General |  | Winter Morning | % of Load | 0 | 2026 | 65535
| High | DLC-Thermostat | DLC-Switch-Water Heating | General |  | Winter Evening | % of Load | 1 | 2026 | 65535
| High | DLC-Thermostat | DLC-Switch-Water Heating | General |  | Winter Evening | % of Load | 0 | 2026 | 65535
| High | DLC-Thermostat | DLC-BYOD-Water Heating | General |  | Winter Evening | % of Load | 1 | 2026 | 65535
| High | DLC-Thermostat | DLC-BYOD-Water Heating | General |  | Winter Evening | % of Load | 0 | 2026 | 65535
| High | DLC-Thermostat | DLC-Thermostat-DI-Central Heat Pump | General |  | Winter Evening | % of Load | 1 | 2026 | 65535
| High | DLC-Thermostat | DLC-Thermostat-DI-Central Heat Pump | General |  | Winter Evening | % of Load | 0 | 2026 | 65535
| High | DLC-Thermostat | DLC-Thermostat-BYOT-Central Heat Pump | General |  | Winter Evening | % of Load | 1 | 2026 | 65535
| High | DLC-Thermostat | DLC-Thermostat-BYOT-Central Heat Pump | General |  | Winter Evening | % of Load | 0 | 2026 | 65535
| High | DLC-Thermostat | DLC-Thermostat-HVAC | General |  | Winter Evening | % of Load | 1 | 2026 | 65535
| High | DLC-Thermostat | DLC-Thermostat-HVAC | General |  | Winter Evening | % of Load | 0 | 2026 | 65535
| High | DLC-Thermostat | DLC-Thermostat-DI-Baseboard Heating | General |  | Winter Evening | % of Load | 1 | 2026 | 65535
| High | DLC-Thermostat | DLC-Thermostat-DI-Baseboard Heating | General |  | Winter Evening | % of Load | 0 | 2026 | 65535
| High | DLC-Thermostat | DLC-Thermostat-BYOT-Baseboard Heating | General |  | Winter Evening | % of Load | 1 | 2026 | 65535
| High | DLC-Thermostat | DLC-Thermostat-BYOT-Baseboard Heating | General |  | Winter Evening | % of Load | 0 | 2026 | 65535
| High | DLC-Thermostat | DLC-Thermostat-DI-MSHP | General |  | Winter Evening | % of Load | 1 | 2026 | 65535
| High | DLC-Thermostat | DLC-Thermostat-DI-MSHP | General |  | Winter Evening | % of Load | 0 | 2026 | 65535
| High | DLC-Thermostat | DLC-Thermostat-BYOT-MSHP | General |  | Winter Evening | % of Load | 1 | 2026 | 65535
| High | DLC-Thermostat | DLC-Thermostat-BYOT-MSHP | General |  | Winter Evening | % of Load | 0 | 2026 | 65535
| High | DLC-Thermostat | C&I Curtailment-Turnkey-Manual HVAC Control | General |  | Winter Evening | % of Load | 1 | 2026 | 65535
| High | DLC-Thermostat | C&I Curtailment-Turnkey-Manual HVAC Control | General |  | Winter Evening | % of Load | 0 | 2026 | 65535
| High | DLC-Thermostat | C&I Curtailment-Turnkey-Auto-DR HVAC Control | General |  | Winter Evening | % of Load | 1 | 2026 | 65535
| High | DLC-Thermostat | C&I Curtailment-Turnkey-Auto-DR HVAC Control | General |  | Winter Evening | % of Load | 0 | 2026 | 65535
| High | DLC-Thermostat | C&I Curtailment-Turnkey-Standard Lighting Control | General |  | Winter Evening | % of Load | 1 | 2026 | 65535
| High | DLC-Thermostat | C&I Curtailment-Turnkey-Standard Lighting Control | General |  | Winter Evening | % of Load | 0 | 2026 | 65535
| High | DLC-Thermostat | C&I Curtailment-Turnkey-Advanced Lighting Control | General |  | Winter Evening | % of Load | 1 | 2026 | 65535
| High | DLC-Thermostat | C&I Curtailment-Turnkey-Advanced Lighting Control | General |  | Winter Evening | % of Load | 0 | 2026 | 65535
| High | DLC-Thermostat | C&I Curtailment-Turnkey-Water Heating Control | General |  | Winter Evening | % of Load | 1 | 2026 | 65535
| High | DLC-Thermostat | C&I Curtailment-Turnkey-Water Heating Control | General |  | Winter Evening | % of Load | 0 | 2026 | 65535
| High | DLC-Thermostat | C&I Curtailment-Turnkey-Other | General |  | Winter Evening | % of Load | 1 | 2026 | 65535
| High | DLC-Thermostat | C&I Curtailment-Turnkey-Other | General |  | Winter Evening | % of Load | 0 | 2026 | 65535
| High | DLC-Thermostat | DLC-Switch-Water Heating | Small Industrial |  | Winter Morning | % of Load | 1 | 2026 | 65535
| High | DLC-Thermostat | DLC-Switch-Water Heating | Small Industrial |  | Winter Morning | % of Load | 0 | 2026 | 65535
| High | DLC-Thermostat | DLC-BYOD-Water Heating | Small Industrial |  | Winter Morning | % of Load | 1 | 2026 | 65535
| High | DLC-Thermostat | DLC-BYOD-Water Heating | Small Industrial |  | Winter Morning | % of Load | 0 | 2026 | 65535
| High | DLC-Thermostat | DLC-Thermostat-DI-Central Heat Pump | Small Industrial |  | Winter Morning | % of Load | 1 | 2026 | 65535
| High | DLC-Thermostat | DLC-Thermostat-DI-Central Heat Pump | Small Industrial |  | Winter Morning | % of Load | 0 | 2026 | 65535
| High | DLC-Thermostat | DLC-Thermostat-BYOT-Central Heat Pump | Small Industrial |  | Winter Morning | % of Load | 1 | 2026 | 65535
| High | DLC-Thermostat | DLC-Thermostat-BYOT-Central Heat Pump | Small Industrial |  | Winter Morning | % of Load | 0 | 2026 | 65535
| High | DLC-Thermostat | DLC-Thermostat-HVAC | Small Industrial |  | Winter Morning | % of Load | 1 | 2026 | 65535
| High | DLC-Thermostat | DLC-Thermostat-HVAC | Small Industrial |  | Winter Morning | % of Load | 0 | 2026 | 65535
| High | DLC-Thermostat | DLC-Thermostat-DI-Baseboard Heating | Small Industrial |  | Winter Morning | % of Load | 1 | 2026 | 65535
| High | DLC-Thermostat | DLC-Thermostat-DI-Baseboard Heating | Small Industrial |  | Winter Morning | % of Load | 0 | 2026 | 65535
| High | DLC-Thermostat | DLC-Thermostat-BYOT-Baseboard Heating | Small Industrial |  | Winter Morning | % of Load | 1 | 2026 | 65535
| High | DLC-Thermostat | DLC-Thermostat-BYOT-Baseboard Heating | Small Industrial |  | Winter Morning | % of Load | 0 | 2026 | 65535
| High | DLC-Thermostat | DLC-Thermostat-DI-MSHP | Small Industrial |  | Winter Morning | % of Load | 1 | 2026 | 65535
| High | DLC-Thermostat | DLC-Thermostat-DI-MSHP | Small Industrial |  | Winter Morning | % of Load | 0 | 2026 | 65535
| High | DLC-Thermostat | DLC-Thermostat-BYOT-MSHP | Small Industrial |  | Winter Morning | % of Load | 1 | 2026 | 65535
| High | DLC-Thermostat | DLC-Thermostat-BYOT-MSHP | Small Industrial |  | Winter Morning | % of Load | 0 | 2026 | 65535
| High | DLC-Thermostat | C&I Curtailment-Turnkey-Manual HVAC Control | Small Industrial |  | Winter Morning | % of Load | 1 | 2026 | 65535
| High | DLC-Thermostat | C&I Curtailment-Turnkey-Manual HVAC Control | Small Industrial |  | Winter Morning | % of Load | 0 | 2026 | 65535
| High | DLC-Thermostat | C&I Curtailment-Turnkey-Auto-DR HVAC Control | Small Industrial |  | Winter Morning | % of Load | 1 | 2026 | 65535
| High | DLC-Thermostat | C&I Curtailment-Turnkey-Auto-DR HVAC Control | Small Industrial |  | Winter Morning | % of Load | 0 | 2026 | 65535
| High | DLC-Thermostat | C&I Curtailment-Turnkey-Standard Lighting Control | Small Industrial |  | Winter Morning | % of Load | 1 | 2026 | 65535
| High | DLC-Thermostat | C&I Curtailment-Turnkey-Standard Lighting Control | Small Industrial |  | Winter Morning | % of Load | 0 | 2026 | 65535
| High | DLC-Thermostat | C&I Curtailment-Turnkey-Advanced Lighting Control | Small Industrial |  | Winter Morning | % of Load | 1 | 2026 | 65535
| High | DLC-Thermostat | C&I Curtailment-Turnkey-Advanced Lighting Control | Small Industrial |  | Winter Morning | % of Load | 0 | 2026 | 65535
| High | DLC-Thermostat | C&I Curtailment-Turnkey-Water Heating Control | Small Industrial |  | Winter Morning | % of Load | 1 | 2026 | 65535
| High | DLC-Thermostat | C&I Curtailment-Turnkey-Water Heating Control | Small Industrial |  | Winter Morning | % of Load | 0 | 2026 | 65535
| High | DLC-Thermostat | C&I Curtailment-Turnkey-Other | Small Industrial |  | Winter Morning | % of Load | 1 | 2026 | 65535
| High | DLC-Thermostat | C&I Curtailment-Turnkey-Other | Small Industrial |  | Winter Morning | % of Load | 0 | 2026 | 65535
| High | DLC-Thermostat | C&I Curtailment-Turnkey-Industrial | Small Industrial |  | Winter Morning | % of Load | 1 | 2026 | 65535
| High | DLC-Thermostat | C&I Curtailment-Turnkey-Industrial | Small Industrial |  | Winter Morning | % of Load | 0 | 2026 | 65535
| High | DLC-Thermostat | DLC-Switch-Water Heating | Small Industrial |  | Winter Evening | % of Load | 1 | 2026 | 65535
| High | DLC-Thermostat | DLC-Switch-Water Heating | Small Industrial |  | Winter Evening | % of Load | 0 | 2026 | 65535
| High | DLC-Thermostat | DLC-BYOD-Water Heating | Small Industrial |  | Winter Evening | % of Load | 1 | 2026 | 65535
| High | DLC-Thermostat | DLC-BYOD-Water Heating | Small Industrial |  | Winter Evening | % of Load | 0 | 2026 | 65535
| High | DLC-Thermostat | DLC-Thermostat-DI-Central Heat Pump | Small Industrial |  | Winter Evening | % of Load | 1 | 2026 | 65535
| High | DLC-Thermostat | DLC-Thermostat-DI-Central Heat Pump | Small Industrial |  | Winter Evening | % of Load | 0 | 2026 | 65535
| High | DLC-Thermostat | DLC-Thermostat-BYOT-Central Heat Pump | Small Industrial |  | Winter Evening | % of Load | 1 | 2026 | 65535
| High | DLC-Thermostat | DLC-Thermostat-BYOT-Central Heat Pump | Small Industrial |  | Winter Evening | % of Load | 0 | 2026 | 65535
| High | DLC-Thermostat | DLC-Thermostat-HVAC | Small Industrial |  | Winter Evening | % of Load | 1 | 2026 | 65535
| High | DLC-Thermostat | DLC-Thermostat-HVAC | Small Industrial |  | Winter Evening | % of Load | 0 | 2026 | 65535
| High | DLC-Thermostat | DLC-Thermostat-DI-Baseboard Heating | Small Industrial |  | Winter Evening | % of Load | 1 | 2026 | 65535
| High | DLC-Thermostat | DLC-Thermostat-DI-Baseboard Heating | Small Industrial |  | Winter Evening | % of Load | 0 | 2026 | 65535
| High | DLC-Thermostat | DLC-Thermostat-BYOT-Baseboard Heating | Small Industrial |  | Winter Evening | % of Load | 1 | 2026 | 65535
| High | DLC-Thermostat | DLC-Thermostat-BYOT-Baseboard Heating | Small Industrial |  | Winter Evening | % of Load | 0 | 2026 | 65535
| High | DLC-Thermostat | DLC-Thermostat-DI-MSHP | Small Industrial |  | Winter Evening | % of Load | 1 | 2026 | 65535
| High | DLC-Thermostat | DLC-Thermostat-DI-MSHP | Small Industrial |  | Winter Evening | % of Load | 0 | 2026 | 65535
| High | DLC-Thermostat | DLC-Thermostat-BYOT-MSHP | Small Industrial |  | Winter Evening | % of Load | 1 | 2026 | 65535
| High | DLC-Thermostat | DLC-Thermostat-BYOT-MSHP | Small Industrial |  | Winter Evening | % of Load | 0 | 2026 | 65535
| High | DLC-Thermostat | C&I Curtailment-Turnkey-Manual HVAC Control | Small Industrial |  | Winter Evening | % of Load | 1 | 2026 | 65535
| High | DLC-Thermostat | C&I Curtailment-Turnkey-Manual HVAC Control | Small Industrial |  | Winter Evening | % of Load | 0 | 2026 | 65535
| High | DLC-Thermostat | C&I Curtailment-Turnkey-Auto-DR HVAC Control | Small Industrial |  | Winter Evening | % of Load | 1 | 2026 | 65535
| High | DLC-Thermostat | C&I Curtailment-Turnkey-Auto-DR HVAC Control | Small Industrial |  | Winter Evening | % of Load | 0 | 2026 | 65535
| High | DLC-Thermostat | C&I Curtailment-Turnkey-Standard Lighting Control | Small Industrial |  | Winter Evening | % of Load | 1 | 2026 | 65535
| High | DLC-Thermostat | C&I Curtailment-Turnkey-Standard Lighting Control | Small Industrial |  | Winter Evening | % of Load | 0 | 2026 | 65535
| High | DLC-Thermostat | C&I Curtailment-Turnkey-Advanced Lighting Control | Small Industrial |  | Winter Evening | % of Load | 1 | 2026 | 65535
| High | DLC-Thermostat | C&I Curtailment-Turnkey-Advanced Lighting Control | Small Industrial |  | Winter Evening | % of Load | 0 | 2026 | 65535
| High | DLC-Thermostat | C&I Curtailment-Turnkey-Water Heating Control | Small Industrial |  | Winter Evening | % of Load | 1 | 2026 | 65535
| High | DLC-Thermostat | C&I Curtailment-Turnkey-Water Heating Control | Small Industrial |  | Winter Evening | % of Load | 0 | 2026 | 65535
| High | DLC-Thermostat | C&I Curtailment-Turnkey-Other | Small Industrial |  | Winter Evening | % of Load | 1 | 2026 | 65535
| High | DLC-Thermostat | C&I Curtailment-Turnkey-Other | Small Industrial |  | Winter Evening | % of Load | 0 | 2026 | 65535
| High | DLC-Thermostat | C&I Curtailment-Turnkey-Industrial | Small Industrial |  | Winter Evening | % of Load | 1 | 2026 | 65535
| High | DLC-Thermostat | C&I Curtailment-Turnkey-Industrial | Small Industrial |  | Winter Evening | % of Load | 0 | 2026 | 65535
| High | DLC-Thermostat | DLC-Switch-Water Heating | Medium Industrial |  | Winter Morning | % of Load | 1 | 2026 | 65535
| High | DLC-Thermostat | DLC-Switch-Water Heating | Medium Industrial |  | Winter Morning | % of Load | 0 | 2026 | 65535
| High | DLC-Thermostat | DLC-BYOD-Water Heating | Medium Industrial |  | Winter Morning | % of Load | 1 | 2026 | 65535
| High | DLC-Thermostat | DLC-BYOD-Water Heating | Medium Industrial |  | Winter Morning | % of Load | 0 | 2026 | 65535
| High | DLC-Thermostat | DLC-Thermostat-DI-Central Heat Pump | Medium Industrial |  | Winter Morning | % of Load | 1 | 2026 | 65535
| High | DLC-Thermostat | DLC-Thermostat-DI-Central Heat Pump | Medium Industrial |  | Winter Morning | % of Load | 0 | 2026 | 65535
| High | DLC-Thermostat | DLC-Thermostat-BYOT-Central Heat Pump | Medium Industrial |  | Winter Morning | % of Load | 1 | 2026 | 65535
| High | DLC-Thermostat | DLC-Thermostat-BYOT-Central Heat Pump | Medium Industrial |  | Winter Morning | % of Load | 0 | 2026 | 65535
| High | DLC-Thermostat | DLC-Thermostat-HVAC | Medium Industrial |  | Winter Morning | % of Load | 1 | 2026 | 65535
| High | DLC-Thermostat | DLC-Thermostat-HVAC | Medium Industrial |  | Winter Morning | % of Load | 0 | 2026 | 65535
| High | DLC-Thermostat | DLC-Thermostat-DI-Baseboard Heating | Medium Industrial |  | Winter Morning | % of Load | 1 | 2026 | 65535
| High | DLC-Thermostat | DLC-Thermostat-DI-Baseboard Heating | Medium Industrial |  | Winter Morning | % of Load | 0 | 2026 | 65535
| High | DLC-Thermostat | DLC-Thermostat-BYOT-Baseboard Heating | Medium Industrial |  | Winter Morning | % of Load | 1 | 2026 | 65535
| High | DLC-Thermostat | DLC-Thermostat-BYOT-Baseboard Heating | Medium Industrial |  | Winter Morning | % of Load | 0 | 2026 | 65535
| High | DLC-Thermostat | DLC-Thermostat-DI-MSHP | Medium Industrial |  | Winter Morning | % of Load | 1 | 2026 | 65535
| High | DLC-Thermostat | DLC-Thermostat-DI-MSHP | Medium Industrial |  | Winter Morning | % of Load | 0 | 2026 | 65535
| High | DLC-Thermostat | DLC-Thermostat-BYOT-MSHP | Medium Industrial |  | Winter Morning | % of Load | 1 | 2026 | 65535
| High | DLC-Thermostat | DLC-Thermostat-BYOT-MSHP | Medium Industrial |  | Winter Morning | % of Load | 0 | 2026 | 65535
| High | DLC-Thermostat | C&I Curtailment-Turnkey-Manual HVAC Control | Medium Industrial |  | Winter Morning | % of Load | 1 | 2026 | 65535
| High | DLC-Thermostat | C&I Curtailment-Turnkey-Manual HVAC Control | Medium Industrial |  | Winter Morning | % of Load | 0 | 2026 | 65535
| High | DLC-Thermostat | C&I Curtailment-Turnkey-Auto-DR HVAC Control | Medium Industrial |  | Winter Morning | % of Load | 1 | 2026 | 65535
| High | DLC-Thermostat | C&I Curtailment-Turnkey-Auto-DR HVAC Control | Medium Industrial |  | Winter Morning | % of Load | 0 | 2026 | 65535
| High | DLC-Thermostat | C&I Curtailment-Turnkey-Standard Lighting Control | Medium Industrial |  | Winter Morning | % of Load | 1 | 2026 | 65535
| High | DLC-Thermostat | C&I Curtailment-Turnkey-Standard Lighting Control | Medium Industrial |  | Winter Morning | % of Load | 0 | 2026 | 65535
| High | DLC-Thermostat | C&I Curtailment-Turnkey-Advanced Lighting Control | Medium Industrial |  | Winter Morning | % of Load | 1 | 2026 | 65535
| High | DLC-Thermostat | C&I Curtailment-Turnkey-Advanced Lighting Control | Medium Industrial |  | Winter Morning | % of Load | 0 | 2026 | 65535
| High | DLC-Thermostat | C&I Curtailment-Turnkey-Water Heating Control | Medium Industrial |  | Winter Morning | % of Load | 1 | 2026 | 65535
| High | DLC-Thermostat | C&I Curtailment-Turnkey-Water Heating Control | Medium Industrial |  | Winter Morning | % of Load | 0 | 2026 | 65535
| High | DLC-Thermostat | C&I Curtailment-Turnkey-Other | Medium Industrial |  | Winter Morning | % of Load | 1 | 2026 | 65535
| High | DLC-Thermostat | C&I Curtailment-Turnkey-Other | Medium Industrial |  | Winter Morning | % of Load | 0 | 2026 | 65535
| High | DLC-Thermostat | DLC-Switch-Water Heating | Medium Industrial |  | Winter Evening | % of Load | 1 | 2026 | 65535
| High | DLC-Thermostat | DLC-Switch-Water Heating | Medium Industrial |  | Winter Evening | % of Load | 0 | 2026 | 65535
| High | DLC-Thermostat | DLC-BYOD-Water Heating | Medium Industrial |  | Winter Evening | % of Load | 1 | 2026 | 65535
| High | DLC-Thermostat | DLC-BYOD-Water Heating | Medium Industrial |  | Winter Evening | % of Load | 0 | 2026 | 65535
| High | DLC-Thermostat | DLC-Thermostat-DI-Central Heat Pump | Medium Industrial |  | Winter Evening | % of Load | 1 | 2026 | 65535
| High | DLC-Thermostat | DLC-Thermostat-DI-Central Heat Pump | Medium Industrial |  | Winter Evening | % of Load | 0 | 2026 | 65535
| High | DLC-Thermostat | DLC-Thermostat-BYOT-Central Heat Pump | Medium Industrial |  | Winter Evening | % of Load | 1 | 2026 | 65535
| High | DLC-Thermostat | DLC-Thermostat-BYOT-Central Heat Pump | Medium Industrial |  | Winter Evening | % of Load | 0 | 2026 | 65535
| High | DLC-Thermostat | DLC-Thermostat-HVAC | Medium Industrial |  | Winter Evening | % of Load | 1 | 2026 | 65535
| High | DLC-Thermostat | DLC-Thermostat-HVAC | Medium Industrial |  | Winter Evening | % of Load | 0 | 2026 | 65535
| High | DLC-Thermostat | DLC-Thermostat-DI-Baseboard Heating | Medium Industrial |  | Winter Evening | % of Load | 1 | 2026 | 65535
| High | DLC-Thermostat | DLC-Thermostat-DI-Baseboard Heating | Medium Industrial |  | Winter Evening | % of Load | 0 | 2026 | 65535
| High | DLC-Thermostat | DLC-Thermostat-BYOT-Baseboard Heating | Medium Industrial |  | Winter Evening | % of Load | 1 | 2026 | 65535
| High | DLC-Thermostat | DLC-Thermostat-BYOT-Baseboard Heating | Medium Industrial |  | Winter Evening | % of Load | 0 | 2026 | 65535
| High | DLC-Thermostat | DLC-Thermostat-DI-MSHP | Medium Industrial |  | Winter Evening | % of Load | 1 | 2026 | 65535
| High | DLC-Thermostat | DLC-Thermostat-DI-MSHP | Medium Industrial |  | Winter Evening | % of Load | 0 | 2026 | 65535
| High | DLC-Thermostat | DLC-Thermostat-BYOT-MSHP | Medium Industrial |  | Winter Evening | % of Load | 1 | 2026 | 65535
| High | DLC-Thermostat | DLC-Thermostat-BYOT-MSHP | Medium Industrial |  | Winter Evening | % of Load | 0 | 2026 | 65535
| High | DLC-Thermostat | C&I Curtailment-Turnkey-Manual HVAC Control | Medium Industrial |  | Winter Evening | % of Load | 1 | 2026 | 65535
| High | DLC-Thermostat | C&I Curtailment-Turnkey-Manual HVAC Control | Medium Industrial |  | Winter Evening | % of Load | 0 | 2026 | 65535
| High | DLC-Thermostat | C&I Curtailment-Turnkey-Auto-DR HVAC Control | Medium Industrial |  | Winter Evening | % of Load | 1 | 2026 | 65535
| High | DLC-Thermostat | C&I Curtailment-Turnkey-Auto-DR HVAC Control | Medium Industrial |  | Winter Evening | % of Load | 0 | 2026 | 65535
| High | DLC-Thermostat | C&I Curtailment-Turnkey-Standard Lighting Control | Medium Industrial |  | Winter Evening | % of Load | 1 | 2026 | 65535
| High | DLC-Thermostat | C&I Curtailment-Turnkey-Standard Lighting Control | Medium Industrial |  | Winter Evening | % of Load | 0 | 2026 | 65535
| High | DLC-Thermostat | C&I Curtailment-Turnkey-Advanced Lighting Control | Medium Industrial |  | Winter Evening | % of Load | 1 | 2026 | 65535
| High | DLC-Thermostat | C&I Curtailment-Turnkey-Advanced Lighting Control | Medium Industrial |  | Winter Evening | % of Load | 0 | 2026 | 65535
| High | DLC-Thermostat | C&I Curtailment-Turnkey-Water Heating Control | Medium Industrial |  | Winter Evening | % of Load | 1 | 2026 | 65535
| High | DLC-Thermostat | C&I Curtailment-Turnkey-Water Heating Control | Medium Industrial |  | Winter Evening | % of Load | 0 | 2026 | 65535
| High | DLC-Thermostat | C&I Curtailment-Turnkey-Other | Medium Industrial |  | Winter Evening | % of Load | 1 | 2026 | 65535
| High | DLC-Thermostat | C&I Curtailment-Turnkey-Other | Medium Industrial |  | Winter Evening | % of Load | 0 | 2026 | 65535
| High | DLC-Thermostat | DLC-Thermostat-DI-Central Heat Pump | Residential Charitable |  | Winter Morning | % of Load | 1 | 2026 | 65535
| High | DLC-Thermostat | DLC-Thermostat-DI-Central Heat Pump | Residential Charitable |  | Winter Morning | % of Load | 0 | 2026 | 65535
| High | DLC-Thermostat | DLC-Thermostat-BYOT-Central Heat Pump | Residential Charitable |  | Winter Morning | % of Load | 1 | 2026 | 65535
| High | DLC-Thermostat | DLC-Thermostat-BYOT-Central Heat Pump | Residential Charitable |  | Winter Morning | % of Load | 0 | 2026 | 65535
| High | DLC-Thermostat | DLC-Thermostat-DI-Baseboard Heating | Residential Charitable |  | Winter Morning | % of Load | 1 | 2026 | 65535
| High | DLC-Thermostat | DLC-Thermostat-DI-Baseboard Heating | Residential Charitable |  | Winter Morning | % of Load | 0 | 2026 | 65535
| High | DLC-Thermostat | DLC-Thermostat-BYOT-Baseboard Heating | Residential Charitable |  | Winter Morning | % of Load | 1 | 2026 | 65535
| High | DLC-Thermostat | DLC-Thermostat-BYOT-Baseboard Heating | Residential Charitable |  | Winter Morning | % of Load | 0 | 2026 | 65535
| High | DLC-Thermostat | DLC-Thermostat-DI-MSHP | Residential Charitable |  | Winter Morning | % of Load | 1 | 2026 | 65535
| High | DLC-Thermostat | DLC-Thermostat-DI-MSHP | Residential Charitable |  | Winter Morning | % of Load | 0 | 2026 | 65535
| High | DLC-Thermostat | DLC-Thermostat-BYOT-MSHP | Residential Charitable |  | Winter Morning | % of Load | 1 | 2026 | 65535
| High | DLC-Thermostat | DLC-Thermostat-BYOT-MSHP | Residential Charitable |  | Winter Morning | % of Load | 0 | 2026 | 65535
| High | DLC-Thermostat | DLC-Thermostat-DI-Central Heat Pump | Residential Charitable |  | Winter Evening | % of Load | 1 | 2026 | 65535
| High | DLC-Thermostat | DLC-Thermostat-DI-Central Heat Pump | Residential Charitable |  | Winter Evening | % of Load | 0 | 2026 | 65535
| High | DLC-Thermostat | DLC-Thermostat-BYOT-Central Heat Pump | Residential Charitable |  | Winter Evening | % of Load | 1 | 2026 | 65535
| High | DLC-Thermostat | DLC-Thermostat-BYOT-Central Heat Pump | Residential Charitable |  | Winter Evening | % of Load | 0 | 2026 | 65535
| High | DLC-Thermostat | DLC-Thermostat-DI-Baseboard Heating | Residential Charitable |  | Winter Evening | % of Load | 1 | 2026 | 65535
| High | DLC-Thermostat | DLC-Thermostat-DI-Baseboard Heating | Residential Charitable |  | Winter Evening | % of Load | 0 | 2026 | 65535
| High | DLC-Thermostat | DLC-Thermostat-BYOT-Baseboard Heating | Residential Charitable |  | Winter Evening | % of Load | 1 | 2026 | 65535
| High | DLC-Thermostat | DLC-Thermostat-BYOT-Baseboard Heating | Residential Charitable |  | Winter Evening | % of Load | 0 | 2026 | 65535
| High | DLC-Thermostat | DLC-Thermostat-DI-MSHP | Residential Charitable |  | Winter Evening | % of Load | 1 | 2026 | 65535
| High | DLC-Thermostat | DLC-Thermostat-DI-MSHP | Residential Charitable |  | Winter Evening | % of Load | 0 | 2026 | 65535
| High | DLC-Thermostat | DLC-Thermostat-BYOT-MSHP | Residential Charitable |  | Winter Evening | % of Load | 1 | 2026 | 65535
| High | DLC-Thermostat | DLC-Thermostat-BYOT-MSHP | Residential Charitable |  | Winter Evening | % of Load | 0 | 2026 | 65535
| High | DLC-Water Heating | DLC-Switch-Water Heating | Small General |  | Winter Morning | % of Load | 1 | 2026 | 65535
| High | DLC-Water Heating | DLC-Switch-Water Heating | Small General |  | Winter Morning | % of Load | 0 | 2026 | 65535
| High | DLC-Water Heating | DLC-BYOD-Water Heating | Small General |  | Winter Morning | % of Load | 1 | 2026 | 65535
| High | DLC-Water Heating | DLC-BYOD-Water Heating | Small General |  | Winter Morning | % of Load | 0 | 2026 | 65535
| High | DLC-Water Heating | DLC-Thermostat-DI-Central Heat Pump | Small General |  | Winter Morning | % of Load | 1 | 2026 | 65535
| High | DLC-Water Heating | DLC-Thermostat-DI-Central Heat Pump | Small General |  | Winter Morning | % of Load | 0 | 2026 | 65535
| High | DLC-Water Heating | DLC-Thermostat-BYOT-Central Heat Pump | Small General |  | Winter Morning | % of Load | 1 | 2026 | 65535
| High | DLC-Water Heating | DLC-Thermostat-BYOT-Central Heat Pump | Small General |  | Winter Morning | % of Load | 0 | 2026 | 65535
| High | DLC-Water Heating | DLC-Thermostat-HVAC | Small General |  | Winter Morning | % of Load | 1 | 2026 | 65535
| High | DLC-Water Heating | DLC-Thermostat-HVAC | Small General |  | Winter Morning | % of Load | 0 | 2026 | 65535
| High | DLC-Water Heating | DLC-Thermostat-DI-Baseboard Heating | Small General |  | Winter Morning | % of Load | 1 | 2026 | 65535
| High | DLC-Water Heating | DLC-Thermostat-DI-Baseboard Heating | Small General |  | Winter Morning | % of Load | 0 | 2026 | 65535
| High | DLC-Water Heating | DLC-Thermostat-BYOT-Baseboard Heating | Small General |  | Winter Morning | % of Load | 1 | 2026 | 65535
| High | DLC-Water Heating | DLC-Thermostat-BYOT-Baseboard Heating | Small General |  | Winter Morning | % of Load | 0 | 2026 | 65535
| High | DLC-Water Heating | DLC-Thermostat-DI-MSHP | Small General |  | Winter Morning | % of Load | 1 | 2026 | 65535
| High | DLC-Water Heating | DLC-Thermostat-DI-MSHP | Small General |  | Winter Morning | % of Load | 0 | 2026 | 65535
| High | DLC-Water Heating | DLC-Thermostat-BYOT-MSHP | Small General |  | Winter Morning | % of Load | 1 | 2026 | 65535
| High | DLC-Water Heating | DLC-Thermostat-BYOT-MSHP | Small General |  | Winter Morning | % of Load | 0 | 2026 | 65535
| High | DLC-Water Heating | C&I Curtailment-Turnkey-Manual HVAC Control | Small General |  | Winter Morning | % of Load | 1 | 2026 | 65535
| High | DLC-Water Heating | C&I Curtailment-Turnkey-Manual HVAC Control | Small General |  | Winter Morning | % of Load | 0 | 2026 | 65535
| High | DLC-Water Heating | C&I Curtailment-Turnkey-Auto-DR HVAC Control | Small General |  | Winter Morning | % of Load | 1 | 2026 | 65535
| High | DLC-Water Heating | C&I Curtailment-Turnkey-Auto-DR HVAC Control | Small General |  | Winter Morning | % of Load | 0 | 2026 | 65535
| High | DLC-Water Heating | C&I Curtailment-Turnkey-Standard Lighting Control | Small General |  | Winter Morning | % of Load | 1 | 2026 | 65535
| High | DLC-Water Heating | C&I Curtailment-Turnkey-Standard Lighting Control | Small General |  | Winter Morning | % of Load | 0 | 2026 | 65535
| High | DLC-Water Heating | C&I Curtailment-Turnkey-Advanced Lighting Control | Small General |  | Winter Morning | % of Load | 1 | 2026 | 65535
| High | DLC-Water Heating | C&I Curtailment-Turnkey-Advanced Lighting Control | Small General |  | Winter Morning | % of Load | 0 | 2026 | 65535
| High | DLC-Water Heating | C&I Curtailment-Turnkey-Water Heating Control | Small General |  | Winter Morning | % of Load | 1 | 2026 | 65535
| High | DLC-Water Heating | C&I Curtailment-Turnkey-Water Heating Control | Small General |  | Winter Morning | % of Load | 0 | 2026 | 65535
| High | DLC-Water Heating | C&I Curtailment-Turnkey-Other | Small General |  | Winter Morning | % of Load | 1 | 2026 | 65535
| High | DLC-Water Heating | C&I Curtailment-Turnkey-Other | Small General |  | Winter Morning | % of Load | 0 | 2026 | 65535
| High | DLC-Water Heating | Dynamic Pricing with enabling tech. | Small General |  | Winter Morning | % of Load | 1 | 2026 | 65535
| High | DLC-Water Heating | Dynamic Pricing with enabling tech. | Small General |  | Winter Morning | % of Load | 0 | 2026 | 65535
| High | DLC-Water Heating | DLC-Switch-Water Heating | Small General |  | Winter Evening | % of Load | 1 | 2026 | 65535
| High | DLC-Water Heating | DLC-Switch-Water Heating | Small General |  | Winter Evening | % of Load | 0 | 2026 | 65535
| High | DLC-Water Heating | DLC-BYOD-Water Heating | Small General |  | Winter Evening | % of Load | 1 | 2026 | 65535
| High | DLC-Water Heating | DLC-BYOD-Water Heating | Small General |  | Winter Evening | % of Load | 0 | 2026 | 65535
| High | DLC-Water Heating | DLC-Thermostat-DI-Central Heat Pump | Small General |  | Winter Evening | % of Load | 1 | 2026 | 65535
| High | DLC-Water Heating | DLC-Thermostat-DI-Central Heat Pump | Small General |  | Winter Evening | % of Load | 0 | 2026 | 65535
| High | DLC-Water Heating | DLC-Thermostat-BYOT-Central Heat Pump | Small General |  | Winter Evening | % of Load | 1 | 2026 | 65535
| High | DLC-Water Heating | DLC-Thermostat-BYOT-Central Heat Pump | Small General |  | Winter Evening | % of Load | 0 | 2026 | 65535
| High | DLC-Water Heating | DLC-Thermostat-HVAC | Small General |  | Winter Evening | % of Load | 1 | 2026 | 65535
| High | DLC-Water Heating | DLC-Thermostat-HVAC | Small General |  | Winter Evening | % of Load | 0 | 2026 | 65535
| High | DLC-Water Heating | DLC-Thermostat-DI-Baseboard Heating | Small General |  | Winter Evening | % of Load | 1 | 2026 | 65535
| High | DLC-Water Heating | DLC-Thermostat-DI-Baseboard Heating | Small General |  | Winter Evening | % of Load | 0 | 2026 | 65535
| High | DLC-Water Heating | DLC-Thermostat-BYOT-Baseboard Heating | Small General |  | Winter Evening | % of Load | 1 | 2026 | 65535
| High | DLC-Water Heating | DLC-Thermostat-BYOT-Baseboard Heating | Small General |  | Winter Evening | % of Load | 0 | 2026 | 65535
| High | DLC-Water Heating | DLC-Thermostat-DI-MSHP | Small General |  | Winter Evening | % of Load | 1 | 2026 | 65535
| High | DLC-Water Heating | DLC-Thermostat-DI-MSHP | Small General |  | Winter Evening | % of Load | 0 | 2026 | 65535
| High | DLC-Water Heating | DLC-Thermostat-BYOT-MSHP | Small General |  | Winter Evening | % of Load | 1 | 2026 | 65535
| High | DLC-Water Heating | DLC-Thermostat-BYOT-MSHP | Small General |  | Winter Evening | % of Load | 0 | 2026 | 65535
| High | DLC-Water Heating | C&I Curtailment-Turnkey-Manual HVAC Control | Small General |  | Winter Evening | % of Load | 1 | 2026 | 65535
| High | DLC-Water Heating | C&I Curtailment-Turnkey-Manual HVAC Control | Small General |  | Winter Evening | % of Load | 0 | 2026 | 65535
| High | DLC-Water Heating | C&I Curtailment-Turnkey-Auto-DR HVAC Control | Small General |  | Winter Evening | % of Load | 1 | 2026 | 65535
| High | DLC-Water Heating | C&I Curtailment-Turnkey-Auto-DR HVAC Control | Small General |  | Winter Evening | % of Load | 0 | 2026 | 65535
| High | DLC-Water Heating | C&I Curtailment-Turnkey-Standard Lighting Control | Small General |  | Winter Evening | % of Load | 1 | 2026 | 65535
| High | DLC-Water Heating | C&I Curtailment-Turnkey-Standard Lighting Control | Small General |  | Winter Evening | % of Load | 0 | 2026 | 65535
| High | DLC-Water Heating | C&I Curtailment-Turnkey-Advanced Lighting Control | Small General |  | Winter Evening | % of Load | 1 | 2026 | 65535
| High | DLC-Water Heating | C&I Curtailment-Turnkey-Advanced Lighting Control | Small General |  | Winter Evening | % of Load | 0 | 2026 | 65535
| High | DLC-Water Heating | C&I Curtailment-Turnkey-Water Heating Control | Small General |  | Winter Evening | % of Load | 1 | 2026 | 65535
| High | DLC-Water Heating | C&I Curtailment-Turnkey-Water Heating Control | Small General |  | Winter Evening | % of Load | 0 | 2026 | 65535
| High | DLC-Water Heating | C&I Curtailment-Turnkey-Other | Small General |  | Winter Evening | % of Load | 1 | 2026 | 65535
| High | DLC-Water Heating | C&I Curtailment-Turnkey-Other | Small General |  | Winter Evening | % of Load | 0 | 2026 | 65535
| High | DLC-Water Heating | Dynamic Pricing with enabling tech. | Small General |  | Winter Evening | % of Load | 1 | 2026 | 65535
| High | DLC-Water Heating | Dynamic Pricing with enabling tech. | Small General |  | Winter Evening | % of Load | 0 | 2026 | 65535
| High | DLC-Water Heating | DLC-Switch-Water Heating | General |  | Winter Morning | % of Load | 1 | 2026 | 65535
| High | DLC-Water Heating | DLC-Switch-Water Heating | General |  | Winter Morning | % of Load | 0 | 2026 | 65535
| High | DLC-Water Heating | DLC-BYOD-Water Heating | General |  | Winter Morning | % of Load | 1 | 2026 | 65535
| High | DLC-Water Heating | DLC-BYOD-Water Heating | General |  | Winter Morning | % of Load | 0 | 2026 | 65535
| High | DLC-Water Heating | DLC-Thermostat-DI-Central Heat Pump | General |  | Winter Morning | % of Load | 1 | 2026 | 65535
| High | DLC-Water Heating | DLC-Thermostat-DI-Central Heat Pump | General |  | Winter Morning | % of Load | 0 | 2026 | 65535
| High | DLC-Water Heating | DLC-Thermostat-BYOT-Central Heat Pump | General |  | Winter Morning | % of Load | 1 | 2026 | 65535
| High | DLC-Water Heating | DLC-Thermostat-BYOT-Central Heat Pump | General |  | Winter Morning | % of Load | 0 | 2026 | 65535
| High | DLC-Water Heating | DLC-Thermostat-HVAC | General |  | Winter Morning | % of Load | 1 | 2026 | 65535
| High | DLC-Water Heating | DLC-Thermostat-HVAC | General |  | Winter Morning | % of Load | 0 | 2026 | 65535
| High | DLC-Water Heating | DLC-Thermostat-DI-Baseboard Heating | General |  | Winter Morning | % of Load | 1 | 2026 | 65535
| High | DLC-Water Heating | DLC-Thermostat-DI-Baseboard Heating | General |  | Winter Morning | % of Load | 0 | 2026 | 65535
| High | DLC-Water Heating | DLC-Thermostat-BYOT-Baseboard Heating | General |  | Winter Morning | % of Load | 1 | 2026 | 65535
| High | DLC-Water Heating | DLC-Thermostat-BYOT-Baseboard Heating | General |  | Winter Morning | % of Load | 0 | 2026 | 65535
| High | DLC-Water Heating | DLC-Thermostat-DI-MSHP | General |  | Winter Morning | % of Load | 1 | 2026 | 65535
| High | DLC-Water Heating | DLC-Thermostat-DI-MSHP | General |  | Winter Morning | % of Load | 0 | 2026 | 65535
| High | DLC-Water Heating | DLC-Thermostat-BYOT-MSHP | General |  | Winter Morning | % of Load | 1 | 2026 | 65535
| High | DLC-Water Heating | DLC-Thermostat-BYOT-MSHP | General |  | Winter Morning | % of Load | 0 | 2026 | 65535
| High | DLC-Water Heating | C&I Curtailment-Turnkey-Manual HVAC Control | General |  | Winter Morning | % of Load | 1 | 2026 | 65535
| High | DLC-Water Heating | C&I Curtailment-Turnkey-Manual HVAC Control | General |  | Winter Morning | % of Load | 0 | 2026 | 65535
| High | DLC-Water Heating | C&I Curtailment-Turnkey-Auto-DR HVAC Control | General |  | Winter Morning | % of Load | 1 | 2026 | 65535
| High | DLC-Water Heating | C&I Curtailment-Turnkey-Auto-DR HVAC Control | General |  | Winter Morning | % of Load | 0 | 2026 | 65535
| High | DLC-Water Heating | C&I Curtailment-Turnkey-Standard Lighting Control | General |  | Winter Morning | % of Load | 1 | 2026 | 65535
| High | DLC-Water Heating | C&I Curtailment-Turnkey-Standard Lighting Control | General |  | Winter Morning | % of Load | 0 | 2026 | 65535
| High | DLC-Water Heating | C&I Curtailment-Turnkey-Advanced Lighting Control | General |  | Winter Morning | % of Load | 1 | 2026 | 65535
| High | DLC-Water Heating | C&I Curtailment-Turnkey-Advanced Lighting Control | General |  | Winter Morning | % of Load | 0 | 2026 | 65535
| High | DLC-Water Heating | C&I Curtailment-Turnkey-Water Heating Control | General |  | Winter Morning | % of Load | 1 | 2026 | 65535
| High | DLC-Water Heating | C&I Curtailment-Turnkey-Water Heating Control | General |  | Winter Morning | % of Load | 0 | 2026 | 65535
| High | DLC-Water Heating | C&I Curtailment-Turnkey-Other | General |  | Winter Morning | % of Load | 1 | 2026 | 65535
| High | DLC-Water Heating | C&I Curtailment-Turnkey-Other | General |  | Winter Morning | % of Load | 0 | 2026 | 65535
| High | DLC-Water Heating | DLC-Switch-Water Heating | General |  | Winter Evening | % of Load | 1 | 2026 | 65535
| High | DLC-Water Heating | DLC-Switch-Water Heating | General |  | Winter Evening | % of Load | 0 | 2026 | 65535
| High | DLC-Water Heating | DLC-BYOD-Water Heating | General |  | Winter Evening | % of Load | 1 | 2026 | 65535
| High | DLC-Water Heating | DLC-BYOD-Water Heating | General |  | Winter Evening | % of Load | 0 | 2026 | 65535
| High | DLC-Water Heating | DLC-Thermostat-DI-Central Heat Pump | General |  | Winter Evening | % of Load | 1 | 2026 | 65535
| High | DLC-Water Heating | DLC-Thermostat-DI-Central Heat Pump | General |  | Winter Evening | % of Load | 0 | 2026 | 65535
| High | DLC-Water Heating | DLC-Thermostat-BYOT-Central Heat Pump | General |  | Winter Evening | % of Load | 1 | 2026 | 65535
| High | DLC-Water Heating | DLC-Thermostat-BYOT-Central Heat Pump | General |  | Winter Evening | % of Load | 0 | 2026 | 65535
| High | DLC-Water Heating | DLC-Thermostat-HVAC | General |  | Winter Evening | % of Load | 1 | 2026 | 65535
| High | DLC-Water Heating | DLC-Thermostat-HVAC | General |  | Winter Evening | % of Load | 0 | 2026 | 65535
| High | DLC-Water Heating | DLC-Thermostat-DI-Baseboard Heating | General |  | Winter Evening | % of Load | 1 | 2026 | 65535
| High | DLC-Water Heating | DLC-Thermostat-DI-Baseboard Heating | General |  | Winter Evening | % of Load | 0 | 2026 | 65535
| High | DLC-Water Heating | DLC-Thermostat-BYOT-Baseboard Heating | General |  | Winter Evening | % of Load | 1 | 2026 | 65535
| High | DLC-Water Heating | DLC-Thermostat-BYOT-Baseboard Heating | General |  | Winter Evening | % of Load | 0 | 2026 | 65535
| High | DLC-Water Heating | DLC-Thermostat-DI-MSHP | General |  | Winter Evening | % of Load | 1 | 2026 | 65535
| High | DLC-Water Heating | DLC-Thermostat-DI-MSHP | General |  | Winter Evening | % of Load | 0 | 2026 | 65535
| High | DLC-Water Heating | DLC-Thermostat-BYOT-MSHP | General |  | Winter Evening | % of Load | 1 | 2026 | 65535
| High | DLC-Water Heating | DLC-Thermostat-BYOT-MSHP | General |  | Winter Evening | % of Load | 0 | 2026 | 65535
| High | DLC-Water Heating | C&I Curtailment-Turnkey-Manual HVAC Control | General |  | Winter Evening | % of Load | 1 | 2026 | 65535
| High | DLC-Water Heating | C&I Curtailment-Turnkey-Manual HVAC Control | General |  | Winter Evening | % of Load | 0 | 2026 | 65535
| High | DLC-Water Heating | C&I Curtailment-Turnkey-Auto-DR HVAC Control | General |  | Winter Evening | % of Load | 1 | 2026 | 65535
| High | DLC-Water Heating | C&I Curtailment-Turnkey-Auto-DR HVAC Control | General |  | Winter Evening | % of Load | 0 | 2026 | 65535
| High | DLC-Water Heating | C&I Curtailment-Turnkey-Standard Lighting Control | General |  | Winter Evening | % of Load | 1 | 2026 | 65535
| High | DLC-Water Heating | C&I Curtailment-Turnkey-Standard Lighting Control | General |  | Winter Evening | % of Load | 0 | 2026 | 65535
| High | DLC-Water Heating | C&I Curtailment-Turnkey-Advanced Lighting Control | General |  | Winter Evening | % of Load | 1 | 2026 | 65535
| High | DLC-Water Heating | C&I Curtailment-Turnkey-Advanced Lighting Control | General |  | Winter Evening | % of Load | 0 | 2026 | 65535
| High | DLC-Water Heating | C&I Curtailment-Turnkey-Water Heating Control | General |  | Winter Evening | % of Load | 1 | 2026 | 65535
| High | DLC-Water Heating | C&I Curtailment-Turnkey-Water Heating Control | General |  | Winter Evening | % of Load | 0 | 2026 | 65535
| High | DLC-Water Heating | C&I Curtailment-Turnkey-Other | General |  | Winter Evening | % of Load | 1 | 2026 | 65535
| High | DLC-Water Heating | C&I Curtailment-Turnkey-Other | General |  | Winter Evening | % of Load | 0 | 2026 | 65535
| High | DLC-Water Heating | DLC-Switch-Water Heating | Small Industrial |  | Winter Morning | % of Load | 1 | 2026 | 65535
| High | DLC-Water Heating | DLC-Switch-Water Heating | Small Industrial |  | Winter Morning | % of Load | 0 | 2026 | 65535
| High | DLC-Water Heating | DLC-BYOD-Water Heating | Small Industrial |  | Winter Morning | % of Load | 1 | 2026 | 65535
| High | DLC-Water Heating | DLC-BYOD-Water Heating | Small Industrial |  | Winter Morning | % of Load | 0 | 2026 | 65535
| High | DLC-Water Heating | DLC-Thermostat-DI-Central Heat Pump | Small Industrial |  | Winter Morning | % of Load | 1 | 2026 | 65535
| High | DLC-Water Heating | DLC-Thermostat-DI-Central Heat Pump | Small Industrial |  | Winter Morning | % of Load | 0 | 2026 | 65535
| High | DLC-Water Heating | DLC-Thermostat-BYOT-Central Heat Pump | Small Industrial |  | Winter Morning | % of Load | 1 | 2026 | 65535
| High | DLC-Water Heating | DLC-Thermostat-BYOT-Central Heat Pump | Small Industrial |  | Winter Morning | % of Load | 0 | 2026 | 65535
| High | DLC-Water Heating | DLC-Thermostat-HVAC | Small Industrial |  | Winter Morning | % of Load | 1 | 2026 | 65535
| High | DLC-Water Heating | DLC-Thermostat-HVAC | Small Industrial |  | Winter Morning | % of Load | 0 | 2026 | 65535
| High | DLC-Water Heating | DLC-Thermostat-DI-Baseboard Heating | Small Industrial |  | Winter Morning | % of Load | 1 | 2026 | 65535
| High | DLC-Water Heating | DLC-Thermostat-DI-Baseboard Heating | Small Industrial |  | Winter Morning | % of Load | 0 | 2026 | 65535
| High | DLC-Water Heating | DLC-Thermostat-BYOT-Baseboard Heating | Small Industrial |  | Winter Morning | % of Load | 1 | 2026 | 65535
| High | DLC-Water Heating | DLC-Thermostat-BYOT-Baseboard Heating | Small Industrial |  | Winter Morning | % of Load | 0 | 2026 | 65535
| High | DLC-Water Heating | DLC-Thermostat-DI-MSHP | Small Industrial |  | Winter Morning | % of Load | 1 | 2026 | 65535
| High | DLC-Water Heating | DLC-Thermostat-DI-MSHP | Small Industrial |  | Winter Morning | % of Load | 0 | 2026 | 65535
| High | DLC-Water Heating | DLC-Thermostat-BYOT-MSHP | Small Industrial |  | Winter Morning | % of Load | 1 | 2026 | 65535
| High | DLC-Water Heating | DLC-Thermostat-BYOT-MSHP | Small Industrial |  | Winter Morning | % of Load | 0 | 2026 | 65535
| High | DLC-Water Heating | C&I Curtailment-Turnkey-Manual HVAC Control | Small Industrial |  | Winter Morning | % of Load | 1 | 2026 | 65535
| High | DLC-Water Heating | C&I Curtailment-Turnkey-Manual HVAC Control | Small Industrial |  | Winter Morning | % of Load | 0 | 2026 | 65535
| High | DLC-Water Heating | C&I Curtailment-Turnkey-Auto-DR HVAC Control | Small Industrial |  | Winter Morning | % of Load | 1 | 2026 | 65535
| High | DLC-Water Heating | C&I Curtailment-Turnkey-Auto-DR HVAC Control | Small Industrial |  | Winter Morning | % of Load | 0 | 2026 | 65535
| High | DLC-Water Heating | C&I Curtailment-Turnkey-Standard Lighting Control | Small Industrial |  | Winter Morning | % of Load | 1 | 2026 | 65535
| High | DLC-Water Heating | C&I Curtailment-Turnkey-Standard Lighting Control | Small Industrial |  | Winter Morning | % of Load | 0 | 2026 | 65535
| High | DLC-Water Heating | C&I Curtailment-Turnkey-Advanced Lighting Control | Small Industrial |  | Winter Morning | % of Load | 1 | 2026 | 65535
| High | DLC-Water Heating | C&I Curtailment-Turnkey-Advanced Lighting Control | Small Industrial |  | Winter Morning | % of Load | 0 | 2026 | 65535
| High | DLC-Water Heating | C&I Curtailment-Turnkey-Water Heating Control | Small Industrial |  | Winter Morning | % of Load | 1 | 2026 | 65535
| High | DLC-Water Heating | C&I Curtailment-Turnkey-Water Heating Control | Small Industrial |  | Winter Morning | % of Load | 0 | 2026 | 65535
| High | DLC-Water Heating | C&I Curtailment-Turnkey-Other | Small Industrial |  | Winter Morning | % of Load | 1 | 2026 | 65535
| High | DLC-Water Heating | C&I Curtailment-Turnkey-Other | Small Industrial |  | Winter Morning | % of Load | 0 | 2026 | 65535
| High | DLC-Water Heating | C&I Curtailment-Turnkey-Industrial | Small Industrial |  | Winter Morning | % of Load | 1 | 2026 | 65535
| High | DLC-Water Heating | C&I Curtailment-Turnkey-Industrial | Small Industrial |  | Winter Morning | % of Load | 0 | 2026 | 65535
| High | DLC-Water Heating | DLC-Switch-Water Heating | Small Industrial |  | Winter Evening | % of Load | 1 | 2026 | 65535
| High | DLC-Water Heating | DLC-Switch-Water Heating | Small Industrial |  | Winter Evening | % of Load | 0 | 2026 | 65535
| High | DLC-Water Heating | DLC-BYOD-Water Heating | Small Industrial |  | Winter Evening | % of Load | 1 | 2026 | 65535
| High | DLC-Water Heating | DLC-BYOD-Water Heating | Small Industrial |  | Winter Evening | % of Load | 0 | 2026 | 65535
| High | DLC-Water Heating | DLC-Thermostat-DI-Central Heat Pump | Small Industrial |  | Winter Evening | % of Load | 1 | 2026 | 65535
| High | DLC-Water Heating | DLC-Thermostat-DI-Central Heat Pump | Small Industrial |  | Winter Evening | % of Load | 0 | 2026 | 65535
| High | DLC-Water Heating | DLC-Thermostat-BYOT-Central Heat Pump | Small Industrial |  | Winter Evening | % of Load | 1 | 2026 | 65535
| High | DLC-Water Heating | DLC-Thermostat-BYOT-Central Heat Pump | Small Industrial |  | Winter Evening | % of Load | 0 | 2026 | 65535
| High | DLC-Water Heating | DLC-Thermostat-HVAC | Small Industrial |  | Winter Evening | % of Load | 1 | 2026 | 65535
| High | DLC-Water Heating | DLC-Thermostat-HVAC | Small Industrial |  | Winter Evening | % of Load | 0 | 2026 | 65535
| High | DLC-Water Heating | DLC-Thermostat-DI-Baseboard Heating | Small Industrial |  | Winter Evening | % of Load | 1 | 2026 | 65535
| High | DLC-Water Heating | DLC-Thermostat-DI-Baseboard Heating | Small Industrial |  | Winter Evening | % of Load | 0 | 2026 | 65535
| High | DLC-Water Heating | DLC-Thermostat-BYOT-Baseboard Heating | Small Industrial |  | Winter Evening | % of Load | 1 | 2026 | 65535
| High | DLC-Water Heating | DLC-Thermostat-BYOT-Baseboard Heating | Small Industrial |  | Winter Evening | % of Load | 0 | 2026 | 65535
| High | DLC-Water Heating | DLC-Thermostat-DI-MSHP | Small Industrial |  | Winter Evening | % of Load | 1 | 2026 | 65535
| High | DLC-Water Heating | DLC-Thermostat-DI-MSHP | Small Industrial |  | Winter Evening | % of Load | 0 | 2026 | 65535
| High | DLC-Water Heating | DLC-Thermostat-BYOT-MSHP | Small Industrial |  | Winter Evening | % of Load | 1 | 2026 | 65535
| High | DLC-Water Heating | DLC-Thermostat-BYOT-MSHP | Small Industrial |  | Winter Evening | % of Load | 0 | 2026 | 65535
| High | DLC-Water Heating | C&I Curtailment-Turnkey-Manual HVAC Control | Small Industrial |  | Winter Evening | % of Load | 1 | 2026 | 65535
| High | DLC-Water Heating | C&I Curtailment-Turnkey-Manual HVAC Control | Small Industrial |  | Winter Evening | % of Load | 0 | 2026 | 65535
| High | DLC-Water Heating | C&I Curtailment-Turnkey-Auto-DR HVAC Control | Small Industrial |  | Winter Evening | % of Load | 1 | 2026 | 65535
| High | DLC-Water Heating | C&I Curtailment-Turnkey-Auto-DR HVAC Control | Small Industrial |  | Winter Evening | % of Load | 0 | 2026 | 65535
| High | DLC-Water Heating | C&I Curtailment-Turnkey-Standard Lighting Control | Small Industrial |  | Winter Evening | % of Load | 1 | 2026 | 65535
| High | DLC-Water Heating | C&I Curtailment-Turnkey-Standard Lighting Control | Small Industrial |  | Winter Evening | % of Load | 0 | 2026 | 65535
| High | DLC-Water Heating | C&I Curtailment-Turnkey-Advanced Lighting Control | Small Industrial |  | Winter Evening | % of Load | 1 | 2026 | 65535
| High | DLC-Water Heating | C&I Curtailment-Turnkey-Advanced Lighting Control | Small Industrial |  | Winter Evening | % of Load | 0 | 2026 | 65535
| High | DLC-Water Heating | C&I Curtailment-Turnkey-Water Heating Control | Small Industrial |  | Winter Evening | % of Load | 1 | 2026 | 65535
| High | DLC-Water Heating | C&I Curtailment-Turnkey-Water Heating Control | Small Industrial |  | Winter Evening | % of Load | 0 | 2026 | 65535
| High | DLC-Water Heating | C&I Curtailment-Turnkey-Other | Small Industrial |  | Winter Evening | % of Load | 1 | 2026 | 65535
| High | DLC-Water Heating | C&I Curtailment-Turnkey-Other | Small Industrial |  | Winter Evening | % of Load | 0 | 2026 | 65535
| High | DLC-Water Heating | C&I Curtailment-Turnkey-Industrial | Small Industrial |  | Winter Evening | % of Load | 1 | 2026 | 65535
| High | DLC-Water Heating | C&I Curtailment-Turnkey-Industrial | Small Industrial |  | Winter Evening | % of Load | 0 | 2026 | 65535
| High | DLC-Water Heating | DLC-Switch-Water Heating | Medium Industrial |  | Winter Morning | % of Load | 1 | 2026 | 65535
| High | DLC-Water Heating | DLC-Switch-Water Heating | Medium Industrial |  | Winter Morning | % of Load | 0 | 2026 | 65535
| High | DLC-Water Heating | DLC-BYOD-Water Heating | Medium Industrial |  | Winter Morning | % of Load | 1 | 2026 | 65535
| High | DLC-Water Heating | DLC-BYOD-Water Heating | Medium Industrial |  | Winter Morning | % of Load | 0 | 2026 | 65535
| High | DLC-Water Heating | DLC-Thermostat-DI-Central Heat Pump | Medium Industrial |  | Winter Morning | % of Load | 1 | 2026 | 65535
| High | DLC-Water Heating | DLC-Thermostat-DI-Central Heat Pump | Medium Industrial |  | Winter Morning | % of Load | 0 | 2026 | 65535
| High | DLC-Water Heating | DLC-Thermostat-BYOT-Central Heat Pump | Medium Industrial |  | Winter Morning | % of Load | 1 | 2026 | 65535
| High | DLC-Water Heating | DLC-Thermostat-BYOT-Central Heat Pump | Medium Industrial |  | Winter Morning | % of Load | 0 | 2026 | 65535
| High | DLC-Water Heating | DLC-Thermostat-HVAC | Medium Industrial |  | Winter Morning | % of Load | 1 | 2026 | 65535
| High | DLC-Water Heating | DLC-Thermostat-HVAC | Medium Industrial |  | Winter Morning | % of Load | 0 | 2026 | 65535
| High | DLC-Water Heating | DLC-Thermostat-DI-Baseboard Heating | Medium Industrial |  | Winter Morning | % of Load | 1 | 2026 | 65535
| High | DLC-Water Heating | DLC-Thermostat-DI-Baseboard Heating | Medium Industrial |  | Winter Morning | % of Load | 0 | 2026 | 65535
| High | DLC-Water Heating | DLC-Thermostat-BYOT-Baseboard Heating | Medium Industrial |  | Winter Morning | % of Load | 1 | 2026 | 65535
| High | DLC-Water Heating | DLC-Thermostat-BYOT-Baseboard Heating | Medium Industrial |  | Winter Morning | % of Load | 0 | 2026 | 65535
| High | DLC-Water Heating | DLC-Thermostat-DI-MSHP | Medium Industrial |  | Winter Morning | % of Load | 1 | 2026 | 65535
| High | DLC-Water Heating | DLC-Thermostat-DI-MSHP | Medium Industrial |  | Winter Morning | % of Load | 0 | 2026 | 65535
| High | DLC-Water Heating | DLC-Thermostat-BYOT-MSHP | Medium Industrial |  | Winter Morning | % of Load | 1 | 2026 | 65535
| High | DLC-Water Heating | DLC-Thermostat-BYOT-MSHP | Medium Industrial |  | Winter Morning | % of Load | 0 | 2026 | 65535
| High | DLC-Water Heating | C&I Curtailment-Turnkey-Manual HVAC Control | Medium Industrial |  | Winter Morning | % of Load | 1 | 2026 | 65535
| High | DLC-Water Heating | C&I Curtailment-Turnkey-Manual HVAC Control | Medium Industrial |  | Winter Morning | % of Load | 0 | 2026 | 65535
| High | DLC-Water Heating | C&I Curtailment-Turnkey-Auto-DR HVAC Control | Medium Industrial |  | Winter Morning | % of Load | 1 | 2026 | 65535
| High | DLC-Water Heating | C&I Curtailment-Turnkey-Auto-DR HVAC Control | Medium Industrial |  | Winter Morning | % of Load | 0 | 2026 | 65535
| High | DLC-Water Heating | C&I Curtailment-Turnkey-Standard Lighting Control | Medium Industrial |  | Winter Morning | % of Load | 1 | 2026 | 65535
| High | DLC-Water Heating | C&I Curtailment-Turnkey-Standard Lighting Control | Medium Industrial |  | Winter Morning | % of Load | 0 | 2026 | 65535
| High | DLC-Water Heating | C&I Curtailment-Turnkey-Advanced Lighting Control | Medium Industrial |  | Winter Morning | % of Load | 1 | 2026 | 65535
| High | DLC-Water Heating | C&I Curtailment-Turnkey-Advanced Lighting Control | Medium Industrial |  | Winter Morning | % of Load | 0 | 2026 | 65535
| High | DLC-Water Heating | C&I Curtailment-Turnkey-Water Heating Control | Medium Industrial |  | Winter Morning | % of Load | 1 | 2026 | 65535
| High | DLC-Water Heating | C&I Curtailment-Turnkey-Water Heating Control | Medium Industrial |  | Winter Morning | % of Load | 0 | 2026 | 65535
| High | DLC-Water Heating | C&I Curtailment-Turnkey-Other | Medium Industrial |  | Winter Morning | % of Load | 1 | 2026 | 65535
| High | DLC-Water Heating | C&I Curtailment-Turnkey-Other | Medium Industrial |  | Winter Morning | % of Load | 0 | 2026 | 65535
| High | DLC-Water Heating | DLC-Switch-Water Heating | Medium Industrial |  | Winter Evening | % of Load | 1 | 2026 | 65535
| High | DLC-Water Heating | DLC-Switch-Water Heating | Medium Industrial |  | Winter Evening | % of Load | 0 | 2026 | 65535
| High | DLC-Water Heating | DLC-BYOD-Water Heating | Medium Industrial |  | Winter Evening | % of Load | 1 | 2026 | 65535
| High | DLC-Water Heating | DLC-BYOD-Water Heating | Medium Industrial |  | Winter Evening | % of Load | 0 | 2026 | 65535
| High | DLC-Water Heating | DLC-Thermostat-DI-Central Heat Pump | Medium Industrial |  | Winter Evening | % of Load | 1 | 2026 | 65535
| High | DLC-Water Heating | DLC-Thermostat-DI-Central Heat Pump | Medium Industrial |  | Winter Evening | % of Load | 0 | 2026 | 65535
| High | DLC-Water Heating | DLC-Thermostat-BYOT-Central Heat Pump | Medium Industrial |  | Winter Evening | % of Load | 1 | 2026 | 65535
| High | DLC-Water Heating | DLC-Thermostat-BYOT-Central Heat Pump | Medium Industrial |  | Winter Evening | % of Load | 0 | 2026 | 65535
| High | DLC-Water Heating | DLC-Thermostat-HVAC | Medium Industrial |  | Winter Evening | % of Load | 1 | 2026 | 65535
| High | DLC-Water Heating | DLC-Thermostat-HVAC | Medium Industrial |  | Winter Evening | % of Load | 0 | 2026 | 65535
| High | DLC-Water Heating | DLC-Thermostat-DI-Baseboard Heating | Medium Industrial |  | Winter Evening | % of Load | 1 | 2026 | 65535
| High | DLC-Water Heating | DLC-Thermostat-DI-Baseboard Heating | Medium Industrial |  | Winter Evening | % of Load | 0 | 2026 | 65535
| High | DLC-Water Heating | DLC-Thermostat-BYOT-Baseboard Heating | Medium Industrial |  | Winter Evening | % of Load | 1 | 2026 | 65535
| High | DLC-Water Heating | DLC-Thermostat-BYOT-Baseboard Heating | Medium Industrial |  | Winter Evening | % of Load | 0 | 2026 | 65535
| High | DLC-Water Heating | DLC-Thermostat-DI-MSHP | Medium Industrial |  | Winter Evening | % of Load | 1 | 2026 | 65535
| High | DLC-Water Heating | DLC-Thermostat-DI-MSHP | Medium Industrial |  | Winter Evening | % of Load | 0 | 2026 | 65535
| High | DLC-Water Heating | DLC-Thermostat-BYOT-MSHP | Medium Industrial |  | Winter Evening | % of Load | 1 | 2026 | 65535
| High | DLC-Water Heating | DLC-Thermostat-BYOT-MSHP | Medium Industrial |  | Winter Evening | % of Load | 0 | 2026 | 65535
| High | DLC-Water Heating | C&I Curtailment-Turnkey-Manual HVAC Control | Medium Industrial |  | Winter Evening | % of Load | 1 | 2026 | 65535
| High | DLC-Water Heating | C&I Curtailment-Turnkey-Manual HVAC Control | Medium Industrial |  | Winter Evening | % of Load | 0 | 2026 | 65535
| High | DLC-Water Heating | C&I Curtailment-Turnkey-Auto-DR HVAC Control | Medium Industrial |  | Winter Evening | % of Load | 1 | 2026 | 65535
| High | DLC-Water Heating | C&I Curtailment-Turnkey-Auto-DR HVAC Control | Medium Industrial |  | Winter Evening | % of Load | 0 | 2026 | 65535
| High | DLC-Water Heating | C&I Curtailment-Turnkey-Standard Lighting Control | Medium Industrial |  | Winter Evening | % of Load | 1 | 2026 | 65535
| High | DLC-Water Heating | C&I Curtailment-Turnkey-Standard Lighting Control | Medium Industrial |  | Winter Evening | % of Load | 0 | 2026 | 65535
| High | DLC-Water Heating | C&I Curtailment-Turnkey-Advanced Lighting Control | Medium Industrial |  | Winter Evening | % of Load | 1 | 2026 | 65535
| High | DLC-Water Heating | C&I Curtailment-Turnkey-Advanced Lighting Control | Medium Industrial |  | Winter Evening | % of Load | 0 | 2026 | 65535
| High | DLC-Water Heating | C&I Curtailment-Turnkey-Water Heating Control | Medium Industrial |  | Winter Evening | % of Load | 1 | 2026 | 65535
| High | DLC-Water Heating | C&I Curtailment-Turnkey-Water Heating Control | Medium Industrial |  | Winter Evening | % of Load | 0 | 2026 | 65535
| High | DLC-Water Heating | C&I Curtailment-Turnkey-Other | Medium Industrial |  | Winter Evening | % of Load | 1 | 2026 | 65535
| High | DLC-Water Heating | C&I Curtailment-Turnkey-Other | Medium Industrial |  | Winter Evening | % of Load | 0 | 2026 | 65535
| High | DLC-Water Heating | DLC-Switch-Water Heating | Residential Charitable |  | Winter Morning | % of Load | 1 | 2026 | 65535
| High | DLC-Water Heating | DLC-Switch-Water Heating | Residential Charitable |  | Winter Morning | % of Load | 0 | 2026 | 65535
| High | DLC-Water Heating | DLC-BYOD-Water Heating | Residential Charitable |  | Winter Morning | % of Load | 1 | 2026 | 65535
| High | DLC-Water Heating | DLC-BYOD-Water Heating | Residential Charitable |  | Winter Morning | % of Load | 0 | 2026 | 65535
| High | DLC-Water Heating | DLC-Switch-Water Heating | Residential Charitable |  | Winter Evening | % of Load | 1 | 2026 | 65535
| High | DLC-Water Heating | DLC-Switch-Water Heating | Residential Charitable |  | Winter Evening | % of Load | 0 | 2026 | 65535
| High | DLC-Water Heating | DLC-BYOD-Water Heating | Residential Charitable |  | Winter Evening | % of Load | 1 | 2026 | 65535
| High | DLC-Water Heating | DLC-BYOD-Water Heating | Residential Charitable |  | Winter Evening | % of Load | 0 | 2026 | 65535
| High | C&I Curtailment | DLC-Switch-Water Heating | Small General |  | Winter Morning | % of Load | 1 | 2026 | 65535
| High | C&I Curtailment | DLC-Switch-Water Heating | Small General |  | Winter Morning | % of Load | 0 | 2026 | 65535
| High | C&I Curtailment | DLC-BYOD-Water Heating | Small General |  | Winter Morning | % of Load | 1 | 2026 | 65535
| High | C&I Curtailment | DLC-BYOD-Water Heating | Small General |  | Winter Morning | % of Load | 0 | 2026 | 65535
| High | C&I Curtailment | DLC-Thermostat-DI-Central Heat Pump | Small General |  | Winter Morning | % of Load | 1 | 2026 | 65535
| High | C&I Curtailment | DLC-Thermostat-DI-Central Heat Pump | Small General |  | Winter Morning | % of Load | 0 | 2026 | 65535
| High | C&I Curtailment | DLC-Thermostat-BYOT-Central Heat Pump | Small General |  | Winter Morning | % of Load | 1 | 2026 | 65535
| High | C&I Curtailment | DLC-Thermostat-BYOT-Central Heat Pump | Small General |  | Winter Morning | % of Load | 0 | 2026 | 65535
| High | C&I Curtailment | DLC-Thermostat-HVAC | Small General |  | Winter Morning | % of Load | 1 | 2026 | 65535
| High | C&I Curtailment | DLC-Thermostat-HVAC | Small General |  | Winter Morning | % of Load | 0 | 2026 | 65535
| High | C&I Curtailment | DLC-Thermostat-DI-Baseboard Heating | Small General |  | Winter Morning | % of Load | 1 | 2026 | 65535
| High | C&I Curtailment | DLC-Thermostat-DI-Baseboard Heating | Small General |  | Winter Morning | % of Load | 0 | 2026 | 65535
| High | C&I Curtailment | DLC-Thermostat-BYOT-Baseboard Heating | Small General |  | Winter Morning | % of Load | 1 | 2026 | 65535
| High | C&I Curtailment | DLC-Thermostat-BYOT-Baseboard Heating | Small General |  | Winter Morning | % of Load | 0 | 2026 | 65535
| High | C&I Curtailment | DLC-Thermostat-DI-MSHP | Small General |  | Winter Morning | % of Load | 1 | 2026 | 65535
| High | C&I Curtailment | DLC-Thermostat-DI-MSHP | Small General |  | Winter Morning | % of Load | 0 | 2026 | 65535
| High | C&I Curtailment | DLC-Thermostat-BYOT-MSHP | Small General |  | Winter Morning | % of Load | 1 | 2026 | 65535
| High | C&I Curtailment | DLC-Thermostat-BYOT-MSHP | Small General |  | Winter Morning | % of Load | 0 | 2026 | 65535
| High | C&I Curtailment | C&I Curtailment-Turnkey-Manual HVAC Control | Small General |  | Winter Morning | % of Load | 1 | 2026 | 65535
| High | C&I Curtailment | C&I Curtailment-Turnkey-Manual HVAC Control | Small General |  | Winter Morning | % of Load | 0 | 2026 | 65535
| High | C&I Curtailment | C&I Curtailment-Turnkey-Auto-DR HVAC Control | Small General |  | Winter Morning | % of Load | 1 | 2026 | 65535
| High | C&I Curtailment | C&I Curtailment-Turnkey-Auto-DR HVAC Control | Small General |  | Winter Morning | % of Load | 0 | 2026 | 65535
| High | C&I Curtailment | C&I Curtailment-Turnkey-Standard Lighting Control | Small General |  | Winter Morning | % of Load | 1 | 2026 | 65535
| High | C&I Curtailment | C&I Curtailment-Turnkey-Standard Lighting Control | Small General |  | Winter Morning | % of Load | 0 | 2026 | 65535
| High | C&I Curtailment | C&I Curtailment-Turnkey-Advanced Lighting Control | Small General |  | Winter Morning | % of Load | 1 | 2026 | 65535
| High | C&I Curtailment | C&I Curtailment-Turnkey-Advanced Lighting Control | Small General |  | Winter Morning | % of Load | 0 | 2026 | 65535
| High | C&I Curtailment | C&I Curtailment-Turnkey-Water Heating Control | Small General |  | Winter Morning | % of Load | 1 | 2026 | 65535
| High | C&I Curtailment | C&I Curtailment-Turnkey-Water Heating Control | Small General |  | Winter Morning | % of Load | 0 | 2026 | 65535
| High | C&I Curtailment | C&I Curtailment-Turnkey-Other | Small General |  | Winter Morning | % of Load | 1 | 2026 | 65535
| High | C&I Curtailment | C&I Curtailment-Turnkey-Other | Small General |  | Winter Morning | % of Load | 0 | 2026 | 65535
| High | C&I Curtailment | Dynamic Pricing with enabling tech. | Small General |  | Winter Morning | % of Load | 1 | 2026 | 65535
| High | C&I Curtailment | Dynamic Pricing with enabling tech. | Small General |  | Winter Morning | % of Load | 0 | 2026 | 65535
| High | C&I Curtailment | DLC-Switch-Water Heating | Small General |  | Winter Evening | % of Load | 1 | 2026 | 65535
| High | C&I Curtailment | DLC-Switch-Water Heating | Small General |  | Winter Evening | % of Load | 0 | 2026 | 65535
| High | C&I Curtailment | DLC-BYOD-Water Heating | Small General |  | Winter Evening | % of Load | 1 | 2026 | 65535
| High | C&I Curtailment | DLC-BYOD-Water Heating | Small General |  | Winter Evening | % of Load | 0 | 2026 | 65535
| High | C&I Curtailment | DLC-Thermostat-DI-Central Heat Pump | Small General |  | Winter Evening | % of Load | 1 | 2026 | 65535
| High | C&I Curtailment | DLC-Thermostat-DI-Central Heat Pump | Small General |  | Winter Evening | % of Load | 0 | 2026 | 65535
| High | C&I Curtailment | DLC-Thermostat-BYOT-Central Heat Pump | Small General |  | Winter Evening | % of Load | 1 | 2026 | 65535
| High | C&I Curtailment | DLC-Thermostat-BYOT-Central Heat Pump | Small General |  | Winter Evening | % of Load | 0 | 2026 | 65535
| High | C&I Curtailment | DLC-Thermostat-HVAC | Small General |  | Winter Evening | % of Load | 1 | 2026 | 65535
| High | C&I Curtailment | DLC-Thermostat-HVAC | Small General |  | Winter Evening | % of Load | 0 | 2026 | 65535
| High | C&I Curtailment | DLC-Thermostat-DI-Baseboard Heating | Small General |  | Winter Evening | % of Load | 1 | 2026 | 65535
| High | C&I Curtailment | DLC-Thermostat-DI-Baseboard Heating | Small General |  | Winter Evening | % of Load | 0 | 2026 | 65535
| High | C&I Curtailment | DLC-Thermostat-BYOT-Baseboard Heating | Small General |  | Winter Evening | % of Load | 1 | 2026 | 65535
| High | C&I Curtailment | DLC-Thermostat-BYOT-Baseboard Heating | Small General |  | Winter Evening | % of Load | 0 | 2026 | 65535
| High | C&I Curtailment | DLC-Thermostat-DI-MSHP | Small General |  | Winter Evening | % of Load | 1 | 2026 | 65535
| High | C&I Curtailment | DLC-Thermostat-DI-MSHP | Small General |  | Winter Evening | % of Load | 0 | 2026 | 65535
| High | C&I Curtailment | DLC-Thermostat-BYOT-MSHP | Small General |  | Winter Evening | % of Load | 1 | 2026 | 65535
| High | C&I Curtailment | DLC-Thermostat-BYOT-MSHP | Small General |  | Winter Evening | % of Load | 0 | 2026 | 65535
| High | C&I Curtailment | C&I Curtailment-Turnkey-Manual HVAC Control | Small General |  | Winter Evening | % of Load | 1 | 2026 | 65535
| High | C&I Curtailment | C&I Curtailment-Turnkey-Manual HVAC Control | Small General |  | Winter Evening | % of Load | 0 | 2026 | 65535
| High | C&I Curtailment | C&I Curtailment-Turnkey-Auto-DR HVAC Control | Small General |  | Winter Evening | % of Load | 1 | 2026 | 65535
| High | C&I Curtailment | C&I Curtailment-Turnkey-Auto-DR HVAC Control | Small General |  | Winter Evening | % of Load | 0 | 2026 | 65535
| High | C&I Curtailment | C&I Curtailment-Turnkey-Standard Lighting Control | Small General |  | Winter Evening | % of Load | 1 | 2026 | 65535
| High | C&I Curtailment | C&I Curtailment-Turnkey-Standard Lighting Control | Small General |  | Winter Evening | % of Load | 0 | 2026 | 65535
| High | C&I Curtailment | C&I Curtailment-Turnkey-Advanced Lighting Control | Small General |  | Winter Evening | % of Load | 1 | 2026 | 65535
| High | C&I Curtailment | C&I Curtailment-Turnkey-Advanced Lighting Control | Small General |  | Winter Evening | % of Load | 0 | 2026 | 65535
| High | C&I Curtailment | C&I Curtailment-Turnkey-Water Heating Control | Small General |  | Winter Evening | % of Load | 1 | 2026 | 65535
| High | C&I Curtailment | C&I Curtailment-Turnkey-Water Heating Control | Small General |  | Winter Evening | % of Load | 0 | 2026 | 65535
| High | C&I Curtailment | C&I Curtailment-Turnkey-Other | Small General |  | Winter Evening | % of Load | 1 | 2026 | 65535
| High | C&I Curtailment | C&I Curtailment-Turnkey-Other | Small General |  | Winter Evening | % of Load | 0 | 2026 | 65535
| High | C&I Curtailment | Dynamic Pricing with enabling tech. | Small General |  | Winter Evening | % of Load | 1 | 2026 | 65535
| High | C&I Curtailment | Dynamic Pricing with enabling tech. | Small General |  | Winter Evening | % of Load | 0 | 2026 | 65535
| High | C&I Curtailment | DLC-Switch-Water Heating | General |  | Winter Morning | % of Load | 1 | 2026 | 65535
| High | C&I Curtailment | DLC-Switch-Water Heating | General |  | Winter Morning | % of Load | 0 | 2026 | 65535
| High | C&I Curtailment | DLC-BYOD-Water Heating | General |  | Winter Morning | % of Load | 1 | 2026 | 65535
| High | C&I Curtailment | DLC-BYOD-Water Heating | General |  | Winter Morning | % of Load | 0 | 2026 | 65535
| High | C&I Curtailment | DLC-Thermostat-DI-Central Heat Pump | General |  | Winter Morning | % of Load | 1 | 2026 | 65535
| High | C&I Curtailment | DLC-Thermostat-DI-Central Heat Pump | General |  | Winter Morning | % of Load | 0 | 2026 | 65535
| High | C&I Curtailment | DLC-Thermostat-BYOT-Central Heat Pump | General |  | Winter Morning | % of Load | 1 | 2026 | 65535
| High | C&I Curtailment | DLC-Thermostat-BYOT-Central Heat Pump | General |  | Winter Morning | % of Load | 0 | 2026 | 65535
| High | C&I Curtailment | DLC-Thermostat-HVAC | General |  | Winter Morning | % of Load | 1 | 2026 | 65535
| High | C&I Curtailment | DLC-Thermostat-HVAC | General |  | Winter Morning | % of Load | 0 | 2026 | 65535
| High | C&I Curtailment | DLC-Thermostat-DI-Baseboard Heating | General |  | Winter Morning | % of Load | 1 | 2026 | 65535
| High | C&I Curtailment | DLC-Thermostat-DI-Baseboard Heating | General |  | Winter Morning | % of Load | 0 | 2026 | 65535
| High | C&I Curtailment | DLC-Thermostat-BYOT-Baseboard Heating | General |  | Winter Morning | % of Load | 1 | 2026 | 65535
| High | C&I Curtailment | DLC-Thermostat-BYOT-Baseboard Heating | General |  | Winter Morning | % of Load | 0 | 2026 | 65535
| High | C&I Curtailment | DLC-Thermostat-DI-MSHP | General |  | Winter Morning | % of Load | 1 | 2026 | 65535
| High | C&I Curtailment | DLC-Thermostat-DI-MSHP | General |  | Winter Morning | % of Load | 0 | 2026 | 65535
| High | C&I Curtailment | DLC-Thermostat-BYOT-MSHP | General |  | Winter Morning | % of Load | 1 | 2026 | 65535
| High | C&I Curtailment | DLC-Thermostat-BYOT-MSHP | General |  | Winter Morning | % of Load | 0 | 2026 | 65535
| High | C&I Curtailment | C&I Curtailment-Turnkey-Manual HVAC Control | General |  | Winter Morning | % of Load | 1 | 2026 | 65535
| High | C&I Curtailment | C&I Curtailment-Turnkey-Manual HVAC Control | General |  | Winter Morning | % of Load | 0 | 2026 | 65535
| High | C&I Curtailment | C&I Curtailment-Turnkey-Auto-DR HVAC Control | General |  | Winter Morning | % of Load | 1 | 2026 | 65535
| High | C&I Curtailment | C&I Curtailment-Turnkey-Auto-DR HVAC Control | General |  | Winter Morning | % of Load | 0 | 2026 | 65535
| High | C&I Curtailment | C&I Curtailment-Turnkey-Standard Lighting Control | General |  | Winter Morning | % of Load | 1 | 2026 | 65535
| High | C&I Curtailment | C&I Curtailment-Turnkey-Standard Lighting Control | General |  | Winter Morning | % of Load | 0 | 2026 | 65535
| High | C&I Curtailment | C&I Curtailment-Turnkey-Advanced Lighting Control | General |  | Winter Morning | % of Load | 1 | 2026 | 65535
| High | C&I Curtailment | C&I Curtailment-Turnkey-Advanced Lighting Control | General |  | Winter Morning | % of Load | 0 | 2026 | 65535
| High | C&I Curtailment | C&I Curtailment-Turnkey-Water Heating Control | General |  | Winter Morning | % of Load | 1 | 2026 | 65535
| High | C&I Curtailment | C&I Curtailment-Turnkey-Water Heating Control | General |  | Winter Morning | % of Load | 0 | 2026 | 65535
| High | C&I Curtailment | C&I Curtailment-Turnkey-Other | General |  | Winter Morning | % of Load | 1 | 2026 | 65535
| High | C&I Curtailment | C&I Curtailment-Turnkey-Other | General |  | Winter Morning | % of Load | 0 | 2026 | 65535
| High | C&I Curtailment | DLC-Switch-Water Heating | General |  | Winter Evening | % of Load | 1 | 2026 | 65535
| High | C&I Curtailment | DLC-Switch-Water Heating | General |  | Winter Evening | % of Load | 0 | 2026 | 65535
| High | C&I Curtailment | DLC-BYOD-Water Heating | General |  | Winter Evening | % of Load | 1 | 2026 | 65535
| High | C&I Curtailment | DLC-BYOD-Water Heating | General |  | Winter Evening | % of Load | 0 | 2026 | 65535
| High | C&I Curtailment | DLC-Thermostat-DI-Central Heat Pump | General |  | Winter Evening | % of Load | 1 | 2026 | 65535
| High | C&I Curtailment | DLC-Thermostat-DI-Central Heat Pump | General |  | Winter Evening | % of Load | 0 | 2026 | 65535
| High | C&I Curtailment | DLC-Thermostat-BYOT-Central Heat Pump | General |  | Winter Evening | % of Load | 1 | 2026 | 65535
| High | C&I Curtailment | DLC-Thermostat-BYOT-Central Heat Pump | General |  | Winter Evening | % of Load | 0 | 2026 | 65535
| High | C&I Curtailment | DLC-Thermostat-HVAC | General |  | Winter Evening | % of Load | 1 | 2026 | 65535
| High | C&I Curtailment | DLC-Thermostat-HVAC | General |  | Winter Evening | % of Load | 0 | 2026 | 65535
| High | C&I Curtailment | DLC-Thermostat-DI-Baseboard Heating | General |  | Winter Evening | % of Load | 1 | 2026 | 65535
| High | C&I Curtailment | DLC-Thermostat-DI-Baseboard Heating | General |  | Winter Evening | % of Load | 0 | 2026 | 65535
| High | C&I Curtailment | DLC-Thermostat-BYOT-Baseboard Heating | General |  | Winter Evening | % of Load | 1 | 2026 | 65535
| High | C&I Curtailment | DLC-Thermostat-BYOT-Baseboard Heating | General |  | Winter Evening | % of Load | 0 | 2026 | 65535
| High | C&I Curtailment | DLC-Thermostat-DI-MSHP | General |  | Winter Evening | % of Load | 1 | 2026 | 65535
| High | C&I Curtailment | DLC-Thermostat-DI-MSHP | General |  | Winter Evening | % of Load | 0 | 2026 | 65535
| High | C&I Curtailment | DLC-Thermostat-BYOT-MSHP | General |  | Winter Evening | % of Load | 1 | 2026 | 65535
| High | C&I Curtailment | DLC-Thermostat-BYOT-MSHP | General |  | Winter Evening | % of Load | 0 | 2026 | 65535
| High | C&I Curtailment | C&I Curtailment-Turnkey-Manual HVAC Control | General |  | Winter Evening | % of Load | 1 | 2026 | 65535
| High | C&I Curtailment | C&I Curtailment-Turnkey-Manual HVAC Control | General |  | Winter Evening | % of Load | 0 | 2026 | 65535
| High | C&I Curtailment | C&I Curtailment-Turnkey-Auto-DR HVAC Control | General |  | Winter Evening | % of Load | 1 | 2026 | 65535
| High | C&I Curtailment | C&I Curtailment-Turnkey-Auto-DR HVAC Control | General |  | Winter Evening | % of Load | 0 | 2026 | 65535
| High | C&I Curtailment | C&I Curtailment-Turnkey-Standard Lighting Control | General |  | Winter Evening | % of Load | 1 | 2026 | 65535
| High | C&I Curtailment | C&I Curtailment-Turnkey-Standard Lighting Control | General |  | Winter Evening | % of Load | 0 | 2026 | 65535
| High | C&I Curtailment | C&I Curtailment-Turnkey-Advanced Lighting Control | General |  | Winter Evening | % of Load | 1 | 2026 | 65535
| High | C&I Curtailment | C&I Curtailment-Turnkey-Advanced Lighting Control | General |  | Winter Evening | % of Load | 0 | 2026 | 65535
| High | C&I Curtailment | C&I Curtailment-Turnkey-Water Heating Control | General |  | Winter Evening | % of Load | 1 | 2026 | 65535
| High | C&I Curtailment | C&I Curtailment-Turnkey-Water Heating Control | General |  | Winter Evening | % of Load | 0 | 2026 | 65535
| High | C&I Curtailment | C&I Curtailment-Turnkey-Other | General |  | Winter Evening | % of Load | 1 | 2026 | 65535
| High | C&I Curtailment | C&I Curtailment-Turnkey-Other | General |  | Winter Evening | % of Load | 0 | 2026 | 65535
| High | C&I Curtailment | C&I Curtailment-Turnkey-Manual HVAC Control | Large General |  | Winter Morning | % of Load | 1 | 2026 | 65535
| High | C&I Curtailment | C&I Curtailment-Turnkey-Manual HVAC Control | Large General |  | Winter Morning | % of Load | 0 | 2026 | 65535
| High | C&I Curtailment | C&I Curtailment-Turnkey-Auto-DR HVAC Control | Large General |  | Winter Morning | % of Load | 1 | 2026 | 65535
| High | C&I Curtailment | C&I Curtailment-Turnkey-Auto-DR HVAC Control | Large General |  | Winter Morning | % of Load | 0 | 2026 | 65535
| High | C&I Curtailment | C&I Curtailment-Turnkey-Standard Lighting Control | Large General |  | Winter Morning | % of Load | 1 | 2026 | 65535
| High | C&I Curtailment | C&I Curtailment-Turnkey-Standard Lighting Control | Large General |  | Winter Morning | % of Load | 0 | 2026 | 65535
| High | C&I Curtailment | C&I Curtailment-Turnkey-Water Heating Control | Large General |  | Winter Morning | % of Load | 1 | 2026 | 65535
| High | C&I Curtailment | C&I Curtailment-Turnkey-Water Heating Control | Large General |  | Winter Morning | % of Load | 0 | 2026 | 65535
| High | C&I Curtailment | C&I Curtailment-Turnkey-Other | Large General |  | Winter Morning | % of Load | 1 | 2026 | 65535
| High | C&I Curtailment | C&I Curtailment-Turnkey-Other | Large General |  | Winter Morning | % of Load | 0 | 2026 | 65535
| High | C&I Curtailment | C&I Curtailment-Turnkey-Manual HVAC Control | Large General |  | Winter Evening | % of Load | 1 | 2026 | 65535
| High | C&I Curtailment | C&I Curtailment-Turnkey-Manual HVAC Control | Large General |  | Winter Evening | % of Load | 0 | 2026 | 65535
| High | C&I Curtailment | C&I Curtailment-Turnkey-Auto-DR HVAC Control | Large General |  | Winter Evening | % of Load | 1 | 2026 | 65535
| High | C&I Curtailment | C&I Curtailment-Turnkey-Auto-DR HVAC Control | Large General |  | Winter Evening | % of Load | 0 | 2026 | 65535
| High | C&I Curtailment | C&I Curtailment-Turnkey-Standard Lighting Control | Large General |  | Winter Evening | % of Load | 1 | 2026 | 65535
| High | C&I Curtailment | C&I Curtailment-Turnkey-Standard Lighting Control | Large General |  | Winter Evening | % of Load | 0 | 2026 | 65535
| High | C&I Curtailment | C&I Curtailment-Turnkey-Water Heating Control | Large General |  | Winter Evening | % of Load | 1 | 2026 | 65535
| High | C&I Curtailment | C&I Curtailment-Turnkey-Water Heating Control | Large General |  | Winter Evening | % of Load | 0 | 2026 | 65535
| High | C&I Curtailment | C&I Curtailment-Turnkey-Other | Large General |  | Winter Evening | % of Load | 1 | 2026 | 65535
| High | C&I Curtailment | C&I Curtailment-Turnkey-Other | Large General |  | Winter Evening | % of Load | 0 | 2026 | 65535
| High | C&I Curtailment | DLC-Switch-Water Heating | Small Industrial |  | Winter Morning | % of Load | 1 | 2026 | 65535
| High | C&I Curtailment | DLC-Switch-Water Heating | Small Industrial |  | Winter Morning | % of Load | 0 | 2026 | 65535
| High | C&I Curtailment | DLC-BYOD-Water Heating | Small Industrial |  | Winter Morning | % of Load | 1 | 2026 | 65535
| High | C&I Curtailment | DLC-BYOD-Water Heating | Small Industrial |  | Winter Morning | % of Load | 0 | 2026 | 65535
| High | C&I Curtailment | DLC-Thermostat-DI-Central Heat Pump | Small Industrial |  | Winter Morning | % of Load | 1 | 2026 | 65535
| High | C&I Curtailment | DLC-Thermostat-DI-Central Heat Pump | Small Industrial |  | Winter Morning | % of Load | 0 | 2026 | 65535
| High | C&I Curtailment | DLC-Thermostat-BYOT-Central Heat Pump | Small Industrial |  | Winter Morning | % of Load | 1 | 2026 | 65535
| High | C&I Curtailment | DLC-Thermostat-BYOT-Central Heat Pump | Small Industrial |  | Winter Morning | % of Load | 0 | 2026 | 65535
| High | C&I Curtailment | DLC-Thermostat-HVAC | Small Industrial |  | Winter Morning | % of Load | 1 | 2026 | 65535
| High | C&I Curtailment | DLC-Thermostat-HVAC | Small Industrial |  | Winter Morning | % of Load | 0 | 2026 | 65535
| High | C&I Curtailment | DLC-Thermostat-DI-Baseboard Heating | Small Industrial |  | Winter Morning | % of Load | 1 | 2026 | 65535
| High | C&I Curtailment | DLC-Thermostat-DI-Baseboard Heating | Small Industrial |  | Winter Morning | % of Load | 0 | 2026 | 65535
| High | C&I Curtailment | DLC-Thermostat-BYOT-Baseboard Heating | Small Industrial |  | Winter Morning | % of Load | 1 | 2026 | 65535
| High | C&I Curtailment | DLC-Thermostat-BYOT-Baseboard Heating | Small Industrial |  | Winter Morning | % of Load | 0 | 2026 | 65535
| High | C&I Curtailment | DLC-Thermostat-DI-MSHP | Small Industrial |  | Winter Morning | % of Load | 1 | 2026 | 65535
| High | C&I Curtailment | DLC-Thermostat-DI-MSHP | Small Industrial |  | Winter Morning | % of Load | 0 | 2026 | 65535
| High | C&I Curtailment | DLC-Thermostat-BYOT-MSHP | Small Industrial |  | Winter Morning | % of Load | 1 | 2026 | 65535
| High | C&I Curtailment | DLC-Thermostat-BYOT-MSHP | Small Industrial |  | Winter Morning | % of Load | 0 | 2026 | 65535
| High | C&I Curtailment | C&I Curtailment-Turnkey-Manual HVAC Control | Small Industrial |  | Winter Morning | % of Load | 1 | 2026 | 65535
| High | C&I Curtailment | C&I Curtailment-Turnkey-Manual HVAC Control | Small Industrial |  | Winter Morning | % of Load | 0 | 2026 | 65535
| High | C&I Curtailment | C&I Curtailment-Turnkey-Auto-DR HVAC Control | Small Industrial |  | Winter Morning | % of Load | 1 | 2026 | 65535
| High | C&I Curtailment | C&I Curtailment-Turnkey-Auto-DR HVAC Control | Small Industrial |  | Winter Morning | % of Load | 0 | 2026 | 65535
| High | C&I Curtailment | C&I Curtailment-Turnkey-Standard Lighting Control | Small Industrial |  | Winter Morning | % of Load | 1 | 2026 | 65535
| High | C&I Curtailment | C&I Curtailment-Turnkey-Standard Lighting Control | Small Industrial |  | Winter Morning | % of Load | 0 | 2026 | 65535
| High | C&I Curtailment | C&I Curtailment-Turnkey-Advanced Lighting Control | Small Industrial |  | Winter Morning | % of Load | 1 | 2026 | 65535
| High | C&I Curtailment | C&I Curtailment-Turnkey-Advanced Lighting Control | Small Industrial |  | Winter Morning | % of Load | 0 | 2026 | 65535
| High | C&I Curtailment | C&I Curtailment-Turnkey-Water Heating Control | Small Industrial |  | Winter Morning | % of Load | 1 | 2026 | 65535
| High | C&I Curtailment | C&I Curtailment-Turnkey-Water Heating Control | Small Industrial |  | Winter Morning | % of Load | 0 | 2026 | 65535
| High | C&I Curtailment | C&I Curtailment-Turnkey-Other | Small Industrial |  | Winter Morning | % of Load | 1 | 2026 | 65535
| High | C&I Curtailment | C&I Curtailment-Turnkey-Other | Small Industrial |  | Winter Morning | % of Load | 0 | 2026 | 65535
| High | C&I Curtailment | C&I Curtailment-Turnkey-Industrial | Small Industrial |  | Winter Morning | % of Load | 1 | 2026 | 65535
| High | C&I Curtailment | C&I Curtailment-Turnkey-Industrial | Small Industrial |  | Winter Morning | % of Load | 0 | 2026 | 65535
| High | C&I Curtailment | DLC-Switch-Water Heating | Small Industrial |  | Winter Evening | % of Load | 1 | 2026 | 65535
| High | C&I Curtailment | DLC-Switch-Water Heating | Small Industrial |  | Winter Evening | % of Load | 0 | 2026 | 65535
| High | C&I Curtailment | DLC-BYOD-Water Heating | Small Industrial |  | Winter Evening | % of Load | 1 | 2026 | 65535
| High | C&I Curtailment | DLC-BYOD-Water Heating | Small Industrial |  | Winter Evening | % of Load | 0 | 2026 | 65535
| High | C&I Curtailment | DLC-Thermostat-DI-Central Heat Pump | Small Industrial |  | Winter Evening | % of Load | 1 | 2026 | 65535
| High | C&I Curtailment | DLC-Thermostat-DI-Central Heat Pump | Small Industrial |  | Winter Evening | % of Load | 0 | 2026 | 65535
| High | C&I Curtailment | DLC-Thermostat-BYOT-Central Heat Pump | Small Industrial |  | Winter Evening | % of Load | 1 | 2026 | 65535
| High | C&I Curtailment | DLC-Thermostat-BYOT-Central Heat Pump | Small Industrial |  | Winter Evening | % of Load | 0 | 2026 | 65535
| High | C&I Curtailment | DLC-Thermostat-HVAC | Small Industrial |  | Winter Evening | % of Load | 1 | 2026 | 65535
| High | C&I Curtailment | DLC-Thermostat-HVAC | Small Industrial |  | Winter Evening | % of Load | 0 | 2026 | 65535
| High | C&I Curtailment | DLC-Thermostat-DI-Baseboard Heating | Small Industrial |  | Winter Evening | % of Load | 1 | 2026 | 65535
| High | C&I Curtailment | DLC-Thermostat-DI-Baseboard Heating | Small Industrial |  | Winter Evening | % of Load | 0 | 2026 | 65535
| High | C&I Curtailment | DLC-Thermostat-BYOT-Baseboard Heating | Small Industrial |  | Winter Evening | % of Load | 1 | 2026 | 65535
| High | C&I Curtailment | DLC-Thermostat-BYOT-Baseboard Heating | Small Industrial |  | Winter Evening | % of Load | 0 | 2026 | 65535
| High | C&I Curtailment | DLC-Thermostat-DI-MSHP | Small Industrial |  | Winter Evening | % of Load | 1 | 2026 | 65535
| High | C&I Curtailment | DLC-Thermostat-DI-MSHP | Small Industrial |  | Winter Evening | % of Load | 0 | 2026 | 65535
| High | C&I Curtailment | DLC-Thermostat-BYOT-MSHP | Small Industrial |  | Winter Evening | % of Load | 1 | 2026 | 65535
| High | C&I Curtailment | DLC-Thermostat-BYOT-MSHP | Small Industrial |  | Winter Evening | % of Load | 0 | 2026 | 65535
| High | C&I Curtailment | C&I Curtailment-Turnkey-Manual HVAC Control | Small Industrial |  | Winter Evening | % of Load | 1 | 2026 | 65535
| High | C&I Curtailment | C&I Curtailment-Turnkey-Manual HVAC Control | Small Industrial |  | Winter Evening | % of Load | 0 | 2026 | 65535
| High | C&I Curtailment | C&I Curtailment-Turnkey-Auto-DR HVAC Control | Small Industrial |  | Winter Evening | % of Load | 1 | 2026 | 65535
| High | C&I Curtailment | C&I Curtailment-Turnkey-Auto-DR HVAC Control | Small Industrial |  | Winter Evening | % of Load | 0 | 2026 | 65535
| High | C&I Curtailment | C&I Curtailment-Turnkey-Standard Lighting Control | Small Industrial |  | Winter Evening | % of Load | 1 | 2026 | 65535
| High | C&I Curtailment | C&I Curtailment-Turnkey-Standard Lighting Control | Small Industrial |  | Winter Evening | % of Load | 0 | 2026 | 65535
| High | C&I Curtailment | C&I Curtailment-Turnkey-Advanced Lighting Control | Small Industrial |  | Winter Evening | % of Load | 1 | 2026 | 65535
| High | C&I Curtailment | C&I Curtailment-Turnkey-Advanced Lighting Control | Small Industrial |  | Winter Evening | % of Load | 0 | 2026 | 65535
| High | C&I Curtailment | C&I Curtailment-Turnkey-Water Heating Control | Small Industrial |  | Winter Evening | % of Load | 1 | 2026 | 65535
| High | C&I Curtailment | C&I Curtailment-Turnkey-Water Heating Control | Small Industrial |  | Winter Evening | % of Load | 0 | 2026 | 65535
| High | C&I Curtailment | C&I Curtailment-Turnkey-Other | Small Industrial |  | Winter Evening | % of Load | 1 | 2026 | 65535
| High | C&I Curtailment | C&I Curtailment-Turnkey-Other | Small Industrial |  | Winter Evening | % of Load | 0 | 2026 | 65535
| High | C&I Curtailment | C&I Curtailment-Turnkey-Industrial | Small Industrial |  | Winter Evening | % of Load | 1 | 2026 | 65535
| High | C&I Curtailment | C&I Curtailment-Turnkey-Industrial | Small Industrial |  | Winter Evening | % of Load | 0 | 2026 | 65535
| High | C&I Curtailment | DLC-Switch-Water Heating | Medium Industrial |  | Winter Morning | % of Load | 1 | 2026 | 65535
| High | C&I Curtailment | DLC-Switch-Water Heating | Medium Industrial |  | Winter Morning | % of Load | 0 | 2026 | 65535
| High | C&I Curtailment | DLC-BYOD-Water Heating | Medium Industrial |  | Winter Morning | % of Load | 1 | 2026 | 65535
| High | C&I Curtailment | DLC-BYOD-Water Heating | Medium Industrial |  | Winter Morning | % of Load | 0 | 2026 | 65535
| High | C&I Curtailment | DLC-Thermostat-DI-Central Heat Pump | Medium Industrial |  | Winter Morning | % of Load | 1 | 2026 | 65535
| High | C&I Curtailment | DLC-Thermostat-DI-Central Heat Pump | Medium Industrial |  | Winter Morning | % of Load | 0 | 2026 | 65535
| High | C&I Curtailment | DLC-Thermostat-BYOT-Central Heat Pump | Medium Industrial |  | Winter Morning | % of Load | 1 | 2026 | 65535
| High | C&I Curtailment | DLC-Thermostat-BYOT-Central Heat Pump | Medium Industrial |  | Winter Morning | % of Load | 0 | 2026 | 65535
| High | C&I Curtailment | DLC-Thermostat-HVAC | Medium Industrial |  | Winter Morning | % of Load | 1 | 2026 | 65535
| High | C&I Curtailment | DLC-Thermostat-HVAC | Medium Industrial |  | Winter Morning | % of Load | 0 | 2026 | 65535
| High | C&I Curtailment | DLC-Thermostat-DI-Baseboard Heating | Medium Industrial |  | Winter Morning | % of Load | 1 | 2026 | 65535
| High | C&I Curtailment | DLC-Thermostat-DI-Baseboard Heating | Medium Industrial |  | Winter Morning | % of Load | 0 | 2026 | 65535
| High | C&I Curtailment | DLC-Thermostat-BYOT-Baseboard Heating | Medium Industrial |  | Winter Morning | % of Load | 1 | 2026 | 65535
| High | C&I Curtailment | DLC-Thermostat-BYOT-Baseboard Heating | Medium Industrial |  | Winter Morning | % of Load | 0 | 2026 | 65535
| High | C&I Curtailment | DLC-Thermostat-DI-MSHP | Medium Industrial |  | Winter Morning | % of Load | 1 | 2026 | 65535
| High | C&I Curtailment | DLC-Thermostat-DI-MSHP | Medium Industrial |  | Winter Morning | % of Load | 0 | 2026 | 65535
| High | C&I Curtailment | DLC-Thermostat-BYOT-MSHP | Medium Industrial |  | Winter Morning | % of Load | 1 | 2026 | 65535
| High | C&I Curtailment | DLC-Thermostat-BYOT-MSHP | Medium Industrial |  | Winter Morning | % of Load | 0 | 2026 | 65535
| High | C&I Curtailment | C&I Curtailment-Turnkey-Manual HVAC Control | Medium Industrial |  | Winter Morning | % of Load | 1 | 2026 | 65535
| High | C&I Curtailment | C&I Curtailment-Turnkey-Manual HVAC Control | Medium Industrial |  | Winter Morning | % of Load | 0 | 2026 | 65535
| High | C&I Curtailment | C&I Curtailment-Turnkey-Auto-DR HVAC Control | Medium Industrial |  | Winter Morning | % of Load | 1 | 2026 | 65535
| High | C&I Curtailment | C&I Curtailment-Turnkey-Auto-DR HVAC Control | Medium Industrial |  | Winter Morning | % of Load | 0 | 2026 | 65535
| High | C&I Curtailment | C&I Curtailment-Turnkey-Standard Lighting Control | Medium Industrial |  | Winter Morning | % of Load | 1 | 2026 | 65535
| High | C&I Curtailment | C&I Curtailment-Turnkey-Standard Lighting Control | Medium Industrial |  | Winter Morning | % of Load | 0 | 2026 | 65535
| High | C&I Curtailment | C&I Curtailment-Turnkey-Advanced Lighting Control | Medium Industrial |  | Winter Morning | % of Load | 1 | 2026 | 65535
| High | C&I Curtailment | C&I Curtailment-Turnkey-Advanced Lighting Control | Medium Industrial |  | Winter Morning | % of Load | 0 | 2026 | 65535
| High | C&I Curtailment | C&I Curtailment-Turnkey-Water Heating Control | Medium Industrial |  | Winter Morning | % of Load | 1 | 2026 | 65535
| High | C&I Curtailment | C&I Curtailment-Turnkey-Water Heating Control | Medium Industrial |  | Winter Morning | % of Load | 0 | 2026 | 65535
| High | C&I Curtailment | C&I Curtailment-Turnkey-Other | Medium Industrial |  | Winter Morning | % of Load | 1 | 2026 | 65535
| High | C&I Curtailment | C&I Curtailment-Turnkey-Other | Medium Industrial |  | Winter Morning | % of Load | 0 | 2026 | 65535
| High | C&I Curtailment | DLC-Switch-Water Heating | Medium Industrial |  | Winter Evening | % of Load | 1 | 2026 | 65535
| High | C&I Curtailment | DLC-Switch-Water Heating | Medium Industrial |  | Winter Evening | % of Load | 0 | 2026 | 65535
| High | C&I Curtailment | DLC-BYOD-Water Heating | Medium Industrial |  | Winter Evening | % of Load | 1 | 2026 | 65535
| High | C&I Curtailment | DLC-BYOD-Water Heating | Medium Industrial |  | Winter Evening | % of Load | 0 | 2026 | 65535
| High | C&I Curtailment | DLC-Thermostat-DI-Central Heat Pump | Medium Industrial |  | Winter Evening | % of Load | 1 | 2026 | 65535
| High | C&I Curtailment | DLC-Thermostat-DI-Central Heat Pump | Medium Industrial |  | Winter Evening | % of Load | 0 | 2026 | 65535
| High | C&I Curtailment | DLC-Thermostat-BYOT-Central Heat Pump | Medium Industrial |  | Winter Evening | % of Load | 1 | 2026 | 65535
| High | C&I Curtailment | DLC-Thermostat-BYOT-Central Heat Pump | Medium Industrial |  | Winter Evening | % of Load | 0 | 2026 | 65535
| High | C&I Curtailment | DLC-Thermostat-HVAC | Medium Industrial |  | Winter Evening | % of Load | 1 | 2026 | 65535
| High | C&I Curtailment | DLC-Thermostat-HVAC | Medium Industrial |  | Winter Evening | % of Load | 0 | 2026 | 65535
| High | C&I Curtailment | DLC-Thermostat-DI-Baseboard Heating | Medium Industrial |  | Winter Evening | % of Load | 1 | 2026 | 65535
| High | C&I Curtailment | DLC-Thermostat-DI-Baseboard Heating | Medium Industrial |  | Winter Evening | % of Load | 0 | 2026 | 65535
| High | C&I Curtailment | DLC-Thermostat-BYOT-Baseboard Heating | Medium Industrial |  | Winter Evening | % of Load | 1 | 2026 | 65535
| High | C&I Curtailment | DLC-Thermostat-BYOT-Baseboard Heating | Medium Industrial |  | Winter Evening | % of Load | 0 | 2026 | 65535
| High | C&I Curtailment | DLC-Thermostat-DI-MSHP | Medium Industrial |  | Winter Evening | % of Load | 1 | 2026 | 65535
| High | C&I Curtailment | DLC-Thermostat-DI-MSHP | Medium Industrial |  | Winter Evening | % of Load | 0 | 2026 | 65535
| High | C&I Curtailment | DLC-Thermostat-BYOT-MSHP | Medium Industrial |  | Winter Evening | % of Load | 1 | 2026 | 65535
| High | C&I Curtailment | DLC-Thermostat-BYOT-MSHP | Medium Industrial |  | Winter Evening | % of Load | 0 | 2026 | 65535
| High | C&I Curtailment | C&I Curtailment-Turnkey-Manual HVAC Control | Medium Industrial |  | Winter Evening | % of Load | 1 | 2026 | 65535
| High | C&I Curtailment | C&I Curtailment-Turnkey-Manual HVAC Control | Medium Industrial |  | Winter Evening | % of Load | 0 | 2026 | 65535
| High | C&I Curtailment | C&I Curtailment-Turnkey-Auto-DR HVAC Control | Medium Industrial |  | Winter Evening | % of Load | 1 | 2026 | 65535
| High | C&I Curtailment | C&I Curtailment-Turnkey-Auto-DR HVAC Control | Medium Industrial |  | Winter Evening | % of Load | 0 | 2026 | 65535
| High | C&I Curtailment | C&I Curtailment-Turnkey-Standard Lighting Control | Medium Industrial |  | Winter Evening | % of Load | 1 | 2026 | 65535
| High | C&I Curtailment | C&I Curtailment-Turnkey-Standard Lighting Control | Medium Industrial |  | Winter Evening | % of Load | 0 | 2026 | 65535
| High | C&I Curtailment | C&I Curtailment-Turnkey-Advanced Lighting Control | Medium Industrial |  | Winter Evening | % of Load | 1 | 2026 | 65535
| High | C&I Curtailment | C&I Curtailment-Turnkey-Advanced Lighting Control | Medium Industrial |  | Winter Evening | % of Load | 0 | 2026 | 65535
| High | C&I Curtailment | C&I Curtailment-Turnkey-Water Heating Control | Medium Industrial |  | Winter Evening | % of Load | 1 | 2026 | 65535
| High | C&I Curtailment | C&I Curtailment-Turnkey-Water Heating Control | Medium Industrial |  | Winter Evening | % of Load | 0 | 2026 | 65535
| High | C&I Curtailment | C&I Curtailment-Turnkey-Other | Medium Industrial |  | Winter Evening | % of Load | 1 | 2026 | 65535
| High | C&I Curtailment | C&I Curtailment-Turnkey-Other | Medium Industrial |  | Winter Evening | % of Load | 0 | 2026 | 65535
| High | C&I Curtailment | C&I Curtailment-Turnkey-Manual HVAC Control | Large Industrial |  | Winter Morning | % of Load | 1 | 2026 | 65535
| High | C&I Curtailment | C&I Curtailment-Turnkey-Manual HVAC Control | Large Industrial |  | Winter Morning | % of Load | 0 | 2026 | 65535
| High | C&I Curtailment | C&I Curtailment-Turnkey-Auto-DR HVAC Control | Large Industrial |  | Winter Morning | % of Load | 1 | 2026 | 65535
| High | C&I Curtailment | C&I Curtailment-Turnkey-Auto-DR HVAC Control | Large Industrial |  | Winter Morning | % of Load | 0 | 2026 | 65535
| High | C&I Curtailment | C&I Curtailment-Turnkey-Standard Lighting Control | Large Industrial |  | Winter Morning | % of Load | 1 | 2026 | 65535
| High | C&I Curtailment | C&I Curtailment-Turnkey-Standard Lighting Control | Large Industrial |  | Winter Morning | % of Load | 0 | 2026 | 65535
| High | C&I Curtailment | C&I Curtailment-Turnkey-Water Heating Control | Large Industrial |  | Winter Morning | % of Load | 1 | 2026 | 65535
| High | C&I Curtailment | C&I Curtailment-Turnkey-Water Heating Control | Large Industrial |  | Winter Morning | % of Load | 0 | 2026 | 65535
| High | C&I Curtailment | C&I Curtailment-Turnkey-Other | Large Industrial |  | Winter Morning | % of Load | 1 | 2026 | 65535
| High | C&I Curtailment | C&I Curtailment-Turnkey-Other | Large Industrial |  | Winter Morning | % of Load | 0 | 2026 | 65535
| High | C&I Curtailment | C&I Curtailment-Turnkey-Industrial | Large Industrial |  | Winter Morning | % of Load | 1 | 2026 | 65535
| High | C&I Curtailment | C&I Curtailment-Turnkey-Industrial | Large Industrial |  | Winter Morning | % of Load | 0 | 2026 | 65535
| High | C&I Curtailment | C&I Curtailment-Turnkey-Manual HVAC Control | Large Industrial |  | Winter Evening | % of Load | 1 | 2026 | 65535
| High | C&I Curtailment | C&I Curtailment-Turnkey-Manual HVAC Control | Large Industrial |  | Winter Evening | % of Load | 0 | 2026 | 65535
| High | C&I Curtailment | C&I Curtailment-Turnkey-Auto-DR HVAC Control | Large Industrial |  | Winter Evening | % of Load | 1 | 2026 | 65535
| High | C&I Curtailment | C&I Curtailment-Turnkey-Auto-DR HVAC Control | Large Industrial |  | Winter Evening | % of Load | 0 | 2026 | 65535
| High | C&I Curtailment | C&I Curtailment-Turnkey-Standard Lighting Control | Large Industrial |  | Winter Evening | % of Load | 1 | 2026 | 65535
| High | C&I Curtailment | C&I Curtailment-Turnkey-Standard Lighting Control | Large Industrial |  | Winter Evening | % of Load | 0 | 2026 | 65535
| High | C&I Curtailment | C&I Curtailment-Turnkey-Water Heating Control | Large Industrial |  | Winter Evening | % of Load | 1 | 2026 | 65535
| High | C&I Curtailment | C&I Curtailment-Turnkey-Water Heating Control | Large Industrial |  | Winter Evening | % of Load | 0 | 2026 | 65535
| High | C&I Curtailment | C&I Curtailment-Turnkey-Other | Large Industrial |  | Winter Evening | % of Load | 1 | 2026 | 65535
| High | C&I Curtailment | C&I Curtailment-Turnkey-Other | Large Industrial |  | Winter Evening | % of Load | 0 | 2026 | 65535
| High | C&I Curtailment | C&I Curtailment-Turnkey-Industrial | Large Industrial |  | Winter Evening | % of Load | 1 | 2026 | 65535
| High | C&I Curtailment | C&I Curtailment-Turnkey-Industrial | Large Industrial |  | Winter Evening | % of Load | 0 | 2026 | 65535
| High | Dynamic Pricing | DLC-Switch-Water Heating | Small General |  | Winter Morning | % of Load | 1 | 2026 | 65535
| High | Dynamic Pricing | DLC-Switch-Water Heating | Small General |  | Winter Morning | % of Load | 0 | 2026 | 65535
| High | Dynamic Pricing | DLC-BYOD-Water Heating | Small General |  | Winter Morning | % of Load | 1 | 2026 | 65535
| High | Dynamic Pricing | DLC-BYOD-Water Heating | Small General |  | Winter Morning | % of Load | 0 | 2026 | 65535
| High | Dynamic Pricing | DLC-Thermostat-DI-Central Heat Pump | Small General |  | Winter Morning | % of Load | 1 | 2026 | 65535
| High | Dynamic Pricing | DLC-Thermostat-DI-Central Heat Pump | Small General |  | Winter Morning | % of Load | 0 | 2026 | 65535
| High | Dynamic Pricing | DLC-Thermostat-BYOT-Central Heat Pump | Small General |  | Winter Morning | % of Load | 1 | 2026 | 65535
| High | Dynamic Pricing | DLC-Thermostat-BYOT-Central Heat Pump | Small General |  | Winter Morning | % of Load | 0 | 2026 | 65535
| High | Dynamic Pricing | DLC-Thermostat-HVAC | Small General |  | Winter Morning | % of Load | 1 | 2026 | 65535
| High | Dynamic Pricing | DLC-Thermostat-HVAC | Small General |  | Winter Morning | % of Load | 0 | 2026 | 65535
| High | Dynamic Pricing | DLC-Thermostat-DI-Baseboard Heating | Small General |  | Winter Morning | % of Load | 1 | 2026 | 65535
| High | Dynamic Pricing | DLC-Thermostat-DI-Baseboard Heating | Small General |  | Winter Morning | % of Load | 0 | 2026 | 65535
| High | Dynamic Pricing | DLC-Thermostat-BYOT-Baseboard Heating | Small General |  | Winter Morning | % of Load | 1 | 2026 | 65535
| High | Dynamic Pricing | DLC-Thermostat-BYOT-Baseboard Heating | Small General |  | Winter Morning | % of Load | 0 | 2026 | 65535
| High | Dynamic Pricing | DLC-Thermostat-DI-MSHP | Small General |  | Winter Morning | % of Load | 1 | 2026 | 65535
| High | Dynamic Pricing | DLC-Thermostat-DI-MSHP | Small General |  | Winter Morning | % of Load | 0 | 2026 | 65535
| High | Dynamic Pricing | DLC-Thermostat-BYOT-MSHP | Small General |  | Winter Morning | % of Load | 1 | 2026 | 65535
| High | Dynamic Pricing | DLC-Thermostat-BYOT-MSHP | Small General |  | Winter Morning | % of Load | 0 | 2026 | 65535
| High | Dynamic Pricing | C&I Curtailment-Turnkey-Manual HVAC Control | Small General |  | Winter Morning | % of Load | 1 | 2026 | 65535
| High | Dynamic Pricing | C&I Curtailment-Turnkey-Manual HVAC Control | Small General |  | Winter Morning | % of Load | 0 | 2026 | 65535
| High | Dynamic Pricing | C&I Curtailment-Turnkey-Auto-DR HVAC Control | Small General |  | Winter Morning | % of Load | 1 | 2026 | 65535
| High | Dynamic Pricing | C&I Curtailment-Turnkey-Auto-DR HVAC Control | Small General |  | Winter Morning | % of Load | 0 | 2026 | 65535
| High | Dynamic Pricing | C&I Curtailment-Turnkey-Standard Lighting Control | Small General |  | Winter Morning | % of Load | 1 | 2026 | 65535
| High | Dynamic Pricing | C&I Curtailment-Turnkey-Standard Lighting Control | Small General |  | Winter Morning | % of Load | 0 | 2026 | 65535
| High | Dynamic Pricing | C&I Curtailment-Turnkey-Advanced Lighting Control | Small General |  | Winter Morning | % of Load | 1 | 2026 | 65535
| High | Dynamic Pricing | C&I Curtailment-Turnkey-Advanced Lighting Control | Small General |  | Winter Morning | % of Load | 0 | 2026 | 65535
| High | Dynamic Pricing | C&I Curtailment-Turnkey-Water Heating Control | Small General |  | Winter Morning | % of Load | 1 | 2026 | 65535
| High | Dynamic Pricing | C&I Curtailment-Turnkey-Water Heating Control | Small General |  | Winter Morning | % of Load | 0 | 2026 | 65535
| High | Dynamic Pricing | C&I Curtailment-Turnkey-Other | Small General |  | Winter Morning | % of Load | 1 | 2026 | 65535
| High | Dynamic Pricing | C&I Curtailment-Turnkey-Other | Small General |  | Winter Morning | % of Load | 0 | 2026 | 65535
| High | Dynamic Pricing | Dynamic Pricing with enabling tech. | Small General |  | Winter Morning | % of Load | 1 | 2026 | 65535
| High | Dynamic Pricing | Dynamic Pricing with enabling tech. | Small General |  | Winter Morning | % of Load | 0 | 2026 | 65535
| High | Dynamic Pricing | Dynamic Pricing w/o enabling tech. | Small General |  | Winter Morning | % of Load | 1 | 2026 | 65535
| High | Dynamic Pricing | Dynamic Pricing w/o enabling tech. | Small General |  | Winter Morning | % of Load | 0 | 2026 | 65535
| High | Dynamic Pricing | DLC-Switch-Water Heating | Small General |  | Winter Evening | % of Load | 1 | 2026 | 65535
| High | Dynamic Pricing | DLC-Switch-Water Heating | Small General |  | Winter Evening | % of Load | 0 | 2026 | 65535
| High | Dynamic Pricing | DLC-BYOD-Water Heating | Small General |  | Winter Evening | % of Load | 1 | 2026 | 65535
| High | Dynamic Pricing | DLC-BYOD-Water Heating | Small General |  | Winter Evening | % of Load | 0 | 2026 | 65535
| High | Dynamic Pricing | DLC-Thermostat-DI-Central Heat Pump | Small General |  | Winter Evening | % of Load | 1 | 2026 | 65535
| High | Dynamic Pricing | DLC-Thermostat-DI-Central Heat Pump | Small General |  | Winter Evening | % of Load | 0 | 2026 | 65535
| High | Dynamic Pricing | DLC-Thermostat-BYOT-Central Heat Pump | Small General |  | Winter Evening | % of Load | 1 | 2026 | 65535
| High | Dynamic Pricing | DLC-Thermostat-BYOT-Central Heat Pump | Small General |  | Winter Evening | % of Load | 0 | 2026 | 65535
| High | Dynamic Pricing | DLC-Thermostat-HVAC | Small General |  | Winter Evening | % of Load | 1 | 2026 | 65535
| High | Dynamic Pricing | DLC-Thermostat-HVAC | Small General |  | Winter Evening | % of Load | 0 | 2026 | 65535
| High | Dynamic Pricing | DLC-Thermostat-DI-Baseboard Heating | Small General |  | Winter Evening | % of Load | 1 | 2026 | 65535
| High | Dynamic Pricing | DLC-Thermostat-DI-Baseboard Heating | Small General |  | Winter Evening | % of Load | 0 | 2026 | 65535
| High | Dynamic Pricing | DLC-Thermostat-BYOT-Baseboard Heating | Small General |  | Winter Evening | % of Load | 1 | 2026 | 65535
| High | Dynamic Pricing | DLC-Thermostat-BYOT-Baseboard Heating | Small General |  | Winter Evening | % of Load | 0 | 2026 | 65535
| High | Dynamic Pricing | DLC-Thermostat-DI-MSHP | Small General |  | Winter Evening | % of Load | 1 | 2026 | 65535
| High | Dynamic Pricing | DLC-Thermostat-DI-MSHP | Small General |  | Winter Evening | % of Load | 0 | 2026 | 65535
| High | Dynamic Pricing | DLC-Thermostat-BYOT-MSHP | Small General |  | Winter Evening | % of Load | 1 | 2026 | 65535
| High | Dynamic Pricing | DLC-Thermostat-BYOT-MSHP | Small General |  | Winter Evening | % of Load | 0 | 2026 | 65535
| High | Dynamic Pricing | C&I Curtailment-Turnkey-Manual HVAC Control | Small General |  | Winter Evening | % of Load | 1 | 2026 | 65535
| High | Dynamic Pricing | C&I Curtailment-Turnkey-Manual HVAC Control | Small General |  | Winter Evening | % of Load | 0 | 2026 | 65535
| High | Dynamic Pricing | C&I Curtailment-Turnkey-Auto-DR HVAC Control | Small General |  | Winter Evening | % of Load | 1 | 2026 | 65535
| High | Dynamic Pricing | C&I Curtailment-Turnkey-Auto-DR HVAC Control | Small General |  | Winter Evening | % of Load | 0 | 2026 | 65535
| High | Dynamic Pricing | C&I Curtailment-Turnkey-Standard Lighting Control | Small General |  | Winter Evening | % of Load | 1 | 2026 | 65535
| High | Dynamic Pricing | C&I Curtailment-Turnkey-Standard Lighting Control | Small General |  | Winter Evening | % of Load | 0 | 2026 | 65535
| High | Dynamic Pricing | C&I Curtailment-Turnkey-Advanced Lighting Control | Small General |  | Winter Evening | % of Load | 1 | 2026 | 65535
| High | Dynamic Pricing | C&I Curtailment-Turnkey-Advanced Lighting Control | Small General |  | Winter Evening | % of Load | 0 | 2026 | 65535
| High | Dynamic Pricing | C&I Curtailment-Turnkey-Water Heating Control | Small General |  | Winter Evening | % of Load | 1 | 2026 | 65535
| High | Dynamic Pricing | C&I Curtailment-Turnkey-Water Heating Control | Small General |  | Winter Evening | % of Load | 0 | 2026 | 65535
| High | Dynamic Pricing | C&I Curtailment-Turnkey-Other | Small General |  | Winter Evening | % of Load | 1 | 2026 | 65535
| High | Dynamic Pricing | C&I Curtailment-Turnkey-Other | Small General |  | Winter Evening | % of Load | 0 | 2026 | 65535
| High | Dynamic Pricing | Dynamic Pricing with enabling tech. | Small General |  | Winter Evening | % of Load | 1 | 2026 | 65535
| High | Dynamic Pricing | Dynamic Pricing with enabling tech. | Small General |  | Winter Evening | % of Load | 0 | 2026 | 65535
| High | Dynamic Pricing | Dynamic Pricing w/o enabling tech. | Small General |  | Winter Evening | % of Load | 1 | 2026 | 65535
| High | Dynamic Pricing | Dynamic Pricing w/o enabling tech. | Small General |  | Winter Evening | % of Load | 0 | 2026 | 65535
| High | Dynamic Pricing | DLC-Switch-Water Heating | General |  | Winter Morning | % of Load | 1 | 2026 | 65535
| High | Dynamic Pricing | DLC-Switch-Water Heating | General |  | Winter Morning | % of Load | 0 | 2026 | 65535
| High | Dynamic Pricing | DLC-BYOD-Water Heating | General |  | Winter Morning | % of Load | 1 | 2026 | 65535
| High | Dynamic Pricing | DLC-BYOD-Water Heating | General |  | Winter Morning | % of Load | 0 | 2026 | 65535
| High | Dynamic Pricing | DLC-Thermostat-DI-Central Heat Pump | General |  | Winter Morning | % of Load | 1 | 2026 | 65535
| High | Dynamic Pricing | DLC-Thermostat-DI-Central Heat Pump | General |  | Winter Morning | % of Load | 0 | 2026 | 65535
| High | Dynamic Pricing | DLC-Thermostat-BYOT-Central Heat Pump | General |  | Winter Morning | % of Load | 1 | 2026 | 65535
| High | Dynamic Pricing | DLC-Thermostat-BYOT-Central Heat Pump | General |  | Winter Morning | % of Load | 0 | 2026 | 65535
| High | Dynamic Pricing | DLC-Thermostat-HVAC | General |  | Winter Morning | % of Load | 1 | 2026 | 65535
| High | Dynamic Pricing | DLC-Thermostat-HVAC | General |  | Winter Morning | % of Load | 0 | 2026 | 65535
| High | Dynamic Pricing | DLC-Thermostat-DI-Baseboard Heating | General |  | Winter Morning | % of Load | 1 | 2026 | 65535
| High | Dynamic Pricing | DLC-Thermostat-DI-Baseboard Heating | General |  | Winter Morning | % of Load | 0 | 2026 | 65535
| High | Dynamic Pricing | DLC-Thermostat-BYOT-Baseboard Heating | General |  | Winter Morning | % of Load | 1 | 2026 | 65535
| High | Dynamic Pricing | DLC-Thermostat-BYOT-Baseboard Heating | General |  | Winter Morning | % of Load | 0 | 2026 | 65535
| High | Dynamic Pricing | DLC-Thermostat-DI-MSHP | General |  | Winter Morning | % of Load | 1 | 2026 | 65535
| High | Dynamic Pricing | DLC-Thermostat-DI-MSHP | General |  | Winter Morning | % of Load | 0 | 2026 | 65535
| High | Dynamic Pricing | DLC-Thermostat-BYOT-MSHP | General |  | Winter Morning | % of Load | 1 | 2026 | 65535
| High | Dynamic Pricing | DLC-Thermostat-BYOT-MSHP | General |  | Winter Morning | % of Load | 0 | 2026 | 65535
| High | Dynamic Pricing | C&I Curtailment-Turnkey-Manual HVAC Control | General |  | Winter Morning | % of Load | 1 | 2026 | 65535
| High | Dynamic Pricing | C&I Curtailment-Turnkey-Manual HVAC Control | General |  | Winter Morning | % of Load | 0 | 2026 | 65535
| High | Dynamic Pricing | C&I Curtailment-Turnkey-Auto-DR HVAC Control | General |  | Winter Morning | % of Load | 1 | 2026 | 65535
| High | Dynamic Pricing | C&I Curtailment-Turnkey-Auto-DR HVAC Control | General |  | Winter Morning | % of Load | 0 | 2026 | 65535
| High | Dynamic Pricing | C&I Curtailment-Turnkey-Standard Lighting Control | General |  | Winter Morning | % of Load | 1 | 2026 | 65535
| High | Dynamic Pricing | C&I Curtailment-Turnkey-Standard Lighting Control | General |  | Winter Morning | % of Load | 0 | 2026 | 65535
| High | Dynamic Pricing | C&I Curtailment-Turnkey-Advanced Lighting Control | General |  | Winter Morning | % of Load | 1 | 2026 | 65535
| High | Dynamic Pricing | C&I Curtailment-Turnkey-Advanced Lighting Control | General |  | Winter Morning | % of Load | 0 | 2026 | 65535
| High | Dynamic Pricing | C&I Curtailment-Turnkey-Water Heating Control | General |  | Winter Morning | % of Load | 1 | 2026 | 65535
| High | Dynamic Pricing | C&I Curtailment-Turnkey-Water Heating Control | General |  | Winter Morning | % of Load | 0 | 2026 | 65535
| High | Dynamic Pricing | C&I Curtailment-Turnkey-Other | General |  | Winter Morning | % of Load | 1 | 2026 | 65535
| High | Dynamic Pricing | C&I Curtailment-Turnkey-Other | General |  | Winter Morning | % of Load | 0 | 2026 | 65535
| High | Dynamic Pricing | Dynamic Pricing with enabling tech. | General |  | Winter Morning | % of Load | 1 | 2026 | 65535
| High | Dynamic Pricing | Dynamic Pricing with enabling tech. | General |  | Winter Morning | % of Load | 0 | 2026 | 65535
| High | Dynamic Pricing | Dynamic Pricing w/o enabling tech. | General |  | Winter Morning | % of Load | 1 | 2026 | 65535
| High | Dynamic Pricing | Dynamic Pricing w/o enabling tech. | General |  | Winter Morning | % of Load | 0 | 2026 | 65535
| High | Dynamic Pricing | DLC-Switch-Water Heating | General |  | Winter Evening | % of Load | 1 | 2026 | 65535
| High | Dynamic Pricing | DLC-Switch-Water Heating | General |  | Winter Evening | % of Load | 0 | 2026 | 65535
| High | Dynamic Pricing | DLC-BYOD-Water Heating | General |  | Winter Evening | % of Load | 1 | 2026 | 65535
| High | Dynamic Pricing | DLC-BYOD-Water Heating | General |  | Winter Evening | % of Load | 0 | 2026 | 65535
| High | Dynamic Pricing | DLC-Thermostat-DI-Central Heat Pump | General |  | Winter Evening | % of Load | 1 | 2026 | 65535
| High | Dynamic Pricing | DLC-Thermostat-DI-Central Heat Pump | General |  | Winter Evening | % of Load | 0 | 2026 | 65535
| High | Dynamic Pricing | DLC-Thermostat-BYOT-Central Heat Pump | General |  | Winter Evening | % of Load | 1 | 2026 | 65535
| High | Dynamic Pricing | DLC-Thermostat-BYOT-Central Heat Pump | General |  | Winter Evening | % of Load | 0 | 2026 | 65535
| High | Dynamic Pricing | DLC-Thermostat-HVAC | General |  | Winter Evening | % of Load | 1 | 2026 | 65535
| High | Dynamic Pricing | DLC-Thermostat-HVAC | General |  | Winter Evening | % of Load | 0 | 2026 | 65535
| High | Dynamic Pricing | DLC-Thermostat-DI-Baseboard Heating | General |  | Winter Evening | % of Load | 1 | 2026 | 65535
| High | Dynamic Pricing | DLC-Thermostat-DI-Baseboard Heating | General |  | Winter Evening | % of Load | 0 | 2026 | 65535
| High | Dynamic Pricing | DLC-Thermostat-BYOT-Baseboard Heating | General |  | Winter Evening | % of Load | 1 | 2026 | 65535
| High | Dynamic Pricing | DLC-Thermostat-BYOT-Baseboard Heating | General |  | Winter Evening | % of Load | 0 | 2026 | 65535
| High | Dynamic Pricing | DLC-Thermostat-DI-MSHP | General |  | Winter Evening | % of Load | 1 | 2026 | 65535
| High | Dynamic Pricing | DLC-Thermostat-DI-MSHP | General |  | Winter Evening | % of Load | 0 | 2026 | 65535
| High | Dynamic Pricing | DLC-Thermostat-BYOT-MSHP | General |  | Winter Evening | % of Load | 1 | 2026 | 65535
| High | Dynamic Pricing | DLC-Thermostat-BYOT-MSHP | General |  | Winter Evening | % of Load | 0 | 2026 | 65535
| High | Dynamic Pricing | C&I Curtailment-Turnkey-Manual HVAC Control | General |  | Winter Evening | % of Load | 1 | 2026 | 65535
| High | Dynamic Pricing | C&I Curtailment-Turnkey-Manual HVAC Control | General |  | Winter Evening | % of Load | 0 | 2026 | 65535
| High | Dynamic Pricing | C&I Curtailment-Turnkey-Auto-DR HVAC Control | General |  | Winter Evening | % of Load | 1 | 2026 | 65535
| High | Dynamic Pricing | C&I Curtailment-Turnkey-Auto-DR HVAC Control | General |  | Winter Evening | % of Load | 0 | 2026 | 65535
| High | Dynamic Pricing | C&I Curtailment-Turnkey-Standard Lighting Control | General |  | Winter Evening | % of Load | 1 | 2026 | 65535
| High | Dynamic Pricing | C&I Curtailment-Turnkey-Standard Lighting Control | General |  | Winter Evening | % of Load | 0 | 2026 | 65535
| High | Dynamic Pricing | C&I Curtailment-Turnkey-Advanced Lighting Control | General |  | Winter Evening | % of Load | 1 | 2026 | 65535
| High | Dynamic Pricing | C&I Curtailment-Turnkey-Advanced Lighting Control | General |  | Winter Evening | % of Load | 0 | 2026 | 65535
| High | Dynamic Pricing | C&I Curtailment-Turnkey-Water Heating Control | General |  | Winter Evening | % of Load | 1 | 2026 | 65535
| High | Dynamic Pricing | C&I Curtailment-Turnkey-Water Heating Control | General |  | Winter Evening | % of Load | 0 | 2026 | 65535
| High | Dynamic Pricing | C&I Curtailment-Turnkey-Other | General |  | Winter Evening | % of Load | 1 | 2026 | 65535
| High | Dynamic Pricing | C&I Curtailment-Turnkey-Other | General |  | Winter Evening | % of Load | 0 | 2026 | 65535
| High | Dynamic Pricing | Dynamic Pricing with enabling tech. | General |  | Winter Evening | % of Load | 1 | 2026 | 65535
| High | Dynamic Pricing | Dynamic Pricing with enabling tech. | General |  | Winter Evening | % of Load | 0 | 2026 | 65535
| High | Dynamic Pricing | Dynamic Pricing w/o enabling tech. | General |  | Winter Evening | % of Load | 1 | 2026 | 65535
| High | Dynamic Pricing | Dynamic Pricing w/o enabling tech. | General |  | Winter Evening | % of Load | 0 | 2026 | 65535
| High | Dynamic Pricing | Dynamic Pricing with enabling tech. | Large General |  | Winter Morning | % of Load | 1 | 2026 | 65535
| High | Dynamic Pricing | Dynamic Pricing with enabling tech. | Large General |  | Winter Morning | % of Load | 0 | 2026 | 65535
| High | Dynamic Pricing | Dynamic Pricing w/o enabling tech. | Large General |  | Winter Morning | % of Load | 1 | 2026 | 65535
| High | Dynamic Pricing | Dynamic Pricing w/o enabling tech. | Large General |  | Winter Morning | % of Load | 0 | 2026 | 65535
| High | Dynamic Pricing | Dynamic Pricing with enabling tech. | Large General |  | Winter Evening | % of Load | 1 | 2026 | 65535
| High | Dynamic Pricing | Dynamic Pricing with enabling tech. | Large General |  | Winter Evening | % of Load | 0 | 2026 | 65535
| High | Dynamic Pricing | Dynamic Pricing w/o enabling tech. | Large General |  | Winter Evening | % of Load | 1 | 2026 | 65535
| High | Dynamic Pricing | Dynamic Pricing w/o enabling tech. | Large General |  | Winter Evening | % of Load | 0 | 2026 | 65535
| High | Dynamic Pricing | DLC-Switch-Water Heating | Small Industrial |  | Winter Morning | % of Load | 1 | 2026 | 65535
| High | Dynamic Pricing | DLC-Switch-Water Heating | Small Industrial |  | Winter Morning | % of Load | 0 | 2026 | 65535
| High | Dynamic Pricing | DLC-BYOD-Water Heating | Small Industrial |  | Winter Morning | % of Load | 1 | 2026 | 65535
| High | Dynamic Pricing | DLC-BYOD-Water Heating | Small Industrial |  | Winter Morning | % of Load | 0 | 2026 | 65535
| High | Dynamic Pricing | DLC-Thermostat-DI-Central Heat Pump | Small Industrial |  | Winter Morning | % of Load | 1 | 2026 | 65535
| High | Dynamic Pricing | DLC-Thermostat-DI-Central Heat Pump | Small Industrial |  | Winter Morning | % of Load | 0 | 2026 | 65535
| High | Dynamic Pricing | DLC-Thermostat-BYOT-Central Heat Pump | Small Industrial |  | Winter Morning | % of Load | 1 | 2026 | 65535
| High | Dynamic Pricing | DLC-Thermostat-BYOT-Central Heat Pump | Small Industrial |  | Winter Morning | % of Load | 0 | 2026 | 65535
| High | Dynamic Pricing | DLC-Thermostat-HVAC | Small Industrial |  | Winter Morning | % of Load | 1 | 2026 | 65535
| High | Dynamic Pricing | DLC-Thermostat-HVAC | Small Industrial |  | Winter Morning | % of Load | 0 | 2026 | 65535
| High | Dynamic Pricing | DLC-Thermostat-DI-Baseboard Heating | Small Industrial |  | Winter Morning | % of Load | 1 | 2026 | 65535
| High | Dynamic Pricing | DLC-Thermostat-DI-Baseboard Heating | Small Industrial |  | Winter Morning | % of Load | 0 | 2026 | 65535
| High | Dynamic Pricing | DLC-Thermostat-BYOT-Baseboard Heating | Small Industrial |  | Winter Morning | % of Load | 1 | 2026 | 65535
| High | Dynamic Pricing | DLC-Thermostat-BYOT-Baseboard Heating | Small Industrial |  | Winter Morning | % of Load | 0 | 2026 | 65535
| High | Dynamic Pricing | DLC-Thermostat-DI-MSHP | Small Industrial |  | Winter Morning | % of Load | 1 | 2026 | 65535
| High | Dynamic Pricing | DLC-Thermostat-DI-MSHP | Small Industrial |  | Winter Morning | % of Load | 0 | 2026 | 65535
| High | Dynamic Pricing | DLC-Thermostat-BYOT-MSHP | Small Industrial |  | Winter Morning | % of Load | 1 | 2026 | 65535
| High | Dynamic Pricing | DLC-Thermostat-BYOT-MSHP | Small Industrial |  | Winter Morning | % of Load | 0 | 2026 | 65535
| High | Dynamic Pricing | C&I Curtailment-Turnkey-Manual HVAC Control | Small Industrial |  | Winter Morning | % of Load | 1 | 2026 | 65535
| High | Dynamic Pricing | C&I Curtailment-Turnkey-Manual HVAC Control | Small Industrial |  | Winter Morning | % of Load | 0 | 2026 | 65535
| High | Dynamic Pricing | C&I Curtailment-Turnkey-Auto-DR HVAC Control | Small Industrial |  | Winter Morning | % of Load | 1 | 2026 | 65535
| High | Dynamic Pricing | C&I Curtailment-Turnkey-Auto-DR HVAC Control | Small Industrial |  | Winter Morning | % of Load | 0 | 2026 | 65535
| High | Dynamic Pricing | C&I Curtailment-Turnkey-Standard Lighting Control | Small Industrial |  | Winter Morning | % of Load | 1 | 2026 | 65535
| High | Dynamic Pricing | C&I Curtailment-Turnkey-Standard Lighting Control | Small Industrial |  | Winter Morning | % of Load | 0 | 2026 | 65535
| High | Dynamic Pricing | C&I Curtailment-Turnkey-Advanced Lighting Control | Small Industrial |  | Winter Morning | % of Load | 1 | 2026 | 65535
| High | Dynamic Pricing | C&I Curtailment-Turnkey-Advanced Lighting Control | Small Industrial |  | Winter Morning | % of Load | 0 | 2026 | 65535
| High | Dynamic Pricing | C&I Curtailment-Turnkey-Water Heating Control | Small Industrial |  | Winter Morning | % of Load | 1 | 2026 | 65535
| High | Dynamic Pricing | C&I Curtailment-Turnkey-Water Heating Control | Small Industrial |  | Winter Morning | % of Load | 0 | 2026 | 65535
| High | Dynamic Pricing | C&I Curtailment-Turnkey-Other | Small Industrial |  | Winter Morning | % of Load | 1 | 2026 | 65535
| High | Dynamic Pricing | C&I Curtailment-Turnkey-Other | Small Industrial |  | Winter Morning | % of Load | 0 | 2026 | 65535
| High | Dynamic Pricing | C&I Curtailment-Turnkey-Industrial | Small Industrial |  | Winter Morning | % of Load | 1 | 2026 | 65535
| High | Dynamic Pricing | C&I Curtailment-Turnkey-Industrial | Small Industrial |  | Winter Morning | % of Load | 0 | 2026 | 65535
| High | Dynamic Pricing | Dynamic Pricing with enabling tech. | Small Industrial |  | Winter Morning | % of Load | 1 | 2026 | 65535
| High | Dynamic Pricing | Dynamic Pricing with enabling tech. | Small Industrial |  | Winter Morning | % of Load | 0 | 2026 | 65535
| High | Dynamic Pricing | Dynamic Pricing w/o enabling tech. | Small Industrial |  | Winter Morning | % of Load | 1 | 2026 | 65535
| High | Dynamic Pricing | Dynamic Pricing w/o enabling tech. | Small Industrial |  | Winter Morning | % of Load | 0 | 2026 | 65535
| High | Dynamic Pricing | DLC-Switch-Water Heating | Small Industrial |  | Winter Evening | % of Load | 1 | 2026 | 65535
| High | Dynamic Pricing | DLC-Switch-Water Heating | Small Industrial |  | Winter Evening | % of Load | 0 | 2026 | 65535
| High | Dynamic Pricing | DLC-BYOD-Water Heating | Small Industrial |  | Winter Evening | % of Load | 1 | 2026 | 65535
| High | Dynamic Pricing | DLC-BYOD-Water Heating | Small Industrial |  | Winter Evening | % of Load | 0 | 2026 | 65535
| High | Dynamic Pricing | DLC-Thermostat-DI-Central Heat Pump | Small Industrial |  | Winter Evening | % of Load | 1 | 2026 | 65535
| High | Dynamic Pricing | DLC-Thermostat-DI-Central Heat Pump | Small Industrial |  | Winter Evening | % of Load | 0 | 2026 | 65535
| High | Dynamic Pricing | DLC-Thermostat-BYOT-Central Heat Pump | Small Industrial |  | Winter Evening | % of Load | 1 | 2026 | 65535
| High | Dynamic Pricing | DLC-Thermostat-BYOT-Central Heat Pump | Small Industrial |  | Winter Evening | % of Load | 0 | 2026 | 65535
| High | Dynamic Pricing | DLC-Thermostat-HVAC | Small Industrial |  | Winter Evening | % of Load | 1 | 2026 | 65535
| High | Dynamic Pricing | DLC-Thermostat-HVAC | Small Industrial |  | Winter Evening | % of Load | 0 | 2026 | 65535
| High | Dynamic Pricing | DLC-Thermostat-DI-Baseboard Heating | Small Industrial |  | Winter Evening | % of Load | 1 | 2026 | 65535
| High | Dynamic Pricing | DLC-Thermostat-DI-Baseboard Heating | Small Industrial |  | Winter Evening | % of Load | 0 | 2026 | 65535
| High | Dynamic Pricing | DLC-Thermostat-BYOT-Baseboard Heating | Small Industrial |  | Winter Evening | % of Load | 1 | 2026 | 65535
| High | Dynamic Pricing | DLC-Thermostat-BYOT-Baseboard Heating | Small Industrial |  | Winter Evening | % of Load | 0 | 2026 | 65535
| High | Dynamic Pricing | DLC-Thermostat-DI-MSHP | Small Industrial |  | Winter Evening | % of Load | 1 | 2026 | 65535
| High | Dynamic Pricing | DLC-Thermostat-DI-MSHP | Small Industrial |  | Winter Evening | % of Load | 0 | 2026 | 65535
| High | Dynamic Pricing | DLC-Thermostat-BYOT-MSHP | Small Industrial |  | Winter Evening | % of Load | 1 | 2026 | 65535
| High | Dynamic Pricing | DLC-Thermostat-BYOT-MSHP | Small Industrial |  | Winter Evening | % of Load | 0 | 2026 | 65535
| High | Dynamic Pricing | C&I Curtailment-Turnkey-Manual HVAC Control | Small Industrial |  | Winter Evening | % of Load | 1 | 2026 | 65535
| High | Dynamic Pricing | C&I Curtailment-Turnkey-Manual HVAC Control | Small Industrial |  | Winter Evening | % of Load | 0 | 2026 | 65535
| High | Dynamic Pricing | C&I Curtailment-Turnkey-Auto-DR HVAC Control | Small Industrial |  | Winter Evening | % of Load | 1 | 2026 | 65535
| High | Dynamic Pricing | C&I Curtailment-Turnkey-Auto-DR HVAC Control | Small Industrial |  | Winter Evening | % of Load | 0 | 2026 | 65535
| High | Dynamic Pricing | C&I Curtailment-Turnkey-Standard Lighting Control | Small Industrial |  | Winter Evening | % of Load | 1 | 2026 | 65535
| High | Dynamic Pricing | C&I Curtailment-Turnkey-Standard Lighting Control | Small Industrial |  | Winter Evening | % of Load | 0 | 2026 | 65535
| High | Dynamic Pricing | C&I Curtailment-Turnkey-Advanced Lighting Control | Small Industrial |  | Winter Evening | % of Load | 1 | 2026 | 65535
| High | Dynamic Pricing | C&I Curtailment-Turnkey-Advanced Lighting Control | Small Industrial |  | Winter Evening | % of Load | 0 | 2026 | 65535
| High | Dynamic Pricing | C&I Curtailment-Turnkey-Water Heating Control | Small Industrial |  | Winter Evening | % of Load | 1 | 2026 | 65535
| High | Dynamic Pricing | C&I Curtailment-Turnkey-Water Heating Control | Small Industrial |  | Winter Evening | % of Load | 0 | 2026 | 65535
| High | Dynamic Pricing | C&I Curtailment-Turnkey-Other | Small Industrial |  | Winter Evening | % of Load | 1 | 2026 | 65535
| High | Dynamic Pricing | C&I Curtailment-Turnkey-Other | Small Industrial |  | Winter Evening | % of Load | 0 | 2026 | 65535
| High | Dynamic Pricing | C&I Curtailment-Turnkey-Industrial | Small Industrial |  | Winter Evening | % of Load | 1 | 2026 | 65535
| High | Dynamic Pricing | C&I Curtailment-Turnkey-Industrial | Small Industrial |  | Winter Evening | % of Load | 0 | 2026 | 65535
| High | Dynamic Pricing | Dynamic Pricing with enabling tech. | Small Industrial |  | Winter Evening | % of Load | 1 | 2026 | 65535
| High | Dynamic Pricing | Dynamic Pricing with enabling tech. | Small Industrial |  | Winter Evening | % of Load | 0 | 2026 | 65535
| High | Dynamic Pricing | Dynamic Pricing w/o enabling tech. | Small Industrial |  | Winter Evening | % of Load | 1 | 2026 | 65535
| High | Dynamic Pricing | Dynamic Pricing w/o enabling tech. | Small Industrial |  | Winter Evening | % of Load | 0 | 2026 | 65535
| High | Dynamic Pricing | DLC-Switch-Water Heating | Medium Industrial |  | Winter Morning | % of Load | 1 | 2026 | 65535
| High | Dynamic Pricing | DLC-Switch-Water Heating | Medium Industrial |  | Winter Morning | % of Load | 0 | 2026 | 65535
| High | Dynamic Pricing | DLC-BYOD-Water Heating | Medium Industrial |  | Winter Morning | % of Load | 1 | 2026 | 65535
| High | Dynamic Pricing | DLC-BYOD-Water Heating | Medium Industrial |  | Winter Morning | % of Load | 0 | 2026 | 65535
| High | Dynamic Pricing | DLC-Thermostat-DI-Central Heat Pump | Medium Industrial |  | Winter Morning | % of Load | 1 | 2026 | 65535
| High | Dynamic Pricing | DLC-Thermostat-DI-Central Heat Pump | Medium Industrial |  | Winter Morning | % of Load | 0 | 2026 | 65535
| High | Dynamic Pricing | DLC-Thermostat-BYOT-Central Heat Pump | Medium Industrial |  | Winter Morning | % of Load | 1 | 2026 | 65535
| High | Dynamic Pricing | DLC-Thermostat-BYOT-Central Heat Pump | Medium Industrial |  | Winter Morning | % of Load | 0 | 2026 | 65535
| High | Dynamic Pricing | DLC-Thermostat-HVAC | Medium Industrial |  | Winter Morning | % of Load | 1 | 2026 | 65535
| High | Dynamic Pricing | DLC-Thermostat-HVAC | Medium Industrial |  | Winter Morning | % of Load | 0 | 2026 | 65535
| High | Dynamic Pricing | DLC-Thermostat-DI-Baseboard Heating | Medium Industrial |  | Winter Morning | % of Load | 1 | 2026 | 65535
| High | Dynamic Pricing | DLC-Thermostat-DI-Baseboard Heating | Medium Industrial |  | Winter Morning | % of Load | 0 | 2026 | 65535
| High | Dynamic Pricing | DLC-Thermostat-BYOT-Baseboard Heating | Medium Industrial |  | Winter Morning | % of Load | 1 | 2026 | 65535
| High | Dynamic Pricing | DLC-Thermostat-BYOT-Baseboard Heating | Medium Industrial |  | Winter Morning | % of Load | 0 | 2026 | 65535
| High | Dynamic Pricing | DLC-Thermostat-DI-MSHP | Medium Industrial |  | Winter Morning | % of Load | 1 | 2026 | 65535
| High | Dynamic Pricing | DLC-Thermostat-DI-MSHP | Medium Industrial |  | Winter Morning | % of Load | 0 | 2026 | 65535
| High | Dynamic Pricing | DLC-Thermostat-BYOT-MSHP | Medium Industrial |  | Winter Morning | % of Load | 1 | 2026 | 65535
| High | Dynamic Pricing | DLC-Thermostat-BYOT-MSHP | Medium Industrial |  | Winter Morning | % of Load | 0 | 2026 | 65535
| High | Dynamic Pricing | C&I Curtailment-Turnkey-Manual HVAC Control | Medium Industrial |  | Winter Morning | % of Load | 1 | 2026 | 65535
| High | Dynamic Pricing | C&I Curtailment-Turnkey-Manual HVAC Control | Medium Industrial |  | Winter Morning | % of Load | 0 | 2026 | 65535
| High | Dynamic Pricing | C&I Curtailment-Turnkey-Auto-DR HVAC Control | Medium Industrial |  | Winter Morning | % of Load | 1 | 2026 | 65535
| High | Dynamic Pricing | C&I Curtailment-Turnkey-Auto-DR HVAC Control | Medium Industrial |  | Winter Morning | % of Load | 0 | 2026 | 65535
| High | Dynamic Pricing | C&I Curtailment-Turnkey-Standard Lighting Control | Medium Industrial |  | Winter Morning | % of Load | 1 | 2026 | 65535
| High | Dynamic Pricing | C&I Curtailment-Turnkey-Standard Lighting Control | Medium Industrial |  | Winter Morning | % of Load | 0 | 2026 | 65535
| High | Dynamic Pricing | C&I Curtailment-Turnkey-Advanced Lighting Control | Medium Industrial |  | Winter Morning | % of Load | 1 | 2026 | 65535
| High | Dynamic Pricing | C&I Curtailment-Turnkey-Advanced Lighting Control | Medium Industrial |  | Winter Morning | % of Load | 0 | 2026 | 65535
| High | Dynamic Pricing | C&I Curtailment-Turnkey-Water Heating Control | Medium Industrial |  | Winter Morning | % of Load | 1 | 2026 | 65535
| High | Dynamic Pricing | C&I Curtailment-Turnkey-Water Heating Control | Medium Industrial |  | Winter Morning | % of Load | 0 | 2026 | 65535
| High | Dynamic Pricing | C&I Curtailment-Turnkey-Other | Medium Industrial |  | Winter Morning | % of Load | 1 | 2026 | 65535
| High | Dynamic Pricing | C&I Curtailment-Turnkey-Other | Medium Industrial |  | Winter Morning | % of Load | 0 | 2026 | 65535
| High | Dynamic Pricing | Dynamic Pricing with enabling tech. | Medium Industrial |  | Winter Morning | % of Load | 1 | 2026 | 65535
| High | Dynamic Pricing | Dynamic Pricing with enabling tech. | Medium Industrial |  | Winter Morning | % of Load | 0 | 2026 | 65535
| High | Dynamic Pricing | Dynamic Pricing w/o enabling tech. | Medium Industrial |  | Winter Morning | % of Load | 1 | 2026 | 65535
| High | Dynamic Pricing | Dynamic Pricing w/o enabling tech. | Medium Industrial |  | Winter Morning | % of Load | 0 | 2026 | 65535
| High | Dynamic Pricing | DLC-Switch-Water Heating | Medium Industrial |  | Winter Evening | % of Load | 1 | 2026 | 65535
| High | Dynamic Pricing | DLC-Switch-Water Heating | Medium Industrial |  | Winter Evening | % of Load | 0 | 2026 | 65535
| High | Dynamic Pricing | DLC-BYOD-Water Heating | Medium Industrial |  | Winter Evening | % of Load | 1 | 2026 | 65535
| High | Dynamic Pricing | DLC-BYOD-Water Heating | Medium Industrial |  | Winter Evening | % of Load | 0 | 2026 | 65535
| High | Dynamic Pricing | DLC-Thermostat-DI-Central Heat Pump | Medium Industrial |  | Winter Evening | % of Load | 1 | 2026 | 65535
| High | Dynamic Pricing | DLC-Thermostat-DI-Central Heat Pump | Medium Industrial |  | Winter Evening | % of Load | 0 | 2026 | 65535
| High | Dynamic Pricing | DLC-Thermostat-BYOT-Central Heat Pump | Medium Industrial |  | Winter Evening | % of Load | 1 | 2026 | 65535
| High | Dynamic Pricing | DLC-Thermostat-BYOT-Central Heat Pump | Medium Industrial |  | Winter Evening | % of Load | 0 | 2026 | 65535
| High | Dynamic Pricing | DLC-Thermostat-HVAC | Medium Industrial |  | Winter Evening | % of Load | 1 | 2026 | 65535
| High | Dynamic Pricing | DLC-Thermostat-HVAC | Medium Industrial |  | Winter Evening | % of Load | 0 | 2026 | 65535
| High | Dynamic Pricing | DLC-Thermostat-DI-Baseboard Heating | Medium Industrial |  | Winter Evening | % of Load | 1 | 2026 | 65535
| High | Dynamic Pricing | DLC-Thermostat-DI-Baseboard Heating | Medium Industrial |  | Winter Evening | % of Load | 0 | 2026 | 65535
| High | Dynamic Pricing | DLC-Thermostat-BYOT-Baseboard Heating | Medium Industrial |  | Winter Evening | % of Load | 1 | 2026 | 65535
| High | Dynamic Pricing | DLC-Thermostat-BYOT-Baseboard Heating | Medium Industrial |  | Winter Evening | % of Load | 0 | 2026 | 65535
| High | Dynamic Pricing | DLC-Thermostat-DI-MSHP | Medium Industrial |  | Winter Evening | % of Load | 1 | 2026 | 65535
| High | Dynamic Pricing | DLC-Thermostat-DI-MSHP | Medium Industrial |  | Winter Evening | % of Load | 0 | 2026 | 65535
| High | Dynamic Pricing | DLC-Thermostat-BYOT-MSHP | Medium Industrial |  | Winter Evening | % of Load | 1 | 2026 | 65535
| High | Dynamic Pricing | DLC-Thermostat-BYOT-MSHP | Medium Industrial |  | Winter Evening | % of Load | 0 | 2026 | 65535
| High | Dynamic Pricing | C&I Curtailment-Turnkey-Manual HVAC Control | Medium Industrial |  | Winter Evening | % of Load | 1 | 2026 | 65535
| High | Dynamic Pricing | C&I Curtailment-Turnkey-Manual HVAC Control | Medium Industrial |  | Winter Evening | % of Load | 0 | 2026 | 65535
| High | Dynamic Pricing | C&I Curtailment-Turnkey-Auto-DR HVAC Control | Medium Industrial |  | Winter Evening | % of Load | 1 | 2026 | 65535
| High | Dynamic Pricing | C&I Curtailment-Turnkey-Auto-DR HVAC Control | Medium Industrial |  | Winter Evening | % of Load | 0 | 2026 | 65535
| High | Dynamic Pricing | C&I Curtailment-Turnkey-Standard Lighting Control | Medium Industrial |  | Winter Evening | % of Load | 1 | 2026 | 65535
| High | Dynamic Pricing | C&I Curtailment-Turnkey-Standard Lighting Control | Medium Industrial |  | Winter Evening | % of Load | 0 | 2026 | 65535
| High | Dynamic Pricing | C&I Curtailment-Turnkey-Advanced Lighting Control | Medium Industrial |  | Winter Evening | % of Load | 1 | 2026 | 65535
| High | Dynamic Pricing | C&I Curtailment-Turnkey-Advanced Lighting Control | Medium Industrial |  | Winter Evening | % of Load | 0 | 2026 | 65535
| High | Dynamic Pricing | C&I Curtailment-Turnkey-Water Heating Control | Medium Industrial |  | Winter Evening | % of Load | 1 | 2026 | 65535
| High | Dynamic Pricing | C&I Curtailment-Turnkey-Water Heating Control | Medium Industrial |  | Winter Evening | % of Load | 0 | 2026 | 65535
| High | Dynamic Pricing | C&I Curtailment-Turnkey-Other | Medium Industrial |  | Winter Evening | % of Load | 1 | 2026 | 65535
| High | Dynamic Pricing | C&I Curtailment-Turnkey-Other | Medium Industrial |  | Winter Evening | % of Load | 0 | 2026 | 65535
| High | Dynamic Pricing | Dynamic Pricing with enabling tech. | Medium Industrial |  | Winter Evening | % of Load | 1 | 2026 | 65535
| High | Dynamic Pricing | Dynamic Pricing with enabling tech. | Medium Industrial |  | Winter Evening | % of Load | 0 | 2026 | 65535
| High | Dynamic Pricing | Dynamic Pricing w/o enabling tech. | Medium Industrial |  | Winter Evening | % of Load | 1 | 2026 | 65535
| High | Dynamic Pricing | Dynamic Pricing w/o enabling tech. | Medium Industrial |  | Winter Evening | % of Load | 0 | 2026 | 65535
| High | Dynamic Pricing | Dynamic Pricing with enabling tech. | Large Industrial |  | Winter Morning | % of Load | 1 | 2026 | 65535
| High | Dynamic Pricing | Dynamic Pricing with enabling tech. | Large Industrial |  | Winter Morning | % of Load | 0 | 2026 | 65535
| High | Dynamic Pricing | Dynamic Pricing w/o enabling tech. | Large Industrial |  | Winter Morning | % of Load | 1 | 2026 | 65535
| High | Dynamic Pricing | Dynamic Pricing w/o enabling tech. | Large Industrial |  | Winter Morning | % of Load | 0 | 2026 | 65535
| High | Dynamic Pricing | Dynamic Pricing with enabling tech. | Large Industrial |  | Winter Evening | % of Load | 1 | 2026 | 65535
| High | Dynamic Pricing | Dynamic Pricing with enabling tech. | Large Industrial |  | Winter Evening | % of Load | 0 | 2026 | 65535
| High | Dynamic Pricing | Dynamic Pricing w/o enabling tech. | Large Industrial |  | Winter Evening | % of Load | 1 | 2026 | 65535
| High | Dynamic Pricing | Dynamic Pricing w/o enabling tech. | Large Industrial |  | Winter Evening | % of Load | 0 | 2026 | 65535
| High | Dynamic Pricing | Dynamic Pricing with enabling tech. | Residential Charitable |  | Winter Morning | % of Load | 1 | 2026 | 65535
| High | Dynamic Pricing | Dynamic Pricing with enabling tech. | Residential Charitable |  | Winter Morning | % of Load | 0 | 2026 | 65535
| High | Dynamic Pricing | Dynamic Pricing w/o enabling tech. | Residential Charitable |  | Winter Morning | % of Load | 1 | 2026 | 65535
| High | Dynamic Pricing | Dynamic Pricing w/o enabling tech. | Residential Charitable |  | Winter Morning | % of Load | 0 | 2026 | 65535
| High | Dynamic Pricing | Dynamic Pricing with enabling tech. | Residential Charitable |  | Winter Evening | % of Load | 1 | 2026 | 65535
| High | Dynamic Pricing | Dynamic Pricing with enabling tech. | Residential Charitable |  | Winter Evening | % of Load | 0 | 2026 | 65535
| High | Dynamic Pricing | Dynamic Pricing w/o enabling tech. | Residential Charitable |  | Winter Evening | % of Load | 1 | 2026 | 65535
| High | Dynamic Pricing | Dynamic Pricing w/o enabling tech. | Residential Charitable |  | Winter Evening | % of Load | 0 | 2026 | 65535
| High | BTM Battery Control | DLC-Switch-Water Heating | Small General |  | Winter Morning | % of Load | 1 | 2026 | 65535
| High | BTM Battery Control | DLC-Switch-Water Heating | Small General |  | Winter Morning | % of Load | 0 | 2026 | 65535
| High | BTM Battery Control | DLC-BYOD-Water Heating | Small General |  | Winter Morning | % of Load | 1 | 2026 | 65535
| High | BTM Battery Control | DLC-BYOD-Water Heating | Small General |  | Winter Morning | % of Load | 0 | 2026 | 65535
| High | BTM Battery Control | DLC-Thermostat-DI-Central Heat Pump | Small General |  | Winter Morning | % of Load | 1 | 2026 | 65535
| High | BTM Battery Control | DLC-Thermostat-DI-Central Heat Pump | Small General |  | Winter Morning | % of Load | 0 | 2026 | 65535
| High | BTM Battery Control | DLC-Thermostat-BYOT-Central Heat Pump | Small General |  | Winter Morning | % of Load | 1 | 2026 | 65535
| High | BTM Battery Control | DLC-Thermostat-BYOT-Central Heat Pump | Small General |  | Winter Morning | % of Load | 0 | 2026 | 65535
| High | BTM Battery Control | DLC-Thermostat-HVAC | Small General |  | Winter Morning | % of Load | 1 | 2026 | 65535
| High | BTM Battery Control | DLC-Thermostat-HVAC | Small General |  | Winter Morning | % of Load | 0 | 2026 | 65535
| High | BTM Battery Control | DLC-Thermostat-DI-Baseboard Heating | Small General |  | Winter Morning | % of Load | 1 | 2026 | 65535
| High | BTM Battery Control | DLC-Thermostat-DI-Baseboard Heating | Small General |  | Winter Morning | % of Load | 0 | 2026 | 65535
| High | BTM Battery Control | DLC-Thermostat-BYOT-Baseboard Heating | Small General |  | Winter Morning | % of Load | 1 | 2026 | 65535
| High | BTM Battery Control | DLC-Thermostat-BYOT-Baseboard Heating | Small General |  | Winter Morning | % of Load | 0 | 2026 | 65535
| High | BTM Battery Control | DLC-Thermostat-DI-MSHP | Small General |  | Winter Morning | % of Load | 1 | 2026 | 65535
| High | BTM Battery Control | DLC-Thermostat-DI-MSHP | Small General |  | Winter Morning | % of Load | 0 | 2026 | 65535
| High | BTM Battery Control | DLC-Thermostat-BYOT-MSHP | Small General |  | Winter Morning | % of Load | 1 | 2026 | 65535
| High | BTM Battery Control | DLC-Thermostat-BYOT-MSHP | Small General |  | Winter Morning | % of Load | 0 | 2026 | 65535
| High | BTM Battery Control | C&I Curtailment-Turnkey-Manual HVAC Control | Small General |  | Winter Morning | % of Load | 1 | 2026 | 65535
| High | BTM Battery Control | C&I Curtailment-Turnkey-Manual HVAC Control | Small General |  | Winter Morning | % of Load | 0 | 2026 | 65535
| High | BTM Battery Control | C&I Curtailment-Turnkey-Auto-DR HVAC Control | Small General |  | Winter Morning | % of Load | 1 | 2026 | 65535
| High | BTM Battery Control | C&I Curtailment-Turnkey-Auto-DR HVAC Control | Small General |  | Winter Morning | % of Load | 0 | 2026 | 65535
| High | BTM Battery Control | C&I Curtailment-Turnkey-Standard Lighting Control | Small General |  | Winter Morning | % of Load | 1 | 2026 | 65535
| High | BTM Battery Control | C&I Curtailment-Turnkey-Standard Lighting Control | Small General |  | Winter Morning | % of Load | 0 | 2026 | 65535
| High | BTM Battery Control | C&I Curtailment-Turnkey-Advanced Lighting Control | Small General |  | Winter Morning | % of Load | 1 | 2026 | 65535
| High | BTM Battery Control | C&I Curtailment-Turnkey-Advanced Lighting Control | Small General |  | Winter Morning | % of Load | 0 | 2026 | 65535
| High | BTM Battery Control | C&I Curtailment-Turnkey-Water Heating Control | Small General |  | Winter Morning | % of Load | 1 | 2026 | 65535
| High | BTM Battery Control | C&I Curtailment-Turnkey-Water Heating Control | Small General |  | Winter Morning | % of Load | 0 | 2026 | 65535
| High | BTM Battery Control | C&I Curtailment-Turnkey-Other | Small General |  | Winter Morning | % of Load | 1 | 2026 | 65535
| High | BTM Battery Control | C&I Curtailment-Turnkey-Other | Small General |  | Winter Morning | % of Load | 0 | 2026 | 65535
| High | BTM Battery Control | Dynamic Pricing with enabling tech. | Small General |  | Winter Morning | % of Load | 1 | 2026 | 65535
| High | BTM Battery Control | Dynamic Pricing with enabling tech. | Small General |  | Winter Morning | % of Load | 0 | 2026 | 65535
| High | BTM Battery Control | DLC-Switch-Water Heating | Small General |  | Winter Evening | % of Load | 1 | 2026 | 65535
| High | BTM Battery Control | DLC-Switch-Water Heating | Small General |  | Winter Evening | % of Load | 0 | 2026 | 65535
| High | BTM Battery Control | DLC-BYOD-Water Heating | Small General |  | Winter Evening | % of Load | 1 | 2026 | 65535
| High | BTM Battery Control | DLC-BYOD-Water Heating | Small General |  | Winter Evening | % of Load | 0 | 2026 | 65535
| High | BTM Battery Control | DLC-Thermostat-DI-Central Heat Pump | Small General |  | Winter Evening | % of Load | 1 | 2026 | 65535
| High | BTM Battery Control | DLC-Thermostat-DI-Central Heat Pump | Small General |  | Winter Evening | % of Load | 0 | 2026 | 65535
| High | BTM Battery Control | DLC-Thermostat-BYOT-Central Heat Pump | Small General |  | Winter Evening | % of Load | 1 | 2026 | 65535
| High | BTM Battery Control | DLC-Thermostat-BYOT-Central Heat Pump | Small General |  | Winter Evening | % of Load | 0 | 2026 | 65535
| High | BTM Battery Control | DLC-Thermostat-HVAC | Small General |  | Winter Evening | % of Load | 1 | 2026 | 65535
| High | BTM Battery Control | DLC-Thermostat-HVAC | Small General |  | Winter Evening | % of Load | 0 | 2026 | 65535
| High | BTM Battery Control | DLC-Thermostat-DI-Baseboard Heating | Small General |  | Winter Evening | % of Load | 1 | 2026 | 65535
| High | BTM Battery Control | DLC-Thermostat-DI-Baseboard Heating | Small General |  | Winter Evening | % of Load | 0 | 2026 | 65535
| High | BTM Battery Control | DLC-Thermostat-BYOT-Baseboard Heating | Small General |  | Winter Evening | % of Load | 1 | 2026 | 65535
| High | BTM Battery Control | DLC-Thermostat-BYOT-Baseboard Heating | Small General |  | Winter Evening | % of Load | 0 | 2026 | 65535
| High | BTM Battery Control | DLC-Thermostat-DI-MSHP | Small General |  | Winter Evening | % of Load | 1 | 2026 | 65535
| High | BTM Battery Control | DLC-Thermostat-DI-MSHP | Small General |  | Winter Evening | % of Load | 0 | 2026 | 65535
| High | BTM Battery Control | DLC-Thermostat-BYOT-MSHP | Small General |  | Winter Evening | % of Load | 1 | 2026 | 65535
| High | BTM Battery Control | DLC-Thermostat-BYOT-MSHP | Small General |  | Winter Evening | % of Load | 0 | 2026 | 65535
| High | BTM Battery Control | C&I Curtailment-Turnkey-Manual HVAC Control | Small General |  | Winter Evening | % of Load | 1 | 2026 | 65535
| High | BTM Battery Control | C&I Curtailment-Turnkey-Manual HVAC Control | Small General |  | Winter Evening | % of Load | 0 | 2026 | 65535
| High | BTM Battery Control | C&I Curtailment-Turnkey-Auto-DR HVAC Control | Small General |  | Winter Evening | % of Load | 1 | 2026 | 65535
| High | BTM Battery Control | C&I Curtailment-Turnkey-Auto-DR HVAC Control | Small General |  | Winter Evening | % of Load | 0 | 2026 | 65535
| High | BTM Battery Control | C&I Curtailment-Turnkey-Standard Lighting Control | Small General |  | Winter Evening | % of Load | 1 | 2026 | 65535
| High | BTM Battery Control | C&I Curtailment-Turnkey-Standard Lighting Control | Small General |  | Winter Evening | % of Load | 0 | 2026 | 65535
| High | BTM Battery Control | C&I Curtailment-Turnkey-Advanced Lighting Control | Small General |  | Winter Evening | % of Load | 1 | 2026 | 65535
| High | BTM Battery Control | C&I Curtailment-Turnkey-Advanced Lighting Control | Small General |  | Winter Evening | % of Load | 0 | 2026 | 65535
| High | BTM Battery Control | C&I Curtailment-Turnkey-Water Heating Control | Small General |  | Winter Evening | % of Load | 1 | 2026 | 65535
| High | BTM Battery Control | C&I Curtailment-Turnkey-Water Heating Control | Small General |  | Winter Evening | % of Load | 0 | 2026 | 65535
| High | BTM Battery Control | C&I Curtailment-Turnkey-Other | Small General |  | Winter Evening | % of Load | 1 | 2026 | 65535
| High | BTM Battery Control | C&I Curtailment-Turnkey-Other | Small General |  | Winter Evening | % of Load | 0 | 2026 | 65535
| High | BTM Battery Control | Dynamic Pricing with enabling tech. | Small General |  | Winter Evening | % of Load | 1 | 2026 | 65535
| High | BTM Battery Control | Dynamic Pricing with enabling tech. | Small General |  | Winter Evening | % of Load | 0 | 2026 | 65535
| High | BTM Battery Control | DLC-Switch-Water Heating | General |  | Winter Morning | % of Load | 1 | 2026 | 65535
| High | BTM Battery Control | DLC-Switch-Water Heating | General |  | Winter Morning | % of Load | 0 | 2026 | 65535
| High | BTM Battery Control | DLC-BYOD-Water Heating | General |  | Winter Morning | % of Load | 1 | 2026 | 65535
| High | BTM Battery Control | DLC-BYOD-Water Heating | General |  | Winter Morning | % of Load | 0 | 2026 | 65535
| High | BTM Battery Control | DLC-Thermostat-DI-Central Heat Pump | General |  | Winter Morning | % of Load | 1 | 2026 | 65535
| High | BTM Battery Control | DLC-Thermostat-DI-Central Heat Pump | General |  | Winter Morning | % of Load | 0 | 2026 | 65535
| High | BTM Battery Control | DLC-Thermostat-BYOT-Central Heat Pump | General |  | Winter Morning | % of Load | 1 | 2026 | 65535
| High | BTM Battery Control | DLC-Thermostat-BYOT-Central Heat Pump | General |  | Winter Morning | % of Load | 0 | 2026 | 65535
| High | BTM Battery Control | DLC-Thermostat-HVAC | General |  | Winter Morning | % of Load | 1 | 2026 | 65535
| High | BTM Battery Control | DLC-Thermostat-HVAC | General |  | Winter Morning | % of Load | 0 | 2026 | 65535
| High | BTM Battery Control | DLC-Thermostat-DI-Baseboard Heating | General |  | Winter Morning | % of Load | 1 | 2026 | 65535
| High | BTM Battery Control | DLC-Thermostat-DI-Baseboard Heating | General |  | Winter Morning | % of Load | 0 | 2026 | 65535
| High | BTM Battery Control | DLC-Thermostat-BYOT-Baseboard Heating | General |  | Winter Morning | % of Load | 1 | 2026 | 65535
| High | BTM Battery Control | DLC-Thermostat-BYOT-Baseboard Heating | General |  | Winter Morning | % of Load | 0 | 2026 | 65535
| High | BTM Battery Control | DLC-Thermostat-DI-MSHP | General |  | Winter Morning | % of Load | 1 | 2026 | 65535
| High | BTM Battery Control | DLC-Thermostat-DI-MSHP | General |  | Winter Morning | % of Load | 0 | 2026 | 65535
| High | BTM Battery Control | DLC-Thermostat-BYOT-MSHP | General |  | Winter Morning | % of Load | 1 | 2026 | 65535
| High | BTM Battery Control | DLC-Thermostat-BYOT-MSHP | General |  | Winter Morning | % of Load | 0 | 2026 | 65535
| High | BTM Battery Control | C&I Curtailment-Turnkey-Manual HVAC Control | General |  | Winter Morning | % of Load | 1 | 2026 | 65535
| High | BTM Battery Control | C&I Curtailment-Turnkey-Manual HVAC Control | General |  | Winter Morning | % of Load | 0 | 2026 | 65535
| High | BTM Battery Control | C&I Curtailment-Turnkey-Auto-DR HVAC Control | General |  | Winter Morning | % of Load | 1 | 2026 | 65535
| High | BTM Battery Control | C&I Curtailment-Turnkey-Auto-DR HVAC Control | General |  | Winter Morning | % of Load | 0 | 2026 | 65535
| High | BTM Battery Control | C&I Curtailment-Turnkey-Standard Lighting Control | General |  | Winter Morning | % of Load | 1 | 2026 | 65535
| High | BTM Battery Control | C&I Curtailment-Turnkey-Standard Lighting Control | General |  | Winter Morning | % of Load | 0 | 2026 | 65535
| High | BTM Battery Control | C&I Curtailment-Turnkey-Advanced Lighting Control | General |  | Winter Morning | % of Load | 1 | 2026 | 65535
| High | BTM Battery Control | C&I Curtailment-Turnkey-Advanced Lighting Control | General |  | Winter Morning | % of Load | 0 | 2026 | 65535
| High | BTM Battery Control | C&I Curtailment-Turnkey-Water Heating Control | General |  | Winter Morning | % of Load | 1 | 2026 | 65535
| High | BTM Battery Control | C&I Curtailment-Turnkey-Water Heating Control | General |  | Winter Morning | % of Load | 0 | 2026 | 65535
| High | BTM Battery Control | C&I Curtailment-Turnkey-Other | General |  | Winter Morning | % of Load | 1 | 2026 | 65535
| High | BTM Battery Control | C&I Curtailment-Turnkey-Other | General |  | Winter Morning | % of Load | 0 | 2026 | 65535
| High | BTM Battery Control | DLC-Switch-Water Heating | General |  | Winter Evening | % of Load | 1 | 2026 | 65535
| High | BTM Battery Control | DLC-Switch-Water Heating | General |  | Winter Evening | % of Load | 0 | 2026 | 65535
| High | BTM Battery Control | DLC-BYOD-Water Heating | General |  | Winter Evening | % of Load | 1 | 2026 | 65535
| High | BTM Battery Control | DLC-BYOD-Water Heating | General |  | Winter Evening | % of Load | 0 | 2026 | 65535
| High | BTM Battery Control | DLC-Thermostat-DI-Central Heat Pump | General |  | Winter Evening | % of Load | 1 | 2026 | 65535
| High | BTM Battery Control | DLC-Thermostat-DI-Central Heat Pump | General |  | Winter Evening | % of Load | 0 | 2026 | 65535
| High | BTM Battery Control | DLC-Thermostat-BYOT-Central Heat Pump | General |  | Winter Evening | % of Load | 1 | 2026 | 65535
| High | BTM Battery Control | DLC-Thermostat-BYOT-Central Heat Pump | General |  | Winter Evening | % of Load | 0 | 2026 | 65535
| High | BTM Battery Control | DLC-Thermostat-HVAC | General |  | Winter Evening | % of Load | 1 | 2026 | 65535
| High | BTM Battery Control | DLC-Thermostat-HVAC | General |  | Winter Evening | % of Load | 0 | 2026 | 65535
| High | BTM Battery Control | DLC-Thermostat-DI-Baseboard Heating | General |  | Winter Evening | % of Load | 1 | 2026 | 65535
| High | BTM Battery Control | DLC-Thermostat-DI-Baseboard Heating | General |  | Winter Evening | % of Load | 0 | 2026 | 65535
| High | BTM Battery Control | DLC-Thermostat-BYOT-Baseboard Heating | General |  | Winter Evening | % of Load | 1 | 2026 | 65535
| High | BTM Battery Control | DLC-Thermostat-BYOT-Baseboard Heating | General |  | Winter Evening | % of Load | 0 | 2026 | 65535
| High | BTM Battery Control | DLC-Thermostat-DI-MSHP | General |  | Winter Evening | % of Load | 1 | 2026 | 65535
| High | BTM Battery Control | DLC-Thermostat-DI-MSHP | General |  | Winter Evening | % of Load | 0 | 2026 | 65535
| High | BTM Battery Control | DLC-Thermostat-BYOT-MSHP | General |  | Winter Evening | % of Load | 1 | 2026 | 65535
| High | BTM Battery Control | DLC-Thermostat-BYOT-MSHP | General |  | Winter Evening | % of Load | 0 | 2026 | 65535
| High | BTM Battery Control | C&I Curtailment-Turnkey-Manual HVAC Control | General |  | Winter Evening | % of Load | 1 | 2026 | 65535
| High | BTM Battery Control | C&I Curtailment-Turnkey-Manual HVAC Control | General |  | Winter Evening | % of Load | 0 | 2026 | 65535
| High | BTM Battery Control | C&I Curtailment-Turnkey-Auto-DR HVAC Control | General |  | Winter Evening | % of Load | 1 | 2026 | 65535
| High | BTM Battery Control | C&I Curtailment-Turnkey-Auto-DR HVAC Control | General |  | Winter Evening | % of Load | 0 | 2026 | 65535
| High | BTM Battery Control | C&I Curtailment-Turnkey-Standard Lighting Control | General |  | Winter Evening | % of Load | 1 | 2026 | 65535
| High | BTM Battery Control | C&I Curtailment-Turnkey-Standard Lighting Control | General |  | Winter Evening | % of Load | 0 | 2026 | 65535
| High | BTM Battery Control | C&I Curtailment-Turnkey-Advanced Lighting Control | General |  | Winter Evening | % of Load | 1 | 2026 | 65535
| High | BTM Battery Control | C&I Curtailment-Turnkey-Advanced Lighting Control | General |  | Winter Evening | % of Load | 0 | 2026 | 65535
| High | BTM Battery Control | C&I Curtailment-Turnkey-Water Heating Control | General |  | Winter Evening | % of Load | 1 | 2026 | 65535
| High | BTM Battery Control | C&I Curtailment-Turnkey-Water Heating Control | General |  | Winter Evening | % of Load | 0 | 2026 | 65535
| High | BTM Battery Control | C&I Curtailment-Turnkey-Other | General |  | Winter Evening | % of Load | 1 | 2026 | 65535
| High | BTM Battery Control | C&I Curtailment-Turnkey-Other | General |  | Winter Evening | % of Load | 0 | 2026 | 65535
| High | BTM Battery Control | DLC-Switch-Water Heating | Small Industrial |  | Winter Morning | % of Load | 1 | 2026 | 65535
| High | BTM Battery Control | DLC-Switch-Water Heating | Small Industrial |  | Winter Morning | % of Load | 0 | 2026 | 65535
| High | BTM Battery Control | DLC-BYOD-Water Heating | Small Industrial |  | Winter Morning | % of Load | 1 | 2026 | 65535
| High | BTM Battery Control | DLC-BYOD-Water Heating | Small Industrial |  | Winter Morning | % of Load | 0 | 2026 | 65535
| High | BTM Battery Control | DLC-Thermostat-DI-Central Heat Pump | Small Industrial |  | Winter Morning | % of Load | 1 | 2026 | 65535
| High | BTM Battery Control | DLC-Thermostat-DI-Central Heat Pump | Small Industrial |  | Winter Morning | % of Load | 0 | 2026 | 65535
| High | BTM Battery Control | DLC-Thermostat-BYOT-Central Heat Pump | Small Industrial |  | Winter Morning | % of Load | 1 | 2026 | 65535
| High | BTM Battery Control | DLC-Thermostat-BYOT-Central Heat Pump | Small Industrial |  | Winter Morning | % of Load | 0 | 2026 | 65535
| High | BTM Battery Control | DLC-Thermostat-HVAC | Small Industrial |  | Winter Morning | % of Load | 1 | 2026 | 65535
| High | BTM Battery Control | DLC-Thermostat-HVAC | Small Industrial |  | Winter Morning | % of Load | 0 | 2026 | 65535
| High | BTM Battery Control | DLC-Thermostat-DI-Baseboard Heating | Small Industrial |  | Winter Morning | % of Load | 1 | 2026 | 65535
| High | BTM Battery Control | DLC-Thermostat-DI-Baseboard Heating | Small Industrial |  | Winter Morning | % of Load | 0 | 2026 | 65535
| High | BTM Battery Control | DLC-Thermostat-BYOT-Baseboard Heating | Small Industrial |  | Winter Morning | % of Load | 1 | 2026 | 65535
| High | BTM Battery Control | DLC-Thermostat-BYOT-Baseboard Heating | Small Industrial |  | Winter Morning | % of Load | 0 | 2026 | 65535
| High | BTM Battery Control | DLC-Thermostat-DI-MSHP | Small Industrial |  | Winter Morning | % of Load | 1 | 2026 | 65535
| High | BTM Battery Control | DLC-Thermostat-DI-MSHP | Small Industrial |  | Winter Morning | % of Load | 0 | 2026 | 65535
| High | BTM Battery Control | DLC-Thermostat-BYOT-MSHP | Small Industrial |  | Winter Morning | % of Load | 1 | 2026 | 65535
| High | BTM Battery Control | DLC-Thermostat-BYOT-MSHP | Small Industrial |  | Winter Morning | % of Load | 0 | 2026 | 65535
| High | BTM Battery Control | C&I Curtailment-Turnkey-Manual HVAC Control | Small Industrial |  | Winter Morning | % of Load | 1 | 2026 | 65535
| High | BTM Battery Control | C&I Curtailment-Turnkey-Manual HVAC Control | Small Industrial |  | Winter Morning | % of Load | 0 | 2026 | 65535
| High | BTM Battery Control | C&I Curtailment-Turnkey-Auto-DR HVAC Control | Small Industrial |  | Winter Morning | % of Load | 1 | 2026 | 65535
| High | BTM Battery Control | C&I Curtailment-Turnkey-Auto-DR HVAC Control | Small Industrial |  | Winter Morning | % of Load | 0 | 2026 | 65535
| High | BTM Battery Control | C&I Curtailment-Turnkey-Standard Lighting Control | Small Industrial |  | Winter Morning | % of Load | 1 | 2026 | 65535
| High | BTM Battery Control | C&I Curtailment-Turnkey-Standard Lighting Control | Small Industrial |  | Winter Morning | % of Load | 0 | 2026 | 65535
| High | BTM Battery Control | C&I Curtailment-Turnkey-Advanced Lighting Control | Small Industrial |  | Winter Morning | % of Load | 1 | 2026 | 65535
| High | BTM Battery Control | C&I Curtailment-Turnkey-Advanced Lighting Control | Small Industrial |  | Winter Morning | % of Load | 0 | 2026 | 65535
| High | BTM Battery Control | C&I Curtailment-Turnkey-Water Heating Control | Small Industrial |  | Winter Morning | % of Load | 1 | 2026 | 65535
| High | BTM Battery Control | C&I Curtailment-Turnkey-Water Heating Control | Small Industrial |  | Winter Morning | % of Load | 0 | 2026 | 65535
| High | BTM Battery Control | C&I Curtailment-Turnkey-Other | Small Industrial |  | Winter Morning | % of Load | 1 | 2026 | 65535
| High | BTM Battery Control | C&I Curtailment-Turnkey-Other | Small Industrial |  | Winter Morning | % of Load | 0 | 2026 | 65535
| High | BTM Battery Control | C&I Curtailment-Turnkey-Industrial | Small Industrial |  | Winter Morning | % of Load | 1 | 2026 | 65535
| High | BTM Battery Control | C&I Curtailment-Turnkey-Industrial | Small Industrial |  | Winter Morning | % of Load | 0 | 2026 | 65535
| High | BTM Battery Control | DLC-Switch-Water Heating | Small Industrial |  | Winter Evening | % of Load | 1 | 2026 | 65535
| High | BTM Battery Control | DLC-Switch-Water Heating | Small Industrial |  | Winter Evening | % of Load | 0 | 2026 | 65535
| High | BTM Battery Control | DLC-BYOD-Water Heating | Small Industrial |  | Winter Evening | % of Load | 1 | 2026 | 65535
| High | BTM Battery Control | DLC-BYOD-Water Heating | Small Industrial |  | Winter Evening | % of Load | 0 | 2026 | 65535
| High | BTM Battery Control | DLC-Thermostat-DI-Central Heat Pump | Small Industrial |  | Winter Evening | % of Load | 1 | 2026 | 65535
| High | BTM Battery Control | DLC-Thermostat-DI-Central Heat Pump | Small Industrial |  | Winter Evening | % of Load | 0 | 2026 | 65535
| High | BTM Battery Control | DLC-Thermostat-BYOT-Central Heat Pump | Small Industrial |  | Winter Evening | % of Load | 1 | 2026 | 65535
| High | BTM Battery Control | DLC-Thermostat-BYOT-Central Heat Pump | Small Industrial |  | Winter Evening | % of Load | 0 | 2026 | 65535
| High | BTM Battery Control | DLC-Thermostat-HVAC | Small Industrial |  | Winter Evening | % of Load | 1 | 2026 | 65535
| High | BTM Battery Control | DLC-Thermostat-HVAC | Small Industrial |  | Winter Evening | % of Load | 0 | 2026 | 65535
| High | BTM Battery Control | DLC-Thermostat-DI-Baseboard Heating | Small Industrial |  | Winter Evening | % of Load | 1 | 2026 | 65535
| High | BTM Battery Control | DLC-Thermostat-DI-Baseboard Heating | Small Industrial |  | Winter Evening | % of Load | 0 | 2026 | 65535
| High | BTM Battery Control | DLC-Thermostat-BYOT-Baseboard Heating | Small Industrial |  | Winter Evening | % of Load | 1 | 2026 | 65535
| High | BTM Battery Control | DLC-Thermostat-BYOT-Baseboard Heating | Small Industrial |  | Winter Evening | % of Load | 0 | 2026 | 65535
| High | BTM Battery Control | DLC-Thermostat-DI-MSHP | Small Industrial |  | Winter Evening | % of Load | 1 | 2026 | 65535
| High | BTM Battery Control | DLC-Thermostat-DI-MSHP | Small Industrial |  | Winter Evening | % of Load | 0 | 2026 | 65535
| High | BTM Battery Control | DLC-Thermostat-BYOT-MSHP | Small Industrial |  | Winter Evening | % of Load | 1 | 2026 | 65535
| High | BTM Battery Control | DLC-Thermostat-BYOT-MSHP | Small Industrial |  | Winter Evening | % of Load | 0 | 2026 | 65535
| High | BTM Battery Control | C&I Curtailment-Turnkey-Manual HVAC Control | Small Industrial |  | Winter Evening | % of Load | 1 | 2026 | 65535
| High | BTM Battery Control | C&I Curtailment-Turnkey-Manual HVAC Control | Small Industrial |  | Winter Evening | % of Load | 0 | 2026 | 65535
| High | BTM Battery Control | C&I Curtailment-Turnkey-Auto-DR HVAC Control | Small Industrial |  | Winter Evening | % of Load | 1 | 2026 | 65535
| High | BTM Battery Control | C&I Curtailment-Turnkey-Auto-DR HVAC Control | Small Industrial |  | Winter Evening | % of Load | 0 | 2026 | 65535
| High | BTM Battery Control | C&I Curtailment-Turnkey-Standard Lighting Control | Small Industrial |  | Winter Evening | % of Load | 1 | 2026 | 65535
| High | BTM Battery Control | C&I Curtailment-Turnkey-Standard Lighting Control | Small Industrial |  | Winter Evening | % of Load | 0 | 2026 | 65535
| High | BTM Battery Control | C&I Curtailment-Turnkey-Advanced Lighting Control | Small Industrial |  | Winter Evening | % of Load | 1 | 2026 | 65535
| High | BTM Battery Control | C&I Curtailment-Turnkey-Advanced Lighting Control | Small Industrial |  | Winter Evening | % of Load | 0 | 2026 | 65535
| High | BTM Battery Control | C&I Curtailment-Turnkey-Water Heating Control | Small Industrial |  | Winter Evening | % of Load | 1 | 2026 | 65535
| High | BTM Battery Control | C&I Curtailment-Turnkey-Water Heating Control | Small Industrial |  | Winter Evening | % of Load | 0 | 2026 | 65535
| High | BTM Battery Control | C&I Curtailment-Turnkey-Other | Small Industrial |  | Winter Evening | % of Load | 1 | 2026 | 65535
| High | BTM Battery Control | C&I Curtailment-Turnkey-Other | Small Industrial |  | Winter Evening | % of Load | 0 | 2026 | 65535
| High | BTM Battery Control | C&I Curtailment-Turnkey-Industrial | Small Industrial |  | Winter Evening | % of Load | 1 | 2026 | 65535
| High | BTM Battery Control | C&I Curtailment-Turnkey-Industrial | Small Industrial |  | Winter Evening | % of Load | 0 | 2026 | 65535
| High | BTM Battery Control | DLC-Switch-Water Heating | Medium Industrial |  | Winter Morning | % of Load | 1 | 2026 | 65535
| High | BTM Battery Control | DLC-Switch-Water Heating | Medium Industrial |  | Winter Morning | % of Load | 0 | 2026 | 65535
| High | BTM Battery Control | DLC-BYOD-Water Heating | Medium Industrial |  | Winter Morning | % of Load | 1 | 2026 | 65535
| High | BTM Battery Control | DLC-BYOD-Water Heating | Medium Industrial |  | Winter Morning | % of Load | 0 | 2026 | 65535
| High | BTM Battery Control | DLC-Thermostat-DI-Central Heat Pump | Medium Industrial |  | Winter Morning | % of Load | 1 | 2026 | 65535
| High | BTM Battery Control | DLC-Thermostat-DI-Central Heat Pump | Medium Industrial |  | Winter Morning | % of Load | 0 | 2026 | 65535
| High | BTM Battery Control | DLC-Thermostat-BYOT-Central Heat Pump | Medium Industrial |  | Winter Morning | % of Load | 1 | 2026 | 65535
| High | BTM Battery Control | DLC-Thermostat-BYOT-Central Heat Pump | Medium Industrial |  | Winter Morning | % of Load | 0 | 2026 | 65535
| High | BTM Battery Control | DLC-Thermostat-HVAC | Medium Industrial |  | Winter Morning | % of Load | 1 | 2026 | 65535
| High | BTM Battery Control | DLC-Thermostat-HVAC | Medium Industrial |  | Winter Morning | % of Load | 0 | 2026 | 65535
| High | BTM Battery Control | DLC-Thermostat-DI-Baseboard Heating | Medium Industrial |  | Winter Morning | % of Load | 1 | 2026 | 65535
| High | BTM Battery Control | DLC-Thermostat-DI-Baseboard Heating | Medium Industrial |  | Winter Morning | % of Load | 0 | 2026 | 65535
| High | BTM Battery Control | DLC-Thermostat-BYOT-Baseboard Heating | Medium Industrial |  | Winter Morning | % of Load | 1 | 2026 | 65535
| High | BTM Battery Control | DLC-Thermostat-BYOT-Baseboard Heating | Medium Industrial |  | Winter Morning | % of Load | 0 | 2026 | 65535
| High | BTM Battery Control | DLC-Thermostat-DI-MSHP | Medium Industrial |  | Winter Morning | % of Load | 1 | 2026 | 65535
| High | BTM Battery Control | DLC-Thermostat-DI-MSHP | Medium Industrial |  | Winter Morning | % of Load | 0 | 2026 | 65535
| High | BTM Battery Control | DLC-Thermostat-BYOT-MSHP | Medium Industrial |  | Winter Morning | % of Load | 1 | 2026 | 65535
| High | BTM Battery Control | DLC-Thermostat-BYOT-MSHP | Medium Industrial |  | Winter Morning | % of Load | 0 | 2026 | 65535
| High | BTM Battery Control | C&I Curtailment-Turnkey-Manual HVAC Control | Medium Industrial |  | Winter Morning | % of Load | 1 | 2026 | 65535
| High | BTM Battery Control | C&I Curtailment-Turnkey-Manual HVAC Control | Medium Industrial |  | Winter Morning | % of Load | 0 | 2026 | 65535
| High | BTM Battery Control | C&I Curtailment-Turnkey-Auto-DR HVAC Control | Medium Industrial |  | Winter Morning | % of Load | 1 | 2026 | 65535
| High | BTM Battery Control | C&I Curtailment-Turnkey-Auto-DR HVAC Control | Medium Industrial |  | Winter Morning | % of Load | 0 | 2026 | 65535
| High | BTM Battery Control | C&I Curtailment-Turnkey-Standard Lighting Control | Medium Industrial |  | Winter Morning | % of Load | 1 | 2026 | 65535
| High | BTM Battery Control | C&I Curtailment-Turnkey-Standard Lighting Control | Medium Industrial |  | Winter Morning | % of Load | 0 | 2026 | 65535
| High | BTM Battery Control | C&I Curtailment-Turnkey-Advanced Lighting Control | Medium Industrial |  | Winter Morning | % of Load | 1 | 2026 | 65535
| High | BTM Battery Control | C&I Curtailment-Turnkey-Advanced Lighting Control | Medium Industrial |  | Winter Morning | % of Load | 0 | 2026 | 65535
| High | BTM Battery Control | C&I Curtailment-Turnkey-Water Heating Control | Medium Industrial |  | Winter Morning | % of Load | 1 | 2026 | 65535
| High | BTM Battery Control | C&I Curtailment-Turnkey-Water Heating Control | Medium Industrial |  | Winter Morning | % of Load | 0 | 2026 | 65535
| High | BTM Battery Control | C&I Curtailment-Turnkey-Other | Medium Industrial |  | Winter Morning | % of Load | 1 | 2026 | 65535
| High | BTM Battery Control | C&I Curtailment-Turnkey-Other | Medium Industrial |  | Winter Morning | % of Load | 0 | 2026 | 65535
| High | BTM Battery Control | DLC-Switch-Water Heating | Medium Industrial |  | Winter Evening | % of Load | 1 | 2026 | 65535
| High | BTM Battery Control | DLC-Switch-Water Heating | Medium Industrial |  | Winter Evening | % of Load | 0 | 2026 | 65535
| High | BTM Battery Control | DLC-BYOD-Water Heating | Medium Industrial |  | Winter Evening | % of Load | 1 | 2026 | 65535
| High | BTM Battery Control | DLC-BYOD-Water Heating | Medium Industrial |  | Winter Evening | % of Load | 0 | 2026 | 65535
| High | BTM Battery Control | DLC-Thermostat-DI-Central Heat Pump | Medium Industrial |  | Winter Evening | % of Load | 1 | 2026 | 65535
| High | BTM Battery Control | DLC-Thermostat-DI-Central Heat Pump | Medium Industrial |  | Winter Evening | % of Load | 0 | 2026 | 65535
| High | BTM Battery Control | DLC-Thermostat-BYOT-Central Heat Pump | Medium Industrial |  | Winter Evening | % of Load | 1 | 2026 | 65535
| High | BTM Battery Control | DLC-Thermostat-BYOT-Central Heat Pump | Medium Industrial |  | Winter Evening | % of Load | 0 | 2026 | 65535
| High | BTM Battery Control | DLC-Thermostat-HVAC | Medium Industrial |  | Winter Evening | % of Load | 1 | 2026 | 65535
| High | BTM Battery Control | DLC-Thermostat-HVAC | Medium Industrial |  | Winter Evening | % of Load | 0 | 2026 | 65535
| High | BTM Battery Control | DLC-Thermostat-DI-Baseboard Heating | Medium Industrial |  | Winter Evening | % of Load | 1 | 2026 | 65535
| High | BTM Battery Control | DLC-Thermostat-DI-Baseboard Heating | Medium Industrial |  | Winter Evening | % of Load | 0 | 2026 | 65535
| High | BTM Battery Control | DLC-Thermostat-BYOT-Baseboard Heating | Medium Industrial |  | Winter Evening | % of Load | 1 | 2026 | 65535
| High | BTM Battery Control | DLC-Thermostat-BYOT-Baseboard Heating | Medium Industrial |  | Winter Evening | % of Load | 0 | 2026 | 65535
| High | BTM Battery Control | DLC-Thermostat-DI-MSHP | Medium Industrial |  | Winter Evening | % of Load | 1 | 2026 | 65535
| High | BTM Battery Control | DLC-Thermostat-DI-MSHP | Medium Industrial |  | Winter Evening | % of Load | 0 | 2026 | 65535
| High | BTM Battery Control | DLC-Thermostat-BYOT-MSHP | Medium Industrial |  | Winter Evening | % of Load | 1 | 2026 | 65535
| High | BTM Battery Control | DLC-Thermostat-BYOT-MSHP | Medium Industrial |  | Winter Evening | % of Load | 0 | 2026 | 65535
| High | BTM Battery Control | C&I Curtailment-Turnkey-Manual HVAC Control | Medium Industrial |  | Winter Evening | % of Load | 1 | 2026 | 65535
| High | BTM Battery Control | C&I Curtailment-Turnkey-Manual HVAC Control | Medium Industrial |  | Winter Evening | % of Load | 0 | 2026 | 65535
| High | BTM Battery Control | C&I Curtailment-Turnkey-Auto-DR HVAC Control | Medium Industrial |  | Winter Evening | % of Load | 1 | 2026 | 65535
| High | BTM Battery Control | C&I Curtailment-Turnkey-Auto-DR HVAC Control | Medium Industrial |  | Winter Evening | % of Load | 0 | 2026 | 65535
| High | BTM Battery Control | C&I Curtailment-Turnkey-Standard Lighting Control | Medium Industrial |  | Winter Evening | % of Load | 1 | 2026 | 65535
| High | BTM Battery Control | C&I Curtailment-Turnkey-Standard Lighting Control | Medium Industrial |  | Winter Evening | % of Load | 0 | 2026 | 65535
| High | BTM Battery Control | C&I Curtailment-Turnkey-Advanced Lighting Control | Medium Industrial |  | Winter Evening | % of Load | 1 | 2026 | 65535
| High | BTM Battery Control | C&I Curtailment-Turnkey-Advanced Lighting Control | Medium Industrial |  | Winter Evening | % of Load | 0 | 2026 | 65535
| High | BTM Battery Control | C&I Curtailment-Turnkey-Water Heating Control | Medium Industrial |  | Winter Evening | % of Load | 1 | 2026 | 65535
| High | BTM Battery Control | C&I Curtailment-Turnkey-Water Heating Control | Medium Industrial |  | Winter Evening | % of Load | 0 | 2026 | 65535
| High | BTM Battery Control | C&I Curtailment-Turnkey-Other | Medium Industrial |  | Winter Evening | % of Load | 1 | 2026 | 65535
| High | BTM Battery Control | C&I Curtailment-Turnkey-Other | Medium Industrial |  | Winter Evening | % of Load | 0 | 2026 | 65535
| High | BTM Battery Control | BTM Battery Control-BYOB | Residential Charitable |  | Winter Morning | % of Load | 1 | 2026 | 65535
| High | BTM Battery Control | BTM Battery Control-BYOB | Residential Charitable |  | Winter Morning | % of Load | 0 | 2026 | 65535
| High | BTM Battery Control | BTM Battery Control-BYOB | Residential Charitable |  | Winter Evening | % of Load | 1 | 2026 | 65535
| High | BTM Battery Control | BTM Battery Control-BYOB | Residential Charitable |  | Winter Evening | % of Load | 0 | 2026 | 65535
| High | EV Charging Control | DLC-Switch-Water Heating | Small General |  | Winter Morning | % of Load | 1 | 2026 | 65535
| High | EV Charging Control | DLC-Switch-Water Heating | Small General |  | Winter Morning | % of Load | 0 | 2026 | 65535
| High | EV Charging Control | DLC-BYOD-Water Heating | Small General |  | Winter Morning | % of Load | 1 | 2026 | 65535
| High | EV Charging Control | DLC-BYOD-Water Heating | Small General |  | Winter Morning | % of Load | 0 | 2026 | 65535
| High | EV Charging Control | DLC-Thermostat-DI-Central Heat Pump | Small General |  | Winter Morning | % of Load | 1 | 2026 | 65535
| High | EV Charging Control | DLC-Thermostat-DI-Central Heat Pump | Small General |  | Winter Morning | % of Load | 0 | 2026 | 65535
| High | EV Charging Control | DLC-Thermostat-BYOT-Central Heat Pump | Small General |  | Winter Morning | % of Load | 1 | 2026 | 65535
| High | EV Charging Control | DLC-Thermostat-BYOT-Central Heat Pump | Small General |  | Winter Morning | % of Load | 0 | 2026 | 65535
| High | EV Charging Control | DLC-Thermostat-HVAC | Small General |  | Winter Morning | % of Load | 1 | 2026 | 65535
| High | EV Charging Control | DLC-Thermostat-HVAC | Small General |  | Winter Morning | % of Load | 0 | 2026 | 65535
| High | EV Charging Control | DLC-Thermostat-DI-Baseboard Heating | Small General |  | Winter Morning | % of Load | 1 | 2026 | 65535
| High | EV Charging Control | DLC-Thermostat-DI-Baseboard Heating | Small General |  | Winter Morning | % of Load | 0 | 2026 | 65535
| High | EV Charging Control | DLC-Thermostat-BYOT-Baseboard Heating | Small General |  | Winter Morning | % of Load | 1 | 2026 | 65535
| High | EV Charging Control | DLC-Thermostat-BYOT-Baseboard Heating | Small General |  | Winter Morning | % of Load | 0 | 2026 | 65535
| High | EV Charging Control | DLC-Thermostat-DI-MSHP | Small General |  | Winter Morning | % of Load | 1 | 2026 | 65535
| High | EV Charging Control | DLC-Thermostat-DI-MSHP | Small General |  | Winter Morning | % of Load | 0 | 2026 | 65535
| High | EV Charging Control | DLC-Thermostat-BYOT-MSHP | Small General |  | Winter Morning | % of Load | 1 | 2026 | 65535
| High | EV Charging Control | DLC-Thermostat-BYOT-MSHP | Small General |  | Winter Morning | % of Load | 0 | 2026 | 65535
| High | EV Charging Control | C&I Curtailment-Turnkey-Manual HVAC Control | Small General |  | Winter Morning | % of Load | 1 | 2026 | 65535
| High | EV Charging Control | C&I Curtailment-Turnkey-Manual HVAC Control | Small General |  | Winter Morning | % of Load | 0 | 2026 | 65535
| High | EV Charging Control | C&I Curtailment-Turnkey-Auto-DR HVAC Control | Small General |  | Winter Morning | % of Load | 1 | 2026 | 65535
| High | EV Charging Control | C&I Curtailment-Turnkey-Auto-DR HVAC Control | Small General |  | Winter Morning | % of Load | 0 | 2026 | 65535
| High | EV Charging Control | C&I Curtailment-Turnkey-Standard Lighting Control | Small General |  | Winter Morning | % of Load | 1 | 2026 | 65535
| High | EV Charging Control | C&I Curtailment-Turnkey-Standard Lighting Control | Small General |  | Winter Morning | % of Load | 0 | 2026 | 65535
| High | EV Charging Control | C&I Curtailment-Turnkey-Advanced Lighting Control | Small General |  | Winter Morning | % of Load | 1 | 2026 | 65535
| High | EV Charging Control | C&I Curtailment-Turnkey-Advanced Lighting Control | Small General |  | Winter Morning | % of Load | 0 | 2026 | 65535
| High | EV Charging Control | C&I Curtailment-Turnkey-Water Heating Control | Small General |  | Winter Morning | % of Load | 1 | 2026 | 65535
| High | EV Charging Control | C&I Curtailment-Turnkey-Water Heating Control | Small General |  | Winter Morning | % of Load | 0 | 2026 | 65535
| High | EV Charging Control | C&I Curtailment-Turnkey-Other | Small General |  | Winter Morning | % of Load | 1 | 2026 | 65535
| High | EV Charging Control | C&I Curtailment-Turnkey-Other | Small General |  | Winter Morning | % of Load | 0 | 2026 | 65535
| High | EV Charging Control | Dynamic Pricing with enabling tech. | Small General |  | Winter Morning | % of Load | 1 | 2026 | 65535
| High | EV Charging Control | Dynamic Pricing with enabling tech. | Small General |  | Winter Morning | % of Load | 0 | 2026 | 65535
| High | EV Charging Control | DLC-Switch-Water Heating | Small General |  | Winter Evening | % of Load | 1 | 2026 | 65535
| High | EV Charging Control | DLC-Switch-Water Heating | Small General |  | Winter Evening | % of Load | 0 | 2026 | 65535
| High | EV Charging Control | DLC-BYOD-Water Heating | Small General |  | Winter Evening | % of Load | 1 | 2026 | 65535
| High | EV Charging Control | DLC-BYOD-Water Heating | Small General |  | Winter Evening | % of Load | 0 | 2026 | 65535
| High | EV Charging Control | DLC-Thermostat-DI-Central Heat Pump | Small General |  | Winter Evening | % of Load | 1 | 2026 | 65535
| High | EV Charging Control | DLC-Thermostat-DI-Central Heat Pump | Small General |  | Winter Evening | % of Load | 0 | 2026 | 65535
| High | EV Charging Control | DLC-Thermostat-BYOT-Central Heat Pump | Small General |  | Winter Evening | % of Load | 1 | 2026 | 65535
| High | EV Charging Control | DLC-Thermostat-BYOT-Central Heat Pump | Small General |  | Winter Evening | % of Load | 0 | 2026 | 65535
| High | EV Charging Control | DLC-Thermostat-HVAC | Small General |  | Winter Evening | % of Load | 1 | 2026 | 65535
| High | EV Charging Control | DLC-Thermostat-HVAC | Small General |  | Winter Evening | % of Load | 0 | 2026 | 65535
| High | EV Charging Control | DLC-Thermostat-DI-Baseboard Heating | Small General |  | Winter Evening | % of Load | 1 | 2026 | 65535
| High | EV Charging Control | DLC-Thermostat-DI-Baseboard Heating | Small General |  | Winter Evening | % of Load | 0 | 2026 | 65535
| High | EV Charging Control | DLC-Thermostat-BYOT-Baseboard Heating | Small General |  | Winter Evening | % of Load | 1 | 2026 | 65535
| High | EV Charging Control | DLC-Thermostat-BYOT-Baseboard Heating | Small General |  | Winter Evening | % of Load | 0 | 2026 | 65535
| High | EV Charging Control | DLC-Thermostat-DI-MSHP | Small General |  | Winter Evening | % of Load | 1 | 2026 | 65535
| High | EV Charging Control | DLC-Thermostat-DI-MSHP | Small General |  | Winter Evening | % of Load | 0 | 2026 | 65535
| High | EV Charging Control | DLC-Thermostat-BYOT-MSHP | Small General |  | Winter Evening | % of Load | 1 | 2026 | 65535
| High | EV Charging Control | DLC-Thermostat-BYOT-MSHP | Small General |  | Winter Evening | % of Load | 0 | 2026 | 65535
| High | EV Charging Control | C&I Curtailment-Turnkey-Manual HVAC Control | Small General |  | Winter Evening | % of Load | 1 | 2026 | 65535
| High | EV Charging Control | C&I Curtailment-Turnkey-Manual HVAC Control | Small General |  | Winter Evening | % of Load | 0 | 2026 | 65535
| High | EV Charging Control | C&I Curtailment-Turnkey-Auto-DR HVAC Control | Small General |  | Winter Evening | % of Load | 1 | 2026 | 65535
| High | EV Charging Control | C&I Curtailment-Turnkey-Auto-DR HVAC Control | Small General |  | Winter Evening | % of Load | 0 | 2026 | 65535
| High | EV Charging Control | C&I Curtailment-Turnkey-Standard Lighting Control | Small General |  | Winter Evening | % of Load | 1 | 2026 | 65535
| High | EV Charging Control | C&I Curtailment-Turnkey-Standard Lighting Control | Small General |  | Winter Evening | % of Load | 0 | 2026 | 65535
| High | EV Charging Control | C&I Curtailment-Turnkey-Advanced Lighting Control | Small General |  | Winter Evening | % of Load | 1 | 2026 | 65535
| High | EV Charging Control | C&I Curtailment-Turnkey-Advanced Lighting Control | Small General |  | Winter Evening | % of Load | 0 | 2026 | 65535
| High | EV Charging Control | C&I Curtailment-Turnkey-Water Heating Control | Small General |  | Winter Evening | % of Load | 1 | 2026 | 65535
| High | EV Charging Control | C&I Curtailment-Turnkey-Water Heating Control | Small General |  | Winter Evening | % of Load | 0 | 2026 | 65535
| High | EV Charging Control | C&I Curtailment-Turnkey-Other | Small General |  | Winter Evening | % of Load | 1 | 2026 | 65535
| High | EV Charging Control | C&I Curtailment-Turnkey-Other | Small General |  | Winter Evening | % of Load | 0 | 2026 | 65535
| High | EV Charging Control | Dynamic Pricing with enabling tech. | Small General |  | Winter Evening | % of Load | 1 | 2026 | 65535
| High | EV Charging Control | Dynamic Pricing with enabling tech. | Small General |  | Winter Evening | % of Load | 0 | 2026 | 65535
| High | EV Charging Control | DLC-Switch-Water Heating | General |  | Winter Morning | % of Load | 1 | 2026 | 65535
| High | EV Charging Control | DLC-Switch-Water Heating | General |  | Winter Morning | % of Load | 0 | 2026 | 65535
| High | EV Charging Control | DLC-BYOD-Water Heating | General |  | Winter Morning | % of Load | 1 | 2026 | 65535
| High | EV Charging Control | DLC-BYOD-Water Heating | General |  | Winter Morning | % of Load | 0 | 2026 | 65535
| High | EV Charging Control | DLC-Thermostat-DI-Central Heat Pump | General |  | Winter Morning | % of Load | 1 | 2026 | 65535
| High | EV Charging Control | DLC-Thermostat-DI-Central Heat Pump | General |  | Winter Morning | % of Load | 0 | 2026 | 65535
| High | EV Charging Control | DLC-Thermostat-BYOT-Central Heat Pump | General |  | Winter Morning | % of Load | 1 | 2026 | 65535
| High | EV Charging Control | DLC-Thermostat-BYOT-Central Heat Pump | General |  | Winter Morning | % of Load | 0 | 2026 | 65535
| High | EV Charging Control | DLC-Thermostat-HVAC | General |  | Winter Morning | % of Load | 1 | 2026 | 65535
| High | EV Charging Control | DLC-Thermostat-HVAC | General |  | Winter Morning | % of Load | 0 | 2026 | 65535
| High | EV Charging Control | DLC-Thermostat-DI-Baseboard Heating | General |  | Winter Morning | % of Load | 1 | 2026 | 65535
| High | EV Charging Control | DLC-Thermostat-DI-Baseboard Heating | General |  | Winter Morning | % of Load | 0 | 2026 | 65535
| High | EV Charging Control | DLC-Thermostat-BYOT-Baseboard Heating | General |  | Winter Morning | % of Load | 1 | 2026 | 65535
| High | EV Charging Control | DLC-Thermostat-BYOT-Baseboard Heating | General |  | Winter Morning | % of Load | 0 | 2026 | 65535
| High | EV Charging Control | DLC-Thermostat-DI-MSHP | General |  | Winter Morning | % of Load | 1 | 2026 | 65535
| High | EV Charging Control | DLC-Thermostat-DI-MSHP | General |  | Winter Morning | % of Load | 0 | 2026 | 65535
| High | EV Charging Control | DLC-Thermostat-BYOT-MSHP | General |  | Winter Morning | % of Load | 1 | 2026 | 65535
| High | EV Charging Control | DLC-Thermostat-BYOT-MSHP | General |  | Winter Morning | % of Load | 0 | 2026 | 65535
| High | EV Charging Control | C&I Curtailment-Turnkey-Manual HVAC Control | General |  | Winter Morning | % of Load | 1 | 2026 | 65535
| High | EV Charging Control | C&I Curtailment-Turnkey-Manual HVAC Control | General |  | Winter Morning | % of Load | 0 | 2026 | 65535
| High | EV Charging Control | C&I Curtailment-Turnkey-Auto-DR HVAC Control | General |  | Winter Morning | % of Load | 1 | 2026 | 65535
| High | EV Charging Control | C&I Curtailment-Turnkey-Auto-DR HVAC Control | General |  | Winter Morning | % of Load | 0 | 2026 | 65535
| High | EV Charging Control | C&I Curtailment-Turnkey-Standard Lighting Control | General |  | Winter Morning | % of Load | 1 | 2026 | 65535
| High | EV Charging Control | C&I Curtailment-Turnkey-Standard Lighting Control | General |  | Winter Morning | % of Load | 0 | 2026 | 65535
| High | EV Charging Control | C&I Curtailment-Turnkey-Advanced Lighting Control | General |  | Winter Morning | % of Load | 1 | 2026 | 65535
| High | EV Charging Control | C&I Curtailment-Turnkey-Advanced Lighting Control | General |  | Winter Morning | % of Load | 0 | 2026 | 65535
| High | EV Charging Control | C&I Curtailment-Turnkey-Water Heating Control | General |  | Winter Morning | % of Load | 1 | 2026 | 65535
| High | EV Charging Control | C&I Curtailment-Turnkey-Water Heating Control | General |  | Winter Morning | % of Load | 0 | 2026 | 65535
| High | EV Charging Control | C&I Curtailment-Turnkey-Other | General |  | Winter Morning | % of Load | 1 | 2026 | 65535
| High | EV Charging Control | C&I Curtailment-Turnkey-Other | General |  | Winter Morning | % of Load | 0 | 2026 | 65535
| High | EV Charging Control | DLC-Switch-Water Heating | General |  | Winter Evening | % of Load | 1 | 2026 | 65535
| High | EV Charging Control | DLC-Switch-Water Heating | General |  | Winter Evening | % of Load | 0 | 2026 | 65535
| High | EV Charging Control | DLC-BYOD-Water Heating | General |  | Winter Evening | % of Load | 1 | 2026 | 65535
| High | EV Charging Control | DLC-BYOD-Water Heating | General |  | Winter Evening | % of Load | 0 | 2026 | 65535
| High | EV Charging Control | DLC-Thermostat-DI-Central Heat Pump | General |  | Winter Evening | % of Load | 1 | 2026 | 65535
| High | EV Charging Control | DLC-Thermostat-DI-Central Heat Pump | General |  | Winter Evening | % of Load | 0 | 2026 | 65535
| High | EV Charging Control | DLC-Thermostat-BYOT-Central Heat Pump | General |  | Winter Evening | % of Load | 1 | 2026 | 65535
| High | EV Charging Control | DLC-Thermostat-BYOT-Central Heat Pump | General |  | Winter Evening | % of Load | 0 | 2026 | 65535
| High | EV Charging Control | DLC-Thermostat-HVAC | General |  | Winter Evening | % of Load | 1 | 2026 | 65535
| High | EV Charging Control | DLC-Thermostat-HVAC | General |  | Winter Evening | % of Load | 0 | 2026 | 65535
| High | EV Charging Control | DLC-Thermostat-DI-Baseboard Heating | General |  | Winter Evening | % of Load | 1 | 2026 | 65535
| High | EV Charging Control | DLC-Thermostat-DI-Baseboard Heating | General |  | Winter Evening | % of Load | 0 | 2026 | 65535
| High | EV Charging Control | DLC-Thermostat-BYOT-Baseboard Heating | General |  | Winter Evening | % of Load | 1 | 2026 | 65535
| High | EV Charging Control | DLC-Thermostat-BYOT-Baseboard Heating | General |  | Winter Evening | % of Load | 0 | 2026 | 65535
| High | EV Charging Control | DLC-Thermostat-DI-MSHP | General |  | Winter Evening | % of Load | 1 | 2026 | 65535
| High | EV Charging Control | DLC-Thermostat-DI-MSHP | General |  | Winter Evening | % of Load | 0 | 2026 | 65535
| High | EV Charging Control | DLC-Thermostat-BYOT-MSHP | General |  | Winter Evening | % of Load | 1 | 2026 | 65535
| High | EV Charging Control | DLC-Thermostat-BYOT-MSHP | General |  | Winter Evening | % of Load | 0 | 2026 | 65535
| High | EV Charging Control | C&I Curtailment-Turnkey-Manual HVAC Control | General |  | Winter Evening | % of Load | 1 | 2026 | 65535
| High | EV Charging Control | C&I Curtailment-Turnkey-Manual HVAC Control | General |  | Winter Evening | % of Load | 0 | 2026 | 65535
| High | EV Charging Control | C&I Curtailment-Turnkey-Auto-DR HVAC Control | General |  | Winter Evening | % of Load | 1 | 2026 | 65535
| High | EV Charging Control | C&I Curtailment-Turnkey-Auto-DR HVAC Control | General |  | Winter Evening | % of Load | 0 | 2026 | 65535
| High | EV Charging Control | C&I Curtailment-Turnkey-Standard Lighting Control | General |  | Winter Evening | % of Load | 1 | 2026 | 65535
| High | EV Charging Control | C&I Curtailment-Turnkey-Standard Lighting Control | General |  | Winter Evening | % of Load | 0 | 2026 | 65535
| High | EV Charging Control | C&I Curtailment-Turnkey-Advanced Lighting Control | General |  | Winter Evening | % of Load | 1 | 2026 | 65535
| High | EV Charging Control | C&I Curtailment-Turnkey-Advanced Lighting Control | General |  | Winter Evening | % of Load | 0 | 2026 | 65535
| High | EV Charging Control | C&I Curtailment-Turnkey-Water Heating Control | General |  | Winter Evening | % of Load | 1 | 2026 | 65535
| High | EV Charging Control | C&I Curtailment-Turnkey-Water Heating Control | General |  | Winter Evening | % of Load | 0 | 2026 | 65535
| High | EV Charging Control | C&I Curtailment-Turnkey-Other | General |  | Winter Evening | % of Load | 1 | 2026 | 65535
| High | EV Charging Control | C&I Curtailment-Turnkey-Other | General |  | Winter Evening | % of Load | 0 | 2026 | 65535
| High | EV Charging Control | DLC-Switch-Water Heating | Small Industrial |  | Winter Morning | % of Load | 1 | 2026 | 65535
| High | EV Charging Control | DLC-Switch-Water Heating | Small Industrial |  | Winter Morning | % of Load | 0 | 2026 | 65535
| High | EV Charging Control | DLC-BYOD-Water Heating | Small Industrial |  | Winter Morning | % of Load | 1 | 2026 | 65535
| High | EV Charging Control | DLC-BYOD-Water Heating | Small Industrial |  | Winter Morning | % of Load | 0 | 2026 | 65535
| High | EV Charging Control | DLC-Thermostat-DI-Central Heat Pump | Small Industrial |  | Winter Morning | % of Load | 1 | 2026 | 65535
| High | EV Charging Control | DLC-Thermostat-DI-Central Heat Pump | Small Industrial |  | Winter Morning | % of Load | 0 | 2026 | 65535
| High | EV Charging Control | DLC-Thermostat-BYOT-Central Heat Pump | Small Industrial |  | Winter Morning | % of Load | 1 | 2026 | 65535
| High | EV Charging Control | DLC-Thermostat-BYOT-Central Heat Pump | Small Industrial |  | Winter Morning | % of Load | 0 | 2026 | 65535
| High | EV Charging Control | DLC-Thermostat-HVAC | Small Industrial |  | Winter Morning | % of Load | 1 | 2026 | 65535
| High | EV Charging Control | DLC-Thermostat-HVAC | Small Industrial |  | Winter Morning | % of Load | 0 | 2026 | 65535
| High | EV Charging Control | DLC-Thermostat-DI-Baseboard Heating | Small Industrial |  | Winter Morning | % of Load | 1 | 2026 | 65535
| High | EV Charging Control | DLC-Thermostat-DI-Baseboard Heating | Small Industrial |  | Winter Morning | % of Load | 0 | 2026 | 65535
| High | EV Charging Control | DLC-Thermostat-BYOT-Baseboard Heating | Small Industrial |  | Winter Morning | % of Load | 1 | 2026 | 65535
| High | EV Charging Control | DLC-Thermostat-BYOT-Baseboard Heating | Small Industrial |  | Winter Morning | % of Load | 0 | 2026 | 65535
| High | EV Charging Control | DLC-Thermostat-DI-MSHP | Small Industrial |  | Winter Morning | % of Load | 1 | 2026 | 65535
| High | EV Charging Control | DLC-Thermostat-DI-MSHP | Small Industrial |  | Winter Morning | % of Load | 0 | 2026 | 65535
| High | EV Charging Control | DLC-Thermostat-BYOT-MSHP | Small Industrial |  | Winter Morning | % of Load | 1 | 2026 | 65535
| High | EV Charging Control | DLC-Thermostat-BYOT-MSHP | Small Industrial |  | Winter Morning | % of Load | 0 | 2026 | 65535
| High | EV Charging Control | C&I Curtailment-Turnkey-Manual HVAC Control | Small Industrial |  | Winter Morning | % of Load | 1 | 2026 | 65535
| High | EV Charging Control | C&I Curtailment-Turnkey-Manual HVAC Control | Small Industrial |  | Winter Morning | % of Load | 0 | 2026 | 65535
| High | EV Charging Control | C&I Curtailment-Turnkey-Auto-DR HVAC Control | Small Industrial |  | Winter Morning | % of Load | 1 | 2026 | 65535
| High | EV Charging Control | C&I Curtailment-Turnkey-Auto-DR HVAC Control | Small Industrial |  | Winter Morning | % of Load | 0 | 2026 | 65535
| High | EV Charging Control | C&I Curtailment-Turnkey-Standard Lighting Control | Small Industrial |  | Winter Morning | % of Load | 1 | 2026 | 65535
| High | EV Charging Control | C&I Curtailment-Turnkey-Standard Lighting Control | Small Industrial |  | Winter Morning | % of Load | 0 | 2026 | 65535
| High | EV Charging Control | C&I Curtailment-Turnkey-Advanced Lighting Control | Small Industrial |  | Winter Morning | % of Load | 1 | 2026 | 65535
| High | EV Charging Control | C&I Curtailment-Turnkey-Advanced Lighting Control | Small Industrial |  | Winter Morning | % of Load | 0 | 2026 | 65535
| High | EV Charging Control | C&I Curtailment-Turnkey-Water Heating Control | Small Industrial |  | Winter Morning | % of Load | 1 | 2026 | 65535
| High | EV Charging Control | C&I Curtailment-Turnkey-Water Heating Control | Small Industrial |  | Winter Morning | % of Load | 0 | 2026 | 65535
| High | EV Charging Control | C&I Curtailment-Turnkey-Other | Small Industrial |  | Winter Morning | % of Load | 1 | 2026 | 65535
| High | EV Charging Control | C&I Curtailment-Turnkey-Other | Small Industrial |  | Winter Morning | % of Load | 0 | 2026 | 65535
| High | EV Charging Control | C&I Curtailment-Turnkey-Industrial | Small Industrial |  | Winter Morning | % of Load | 1 | 2026 | 65535
| High | EV Charging Control | C&I Curtailment-Turnkey-Industrial | Small Industrial |  | Winter Morning | % of Load | 0 | 2026 | 65535
| High | EV Charging Control | DLC-Switch-Water Heating | Small Industrial |  | Winter Evening | % of Load | 1 | 2026 | 65535
| High | EV Charging Control | DLC-Switch-Water Heating | Small Industrial |  | Winter Evening | % of Load | 0 | 2026 | 65535
| High | EV Charging Control | DLC-BYOD-Water Heating | Small Industrial |  | Winter Evening | % of Load | 1 | 2026 | 65535
| High | EV Charging Control | DLC-BYOD-Water Heating | Small Industrial |  | Winter Evening | % of Load | 0 | 2026 | 65535
| High | EV Charging Control | DLC-Thermostat-DI-Central Heat Pump | Small Industrial |  | Winter Evening | % of Load | 1 | 2026 | 65535
| High | EV Charging Control | DLC-Thermostat-DI-Central Heat Pump | Small Industrial |  | Winter Evening | % of Load | 0 | 2026 | 65535
| High | EV Charging Control | DLC-Thermostat-BYOT-Central Heat Pump | Small Industrial |  | Winter Evening | % of Load | 1 | 2026 | 65535
| High | EV Charging Control | DLC-Thermostat-BYOT-Central Heat Pump | Small Industrial |  | Winter Evening | % of Load | 0 | 2026 | 65535
| High | EV Charging Control | DLC-Thermostat-HVAC | Small Industrial |  | Winter Evening | % of Load | 1 | 2026 | 65535
| High | EV Charging Control | DLC-Thermostat-HVAC | Small Industrial |  | Winter Evening | % of Load | 0 | 2026 | 65535
| High | EV Charging Control | DLC-Thermostat-DI-Baseboard Heating | Small Industrial |  | Winter Evening | % of Load | 1 | 2026 | 65535
| High | EV Charging Control | DLC-Thermostat-DI-Baseboard Heating | Small Industrial |  | Winter Evening | % of Load | 0 | 2026 | 65535
| High | EV Charging Control | DLC-Thermostat-BYOT-Baseboard Heating | Small Industrial |  | Winter Evening | % of Load | 1 | 2026 | 65535
| High | EV Charging Control | DLC-Thermostat-BYOT-Baseboard Heating | Small Industrial |  | Winter Evening | % of Load | 0 | 2026 | 65535
| High | EV Charging Control | DLC-Thermostat-DI-MSHP | Small Industrial |  | Winter Evening | % of Load | 1 | 2026 | 65535
| High | EV Charging Control | DLC-Thermostat-DI-MSHP | Small Industrial |  | Winter Evening | % of Load | 0 | 2026 | 65535
| High | EV Charging Control | DLC-Thermostat-BYOT-MSHP | Small Industrial |  | Winter Evening | % of Load | 1 | 2026 | 65535
| High | EV Charging Control | DLC-Thermostat-BYOT-MSHP | Small Industrial |  | Winter Evening | % of Load | 0 | 2026 | 65535
| High | EV Charging Control | C&I Curtailment-Turnkey-Manual HVAC Control | Small Industrial |  | Winter Evening | % of Load | 1 | 2026 | 65535
| High | EV Charging Control | C&I Curtailment-Turnkey-Manual HVAC Control | Small Industrial |  | Winter Evening | % of Load | 0 | 2026 | 65535
| High | EV Charging Control | C&I Curtailment-Turnkey-Auto-DR HVAC Control | Small Industrial |  | Winter Evening | % of Load | 1 | 2026 | 65535
| High | EV Charging Control | C&I Curtailment-Turnkey-Auto-DR HVAC Control | Small Industrial |  | Winter Evening | % of Load | 0 | 2026 | 65535
| High | EV Charging Control | C&I Curtailment-Turnkey-Standard Lighting Control | Small Industrial |  | Winter Evening | % of Load | 1 | 2026 | 65535
| High | EV Charging Control | C&I Curtailment-Turnkey-Standard Lighting Control | Small Industrial |  | Winter Evening | % of Load | 0 | 2026 | 65535
| High | EV Charging Control | C&I Curtailment-Turnkey-Advanced Lighting Control | Small Industrial |  | Winter Evening | % of Load | 1 | 2026 | 65535
| High | EV Charging Control | C&I Curtailment-Turnkey-Advanced Lighting Control | Small Industrial |  | Winter Evening | % of Load | 0 | 2026 | 65535
| High | EV Charging Control | C&I Curtailment-Turnkey-Water Heating Control | Small Industrial |  | Winter Evening | % of Load | 1 | 2026 | 65535
| High | EV Charging Control | C&I Curtailment-Turnkey-Water Heating Control | Small Industrial |  | Winter Evening | % of Load | 0 | 2026 | 65535
| High | EV Charging Control | C&I Curtailment-Turnkey-Other | Small Industrial |  | Winter Evening | % of Load | 1 | 2026 | 65535
| High | EV Charging Control | C&I Curtailment-Turnkey-Other | Small Industrial |  | Winter Evening | % of Load | 0 | 2026 | 65535
| High | EV Charging Control | C&I Curtailment-Turnkey-Industrial | Small Industrial |  | Winter Evening | % of Load | 1 | 2026 | 65535
| High | EV Charging Control | C&I Curtailment-Turnkey-Industrial | Small Industrial |  | Winter Evening | % of Load | 0 | 2026 | 65535
| High | EV Charging Control | DLC-Switch-Water Heating | Medium Industrial |  | Winter Morning | % of Load | 1 | 2026 | 65535
| High | EV Charging Control | DLC-Switch-Water Heating | Medium Industrial |  | Winter Morning | % of Load | 0 | 2026 | 65535
| High | EV Charging Control | DLC-BYOD-Water Heating | Medium Industrial |  | Winter Morning | % of Load | 1 | 2026 | 65535
| High | EV Charging Control | DLC-BYOD-Water Heating | Medium Industrial |  | Winter Morning | % of Load | 0 | 2026 | 65535
| High | EV Charging Control | DLC-Thermostat-DI-Central Heat Pump | Medium Industrial |  | Winter Morning | % of Load | 1 | 2026 | 65535
| High | EV Charging Control | DLC-Thermostat-DI-Central Heat Pump | Medium Industrial |  | Winter Morning | % of Load | 0 | 2026 | 65535
| High | EV Charging Control | DLC-Thermostat-BYOT-Central Heat Pump | Medium Industrial |  | Winter Morning | % of Load | 1 | 2026 | 65535
| High | EV Charging Control | DLC-Thermostat-BYOT-Central Heat Pump | Medium Industrial |  | Winter Morning | % of Load | 0 | 2026 | 65535
| High | EV Charging Control | DLC-Thermostat-HVAC | Medium Industrial |  | Winter Morning | % of Load | 1 | 2026 | 65535
| High | EV Charging Control | DLC-Thermostat-HVAC | Medium Industrial |  | Winter Morning | % of Load | 0 | 2026 | 65535
| High | EV Charging Control | DLC-Thermostat-DI-Baseboard Heating | Medium Industrial |  | Winter Morning | % of Load | 1 | 2026 | 65535
| High | EV Charging Control | DLC-Thermostat-DI-Baseboard Heating | Medium Industrial |  | Winter Morning | % of Load | 0 | 2026 | 65535
| High | EV Charging Control | DLC-Thermostat-BYOT-Baseboard Heating | Medium Industrial |  | Winter Morning | % of Load | 1 | 2026 | 65535
| High | EV Charging Control | DLC-Thermostat-BYOT-Baseboard Heating | Medium Industrial |  | Winter Morning | % of Load | 0 | 2026 | 65535
| High | EV Charging Control | DLC-Thermostat-DI-MSHP | Medium Industrial |  | Winter Morning | % of Load | 1 | 2026 | 65535
| High | EV Charging Control | DLC-Thermostat-DI-MSHP | Medium Industrial |  | Winter Morning | % of Load | 0 | 2026 | 65535
| High | EV Charging Control | DLC-Thermostat-BYOT-MSHP | Medium Industrial |  | Winter Morning | % of Load | 1 | 2026 | 65535
| High | EV Charging Control | DLC-Thermostat-BYOT-MSHP | Medium Industrial |  | Winter Morning | % of Load | 0 | 2026 | 65535
| High | EV Charging Control | C&I Curtailment-Turnkey-Manual HVAC Control | Medium Industrial |  | Winter Morning | % of Load | 1 | 2026 | 65535
| High | EV Charging Control | C&I Curtailment-Turnkey-Manual HVAC Control | Medium Industrial |  | Winter Morning | % of Load | 0 | 2026 | 65535
| High | EV Charging Control | C&I Curtailment-Turnkey-Auto-DR HVAC Control | Medium Industrial |  | Winter Morning | % of Load | 1 | 2026 | 65535
| High | EV Charging Control | C&I Curtailment-Turnkey-Auto-DR HVAC Control | Medium Industrial |  | Winter Morning | % of Load | 0 | 2026 | 65535
| High | EV Charging Control | C&I Curtailment-Turnkey-Standard Lighting Control | Medium Industrial |  | Winter Morning | % of Load | 1 | 2026 | 65535
| High | EV Charging Control | C&I Curtailment-Turnkey-Standard Lighting Control | Medium Industrial |  | Winter Morning | % of Load | 0 | 2026 | 65535
| High | EV Charging Control | C&I Curtailment-Turnkey-Advanced Lighting Control | Medium Industrial |  | Winter Morning | % of Load | 1 | 2026 | 65535
| High | EV Charging Control | C&I Curtailment-Turnkey-Advanced Lighting Control | Medium Industrial |  | Winter Morning | % of Load | 0 | 2026 | 65535
| High | EV Charging Control | C&I Curtailment-Turnkey-Water Heating Control | Medium Industrial |  | Winter Morning | % of Load | 1 | 2026 | 65535
| High | EV Charging Control | C&I Curtailment-Turnkey-Water Heating Control | Medium Industrial |  | Winter Morning | % of Load | 0 | 2026 | 65535
| High | EV Charging Control | C&I Curtailment-Turnkey-Other | Medium Industrial |  | Winter Morning | % of Load | 1 | 2026 | 65535
| High | EV Charging Control | C&I Curtailment-Turnkey-Other | Medium Industrial |  | Winter Morning | % of Load | 0 | 2026 | 65535
| High | EV Charging Control | DLC-Switch-Water Heating | Medium Industrial |  | Winter Evening | % of Load | 1 | 2026 | 65535
| High | EV Charging Control | DLC-Switch-Water Heating | Medium Industrial |  | Winter Evening | % of Load | 0 | 2026 | 65535
| High | EV Charging Control | DLC-BYOD-Water Heating | Medium Industrial |  | Winter Evening | % of Load | 1 | 2026 | 65535
| High | EV Charging Control | DLC-BYOD-Water Heating | Medium Industrial |  | Winter Evening | % of Load | 0 | 2026 | 65535
| High | EV Charging Control | DLC-Thermostat-DI-Central Heat Pump | Medium Industrial |  | Winter Evening | % of Load | 1 | 2026 | 65535
| High | EV Charging Control | DLC-Thermostat-DI-Central Heat Pump | Medium Industrial |  | Winter Evening | % of Load | 0 | 2026 | 65535
| High | EV Charging Control | DLC-Thermostat-BYOT-Central Heat Pump | Medium Industrial |  | Winter Evening | % of Load | 1 | 2026 | 65535
| High | EV Charging Control | DLC-Thermostat-BYOT-Central Heat Pump | Medium Industrial |  | Winter Evening | % of Load | 0 | 2026 | 65535
| High | EV Charging Control | DLC-Thermostat-HVAC | Medium Industrial |  | Winter Evening | % of Load | 1 | 2026 | 65535
| High | EV Charging Control | DLC-Thermostat-HVAC | Medium Industrial |  | Winter Evening | % of Load | 0 | 2026 | 65535
| High | EV Charging Control | DLC-Thermostat-DI-Baseboard Heating | Medium Industrial |  | Winter Evening | % of Load | 1 | 2026 | 65535
| High | EV Charging Control | DLC-Thermostat-DI-Baseboard Heating | Medium Industrial |  | Winter Evening | % of Load | 0 | 2026 | 65535
| High | EV Charging Control | DLC-Thermostat-BYOT-Baseboard Heating | Medium Industrial |  | Winter Evening | % of Load | 1 | 2026 | 65535
| High | EV Charging Control | DLC-Thermostat-BYOT-Baseboard Heating | Medium Industrial |  | Winter Evening | % of Load | 0 | 2026 | 65535
| High | EV Charging Control | DLC-Thermostat-DI-MSHP | Medium Industrial |  | Winter Evening | % of Load | 1 | 2026 | 65535
| High | EV Charging Control | DLC-Thermostat-DI-MSHP | Medium Industrial |  | Winter Evening | % of Load | 0 | 2026 | 65535
| High | EV Charging Control | DLC-Thermostat-BYOT-MSHP | Medium Industrial |  | Winter Evening | % of Load | 1 | 2026 | 65535
| High | EV Charging Control | DLC-Thermostat-BYOT-MSHP | Medium Industrial |  | Winter Evening | % of Load | 0 | 2026 | 65535
| High | EV Charging Control | C&I Curtailment-Turnkey-Manual HVAC Control | Medium Industrial |  | Winter Evening | % of Load | 1 | 2026 | 65535
| High | EV Charging Control | C&I Curtailment-Turnkey-Manual HVAC Control | Medium Industrial |  | Winter Evening | % of Load | 0 | 2026 | 65535
| High | EV Charging Control | C&I Curtailment-Turnkey-Auto-DR HVAC Control | Medium Industrial |  | Winter Evening | % of Load | 1 | 2026 | 65535
| High | EV Charging Control | C&I Curtailment-Turnkey-Auto-DR HVAC Control | Medium Industrial |  | Winter Evening | % of Load | 0 | 2026 | 65535
| High | EV Charging Control | C&I Curtailment-Turnkey-Standard Lighting Control | Medium Industrial |  | Winter Evening | % of Load | 1 | 2026 | 65535
| High | EV Charging Control | C&I Curtailment-Turnkey-Standard Lighting Control | Medium Industrial |  | Winter Evening | % of Load | 0 | 2026 | 65535
| High | EV Charging Control | C&I Curtailment-Turnkey-Advanced Lighting Control | Medium Industrial |  | Winter Evening | % of Load | 1 | 2026 | 65535
| High | EV Charging Control | C&I Curtailment-Turnkey-Advanced Lighting Control | Medium Industrial |  | Winter Evening | % of Load | 0 | 2026 | 65535
| High | EV Charging Control | C&I Curtailment-Turnkey-Water Heating Control | Medium Industrial |  | Winter Evening | % of Load | 1 | 2026 | 65535
| High | EV Charging Control | C&I Curtailment-Turnkey-Water Heating Control | Medium Industrial |  | Winter Evening | % of Load | 0 | 2026 | 65535
| High | EV Charging Control | C&I Curtailment-Turnkey-Other | Medium Industrial |  | Winter Evening | % of Load | 1 | 2026 | 65535
| High | EV Charging Control | C&I Curtailment-Turnkey-Other | Medium Industrial |  | Winter Evening | % of Load | 0 | 2026 | 65535
| High | EV Charging Control | EV Charging Control | EV Res LDV |  | Winter Morning | % of Load | 1 | 2026 | 65535
| High | EV Charging Control | EV Charging Control | EV Res LDV |  | Winter Morning | % of Load | 0 | 2026 | 65535
| High | EV Charging Control | EV Charging Control | EV Res LDV |  | Winter Evening | % of Load | 1 | 2026 | 65535
| High | EV Charging Control | EV Charging Control | EV Res LDV |  | Winter Evening | % of Load | 0 | 2026 | 65535
| High | EV Charging Control | EV Charging Control | EV Com LDV |  | Winter Morning | % of Load | 1 | 2026 | 65535
| High | EV Charging Control | EV Charging Control | EV Com LDV |  | Winter Morning | % of Load | 0 | 2026 | 65535
| High | EV Charging Control | EV Charging Control | EV Com LDV |  | Winter Evening | % of Load | 1 | 2026 | 65535
| High | EV Charging Control | EV Charging Control | EV Com LDV |  | Winter Evening | % of Load | 0 | 2026 | 65535
| High | EV Charging Control | EV Charging Control | EV Com MDV |  | Winter Morning | % of Load | 1 | 2026 | 65535
| High | EV Charging Control | EV Charging Control | EV Com MDV |  | Winter Morning | % of Load | 0 | 2026 | 65535
| High | EV Charging Control | EV Charging Control | EV Com MDV |  | Winter Evening | % of Load | 1 | 2026 | 65535
| High | EV Charging Control | EV Charging Control | EV Com MDV |  | Winter Evening | % of Load | 0 | 2026 | 65535
| High | EV Charging Control | EV Charging Control | EV Com HDV |  | Winter Morning | % of Load | 1 | 2026 | 65535
| High | EV Charging Control | EV Charging Control | EV Com HDV |  | Winter Morning | % of Load | 0 | 2026 | 65535
| High | EV Charging Control | EV Charging Control | EV Com HDV |  | Winter Evening | % of Load | 1 | 2026 | 65535
| High | EV Charging Control | EV Charging Control | EV Com HDV |  | Winter Evening | % of Load | 0 | 2026 | 65535
| High | Behavioral DR | DLC-Switch-Water Heating | Small General |  | Winter Morning | % of Load | 1 | 2026 | 65535
| High | Behavioral DR | DLC-Switch-Water Heating | Small General |  | Winter Morning | % of Load | 0 | 2026 | 65535
| High | Behavioral DR | DLC-BYOD-Water Heating | Small General |  | Winter Morning | % of Load | 1 | 2026 | 65535
| High | Behavioral DR | DLC-BYOD-Water Heating | Small General |  | Winter Morning | % of Load | 0 | 2026 | 65535
| High | Behavioral DR | DLC-Thermostat-DI-Central Heat Pump | Small General |  | Winter Morning | % of Load | 1 | 2026 | 65535
| High | Behavioral DR | DLC-Thermostat-DI-Central Heat Pump | Small General |  | Winter Morning | % of Load | 0 | 2026 | 65535
| High | Behavioral DR | DLC-Thermostat-BYOT-Central Heat Pump | Small General |  | Winter Morning | % of Load | 1 | 2026 | 65535
| High | Behavioral DR | DLC-Thermostat-BYOT-Central Heat Pump | Small General |  | Winter Morning | % of Load | 0 | 2026 | 65535
| High | Behavioral DR | DLC-Thermostat-HVAC | Small General |  | Winter Morning | % of Load | 1 | 2026 | 65535
| High | Behavioral DR | DLC-Thermostat-HVAC | Small General |  | Winter Morning | % of Load | 0 | 2026 | 65535
| High | Behavioral DR | DLC-Thermostat-DI-Baseboard Heating | Small General |  | Winter Morning | % of Load | 1 | 2026 | 65535
| High | Behavioral DR | DLC-Thermostat-DI-Baseboard Heating | Small General |  | Winter Morning | % of Load | 0 | 2026 | 65535
| High | Behavioral DR | DLC-Thermostat-BYOT-Baseboard Heating | Small General |  | Winter Morning | % of Load | 1 | 2026 | 65535
| High | Behavioral DR | DLC-Thermostat-BYOT-Baseboard Heating | Small General |  | Winter Morning | % of Load | 0 | 2026 | 65535
| High | Behavioral DR | DLC-Thermostat-DI-MSHP | Small General |  | Winter Morning | % of Load | 1 | 2026 | 65535
| High | Behavioral DR | DLC-Thermostat-DI-MSHP | Small General |  | Winter Morning | % of Load | 0 | 2026 | 65535
| High | Behavioral DR | DLC-Thermostat-BYOT-MSHP | Small General |  | Winter Morning | % of Load | 1 | 2026 | 65535
| High | Behavioral DR | DLC-Thermostat-BYOT-MSHP | Small General |  | Winter Morning | % of Load | 0 | 2026 | 65535
| High | Behavioral DR | C&I Curtailment-Turnkey-Manual HVAC Control | Small General |  | Winter Morning | % of Load | 1 | 2026 | 65535
| High | Behavioral DR | C&I Curtailment-Turnkey-Manual HVAC Control | Small General |  | Winter Morning | % of Load | 0 | 2026 | 65535
| High | Behavioral DR | C&I Curtailment-Turnkey-Auto-DR HVAC Control | Small General |  | Winter Morning | % of Load | 1 | 2026 | 65535
| High | Behavioral DR | C&I Curtailment-Turnkey-Auto-DR HVAC Control | Small General |  | Winter Morning | % of Load | 0 | 2026 | 65535
| High | Behavioral DR | C&I Curtailment-Turnkey-Standard Lighting Control | Small General |  | Winter Morning | % of Load | 1 | 2026 | 65535
| High | Behavioral DR | C&I Curtailment-Turnkey-Standard Lighting Control | Small General |  | Winter Morning | % of Load | 0 | 2026 | 65535
| High | Behavioral DR | C&I Curtailment-Turnkey-Advanced Lighting Control | Small General |  | Winter Morning | % of Load | 1 | 2026 | 65535
| High | Behavioral DR | C&I Curtailment-Turnkey-Advanced Lighting Control | Small General |  | Winter Morning | % of Load | 0 | 2026 | 65535
| High | Behavioral DR | C&I Curtailment-Turnkey-Water Heating Control | Small General |  | Winter Morning | % of Load | 1 | 2026 | 65535
| High | Behavioral DR | C&I Curtailment-Turnkey-Water Heating Control | Small General |  | Winter Morning | % of Load | 0 | 2026 | 65535
| High | Behavioral DR | C&I Curtailment-Turnkey-Other | Small General |  | Winter Morning | % of Load | 1 | 2026 | 65535
| High | Behavioral DR | C&I Curtailment-Turnkey-Other | Small General |  | Winter Morning | % of Load | 0 | 2026 | 65535
| High | Behavioral DR | Dynamic Pricing with enabling tech. | Small General |  | Winter Morning | % of Load | 1 | 2026 | 65535
| High | Behavioral DR | Dynamic Pricing with enabling tech. | Small General |  | Winter Morning | % of Load | 0 | 2026 | 65535
| High | Behavioral DR | DLC-Switch-Water Heating | Small General |  | Winter Evening | % of Load | 1 | 2026 | 65535
| High | Behavioral DR | DLC-Switch-Water Heating | Small General |  | Winter Evening | % of Load | 0 | 2026 | 65535
| High | Behavioral DR | DLC-BYOD-Water Heating | Small General |  | Winter Evening | % of Load | 1 | 2026 | 65535
| High | Behavioral DR | DLC-BYOD-Water Heating | Small General |  | Winter Evening | % of Load | 0 | 2026 | 65535
| High | Behavioral DR | DLC-Thermostat-DI-Central Heat Pump | Small General |  | Winter Evening | % of Load | 1 | 2026 | 65535
| High | Behavioral DR | DLC-Thermostat-DI-Central Heat Pump | Small General |  | Winter Evening | % of Load | 0 | 2026 | 65535
| High | Behavioral DR | DLC-Thermostat-BYOT-Central Heat Pump | Small General |  | Winter Evening | % of Load | 1 | 2026 | 65535
| High | Behavioral DR | DLC-Thermostat-BYOT-Central Heat Pump | Small General |  | Winter Evening | % of Load | 0 | 2026 | 65535
| High | Behavioral DR | DLC-Thermostat-HVAC | Small General |  | Winter Evening | % of Load | 1 | 2026 | 65535
| High | Behavioral DR | DLC-Thermostat-HVAC | Small General |  | Winter Evening | % of Load | 0 | 2026 | 65535
| High | Behavioral DR | DLC-Thermostat-DI-Baseboard Heating | Small General |  | Winter Evening | % of Load | 1 | 2026 | 65535
| High | Behavioral DR | DLC-Thermostat-DI-Baseboard Heating | Small General |  | Winter Evening | % of Load | 0 | 2026 | 65535
| High | Behavioral DR | DLC-Thermostat-BYOT-Baseboard Heating | Small General |  | Winter Evening | % of Load | 1 | 2026 | 65535
| High | Behavioral DR | DLC-Thermostat-BYOT-Baseboard Heating | Small General |  | Winter Evening | % of Load | 0 | 2026 | 65535
| High | Behavioral DR | DLC-Thermostat-DI-MSHP | Small General |  | Winter Evening | % of Load | 1 | 2026 | 65535
| High | Behavioral DR | DLC-Thermostat-DI-MSHP | Small General |  | Winter Evening | % of Load | 0 | 2026 | 65535
| High | Behavioral DR | DLC-Thermostat-BYOT-MSHP | Small General |  | Winter Evening | % of Load | 1 | 2026 | 65535
| High | Behavioral DR | DLC-Thermostat-BYOT-MSHP | Small General |  | Winter Evening | % of Load | 0 | 2026 | 65535
| High | Behavioral DR | C&I Curtailment-Turnkey-Manual HVAC Control | Small General |  | Winter Evening | % of Load | 1 | 2026 | 65535
| High | Behavioral DR | C&I Curtailment-Turnkey-Manual HVAC Control | Small General |  | Winter Evening | % of Load | 0 | 2026 | 65535
| High | Behavioral DR | C&I Curtailment-Turnkey-Auto-DR HVAC Control | Small General |  | Winter Evening | % of Load | 1 | 2026 | 65535
| High | Behavioral DR | C&I Curtailment-Turnkey-Auto-DR HVAC Control | Small General |  | Winter Evening | % of Load | 0 | 2026 | 65535
| High | Behavioral DR | C&I Curtailment-Turnkey-Standard Lighting Control | Small General |  | Winter Evening | % of Load | 1 | 2026 | 65535
| High | Behavioral DR | C&I Curtailment-Turnkey-Standard Lighting Control | Small General |  | Winter Evening | % of Load | 0 | 2026 | 65535
| High | Behavioral DR | C&I Curtailment-Turnkey-Advanced Lighting Control | Small General |  | Winter Evening | % of Load | 1 | 2026 | 65535
| High | Behavioral DR | C&I Curtailment-Turnkey-Advanced Lighting Control | Small General |  | Winter Evening | % of Load | 0 | 2026 | 65535
| High | Behavioral DR | C&I Curtailment-Turnkey-Water Heating Control | Small General |  | Winter Evening | % of Load | 1 | 2026 | 65535
| High | Behavioral DR | C&I Curtailment-Turnkey-Water Heating Control | Small General |  | Winter Evening | % of Load | 0 | 2026 | 65535
| High | Behavioral DR | C&I Curtailment-Turnkey-Other | Small General |  | Winter Evening | % of Load | 1 | 2026 | 65535
| High | Behavioral DR | C&I Curtailment-Turnkey-Other | Small General |  | Winter Evening | % of Load | 0 | 2026 | 65535
| High | Behavioral DR | Dynamic Pricing with enabling tech. | Small General |  | Winter Evening | % of Load | 1 | 2026 | 65535
| High | Behavioral DR | Dynamic Pricing with enabling tech. | Small General |  | Winter Evening | % of Load | 0 | 2026 | 65535
| High | Behavioral DR | DLC-Switch-Water Heating | General |  | Winter Morning | % of Load | 1 | 2026 | 65535
| High | Behavioral DR | DLC-Switch-Water Heating | General |  | Winter Morning | % of Load | 0 | 2026 | 65535
| High | Behavioral DR | DLC-BYOD-Water Heating | General |  | Winter Morning | % of Load | 1 | 2026 | 65535
| High | Behavioral DR | DLC-BYOD-Water Heating | General |  | Winter Morning | % of Load | 0 | 2026 | 65535
| High | Behavioral DR | DLC-Thermostat-DI-Central Heat Pump | General |  | Winter Morning | % of Load | 1 | 2026 | 65535
| High | Behavioral DR | DLC-Thermostat-DI-Central Heat Pump | General |  | Winter Morning | % of Load | 0 | 2026 | 65535
| High | Behavioral DR | DLC-Thermostat-BYOT-Central Heat Pump | General |  | Winter Morning | % of Load | 1 | 2026 | 65535
| High | Behavioral DR | DLC-Thermostat-BYOT-Central Heat Pump | General |  | Winter Morning | % of Load | 0 | 2026 | 65535
| High | Behavioral DR | DLC-Thermostat-HVAC | General |  | Winter Morning | % of Load | 1 | 2026 | 65535
| High | Behavioral DR | DLC-Thermostat-HVAC | General |  | Winter Morning | % of Load | 0 | 2026 | 65535
| High | Behavioral DR | DLC-Thermostat-DI-Baseboard Heating | General |  | Winter Morning | % of Load | 1 | 2026 | 65535
| High | Behavioral DR | DLC-Thermostat-DI-Baseboard Heating | General |  | Winter Morning | % of Load | 0 | 2026 | 65535
| High | Behavioral DR | DLC-Thermostat-BYOT-Baseboard Heating | General |  | Winter Morning | % of Load | 1 | 2026 | 65535
| High | Behavioral DR | DLC-Thermostat-BYOT-Baseboard Heating | General |  | Winter Morning | % of Load | 0 | 2026 | 65535
| High | Behavioral DR | DLC-Thermostat-DI-MSHP | General |  | Winter Morning | % of Load | 1 | 2026 | 65535
| High | Behavioral DR | DLC-Thermostat-DI-MSHP | General |  | Winter Morning | % of Load | 0 | 2026 | 65535
| High | Behavioral DR | DLC-Thermostat-BYOT-MSHP | General |  | Winter Morning | % of Load | 1 | 2026 | 65535
| High | Behavioral DR | DLC-Thermostat-BYOT-MSHP | General |  | Winter Morning | % of Load | 0 | 2026 | 65535
| High | Behavioral DR | C&I Curtailment-Turnkey-Manual HVAC Control | General |  | Winter Morning | % of Load | 1 | 2026 | 65535
| High | Behavioral DR | C&I Curtailment-Turnkey-Manual HVAC Control | General |  | Winter Morning | % of Load | 0 | 2026 | 65535
| High | Behavioral DR | C&I Curtailment-Turnkey-Auto-DR HVAC Control | General |  | Winter Morning | % of Load | 1 | 2026 | 65535
| High | Behavioral DR | C&I Curtailment-Turnkey-Auto-DR HVAC Control | General |  | Winter Morning | % of Load | 0 | 2026 | 65535
| High | Behavioral DR | C&I Curtailment-Turnkey-Standard Lighting Control | General |  | Winter Morning | % of Load | 1 | 2026 | 65535
| High | Behavioral DR | C&I Curtailment-Turnkey-Standard Lighting Control | General |  | Winter Morning | % of Load | 0 | 2026 | 65535
| High | Behavioral DR | C&I Curtailment-Turnkey-Advanced Lighting Control | General |  | Winter Morning | % of Load | 1 | 2026 | 65535
| High | Behavioral DR | C&I Curtailment-Turnkey-Advanced Lighting Control | General |  | Winter Morning | % of Load | 0 | 2026 | 65535
| High | Behavioral DR | C&I Curtailment-Turnkey-Water Heating Control | General |  | Winter Morning | % of Load | 1 | 2026 | 65535
| High | Behavioral DR | C&I Curtailment-Turnkey-Water Heating Control | General |  | Winter Morning | % of Load | 0 | 2026 | 65535
| High | Behavioral DR | C&I Curtailment-Turnkey-Other | General |  | Winter Morning | % of Load | 1 | 2026 | 65535
| High | Behavioral DR | C&I Curtailment-Turnkey-Other | General |  | Winter Morning | % of Load | 0 | 2026 | 65535
| High | Behavioral DR | DLC-Switch-Water Heating | General |  | Winter Evening | % of Load | 1 | 2026 | 65535
| High | Behavioral DR | DLC-Switch-Water Heating | General |  | Winter Evening | % of Load | 0 | 2026 | 65535
| High | Behavioral DR | DLC-BYOD-Water Heating | General |  | Winter Evening | % of Load | 1 | 2026 | 65535
| High | Behavioral DR | DLC-BYOD-Water Heating | General |  | Winter Evening | % of Load | 0 | 2026 | 65535
| High | Behavioral DR | DLC-Thermostat-DI-Central Heat Pump | General |  | Winter Evening | % of Load | 1 | 2026 | 65535
| High | Behavioral DR | DLC-Thermostat-DI-Central Heat Pump | General |  | Winter Evening | % of Load | 0 | 2026 | 65535
| High | Behavioral DR | DLC-Thermostat-BYOT-Central Heat Pump | General |  | Winter Evening | % of Load | 1 | 2026 | 65535
| High | Behavioral DR | DLC-Thermostat-BYOT-Central Heat Pump | General |  | Winter Evening | % of Load | 0 | 2026 | 65535
| High | Behavioral DR | DLC-Thermostat-HVAC | General |  | Winter Evening | % of Load | 1 | 2026 | 65535
| High | Behavioral DR | DLC-Thermostat-HVAC | General |  | Winter Evening | % of Load | 0 | 2026 | 65535
| High | Behavioral DR | DLC-Thermostat-DI-Baseboard Heating | General |  | Winter Evening | % of Load | 1 | 2026 | 65535
| High | Behavioral DR | DLC-Thermostat-DI-Baseboard Heating | General |  | Winter Evening | % of Load | 0 | 2026 | 65535
| High | Behavioral DR | DLC-Thermostat-BYOT-Baseboard Heating | General |  | Winter Evening | % of Load | 1 | 2026 | 65535
| High | Behavioral DR | DLC-Thermostat-BYOT-Baseboard Heating | General |  | Winter Evening | % of Load | 0 | 2026 | 65535
| High | Behavioral DR | DLC-Thermostat-DI-MSHP | General |  | Winter Evening | % of Load | 1 | 2026 | 65535
| High | Behavioral DR | DLC-Thermostat-DI-MSHP | General |  | Winter Evening | % of Load | 0 | 2026 | 65535
| High | Behavioral DR | DLC-Thermostat-BYOT-MSHP | General |  | Winter Evening | % of Load | 1 | 2026 | 65535
| High | Behavioral DR | DLC-Thermostat-BYOT-MSHP | General |  | Winter Evening | % of Load | 0 | 2026 | 65535
| High | Behavioral DR | C&I Curtailment-Turnkey-Manual HVAC Control | General |  | Winter Evening | % of Load | 1 | 2026 | 65535
| High | Behavioral DR | C&I Curtailment-Turnkey-Manual HVAC Control | General |  | Winter Evening | % of Load | 0 | 2026 | 65535
| High | Behavioral DR | C&I Curtailment-Turnkey-Auto-DR HVAC Control | General |  | Winter Evening | % of Load | 1 | 2026 | 65535
| High | Behavioral DR | C&I Curtailment-Turnkey-Auto-DR HVAC Control | General |  | Winter Evening | % of Load | 0 | 2026 | 65535
| High | Behavioral DR | C&I Curtailment-Turnkey-Standard Lighting Control | General |  | Winter Evening | % of Load | 1 | 2026 | 65535
| High | Behavioral DR | C&I Curtailment-Turnkey-Standard Lighting Control | General |  | Winter Evening | % of Load | 0 | 2026 | 65535
| High | Behavioral DR | C&I Curtailment-Turnkey-Advanced Lighting Control | General |  | Winter Evening | % of Load | 1 | 2026 | 65535
| High | Behavioral DR | C&I Curtailment-Turnkey-Advanced Lighting Control | General |  | Winter Evening | % of Load | 0 | 2026 | 65535
| High | Behavioral DR | C&I Curtailment-Turnkey-Water Heating Control | General |  | Winter Evening | % of Load | 1 | 2026 | 65535
| High | Behavioral DR | C&I Curtailment-Turnkey-Water Heating Control | General |  | Winter Evening | % of Load | 0 | 2026 | 65535
| High | Behavioral DR | C&I Curtailment-Turnkey-Other | General |  | Winter Evening | % of Load | 1 | 2026 | 65535
| High | Behavioral DR | C&I Curtailment-Turnkey-Other | General |  | Winter Evening | % of Load | 0 | 2026 | 65535
| High | Behavioral DR | DLC-Switch-Water Heating | Small Industrial |  | Winter Morning | % of Load | 1 | 2026 | 65535
| High | Behavioral DR | DLC-Switch-Water Heating | Small Industrial |  | Winter Morning | % of Load | 0 | 2026 | 65535
| High | Behavioral DR | DLC-BYOD-Water Heating | Small Industrial |  | Winter Morning | % of Load | 1 | 2026 | 65535
| High | Behavioral DR | DLC-BYOD-Water Heating | Small Industrial |  | Winter Morning | % of Load | 0 | 2026 | 65535
| High | Behavioral DR | DLC-Thermostat-DI-Central Heat Pump | Small Industrial |  | Winter Morning | % of Load | 1 | 2026 | 65535
| High | Behavioral DR | DLC-Thermostat-DI-Central Heat Pump | Small Industrial |  | Winter Morning | % of Load | 0 | 2026 | 65535
| High | Behavioral DR | DLC-Thermostat-BYOT-Central Heat Pump | Small Industrial |  | Winter Morning | % of Load | 1 | 2026 | 65535
| High | Behavioral DR | DLC-Thermostat-BYOT-Central Heat Pump | Small Industrial |  | Winter Morning | % of Load | 0 | 2026 | 65535
| High | Behavioral DR | DLC-Thermostat-HVAC | Small Industrial |  | Winter Morning | % of Load | 1 | 2026 | 65535
| High | Behavioral DR | DLC-Thermostat-HVAC | Small Industrial |  | Winter Morning | % of Load | 0 | 2026 | 65535
| High | Behavioral DR | DLC-Thermostat-DI-Baseboard Heating | Small Industrial |  | Winter Morning | % of Load | 1 | 2026 | 65535
| High | Behavioral DR | DLC-Thermostat-DI-Baseboard Heating | Small Industrial |  | Winter Morning | % of Load | 0 | 2026 | 65535
| High | Behavioral DR | DLC-Thermostat-BYOT-Baseboard Heating | Small Industrial |  | Winter Morning | % of Load | 1 | 2026 | 65535
| High | Behavioral DR | DLC-Thermostat-BYOT-Baseboard Heating | Small Industrial |  | Winter Morning | % of Load | 0 | 2026 | 65535
| High | Behavioral DR | DLC-Thermostat-DI-MSHP | Small Industrial |  | Winter Morning | % of Load | 1 | 2026 | 65535
| High | Behavioral DR | DLC-Thermostat-DI-MSHP | Small Industrial |  | Winter Morning | % of Load | 0 | 2026 | 65535
| High | Behavioral DR | DLC-Thermostat-BYOT-MSHP | Small Industrial |  | Winter Morning | % of Load | 1 | 2026 | 65535
| High | Behavioral DR | DLC-Thermostat-BYOT-MSHP | Small Industrial |  | Winter Morning | % of Load | 0 | 2026 | 65535
| High | Behavioral DR | C&I Curtailment-Turnkey-Manual HVAC Control | Small Industrial |  | Winter Morning | % of Load | 1 | 2026 | 65535
| High | Behavioral DR | C&I Curtailment-Turnkey-Manual HVAC Control | Small Industrial |  | Winter Morning | % of Load | 0 | 2026 | 65535
| High | Behavioral DR | C&I Curtailment-Turnkey-Auto-DR HVAC Control | Small Industrial |  | Winter Morning | % of Load | 1 | 2026 | 65535
| High | Behavioral DR | C&I Curtailment-Turnkey-Auto-DR HVAC Control | Small Industrial |  | Winter Morning | % of Load | 0 | 2026 | 65535
| High | Behavioral DR | C&I Curtailment-Turnkey-Standard Lighting Control | Small Industrial |  | Winter Morning | % of Load | 1 | 2026 | 65535
| High | Behavioral DR | C&I Curtailment-Turnkey-Standard Lighting Control | Small Industrial |  | Winter Morning | % of Load | 0 | 2026 | 65535
| High | Behavioral DR | C&I Curtailment-Turnkey-Advanced Lighting Control | Small Industrial |  | Winter Morning | % of Load | 1 | 2026 | 65535
| High | Behavioral DR | C&I Curtailment-Turnkey-Advanced Lighting Control | Small Industrial |  | Winter Morning | % of Load | 0 | 2026 | 65535
| High | Behavioral DR | C&I Curtailment-Turnkey-Water Heating Control | Small Industrial |  | Winter Morning | % of Load | 1 | 2026 | 65535
| High | Behavioral DR | C&I Curtailment-Turnkey-Water Heating Control | Small Industrial |  | Winter Morning | % of Load | 0 | 2026 | 65535
| High | Behavioral DR | C&I Curtailment-Turnkey-Other | Small Industrial |  | Winter Morning | % of Load | 1 | 2026 | 65535
| High | Behavioral DR | C&I Curtailment-Turnkey-Other | Small Industrial |  | Winter Morning | % of Load | 0 | 2026 | 65535
| High | Behavioral DR | C&I Curtailment-Turnkey-Industrial | Small Industrial |  | Winter Morning | % of Load | 1 | 2026 | 65535
| High | Behavioral DR | C&I Curtailment-Turnkey-Industrial | Small Industrial |  | Winter Morning | % of Load | 0 | 2026 | 65535
| High | Behavioral DR | DLC-Switch-Water Heating | Small Industrial |  | Winter Evening | % of Load | 1 | 2026 | 65535
| High | Behavioral DR | DLC-Switch-Water Heating | Small Industrial |  | Winter Evening | % of Load | 0 | 2026 | 65535
| High | Behavioral DR | DLC-BYOD-Water Heating | Small Industrial |  | Winter Evening | % of Load | 1 | 2026 | 65535
| High | Behavioral DR | DLC-BYOD-Water Heating | Small Industrial |  | Winter Evening | % of Load | 0 | 2026 | 65535
| High | Behavioral DR | DLC-Thermostat-DI-Central Heat Pump | Small Industrial |  | Winter Evening | % of Load | 1 | 2026 | 65535
| High | Behavioral DR | DLC-Thermostat-DI-Central Heat Pump | Small Industrial |  | Winter Evening | % of Load | 0 | 2026 | 65535
| High | Behavioral DR | DLC-Thermostat-BYOT-Central Heat Pump | Small Industrial |  | Winter Evening | % of Load | 1 | 2026 | 65535
| High | Behavioral DR | DLC-Thermostat-BYOT-Central Heat Pump | Small Industrial |  | Winter Evening | % of Load | 0 | 2026 | 65535
| High | Behavioral DR | DLC-Thermostat-HVAC | Small Industrial |  | Winter Evening | % of Load | 1 | 2026 | 65535
| High | Behavioral DR | DLC-Thermostat-HVAC | Small Industrial |  | Winter Evening | % of Load | 0 | 2026 | 65535
| High | Behavioral DR | DLC-Thermostat-DI-Baseboard Heating | Small Industrial |  | Winter Evening | % of Load | 1 | 2026 | 65535
| High | Behavioral DR | DLC-Thermostat-DI-Baseboard Heating | Small Industrial |  | Winter Evening | % of Load | 0 | 2026 | 65535
| High | Behavioral DR | DLC-Thermostat-BYOT-Baseboard Heating | Small Industrial |  | Winter Evening | % of Load | 1 | 2026 | 65535
| High | Behavioral DR | DLC-Thermostat-BYOT-Baseboard Heating | Small Industrial |  | Winter Evening | % of Load | 0 | 2026 | 65535
| High | Behavioral DR | DLC-Thermostat-DI-MSHP | Small Industrial |  | Winter Evening | % of Load | 1 | 2026 | 65535
| High | Behavioral DR | DLC-Thermostat-DI-MSHP | Small Industrial |  | Winter Evening | % of Load | 0 | 2026 | 65535
| High | Behavioral DR | DLC-Thermostat-BYOT-MSHP | Small Industrial |  | Winter Evening | % of Load | 1 | 2026 | 65535
| High | Behavioral DR | DLC-Thermostat-BYOT-MSHP | Small Industrial |  | Winter Evening | % of Load | 0 | 2026 | 65535
| High | Behavioral DR | C&I Curtailment-Turnkey-Manual HVAC Control | Small Industrial |  | Winter Evening | % of Load | 1 | 2026 | 65535
| High | Behavioral DR | C&I Curtailment-Turnkey-Manual HVAC Control | Small Industrial |  | Winter Evening | % of Load | 0 | 2026 | 65535
| High | Behavioral DR | C&I Curtailment-Turnkey-Auto-DR HVAC Control | Small Industrial |  | Winter Evening | % of Load | 1 | 2026 | 65535
| High | Behavioral DR | C&I Curtailment-Turnkey-Auto-DR HVAC Control | Small Industrial |  | Winter Evening | % of Load | 0 | 2026 | 65535
| High | Behavioral DR | C&I Curtailment-Turnkey-Standard Lighting Control | Small Industrial |  | Winter Evening | % of Load | 1 | 2026 | 65535
| High | Behavioral DR | C&I Curtailment-Turnkey-Standard Lighting Control | Small Industrial |  | Winter Evening | % of Load | 0 | 2026 | 65535
| High | Behavioral DR | C&I Curtailment-Turnkey-Advanced Lighting Control | Small Industrial |  | Winter Evening | % of Load | 1 | 2026 | 65535
| High | Behavioral DR | C&I Curtailment-Turnkey-Advanced Lighting Control | Small Industrial |  | Winter Evening | % of Load | 0 | 2026 | 65535
| High | Behavioral DR | C&I Curtailment-Turnkey-Water Heating Control | Small Industrial |  | Winter Evening | % of Load | 1 | 2026 | 65535
| High | Behavioral DR | C&I Curtailment-Turnkey-Water Heating Control | Small Industrial |  | Winter Evening | % of Load | 0 | 2026 | 65535
| High | Behavioral DR | C&I Curtailment-Turnkey-Other | Small Industrial |  | Winter Evening | % of Load | 1 | 2026 | 65535
| High | Behavioral DR | C&I Curtailment-Turnkey-Other | Small Industrial |  | Winter Evening | % of Load | 0 | 2026 | 65535
| High | Behavioral DR | C&I Curtailment-Turnkey-Industrial | Small Industrial |  | Winter Evening | % of Load | 1 | 2026 | 65535
| High | Behavioral DR | C&I Curtailment-Turnkey-Industrial | Small Industrial |  | Winter Evening | % of Load | 0 | 2026 | 65535
| High | Behavioral DR | DLC-Switch-Water Heating | Medium Industrial |  | Winter Morning | % of Load | 1 | 2026 | 65535
| High | Behavioral DR | DLC-Switch-Water Heating | Medium Industrial |  | Winter Morning | % of Load | 0 | 2026 | 65535
| High | Behavioral DR | DLC-BYOD-Water Heating | Medium Industrial |  | Winter Morning | % of Load | 1 | 2026 | 65535
| High | Behavioral DR | DLC-BYOD-Water Heating | Medium Industrial |  | Winter Morning | % of Load | 0 | 2026 | 65535
| High | Behavioral DR | DLC-Thermostat-DI-Central Heat Pump | Medium Industrial |  | Winter Morning | % of Load | 1 | 2026 | 65535
| High | Behavioral DR | DLC-Thermostat-DI-Central Heat Pump | Medium Industrial |  | Winter Morning | % of Load | 0 | 2026 | 65535
| High | Behavioral DR | DLC-Thermostat-BYOT-Central Heat Pump | Medium Industrial |  | Winter Morning | % of Load | 1 | 2026 | 65535
| High | Behavioral DR | DLC-Thermostat-BYOT-Central Heat Pump | Medium Industrial |  | Winter Morning | % of Load | 0 | 2026 | 65535
| High | Behavioral DR | DLC-Thermostat-HVAC | Medium Industrial |  | Winter Morning | % of Load | 1 | 2026 | 65535
| High | Behavioral DR | DLC-Thermostat-HVAC | Medium Industrial |  | Winter Morning | % of Load | 0 | 2026 | 65535
| High | Behavioral DR | DLC-Thermostat-DI-Baseboard Heating | Medium Industrial |  | Winter Morning | % of Load | 1 | 2026 | 65535
| High | Behavioral DR | DLC-Thermostat-DI-Baseboard Heating | Medium Industrial |  | Winter Morning | % of Load | 0 | 2026 | 65535
| High | Behavioral DR | DLC-Thermostat-BYOT-Baseboard Heating | Medium Industrial |  | Winter Morning | % of Load | 1 | 2026 | 65535
| High | Behavioral DR | DLC-Thermostat-BYOT-Baseboard Heating | Medium Industrial |  | Winter Morning | % of Load | 0 | 2026 | 65535
| High | Behavioral DR | DLC-Thermostat-DI-MSHP | Medium Industrial |  | Winter Morning | % of Load | 1 | 2026 | 65535
| High | Behavioral DR | DLC-Thermostat-DI-MSHP | Medium Industrial |  | Winter Morning | % of Load | 0 | 2026 | 65535
| High | Behavioral DR | DLC-Thermostat-BYOT-MSHP | Medium Industrial |  | Winter Morning | % of Load | 1 | 2026 | 65535
| High | Behavioral DR | DLC-Thermostat-BYOT-MSHP | Medium Industrial |  | Winter Morning | % of Load | 0 | 2026 | 65535
| High | Behavioral DR | C&I Curtailment-Turnkey-Manual HVAC Control | Medium Industrial |  | Winter Morning | % of Load | 1 | 2026 | 65535
| High | Behavioral DR | C&I Curtailment-Turnkey-Manual HVAC Control | Medium Industrial |  | Winter Morning | % of Load | 0 | 2026 | 65535
| High | Behavioral DR | C&I Curtailment-Turnkey-Auto-DR HVAC Control | Medium Industrial |  | Winter Morning | % of Load | 1 | 2026 | 65535
| High | Behavioral DR | C&I Curtailment-Turnkey-Auto-DR HVAC Control | Medium Industrial |  | Winter Morning | % of Load | 0 | 2026 | 65535
| High | Behavioral DR | C&I Curtailment-Turnkey-Standard Lighting Control | Medium Industrial |  | Winter Morning | % of Load | 1 | 2026 | 65535
| High | Behavioral DR | C&I Curtailment-Turnkey-Standard Lighting Control | Medium Industrial |  | Winter Morning | % of Load | 0 | 2026 | 65535
| High | Behavioral DR | C&I Curtailment-Turnkey-Advanced Lighting Control | Medium Industrial |  | Winter Morning | % of Load | 1 | 2026 | 65535
| High | Behavioral DR | C&I Curtailment-Turnkey-Advanced Lighting Control | Medium Industrial |  | Winter Morning | % of Load | 0 | 2026 | 65535
| High | Behavioral DR | C&I Curtailment-Turnkey-Water Heating Control | Medium Industrial |  | Winter Morning | % of Load | 1 | 2026 | 65535
| High | Behavioral DR | C&I Curtailment-Turnkey-Water Heating Control | Medium Industrial |  | Winter Morning | % of Load | 0 | 2026 | 65535
| High | Behavioral DR | C&I Curtailment-Turnkey-Other | Medium Industrial |  | Winter Morning | % of Load | 1 | 2026 | 65535
| High | Behavioral DR | C&I Curtailment-Turnkey-Other | Medium Industrial |  | Winter Morning | % of Load | 0 | 2026 | 65535
| High | Behavioral DR | DLC-Switch-Water Heating | Medium Industrial |  | Winter Evening | % of Load | 1 | 2026 | 65535
| High | Behavioral DR | DLC-Switch-Water Heating | Medium Industrial |  | Winter Evening | % of Load | 0 | 2026 | 65535
| High | Behavioral DR | DLC-BYOD-Water Heating | Medium Industrial |  | Winter Evening | % of Load | 1 | 2026 | 65535
| High | Behavioral DR | DLC-BYOD-Water Heating | Medium Industrial |  | Winter Evening | % of Load | 0 | 2026 | 65535
| High | Behavioral DR | DLC-Thermostat-DI-Central Heat Pump | Medium Industrial |  | Winter Evening | % of Load | 1 | 2026 | 65535
| High | Behavioral DR | DLC-Thermostat-DI-Central Heat Pump | Medium Industrial |  | Winter Evening | % of Load | 0 | 2026 | 65535
| High | Behavioral DR | DLC-Thermostat-BYOT-Central Heat Pump | Medium Industrial |  | Winter Evening | % of Load | 1 | 2026 | 65535
| High | Behavioral DR | DLC-Thermostat-BYOT-Central Heat Pump | Medium Industrial |  | Winter Evening | % of Load | 0 | 2026 | 65535
| High | Behavioral DR | DLC-Thermostat-HVAC | Medium Industrial |  | Winter Evening | % of Load | 1 | 2026 | 65535
| High | Behavioral DR | DLC-Thermostat-HVAC | Medium Industrial |  | Winter Evening | % of Load | 0 | 2026 | 65535
| High | Behavioral DR | DLC-Thermostat-DI-Baseboard Heating | Medium Industrial |  | Winter Evening | % of Load | 1 | 2026 | 65535
| High | Behavioral DR | DLC-Thermostat-DI-Baseboard Heating | Medium Industrial |  | Winter Evening | % of Load | 0 | 2026 | 65535
| High | Behavioral DR | DLC-Thermostat-BYOT-Baseboard Heating | Medium Industrial |  | Winter Evening | % of Load | 1 | 2026 | 65535
| High | Behavioral DR | DLC-Thermostat-BYOT-Baseboard Heating | Medium Industrial |  | Winter Evening | % of Load | 0 | 2026 | 65535
| High | Behavioral DR | DLC-Thermostat-DI-MSHP | Medium Industrial |  | Winter Evening | % of Load | 1 | 2026 | 65535
| High | Behavioral DR | DLC-Thermostat-DI-MSHP | Medium Industrial |  | Winter Evening | % of Load | 0 | 2026 | 65535
| High | Behavioral DR | DLC-Thermostat-BYOT-MSHP | Medium Industrial |  | Winter Evening | % of Load | 1 | 2026 | 65535
| High | Behavioral DR | DLC-Thermostat-BYOT-MSHP | Medium Industrial |  | Winter Evening | % of Load | 0 | 2026 | 65535
| High | Behavioral DR | C&I Curtailment-Turnkey-Manual HVAC Control | Medium Industrial |  | Winter Evening | % of Load | 1 | 2026 | 65535
| High | Behavioral DR | C&I Curtailment-Turnkey-Manual HVAC Control | Medium Industrial |  | Winter Evening | % of Load | 0 | 2026 | 65535
| High | Behavioral DR | C&I Curtailment-Turnkey-Auto-DR HVAC Control | Medium Industrial |  | Winter Evening | % of Load | 1 | 2026 | 65535
| High | Behavioral DR | C&I Curtailment-Turnkey-Auto-DR HVAC Control | Medium Industrial |  | Winter Evening | % of Load | 0 | 2026 | 65535
| High | Behavioral DR | C&I Curtailment-Turnkey-Standard Lighting Control | Medium Industrial |  | Winter Evening | % of Load | 1 | 2026 | 65535
| High | Behavioral DR | C&I Curtailment-Turnkey-Standard Lighting Control | Medium Industrial |  | Winter Evening | % of Load | 0 | 2026 | 65535
| High | Behavioral DR | C&I Curtailment-Turnkey-Advanced Lighting Control | Medium Industrial |  | Winter Evening | % of Load | 1 | 2026 | 65535
| High | Behavioral DR | C&I Curtailment-Turnkey-Advanced Lighting Control | Medium Industrial |  | Winter Evening | % of Load | 0 | 2026 | 65535
| High | Behavioral DR | C&I Curtailment-Turnkey-Water Heating Control | Medium Industrial |  | Winter Evening | % of Load | 1 | 2026 | 65535
| High | Behavioral DR | C&I Curtailment-Turnkey-Water Heating Control | Medium Industrial |  | Winter Evening | % of Load | 0 | 2026 | 65535
| High | Behavioral DR | C&I Curtailment-Turnkey-Other | Medium Industrial |  | Winter Evening | % of Load | 1 | 2026 | 65535
| High | Behavioral DR | C&I Curtailment-Turnkey-Other | Medium Industrial |  | Winter Evening | % of Load | 0 | 2026 | 65535
| High | Behavioral DR | Behavioral DR | Residential Charitable |  | Winter Morning | % of Load | 1 | 2026 | 65535
| High | Behavioral DR | Behavioral DR | Residential Charitable |  | Winter Morning | % of Load | 0 | 2026 | 65535
| High | Behavioral DR | Behavioral DR | Residential Charitable |  | Winter Evening | % of Load | 1 | 2026 | 65535
| High | Behavioral DR | Behavioral DR | Residential Charitable |  | Winter Evening | % of Load | 0 | 2026 | 65535
| High | Time-of-Use Rates (TOU) | DLC-Switch-Water Heating | Small General |  | Winter Morning | % of Load | 1 | 2026 | 65535
| High | Time-of-Use Rates (TOU) | DLC-Switch-Water Heating | Small General |  | Winter Morning | % of Load | 0 | 2026 | 65535
| High | Time-of-Use Rates (TOU) | DLC-BYOD-Water Heating | Small General |  | Winter Morning | % of Load | 1 | 2026 | 65535
| High | Time-of-Use Rates (TOU) | DLC-BYOD-Water Heating | Small General |  | Winter Morning | % of Load | 0 | 2026 | 65535
| High | Time-of-Use Rates (TOU) | DLC-Thermostat-DI-Central Heat Pump | Small General |  | Winter Morning | % of Load | 1 | 2026 | 65535
| High | Time-of-Use Rates (TOU) | DLC-Thermostat-DI-Central Heat Pump | Small General |  | Winter Morning | % of Load | 0 | 2026 | 65535
| High | Time-of-Use Rates (TOU) | DLC-Thermostat-BYOT-Central Heat Pump | Small General |  | Winter Morning | % of Load | 1 | 2026 | 65535
| High | Time-of-Use Rates (TOU) | DLC-Thermostat-BYOT-Central Heat Pump | Small General |  | Winter Morning | % of Load | 0 | 2026 | 65535
| High | Time-of-Use Rates (TOU) | DLC-Thermostat-HVAC | Small General |  | Winter Morning | % of Load | 1 | 2026 | 65535
| High | Time-of-Use Rates (TOU) | DLC-Thermostat-HVAC | Small General |  | Winter Morning | % of Load | 0 | 2026 | 65535
| High | Time-of-Use Rates (TOU) | DLC-Thermostat-DI-Baseboard Heating | Small General |  | Winter Morning | % of Load | 1 | 2026 | 65535
| High | Time-of-Use Rates (TOU) | DLC-Thermostat-DI-Baseboard Heating | Small General |  | Winter Morning | % of Load | 0 | 2026 | 65535
| High | Time-of-Use Rates (TOU) | DLC-Thermostat-BYOT-Baseboard Heating | Small General |  | Winter Morning | % of Load | 1 | 2026 | 65535
| High | Time-of-Use Rates (TOU) | DLC-Thermostat-BYOT-Baseboard Heating | Small General |  | Winter Morning | % of Load | 0 | 2026 | 65535
| High | Time-of-Use Rates (TOU) | DLC-Thermostat-DI-MSHP | Small General |  | Winter Morning | % of Load | 1 | 2026 | 65535
| High | Time-of-Use Rates (TOU) | DLC-Thermostat-DI-MSHP | Small General |  | Winter Morning | % of Load | 0 | 2026 | 65535
| High | Time-of-Use Rates (TOU) | DLC-Thermostat-BYOT-MSHP | Small General |  | Winter Morning | % of Load | 1 | 2026 | 65535
| High | Time-of-Use Rates (TOU) | DLC-Thermostat-BYOT-MSHP | Small General |  | Winter Morning | % of Load | 0 | 2026 | 65535
| High | Time-of-Use Rates (TOU) | C&I Curtailment-Turnkey-Manual HVAC Control | Small General |  | Winter Morning | % of Load | 1 | 2026 | 65535
| High | Time-of-Use Rates (TOU) | C&I Curtailment-Turnkey-Manual HVAC Control | Small General |  | Winter Morning | % of Load | 0 | 2026 | 65535
| High | Time-of-Use Rates (TOU) | C&I Curtailment-Turnkey-Auto-DR HVAC Control | Small General |  | Winter Morning | % of Load | 1 | 2026 | 65535
| High | Time-of-Use Rates (TOU) | C&I Curtailment-Turnkey-Auto-DR HVAC Control | Small General |  | Winter Morning | % of Load | 0 | 2026 | 65535
| High | Time-of-Use Rates (TOU) | C&I Curtailment-Turnkey-Standard Lighting Control | Small General |  | Winter Morning | % of Load | 1 | 2026 | 65535
| High | Time-of-Use Rates (TOU) | C&I Curtailment-Turnkey-Standard Lighting Control | Small General |  | Winter Morning | % of Load | 0 | 2026 | 65535
| High | Time-of-Use Rates (TOU) | C&I Curtailment-Turnkey-Advanced Lighting Control | Small General |  | Winter Morning | % of Load | 1 | 2026 | 65535
| High | Time-of-Use Rates (TOU) | C&I Curtailment-Turnkey-Advanced Lighting Control | Small General |  | Winter Morning | % of Load | 0 | 2026 | 65535
| High | Time-of-Use Rates (TOU) | C&I Curtailment-Turnkey-Water Heating Control | Small General |  | Winter Morning | % of Load | 1 | 2026 | 65535
| High | Time-of-Use Rates (TOU) | C&I Curtailment-Turnkey-Water Heating Control | Small General |  | Winter Morning | % of Load | 0 | 2026 | 65535
| High | Time-of-Use Rates (TOU) | C&I Curtailment-Turnkey-Other | Small General |  | Winter Morning | % of Load | 1 | 2026 | 65535
| High | Time-of-Use Rates (TOU) | C&I Curtailment-Turnkey-Other | Small General |  | Winter Morning | % of Load | 0 | 2026 | 65535
| High | Time-of-Use Rates (TOU) | Dynamic Pricing with enabling tech. | Small General |  | Winter Morning | % of Load | 1 | 2026 | 65535
| High | Time-of-Use Rates (TOU) | Dynamic Pricing with enabling tech. | Small General |  | Winter Morning | % of Load | 0 | 2026 | 65535
| High | Time-of-Use Rates (TOU) | Time-of-Use Rates (TOU) | Small General |  | Winter Morning | % of Load | 1 | 2026 | 65535
| High | Time-of-Use Rates (TOU) | Time-of-Use Rates (TOU) | Small General |  | Winter Morning | % of Load | 0 | 2026 | 65535
| High | Time-of-Use Rates (TOU) | DLC-Switch-Water Heating | Small General |  | Winter Evening | % of Load | 1 | 2026 | 65535
| High | Time-of-Use Rates (TOU) | DLC-Switch-Water Heating | Small General |  | Winter Evening | % of Load | 0 | 2026 | 65535
| High | Time-of-Use Rates (TOU) | DLC-BYOD-Water Heating | Small General |  | Winter Evening | % of Load | 1 | 2026 | 65535
| High | Time-of-Use Rates (TOU) | DLC-BYOD-Water Heating | Small General |  | Winter Evening | % of Load | 0 | 2026 | 65535
| High | Time-of-Use Rates (TOU) | DLC-Thermostat-DI-Central Heat Pump | Small General |  | Winter Evening | % of Load | 1 | 2026 | 65535
| High | Time-of-Use Rates (TOU) | DLC-Thermostat-DI-Central Heat Pump | Small General |  | Winter Evening | % of Load | 0 | 2026 | 65535
| High | Time-of-Use Rates (TOU) | DLC-Thermostat-BYOT-Central Heat Pump | Small General |  | Winter Evening | % of Load | 1 | 2026 | 65535
| High | Time-of-Use Rates (TOU) | DLC-Thermostat-BYOT-Central Heat Pump | Small General |  | Winter Evening | % of Load | 0 | 2026 | 65535
| High | Time-of-Use Rates (TOU) | DLC-Thermostat-HVAC | Small General |  | Winter Evening | % of Load | 1 | 2026 | 65535
| High | Time-of-Use Rates (TOU) | DLC-Thermostat-HVAC | Small General |  | Winter Evening | % of Load | 0 | 2026 | 65535
| High | Time-of-Use Rates (TOU) | DLC-Thermostat-DI-Baseboard Heating | Small General |  | Winter Evening | % of Load | 1 | 2026 | 65535
| High | Time-of-Use Rates (TOU) | DLC-Thermostat-DI-Baseboard Heating | Small General |  | Winter Evening | % of Load | 0 | 2026 | 65535
| High | Time-of-Use Rates (TOU) | DLC-Thermostat-BYOT-Baseboard Heating | Small General |  | Winter Evening | % of Load | 1 | 2026 | 65535
| High | Time-of-Use Rates (TOU) | DLC-Thermostat-BYOT-Baseboard Heating | Small General |  | Winter Evening | % of Load | 0 | 2026 | 65535
| High | Time-of-Use Rates (TOU) | DLC-Thermostat-DI-MSHP | Small General |  | Winter Evening | % of Load | 1 | 2026 | 65535
| High | Time-of-Use Rates (TOU) | DLC-Thermostat-DI-MSHP | Small General |  | Winter Evening | % of Load | 0 | 2026 | 65535
| High | Time-of-Use Rates (TOU) | DLC-Thermostat-BYOT-MSHP | Small General |  | Winter Evening | % of Load | 1 | 2026 | 65535
| High | Time-of-Use Rates (TOU) | DLC-Thermostat-BYOT-MSHP | Small General |  | Winter Evening | % of Load | 0 | 2026 | 65535
| High | Time-of-Use Rates (TOU) | C&I Curtailment-Turnkey-Manual HVAC Control | Small General |  | Winter Evening | % of Load | 1 | 2026 | 65535
| High | Time-of-Use Rates (TOU) | C&I Curtailment-Turnkey-Manual HVAC Control | Small General |  | Winter Evening | % of Load | 0 | 2026 | 65535
| High | Time-of-Use Rates (TOU) | C&I Curtailment-Turnkey-Auto-DR HVAC Control | Small General |  | Winter Evening | % of Load | 1 | 2026 | 65535
| High | Time-of-Use Rates (TOU) | C&I Curtailment-Turnkey-Auto-DR HVAC Control | Small General |  | Winter Evening | % of Load | 0 | 2026 | 65535
| High | Time-of-Use Rates (TOU) | C&I Curtailment-Turnkey-Standard Lighting Control | Small General |  | Winter Evening | % of Load | 1 | 2026 | 65535
| High | Time-of-Use Rates (TOU) | C&I Curtailment-Turnkey-Standard Lighting Control | Small General |  | Winter Evening | % of Load | 0 | 2026 | 65535
| High | Time-of-Use Rates (TOU) | C&I Curtailment-Turnkey-Advanced Lighting Control | Small General |  | Winter Evening | % of Load | 1 | 2026 | 65535
| High | Time-of-Use Rates (TOU) | C&I Curtailment-Turnkey-Advanced Lighting Control | Small General |  | Winter Evening | % of Load | 0 | 2026 | 65535
| High | Time-of-Use Rates (TOU) | C&I Curtailment-Turnkey-Water Heating Control | Small General |  | Winter Evening | % of Load | 1 | 2026 | 65535
| High | Time-of-Use Rates (TOU) | C&I Curtailment-Turnkey-Water Heating Control | Small General |  | Winter Evening | % of Load | 0 | 2026 | 65535
| High | Time-of-Use Rates (TOU) | C&I Curtailment-Turnkey-Other | Small General |  | Winter Evening | % of Load | 1 | 2026 | 65535
| High | Time-of-Use Rates (TOU) | C&I Curtailment-Turnkey-Other | Small General |  | Winter Evening | % of Load | 0 | 2026 | 65535
| High | Time-of-Use Rates (TOU) | Dynamic Pricing with enabling tech. | Small General |  | Winter Evening | % of Load | 1 | 2026 | 65535
| High | Time-of-Use Rates (TOU) | Dynamic Pricing with enabling tech. | Small General |  | Winter Evening | % of Load | 0 | 2026 | 65535
| High | Time-of-Use Rates (TOU) | Time-of-Use Rates (TOU) | Small General |  | Winter Evening | % of Load | 1 | 2026 | 65535
| High | Time-of-Use Rates (TOU) | Time-of-Use Rates (TOU) | Small General |  | Winter Evening | % of Load | 0 | 2026 | 65535
| High | Time-of-Use Rates (TOU) | DLC-Switch-Water Heating | General |  | Winter Morning | % of Load | 1 | 2026 | 65535
| High | Time-of-Use Rates (TOU) | DLC-Switch-Water Heating | General |  | Winter Morning | % of Load | 0 | 2026 | 65535
| High | Time-of-Use Rates (TOU) | DLC-BYOD-Water Heating | General |  | Winter Morning | % of Load | 1 | 2026 | 65535
| High | Time-of-Use Rates (TOU) | DLC-BYOD-Water Heating | General |  | Winter Morning | % of Load | 0 | 2026 | 65535
| High | Time-of-Use Rates (TOU) | DLC-Thermostat-DI-Central Heat Pump | General |  | Winter Morning | % of Load | 1 | 2026 | 65535
| High | Time-of-Use Rates (TOU) | DLC-Thermostat-DI-Central Heat Pump | General |  | Winter Morning | % of Load | 0 | 2026 | 65535
| High | Time-of-Use Rates (TOU) | DLC-Thermostat-BYOT-Central Heat Pump | General |  | Winter Morning | % of Load | 1 | 2026 | 65535
| High | Time-of-Use Rates (TOU) | DLC-Thermostat-BYOT-Central Heat Pump | General |  | Winter Morning | % of Load | 0 | 2026 | 65535
| High | Time-of-Use Rates (TOU) | DLC-Thermostat-HVAC | General |  | Winter Morning | % of Load | 1 | 2026 | 65535
| High | Time-of-Use Rates (TOU) | DLC-Thermostat-HVAC | General |  | Winter Morning | % of Load | 0 | 2026 | 65535
| High | Time-of-Use Rates (TOU) | DLC-Thermostat-DI-Baseboard Heating | General |  | Winter Morning | % of Load | 1 | 2026 | 65535
| High | Time-of-Use Rates (TOU) | DLC-Thermostat-DI-Baseboard Heating | General |  | Winter Morning | % of Load | 0 | 2026 | 65535
| High | Time-of-Use Rates (TOU) | DLC-Thermostat-BYOT-Baseboard Heating | General |  | Winter Morning | % of Load | 1 | 2026 | 65535
| High | Time-of-Use Rates (TOU) | DLC-Thermostat-BYOT-Baseboard Heating | General |  | Winter Morning | % of Load | 0 | 2026 | 65535
| High | Time-of-Use Rates (TOU) | DLC-Thermostat-DI-MSHP | General |  | Winter Morning | % of Load | 1 | 2026 | 65535
| High | Time-of-Use Rates (TOU) | DLC-Thermostat-DI-MSHP | General |  | Winter Morning | % of Load | 0 | 2026 | 65535
| High | Time-of-Use Rates (TOU) | DLC-Thermostat-BYOT-MSHP | General |  | Winter Morning | % of Load | 1 | 2026 | 65535
| High | Time-of-Use Rates (TOU) | DLC-Thermostat-BYOT-MSHP | General |  | Winter Morning | % of Load | 0 | 2026 | 65535
| High | Time-of-Use Rates (TOU) | C&I Curtailment-Turnkey-Manual HVAC Control | General |  | Winter Morning | % of Load | 1 | 2026 | 65535
| High | Time-of-Use Rates (TOU) | C&I Curtailment-Turnkey-Manual HVAC Control | General |  | Winter Morning | % of Load | 0 | 2026 | 65535
| High | Time-of-Use Rates (TOU) | C&I Curtailment-Turnkey-Auto-DR HVAC Control | General |  | Winter Morning | % of Load | 1 | 2026 | 65535
| High | Time-of-Use Rates (TOU) | C&I Curtailment-Turnkey-Auto-DR HVAC Control | General |  | Winter Morning | % of Load | 0 | 2026 | 65535
| High | Time-of-Use Rates (TOU) | C&I Curtailment-Turnkey-Standard Lighting Control | General |  | Winter Morning | % of Load | 1 | 2026 | 65535
| High | Time-of-Use Rates (TOU) | C&I Curtailment-Turnkey-Standard Lighting Control | General |  | Winter Morning | % of Load | 0 | 2026 | 65535
| High | Time-of-Use Rates (TOU) | C&I Curtailment-Turnkey-Advanced Lighting Control | General |  | Winter Morning | % of Load | 1 | 2026 | 65535
| High | Time-of-Use Rates (TOU) | C&I Curtailment-Turnkey-Advanced Lighting Control | General |  | Winter Morning | % of Load | 0 | 2026 | 65535
| High | Time-of-Use Rates (TOU) | C&I Curtailment-Turnkey-Water Heating Control | General |  | Winter Morning | % of Load | 1 | 2026 | 65535
| High | Time-of-Use Rates (TOU) | C&I Curtailment-Turnkey-Water Heating Control | General |  | Winter Morning | % of Load | 0 | 2026 | 65535
| High | Time-of-Use Rates (TOU) | C&I Curtailment-Turnkey-Other | General |  | Winter Morning | % of Load | 1 | 2026 | 65535
| High | Time-of-Use Rates (TOU) | C&I Curtailment-Turnkey-Other | General |  | Winter Morning | % of Load | 0 | 2026 | 65535
| High | Time-of-Use Rates (TOU) | Time-of-Use Rates (TOU) | General |  | Winter Morning | % of Load | 1 | 2026 | 65535
| High | Time-of-Use Rates (TOU) | Time-of-Use Rates (TOU) | General |  | Winter Morning | % of Load | 0 | 2026 | 65535
| High | Time-of-Use Rates (TOU) | DLC-Switch-Water Heating | General |  | Winter Evening | % of Load | 1 | 2026 | 65535
| High | Time-of-Use Rates (TOU) | DLC-Switch-Water Heating | General |  | Winter Evening | % of Load | 0 | 2026 | 65535
| High | Time-of-Use Rates (TOU) | DLC-BYOD-Water Heating | General |  | Winter Evening | % of Load | 1 | 2026 | 65535
| High | Time-of-Use Rates (TOU) | DLC-BYOD-Water Heating | General |  | Winter Evening | % of Load | 0 | 2026 | 65535
| High | Time-of-Use Rates (TOU) | DLC-Thermostat-DI-Central Heat Pump | General |  | Winter Evening | % of Load | 1 | 2026 | 65535
| High | Time-of-Use Rates (TOU) | DLC-Thermostat-DI-Central Heat Pump | General |  | Winter Evening | % of Load | 0 | 2026 | 65535
| High | Time-of-Use Rates (TOU) | DLC-Thermostat-BYOT-Central Heat Pump | General |  | Winter Evening | % of Load | 1 | 2026 | 65535
| High | Time-of-Use Rates (TOU) | DLC-Thermostat-BYOT-Central Heat Pump | General |  | Winter Evening | % of Load | 0 | 2026 | 65535
| High | Time-of-Use Rates (TOU) | DLC-Thermostat-HVAC | General |  | Winter Evening | % of Load | 1 | 2026 | 65535
| High | Time-of-Use Rates (TOU) | DLC-Thermostat-HVAC | General |  | Winter Evening | % of Load | 0 | 2026 | 65535
| High | Time-of-Use Rates (TOU) | DLC-Thermostat-DI-Baseboard Heating | General |  | Winter Evening | % of Load | 1 | 2026 | 65535
| High | Time-of-Use Rates (TOU) | DLC-Thermostat-DI-Baseboard Heating | General |  | Winter Evening | % of Load | 0 | 2026 | 65535
| High | Time-of-Use Rates (TOU) | DLC-Thermostat-BYOT-Baseboard Heating | General |  | Winter Evening | % of Load | 1 | 2026 | 65535
| High | Time-of-Use Rates (TOU) | DLC-Thermostat-BYOT-Baseboard Heating | General |  | Winter Evening | % of Load | 0 | 2026 | 65535
| High | Time-of-Use Rates (TOU) | DLC-Thermostat-DI-MSHP | General |  | Winter Evening | % of Load | 1 | 2026 | 65535
| High | Time-of-Use Rates (TOU) | DLC-Thermostat-DI-MSHP | General |  | Winter Evening | % of Load | 0 | 2026 | 65535
| High | Time-of-Use Rates (TOU) | DLC-Thermostat-BYOT-MSHP | General |  | Winter Evening | % of Load | 1 | 2026 | 65535
| High | Time-of-Use Rates (TOU) | DLC-Thermostat-BYOT-MSHP | General |  | Winter Evening | % of Load | 0 | 2026 | 65535
| High | Time-of-Use Rates (TOU) | C&I Curtailment-Turnkey-Manual HVAC Control | General |  | Winter Evening | % of Load | 1 | 2026 | 65535
| High | Time-of-Use Rates (TOU) | C&I Curtailment-Turnkey-Manual HVAC Control | General |  | Winter Evening | % of Load | 0 | 2026 | 65535
| High | Time-of-Use Rates (TOU) | C&I Curtailment-Turnkey-Auto-DR HVAC Control | General |  | Winter Evening | % of Load | 1 | 2026 | 65535
| High | Time-of-Use Rates (TOU) | C&I Curtailment-Turnkey-Auto-DR HVAC Control | General |  | Winter Evening | % of Load | 0 | 2026 | 65535
| High | Time-of-Use Rates (TOU) | C&I Curtailment-Turnkey-Standard Lighting Control | General |  | Winter Evening | % of Load | 1 | 2026 | 65535
| High | Time-of-Use Rates (TOU) | C&I Curtailment-Turnkey-Standard Lighting Control | General |  | Winter Evening | % of Load | 0 | 2026 | 65535
| High | Time-of-Use Rates (TOU) | C&I Curtailment-Turnkey-Advanced Lighting Control | General |  | Winter Evening | % of Load | 1 | 2026 | 65535
| High | Time-of-Use Rates (TOU) | C&I Curtailment-Turnkey-Advanced Lighting Control | General |  | Winter Evening | % of Load | 0 | 2026 | 65535
| High | Time-of-Use Rates (TOU) | C&I Curtailment-Turnkey-Water Heating Control | General |  | Winter Evening | % of Load | 1 | 2026 | 65535
| High | Time-of-Use Rates (TOU) | C&I Curtailment-Turnkey-Water Heating Control | General |  | Winter Evening | % of Load | 0 | 2026 | 65535
| High | Time-of-Use Rates (TOU) | C&I Curtailment-Turnkey-Other | General |  | Winter Evening | % of Load | 1 | 2026 | 65535
| High | Time-of-Use Rates (TOU) | C&I Curtailment-Turnkey-Other | General |  | Winter Evening | % of Load | 0 | 2026 | 65535
| High | Time-of-Use Rates (TOU) | Time-of-Use Rates (TOU) | General |  | Winter Evening | % of Load | 1 | 2026 | 65535
| High | Time-of-Use Rates (TOU) | Time-of-Use Rates (TOU) | General |  | Winter Evening | % of Load | 0 | 2026 | 65535
| High | Time-of-Use Rates (TOU) | DLC-Switch-Water Heating | Small Industrial |  | Winter Morning | % of Load | 1 | 2026 | 65535
| High | Time-of-Use Rates (TOU) | DLC-Switch-Water Heating | Small Industrial |  | Winter Morning | % of Load | 0 | 2026 | 65535
| High | Time-of-Use Rates (TOU) | DLC-BYOD-Water Heating | Small Industrial |  | Winter Morning | % of Load | 1 | 2026 | 65535
| High | Time-of-Use Rates (TOU) | DLC-BYOD-Water Heating | Small Industrial |  | Winter Morning | % of Load | 0 | 2026 | 65535
| High | Time-of-Use Rates (TOU) | DLC-Thermostat-DI-Central Heat Pump | Small Industrial |  | Winter Morning | % of Load | 1 | 2026 | 65535
| High | Time-of-Use Rates (TOU) | DLC-Thermostat-DI-Central Heat Pump | Small Industrial |  | Winter Morning | % of Load | 0 | 2026 | 65535
| High | Time-of-Use Rates (TOU) | DLC-Thermostat-BYOT-Central Heat Pump | Small Industrial |  | Winter Morning | % of Load | 1 | 2026 | 65535
| High | Time-of-Use Rates (TOU) | DLC-Thermostat-BYOT-Central Heat Pump | Small Industrial |  | Winter Morning | % of Load | 0 | 2026 | 65535
| High | Time-of-Use Rates (TOU) | DLC-Thermostat-HVAC | Small Industrial |  | Winter Morning | % of Load | 1 | 2026 | 65535
| High | Time-of-Use Rates (TOU) | DLC-Thermostat-HVAC | Small Industrial |  | Winter Morning | % of Load | 0 | 2026 | 65535
| High | Time-of-Use Rates (TOU) | DLC-Thermostat-DI-Baseboard Heating | Small Industrial |  | Winter Morning | % of Load | 1 | 2026 | 65535
| High | Time-of-Use Rates (TOU) | DLC-Thermostat-DI-Baseboard Heating | Small Industrial |  | Winter Morning | % of Load | 0 | 2026 | 65535
| High | Time-of-Use Rates (TOU) | DLC-Thermostat-BYOT-Baseboard Heating | Small Industrial |  | Winter Morning | % of Load | 1 | 2026 | 65535
| High | Time-of-Use Rates (TOU) | DLC-Thermostat-BYOT-Baseboard Heating | Small Industrial |  | Winter Morning | % of Load | 0 | 2026 | 65535
| High | Time-of-Use Rates (TOU) | DLC-Thermostat-DI-MSHP | Small Industrial |  | Winter Morning | % of Load | 1 | 2026 | 65535
| High | Time-of-Use Rates (TOU) | DLC-Thermostat-DI-MSHP | Small Industrial |  | Winter Morning | % of Load | 0 | 2026 | 65535
| High | Time-of-Use Rates (TOU) | DLC-Thermostat-BYOT-MSHP | Small Industrial |  | Winter Morning | % of Load | 1 | 2026 | 65535
| High | Time-of-Use Rates (TOU) | DLC-Thermostat-BYOT-MSHP | Small Industrial |  | Winter Morning | % of Load | 0 | 2026 | 65535
| High | Time-of-Use Rates (TOU) | C&I Curtailment-Turnkey-Manual HVAC Control | Small Industrial |  | Winter Morning | % of Load | 1 | 2026 | 65535
| High | Time-of-Use Rates (TOU) | C&I Curtailment-Turnkey-Manual HVAC Control | Small Industrial |  | Winter Morning | % of Load | 0 | 2026 | 65535
| High | Time-of-Use Rates (TOU) | C&I Curtailment-Turnkey-Auto-DR HVAC Control | Small Industrial |  | Winter Morning | % of Load | 1 | 2026 | 65535
| High | Time-of-Use Rates (TOU) | C&I Curtailment-Turnkey-Auto-DR HVAC Control | Small Industrial |  | Winter Morning | % of Load | 0 | 2026 | 65535
| High | Time-of-Use Rates (TOU) | C&I Curtailment-Turnkey-Standard Lighting Control | Small Industrial |  | Winter Morning | % of Load | 1 | 2026 | 65535
| High | Time-of-Use Rates (TOU) | C&I Curtailment-Turnkey-Standard Lighting Control | Small Industrial |  | Winter Morning | % of Load | 0 | 2026 | 65535
| High | Time-of-Use Rates (TOU) | C&I Curtailment-Turnkey-Advanced Lighting Control | Small Industrial |  | Winter Morning | % of Load | 1 | 2026 | 65535
| High | Time-of-Use Rates (TOU) | C&I Curtailment-Turnkey-Advanced Lighting Control | Small Industrial |  | Winter Morning | % of Load | 0 | 2026 | 65535
| High | Time-of-Use Rates (TOU) | C&I Curtailment-Turnkey-Water Heating Control | Small Industrial |  | Winter Morning | % of Load | 1 | 2026 | 65535
| High | Time-of-Use Rates (TOU) | C&I Curtailment-Turnkey-Water Heating Control | Small Industrial |  | Winter Morning | % of Load | 0 | 2026 | 65535
| High | Time-of-Use Rates (TOU) | C&I Curtailment-Turnkey-Other | Small Industrial |  | Winter Morning | % of Load | 1 | 2026 | 65535
| High | Time-of-Use Rates (TOU) | C&I Curtailment-Turnkey-Other | Small Industrial |  | Winter Morning | % of Load | 0 | 2026 | 65535
| High | Time-of-Use Rates (TOU) | C&I Curtailment-Turnkey-Industrial | Small Industrial |  | Winter Morning | % of Load | 1 | 2026 | 65535
| High | Time-of-Use Rates (TOU) | C&I Curtailment-Turnkey-Industrial | Small Industrial |  | Winter Morning | % of Load | 0 | 2026 | 65535
| High | Time-of-Use Rates (TOU) | Time-of-Use Rates (TOU) | Small Industrial |  | Winter Morning | % of Load | 1 | 2026 | 65535
| High | Time-of-Use Rates (TOU) | Time-of-Use Rates (TOU) | Small Industrial |  | Winter Morning | % of Load | 0 | 2026 | 65535
| High | Time-of-Use Rates (TOU) | DLC-Switch-Water Heating | Small Industrial |  | Winter Evening | % of Load | 1 | 2026 | 65535
| High | Time-of-Use Rates (TOU) | DLC-Switch-Water Heating | Small Industrial |  | Winter Evening | % of Load | 0 | 2026 | 65535
| High | Time-of-Use Rates (TOU) | DLC-BYOD-Water Heating | Small Industrial |  | Winter Evening | % of Load | 1 | 2026 | 65535
| High | Time-of-Use Rates (TOU) | DLC-BYOD-Water Heating | Small Industrial |  | Winter Evening | % of Load | 0 | 2026 | 65535
| High | Time-of-Use Rates (TOU) | DLC-Thermostat-DI-Central Heat Pump | Small Industrial |  | Winter Evening | % of Load | 1 | 2026 | 65535
| High | Time-of-Use Rates (TOU) | DLC-Thermostat-DI-Central Heat Pump | Small Industrial |  | Winter Evening | % of Load | 0 | 2026 | 65535
| High | Time-of-Use Rates (TOU) | DLC-Thermostat-BYOT-Central Heat Pump | Small Industrial |  | Winter Evening | % of Load | 1 | 2026 | 65535
| High | Time-of-Use Rates (TOU) | DLC-Thermostat-BYOT-Central Heat Pump | Small Industrial |  | Winter Evening | % of Load | 0 | 2026 | 65535
| High | Time-of-Use Rates (TOU) | DLC-Thermostat-HVAC | Small Industrial |  | Winter Evening | % of Load | 1 | 2026 | 65535
| High | Time-of-Use Rates (TOU) | DLC-Thermostat-HVAC | Small Industrial |  | Winter Evening | % of Load | 0 | 2026 | 65535
| High | Time-of-Use Rates (TOU) | DLC-Thermostat-DI-Baseboard Heating | Small Industrial |  | Winter Evening | % of Load | 1 | 2026 | 65535
| High | Time-of-Use Rates (TOU) | DLC-Thermostat-DI-Baseboard Heating | Small Industrial |  | Winter Evening | % of Load | 0 | 2026 | 65535
| High | Time-of-Use Rates (TOU) | DLC-Thermostat-BYOT-Baseboard Heating | Small Industrial |  | Winter Evening | % of Load | 1 | 2026 | 65535
| High | Time-of-Use Rates (TOU) | DLC-Thermostat-BYOT-Baseboard Heating | Small Industrial |  | Winter Evening | % of Load | 0 | 2026 | 65535
| High | Time-of-Use Rates (TOU) | DLC-Thermostat-DI-MSHP | Small Industrial |  | Winter Evening | % of Load | 1 | 2026 | 65535
| High | Time-of-Use Rates (TOU) | DLC-Thermostat-DI-MSHP | Small Industrial |  | Winter Evening | % of Load | 0 | 2026 | 65535
| High | Time-of-Use Rates (TOU) | DLC-Thermostat-BYOT-MSHP | Small Industrial |  | Winter Evening | % of Load | 1 | 2026 | 65535
| High | Time-of-Use Rates (TOU) | DLC-Thermostat-BYOT-MSHP | Small Industrial |  | Winter Evening | % of Load | 0 | 2026 | 65535
| High | Time-of-Use Rates (TOU) | C&I Curtailment-Turnkey-Manual HVAC Control | Small Industrial |  | Winter Evening | % of Load | 1 | 2026 | 65535
| High | Time-of-Use Rates (TOU) | C&I Curtailment-Turnkey-Manual HVAC Control | Small Industrial |  | Winter Evening | % of Load | 0 | 2026 | 65535
| High | Time-of-Use Rates (TOU) | C&I Curtailment-Turnkey-Auto-DR HVAC Control | Small Industrial |  | Winter Evening | % of Load | 1 | 2026 | 65535
| High | Time-of-Use Rates (TOU) | C&I Curtailment-Turnkey-Auto-DR HVAC Control | Small Industrial |  | Winter Evening | % of Load | 0 | 2026 | 65535
| High | Time-of-Use Rates (TOU) | C&I Curtailment-Turnkey-Standard Lighting Control | Small Industrial |  | Winter Evening | % of Load | 1 | 2026 | 65535
| High | Time-of-Use Rates (TOU) | C&I Curtailment-Turnkey-Standard Lighting Control | Small Industrial |  | Winter Evening | % of Load | 0 | 2026 | 65535
| High | Time-of-Use Rates (TOU) | C&I Curtailment-Turnkey-Advanced Lighting Control | Small Industrial |  | Winter Evening | % of Load | 1 | 2026 | 65535
| High | Time-of-Use Rates (TOU) | C&I Curtailment-Turnkey-Advanced Lighting Control | Small Industrial |  | Winter Evening | % of Load | 0 | 2026 | 65535
| High | Time-of-Use Rates (TOU) | C&I Curtailment-Turnkey-Water Heating Control | Small Industrial |  | Winter Evening | % of Load | 1 | 2026 | 65535
| High | Time-of-Use Rates (TOU) | C&I Curtailment-Turnkey-Water Heating Control | Small Industrial |  | Winter Evening | % of Load | 0 | 2026 | 65535
| High | Time-of-Use Rates (TOU) | C&I Curtailment-Turnkey-Other | Small Industrial |  | Winter Evening | % of Load | 1 | 2026 | 65535
| High | Time-of-Use Rates (TOU) | C&I Curtailment-Turnkey-Other | Small Industrial |  | Winter Evening | % of Load | 0 | 2026 | 65535
| High | Time-of-Use Rates (TOU) | C&I Curtailment-Turnkey-Industrial | Small Industrial |  | Winter Evening | % of Load | 1 | 2026 | 65535
| High | Time-of-Use Rates (TOU) | C&I Curtailment-Turnkey-Industrial | Small Industrial |  | Winter Evening | % of Load | 0 | 2026 | 65535
| High | Time-of-Use Rates (TOU) | Time-of-Use Rates (TOU) | Small Industrial |  | Winter Evening | % of Load | 1 | 2026 | 65535
| High | Time-of-Use Rates (TOU) | Time-of-Use Rates (TOU) | Small Industrial |  | Winter Evening | % of Load | 0 | 2026 | 65535
| High | Time-of-Use Rates (TOU) | DLC-Switch-Water Heating | Medium Industrial |  | Winter Morning | % of Load | 1 | 2026 | 65535
| High | Time-of-Use Rates (TOU) | DLC-Switch-Water Heating | Medium Industrial |  | Winter Morning | % of Load | 0 | 2026 | 65535
| High | Time-of-Use Rates (TOU) | DLC-BYOD-Water Heating | Medium Industrial |  | Winter Morning | % of Load | 1 | 2026 | 65535
| High | Time-of-Use Rates (TOU) | DLC-BYOD-Water Heating | Medium Industrial |  | Winter Morning | % of Load | 0 | 2026 | 65535
| High | Time-of-Use Rates (TOU) | DLC-Thermostat-DI-Central Heat Pump | Medium Industrial |  | Winter Morning | % of Load | 1 | 2026 | 65535
| High | Time-of-Use Rates (TOU) | DLC-Thermostat-DI-Central Heat Pump | Medium Industrial |  | Winter Morning | % of Load | 0 | 2026 | 65535
| High | Time-of-Use Rates (TOU) | DLC-Thermostat-BYOT-Central Heat Pump | Medium Industrial |  | Winter Morning | % of Load | 1 | 2026 | 65535
| High | Time-of-Use Rates (TOU) | DLC-Thermostat-BYOT-Central Heat Pump | Medium Industrial |  | Winter Morning | % of Load | 0 | 2026 | 65535
| High | Time-of-Use Rates (TOU) | DLC-Thermostat-HVAC | Medium Industrial |  | Winter Morning | % of Load | 1 | 2026 | 65535
| High | Time-of-Use Rates (TOU) | DLC-Thermostat-HVAC | Medium Industrial |  | Winter Morning | % of Load | 0 | 2026 | 65535
| High | Time-of-Use Rates (TOU) | DLC-Thermostat-DI-Baseboard Heating | Medium Industrial |  | Winter Morning | % of Load | 1 | 2026 | 65535
| High | Time-of-Use Rates (TOU) | DLC-Thermostat-DI-Baseboard Heating | Medium Industrial |  | Winter Morning | % of Load | 0 | 2026 | 65535
| High | Time-of-Use Rates (TOU) | DLC-Thermostat-BYOT-Baseboard Heating | Medium Industrial |  | Winter Morning | % of Load | 1 | 2026 | 65535
| High | Time-of-Use Rates (TOU) | DLC-Thermostat-BYOT-Baseboard Heating | Medium Industrial |  | Winter Morning | % of Load | 0 | 2026 | 65535
| High | Time-of-Use Rates (TOU) | DLC-Thermostat-DI-MSHP | Medium Industrial |  | Winter Morning | % of Load | 1 | 2026 | 65535
| High | Time-of-Use Rates (TOU) | DLC-Thermostat-DI-MSHP | Medium Industrial |  | Winter Morning | % of Load | 0 | 2026 | 65535
| High | Time-of-Use Rates (TOU) | DLC-Thermostat-BYOT-MSHP | Medium Industrial |  | Winter Morning | % of Load | 1 | 2026 | 65535
| High | Time-of-Use Rates (TOU) | DLC-Thermostat-BYOT-MSHP | Medium Industrial |  | Winter Morning | % of Load | 0 | 2026 | 65535
| High | Time-of-Use Rates (TOU) | C&I Curtailment-Turnkey-Manual HVAC Control | Medium Industrial |  | Winter Morning | % of Load | 1 | 2026 | 65535
| High | Time-of-Use Rates (TOU) | C&I Curtailment-Turnkey-Manual HVAC Control | Medium Industrial |  | Winter Morning | % of Load | 0 | 2026 | 65535
| High | Time-of-Use Rates (TOU) | C&I Curtailment-Turnkey-Auto-DR HVAC Control | Medium Industrial |  | Winter Morning | % of Load | 1 | 2026 | 65535
| High | Time-of-Use Rates (TOU) | C&I Curtailment-Turnkey-Auto-DR HVAC Control | Medium Industrial |  | Winter Morning | % of Load | 0 | 2026 | 65535
| High | Time-of-Use Rates (TOU) | C&I Curtailment-Turnkey-Standard Lighting Control | Medium Industrial |  | Winter Morning | % of Load | 1 | 2026 | 65535
| High | Time-of-Use Rates (TOU) | C&I Curtailment-Turnkey-Standard Lighting Control | Medium Industrial |  | Winter Morning | % of Load | 0 | 2026 | 65535
| High | Time-of-Use Rates (TOU) | C&I Curtailment-Turnkey-Advanced Lighting Control | Medium Industrial |  | Winter Morning | % of Load | 1 | 2026 | 65535
| High | Time-of-Use Rates (TOU) | C&I Curtailment-Turnkey-Advanced Lighting Control | Medium Industrial |  | Winter Morning | % of Load | 0 | 2026 | 65535
| High | Time-of-Use Rates (TOU) | C&I Curtailment-Turnkey-Water Heating Control | Medium Industrial |  | Winter Morning | % of Load | 1 | 2026 | 65535
| High | Time-of-Use Rates (TOU) | C&I Curtailment-Turnkey-Water Heating Control | Medium Industrial |  | Winter Morning | % of Load | 0 | 2026 | 65535
| High | Time-of-Use Rates (TOU) | C&I Curtailment-Turnkey-Other | Medium Industrial |  | Winter Morning | % of Load | 1 | 2026 | 65535
| High | Time-of-Use Rates (TOU) | C&I Curtailment-Turnkey-Other | Medium Industrial |  | Winter Morning | % of Load | 0 | 2026 | 65535
| High | Time-of-Use Rates (TOU) | Time-of-Use Rates (TOU) | Medium Industrial |  | Winter Morning | % of Load | 1 | 2026 | 65535
| High | Time-of-Use Rates (TOU) | Time-of-Use Rates (TOU) | Medium Industrial |  | Winter Morning | % of Load | 0 | 2026 | 65535
| High | Time-of-Use Rates (TOU) | DLC-Switch-Water Heating | Medium Industrial |  | Winter Evening | % of Load | 1 | 2026 | 65535
| High | Time-of-Use Rates (TOU) | DLC-Switch-Water Heating | Medium Industrial |  | Winter Evening | % of Load | 0 | 2026 | 65535
| High | Time-of-Use Rates (TOU) | DLC-BYOD-Water Heating | Medium Industrial |  | Winter Evening | % of Load | 1 | 2026 | 65535
| High | Time-of-Use Rates (TOU) | DLC-BYOD-Water Heating | Medium Industrial |  | Winter Evening | % of Load | 0 | 2026 | 65535
| High | Time-of-Use Rates (TOU) | DLC-Thermostat-DI-Central Heat Pump | Medium Industrial |  | Winter Evening | % of Load | 1 | 2026 | 65535
| High | Time-of-Use Rates (TOU) | DLC-Thermostat-DI-Central Heat Pump | Medium Industrial |  | Winter Evening | % of Load | 0 | 2026 | 65535
| High | Time-of-Use Rates (TOU) | DLC-Thermostat-BYOT-Central Heat Pump | Medium Industrial |  | Winter Evening | % of Load | 1 | 2026 | 65535
| High | Time-of-Use Rates (TOU) | DLC-Thermostat-BYOT-Central Heat Pump | Medium Industrial |  | Winter Evening | % of Load | 0 | 2026 | 65535
| High | Time-of-Use Rates (TOU) | DLC-Thermostat-HVAC | Medium Industrial |  | Winter Evening | % of Load | 1 | 2026 | 65535
| High | Time-of-Use Rates (TOU) | DLC-Thermostat-HVAC | Medium Industrial |  | Winter Evening | % of Load | 0 | 2026 | 65535
| High | Time-of-Use Rates (TOU) | DLC-Thermostat-DI-Baseboard Heating | Medium Industrial |  | Winter Evening | % of Load | 1 | 2026 | 65535
| High | Time-of-Use Rates (TOU) | DLC-Thermostat-DI-Baseboard Heating | Medium Industrial |  | Winter Evening | % of Load | 0 | 2026 | 65535
| High | Time-of-Use Rates (TOU) | DLC-Thermostat-BYOT-Baseboard Heating | Medium Industrial |  | Winter Evening | % of Load | 1 | 2026 | 65535
| High | Time-of-Use Rates (TOU) | DLC-Thermostat-BYOT-Baseboard Heating | Medium Industrial |  | Winter Evening | % of Load | 0 | 2026 | 65535
| High | Time-of-Use Rates (TOU) | DLC-Thermostat-DI-MSHP | Medium Industrial |  | Winter Evening | % of Load | 1 | 2026 | 65535
| High | Time-of-Use Rates (TOU) | DLC-Thermostat-DI-MSHP | Medium Industrial |  | Winter Evening | % of Load | 0 | 2026 | 65535
| High | Time-of-Use Rates (TOU) | DLC-Thermostat-BYOT-MSHP | Medium Industrial |  | Winter Evening | % of Load | 1 | 2026 | 65535
| High | Time-of-Use Rates (TOU) | DLC-Thermostat-BYOT-MSHP | Medium Industrial |  | Winter Evening | % of Load | 0 | 2026 | 65535
| High | Time-of-Use Rates (TOU) | C&I Curtailment-Turnkey-Manual HVAC Control | Medium Industrial |  | Winter Evening | % of Load | 1 | 2026 | 65535
| High | Time-of-Use Rates (TOU) | C&I Curtailment-Turnkey-Manual HVAC Control | Medium Industrial |  | Winter Evening | % of Load | 0 | 2026 | 65535
| High | Time-of-Use Rates (TOU) | C&I Curtailment-Turnkey-Auto-DR HVAC Control | Medium Industrial |  | Winter Evening | % of Load | 1 | 2026 | 65535
| High | Time-of-Use Rates (TOU) | C&I Curtailment-Turnkey-Auto-DR HVAC Control | Medium Industrial |  | Winter Evening | % of Load | 0 | 2026 | 65535
| High | Time-of-Use Rates (TOU) | C&I Curtailment-Turnkey-Standard Lighting Control | Medium Industrial |  | Winter Evening | % of Load | 1 | 2026 | 65535
| High | Time-of-Use Rates (TOU) | C&I Curtailment-Turnkey-Standard Lighting Control | Medium Industrial |  | Winter Evening | % of Load | 0 | 2026 | 65535
| High | Time-of-Use Rates (TOU) | C&I Curtailment-Turnkey-Advanced Lighting Control | Medium Industrial |  | Winter Evening | % of Load | 1 | 2026 | 65535
| High | Time-of-Use Rates (TOU) | C&I Curtailment-Turnkey-Advanced Lighting Control | Medium Industrial |  | Winter Evening | % of Load | 0 | 2026 | 65535
| High | Time-of-Use Rates (TOU) | C&I Curtailment-Turnkey-Water Heating Control | Medium Industrial |  | Winter Evening | % of Load | 1 | 2026 | 65535
| High | Time-of-Use Rates (TOU) | C&I Curtailment-Turnkey-Water Heating Control | Medium Industrial |  | Winter Evening | % of Load | 0 | 2026 | 65535
| High | Time-of-Use Rates (TOU) | C&I Curtailment-Turnkey-Other | Medium Industrial |  | Winter Evening | % of Load | 1 | 2026 | 65535
| High | Time-of-Use Rates (TOU) | C&I Curtailment-Turnkey-Other | Medium Industrial |  | Winter Evening | % of Load | 0 | 2026 | 65535
| High | Time-of-Use Rates (TOU) | Time-of-Use Rates (TOU) | Medium Industrial |  | Winter Evening | % of Load | 1 | 2026 | 65535
| High | Time-of-Use Rates (TOU) | Time-of-Use Rates (TOU) | Medium Industrial |  | Winter Evening | % of Load | 0 | 2026 | 65535
| High | Time-of-Use Rates (TOU) | Time-of-Use Rates (TOU) | Residential Charitable |  | Winter Morning | % of Load | 1 | 2026 | 65535
| High | Time-of-Use Rates (TOU) | Time-of-Use Rates (TOU) | Residential Charitable |  | Winter Morning | % of Load | 0 | 2026 | 65535
| High | Time-of-Use Rates (TOU) | Time-of-Use Rates (TOU) | Residential Charitable |  | Winter Evening | % of Load | 1 | 2026 | 65535
| High | Time-of-Use Rates (TOU) | Time-of-Use Rates (TOU) | Residential Charitable |  | Winter Evening | % of Load | 0 | 2026 | 65535
| High | DLC-Thermostat | DLC-Switch-Water Heating | Small General |  | Winter Morning | % of Load | 1 | 2027 | 65535
| High | DLC-Thermostat | DLC-Switch-Water Heating | Small General |  | Winter Morning | % of Load | 0 | 2027 | 65535
| High | DLC-Thermostat | DLC-BYOD-Water Heating | Small General |  | Winter Morning | % of Load | 1 | 2027 | 65535
| High | DLC-Thermostat | DLC-BYOD-Water Heating | Small General |  | Winter Morning | % of Load | 0 | 2027 | 65535
| High | DLC-Thermostat | DLC-Thermostat-DI-Central Heat Pump | Small General |  | Winter Morning | % of Load | 1 | 2027 | 65535
| High | DLC-Thermostat | DLC-Thermostat-DI-Central Heat Pump | Small General |  | Winter Morning | % of Load | 0 | 2027 | 65535
| High | DLC-Thermostat | DLC-Thermostat-BYOT-Central Heat Pump | Small General |  | Winter Morning | % of Load | 1 | 2027 | 65535
| High | DLC-Thermostat | DLC-Thermostat-BYOT-Central Heat Pump | Small General |  | Winter Morning | % of Load | 0 | 2027 | 65535
| High | DLC-Thermostat | DLC-Thermostat-HVAC | Small General |  | Winter Morning | % of Load | 1 | 2027 | 65535
| High | DLC-Thermostat | DLC-Thermostat-HVAC | Small General |  | Winter Morning | % of Load | 0 | 2027 | 65535
| High | DLC-Thermostat | DLC-Thermostat-DI-Baseboard Heating | Small General |  | Winter Morning | % of Load | 1 | 2027 | 65535
| High | DLC-Thermostat | DLC-Thermostat-DI-Baseboard Heating | Small General |  | Winter Morning | % of Load | 0 | 2027 | 65535
| High | DLC-Thermostat | DLC-Thermostat-BYOT-Baseboard Heating | Small General |  | Winter Morning | % of Load | 1 | 2027 | 65535
| High | DLC-Thermostat | DLC-Thermostat-BYOT-Baseboard Heating | Small General |  | Winter Morning | % of Load | 0 | 2027 | 65535
| High | DLC-Thermostat | DLC-Thermostat-DI-MSHP | Small General |  | Winter Morning | % of Load | 1 | 2027 | 65535
| High | DLC-Thermostat | DLC-Thermostat-DI-MSHP | Small General |  | Winter Morning | % of Load | 0 | 2027 | 65535
| High | DLC-Thermostat | DLC-Thermostat-BYOT-MSHP | Small General |  | Winter Morning | % of Load | 1 | 2027 | 65535
| High | DLC-Thermostat | DLC-Thermostat-BYOT-MSHP | Small General |  | Winter Morning | % of Load | 0 | 2027 | 65535
| High | DLC-Thermostat | C&I Curtailment-Turnkey-Manual HVAC Control | Small General |  | Winter Morning | % of Load | 1 | 2027 | 65535
| High | DLC-Thermostat | C&I Curtailment-Turnkey-Manual HVAC Control | Small General |  | Winter Morning | % of Load | 0 | 2027 | 65535
| High | DLC-Thermostat | C&I Curtailment-Turnkey-Auto-DR HVAC Control | Small General |  | Winter Morning | % of Load | 1 | 2027 | 65535
| High | DLC-Thermostat | C&I Curtailment-Turnkey-Auto-DR HVAC Control | Small General |  | Winter Morning | % of Load | 0 | 2027 | 65535
| High | DLC-Thermostat | C&I Curtailment-Turnkey-Standard Lighting Control | Small General |  | Winter Morning | % of Load | 1 | 2027 | 65535
| High | DLC-Thermostat | C&I Curtailment-Turnkey-Standard Lighting Control | Small General |  | Winter Morning | % of Load | 0 | 2027 | 65535
| High | DLC-Thermostat | C&I Curtailment-Turnkey-Advanced Lighting Control | Small General |  | Winter Morning | % of Load | 1 | 2027 | 65535
| High | DLC-Thermostat | C&I Curtailment-Turnkey-Advanced Lighting Control | Small General |  | Winter Morning | % of Load | 0 | 2027 | 65535
| High | DLC-Thermostat | C&I Curtailment-Turnkey-Water Heating Control | Small General |  | Winter Morning | % of Load | 1 | 2027 | 65535
| High | DLC-Thermostat | C&I Curtailment-Turnkey-Water Heating Control | Small General |  | Winter Morning | % of Load | 0 | 2027 | 65535
| High | DLC-Thermostat | C&I Curtailment-Turnkey-Other | Small General |  | Winter Morning | % of Load | 1 | 2027 | 65535
| High | DLC-Thermostat | C&I Curtailment-Turnkey-Other | Small General |  | Winter Morning | % of Load | 0 | 2027 | 65535
| High | DLC-Thermostat | Dynamic Pricing with enabling tech. | Small General |  | Winter Morning | % of Load | 1 | 2027 | 65535
| High | DLC-Thermostat | Dynamic Pricing with enabling tech. | Small General |  | Winter Morning | % of Load | 0 | 2027 | 65535
| High | DLC-Thermostat | DLC-Switch-Water Heating | Small General |  | Winter Evening | % of Load | 1 | 2027 | 65535
| High | DLC-Thermostat | DLC-Switch-Water Heating | Small General |  | Winter Evening | % of Load | 0 | 2027 | 65535
| High | DLC-Thermostat | DLC-BYOD-Water Heating | Small General |  | Winter Evening | % of Load | 1 | 2027 | 65535
| High | DLC-Thermostat | DLC-BYOD-Water Heating | Small General |  | Winter Evening | % of Load | 0 | 2027 | 65535
| High | DLC-Thermostat | DLC-Thermostat-DI-Central Heat Pump | Small General |  | Winter Evening | % of Load | 1 | 2027 | 65535
| High | DLC-Thermostat | DLC-Thermostat-DI-Central Heat Pump | Small General |  | Winter Evening | % of Load | 0 | 2027 | 65535
| High | DLC-Thermostat | DLC-Thermostat-BYOT-Central Heat Pump | Small General |  | Winter Evening | % of Load | 1 | 2027 | 65535
| High | DLC-Thermostat | DLC-Thermostat-BYOT-Central Heat Pump | Small General |  | Winter Evening | % of Load | 0 | 2027 | 65535
| High | DLC-Thermostat | DLC-Thermostat-HVAC | Small General |  | Winter Evening | % of Load | 1 | 2027 | 65535
| High | DLC-Thermostat | DLC-Thermostat-HVAC | Small General |  | Winter Evening | % of Load | 0 | 2027 | 65535
| High | DLC-Thermostat | DLC-Thermostat-DI-Baseboard Heating | Small General |  | Winter Evening | % of Load | 1 | 2027 | 65535
| High | DLC-Thermostat | DLC-Thermostat-DI-Baseboard Heating | Small General |  | Winter Evening | % of Load | 0 | 2027 | 65535
| High | DLC-Thermostat | DLC-Thermostat-BYOT-Baseboard Heating | Small General |  | Winter Evening | % of Load | 1 | 2027 | 65535
| High | DLC-Thermostat | DLC-Thermostat-BYOT-Baseboard Heating | Small General |  | Winter Evening | % of Load | 0 | 2027 | 65535
| High | DLC-Thermostat | DLC-Thermostat-DI-MSHP | Small General |  | Winter Evening | % of Load | 1 | 2027 | 65535
| High | DLC-Thermostat | DLC-Thermostat-DI-MSHP | Small General |  | Winter Evening | % of Load | 0 | 2027 | 65535
| High | DLC-Thermostat | DLC-Thermostat-BYOT-MSHP | Small General |  | Winter Evening | % of Load | 1 | 2027 | 65535
| High | DLC-Thermostat | DLC-Thermostat-BYOT-MSHP | Small General |  | Winter Evening | % of Load | 0 | 2027 | 65535
| High | DLC-Thermostat | C&I Curtailment-Turnkey-Manual HVAC Control | Small General |  | Winter Evening | % of Load | 1 | 2027 | 65535
| High | DLC-Thermostat | C&I Curtailment-Turnkey-Manual HVAC Control | Small General |  | Winter Evening | % of Load | 0 | 2027 | 65535
| High | DLC-Thermostat | C&I Curtailment-Turnkey-Auto-DR HVAC Control | Small General |  | Winter Evening | % of Load | 1 | 2027 | 65535
| High | DLC-Thermostat | C&I Curtailment-Turnkey-Auto-DR HVAC Control | Small General |  | Winter Evening | % of Load | 0 | 2027 | 65535
| High | DLC-Thermostat | C&I Curtailment-Turnkey-Standard Lighting Control | Small General |  | Winter Evening | % of Load | 1 | 2027 | 65535
| High | DLC-Thermostat | C&I Curtailment-Turnkey-Standard Lighting Control | Small General |  | Winter Evening | % of Load | 0 | 2027 | 65535
| High | DLC-Thermostat | C&I Curtailment-Turnkey-Advanced Lighting Control | Small General |  | Winter Evening | % of Load | 1 | 2027 | 65535
| High | DLC-Thermostat | C&I Curtailment-Turnkey-Advanced Lighting Control | Small General |  | Winter Evening | % of Load | 0 | 2027 | 65535
| High | DLC-Thermostat | C&I Curtailment-Turnkey-Water Heating Control | Small General |  | Winter Evening | % of Load | 1 | 2027 | 65535
| High | DLC-Thermostat | C&I Curtailment-Turnkey-Water Heating Control | Small General |  | Winter Evening | % of Load | 0 | 2027 | 65535
| High | DLC-Thermostat | C&I Curtailment-Turnkey-Other | Small General |  | Winter Evening | % of Load | 1 | 2027 | 65535
| High | DLC-Thermostat | C&I Curtailment-Turnkey-Other | Small General |  | Winter Evening | % of Load | 0 | 2027 | 65535
| High | DLC-Thermostat | Dynamic Pricing with enabling tech. | Small General |  | Winter Evening | % of Load | 1 | 2027 | 65535
| High | DLC-Thermostat | Dynamic Pricing with enabling tech. | Small General |  | Winter Evening | % of Load | 0 | 2027 | 65535
| High | DLC-Thermostat | DLC-Switch-Water Heating | General |  | Winter Morning | % of Load | 1 | 2027 | 65535
| High | DLC-Thermostat | DLC-Switch-Water Heating | General |  | Winter Morning | % of Load | 0 | 2027 | 65535
| High | DLC-Thermostat | DLC-BYOD-Water Heating | General |  | Winter Morning | % of Load | 1 | 2027 | 65535
| High | DLC-Thermostat | DLC-BYOD-Water Heating | General |  | Winter Morning | % of Load | 0 | 2027 | 65535
| High | DLC-Thermostat | DLC-Thermostat-DI-Central Heat Pump | General |  | Winter Morning | % of Load | 1 | 2027 | 65535
| High | DLC-Thermostat | DLC-Thermostat-DI-Central Heat Pump | General |  | Winter Morning | % of Load | 0 | 2027 | 65535
| High | DLC-Thermostat | DLC-Thermostat-BYOT-Central Heat Pump | General |  | Winter Morning | % of Load | 1 | 2027 | 65535
| High | DLC-Thermostat | DLC-Thermostat-BYOT-Central Heat Pump | General |  | Winter Morning | % of Load | 0 | 2027 | 65535
| High | DLC-Thermostat | DLC-Thermostat-HVAC | General |  | Winter Morning | % of Load | 1 | 2027 | 65535
| High | DLC-Thermostat | DLC-Thermostat-HVAC | General |  | Winter Morning | % of Load | 0 | 2027 | 65535
| High | DLC-Thermostat | DLC-Thermostat-DI-Baseboard Heating | General |  | Winter Morning | % of Load | 1 | 2027 | 65535
| High | DLC-Thermostat | DLC-Thermostat-DI-Baseboard Heating | General |  | Winter Morning | % of Load | 0 | 2027 | 65535
| High | DLC-Thermostat | DLC-Thermostat-BYOT-Baseboard Heating | General |  | Winter Morning | % of Load | 1 | 2027 | 65535
| High | DLC-Thermostat | DLC-Thermostat-BYOT-Baseboard Heating | General |  | Winter Morning | % of Load | 0 | 2027 | 65535
| High | DLC-Thermostat | DLC-Thermostat-DI-MSHP | General |  | Winter Morning | % of Load | 1 | 2027 | 65535
| High | DLC-Thermostat | DLC-Thermostat-DI-MSHP | General |  | Winter Morning | % of Load | 0 | 2027 | 65535
| High | DLC-Thermostat | DLC-Thermostat-BYOT-MSHP | General |  | Winter Morning | % of Load | 1 | 2027 | 65535
| High | DLC-Thermostat | DLC-Thermostat-BYOT-MSHP | General |  | Winter Morning | % of Load | 0 | 2027 | 65535
| High | DLC-Thermostat | C&I Curtailment-Turnkey-Manual HVAC Control | General |  | Winter Morning | % of Load | 1 | 2027 | 65535
| High | DLC-Thermostat | C&I Curtailment-Turnkey-Manual HVAC Control | General |  | Winter Morning | % of Load | 0 | 2027 | 65535
| High | DLC-Thermostat | C&I Curtailment-Turnkey-Auto-DR HVAC Control | General |  | Winter Morning | % of Load | 1 | 2027 | 65535
| High | DLC-Thermostat | C&I Curtailment-Turnkey-Auto-DR HVAC Control | General |  | Winter Morning | % of Load | 0 | 2027 | 65535
| High | DLC-Thermostat | C&I Curtailment-Turnkey-Standard Lighting Control | General |  | Winter Morning | % of Load | 1 | 2027 | 65535
| High | DLC-Thermostat | C&I Curtailment-Turnkey-Standard Lighting Control | General |  | Winter Morning | % of Load | 0 | 2027 | 65535
| High | DLC-Thermostat | C&I Curtailment-Turnkey-Advanced Lighting Control | General |  | Winter Morning | % of Load | 1 | 2027 | 65535
| High | DLC-Thermostat | C&I Curtailment-Turnkey-Advanced Lighting Control | General |  | Winter Morning | % of Load | 0 | 2027 | 65535
| High | DLC-Thermostat | C&I Curtailment-Turnkey-Water Heating Control | General |  | Winter Morning | % of Load | 1 | 2027 | 65535
| High | DLC-Thermostat | C&I Curtailment-Turnkey-Water Heating Control | General |  | Winter Morning | % of Load | 0 | 2027 | 65535
| High | DLC-Thermostat | C&I Curtailment-Turnkey-Other | General |  | Winter Morning | % of Load | 1 | 2027 | 65535
| High | DLC-Thermostat | C&I Curtailment-Turnkey-Other | General |  | Winter Morning | % of Load | 0 | 2027 | 65535
| High | DLC-Thermostat | DLC-Switch-Water Heating | General |  | Winter Evening | % of Load | 1 | 2027 | 65535
| High | DLC-Thermostat | DLC-Switch-Water Heating | General |  | Winter Evening | % of Load | 0 | 2027 | 65535
| High | DLC-Thermostat | DLC-BYOD-Water Heating | General |  | Winter Evening | % of Load | 1 | 2027 | 65535
| High | DLC-Thermostat | DLC-BYOD-Water Heating | General |  | Winter Evening | % of Load | 0 | 2027 | 65535
| High | DLC-Thermostat | DLC-Thermostat-DI-Central Heat Pump | General |  | Winter Evening | % of Load | 1 | 2027 | 65535
| High | DLC-Thermostat | DLC-Thermostat-DI-Central Heat Pump | General |  | Winter Evening | % of Load | 0 | 2027 | 65535
| High | DLC-Thermostat | DLC-Thermostat-BYOT-Central Heat Pump | General |  | Winter Evening | % of Load | 1 | 2027 | 65535
| High | DLC-Thermostat | DLC-Thermostat-BYOT-Central Heat Pump | General |  | Winter Evening | % of Load | 0 | 2027 | 65535
| High | DLC-Thermostat | DLC-Thermostat-HVAC | General |  | Winter Evening | % of Load | 1 | 2027 | 65535
| High | DLC-Thermostat | DLC-Thermostat-HVAC | General |  | Winter Evening | % of Load | 0 | 2027 | 65535
| High | DLC-Thermostat | DLC-Thermostat-DI-Baseboard Heating | General |  | Winter Evening | % of Load | 1 | 2027 | 65535
| High | DLC-Thermostat | DLC-Thermostat-DI-Baseboard Heating | General |  | Winter Evening | % of Load | 0 | 2027 | 65535
| High | DLC-Thermostat | DLC-Thermostat-BYOT-Baseboard Heating | General |  | Winter Evening | % of Load | 1 | 2027 | 65535
| High | DLC-Thermostat | DLC-Thermostat-BYOT-Baseboard Heating | General |  | Winter Evening | % of Load | 0 | 2027 | 65535
| High | DLC-Thermostat | DLC-Thermostat-DI-MSHP | General |  | Winter Evening | % of Load | 1 | 2027 | 65535
| High | DLC-Thermostat | DLC-Thermostat-DI-MSHP | General |  | Winter Evening | % of Load | 0 | 2027 | 65535
| High | DLC-Thermostat | DLC-Thermostat-BYOT-MSHP | General |  | Winter Evening | % of Load | 1 | 2027 | 65535
| High | DLC-Thermostat | DLC-Thermostat-BYOT-MSHP | General |  | Winter Evening | % of Load | 0 | 2027 | 65535
| High | DLC-Thermostat | C&I Curtailment-Turnkey-Manual HVAC Control | General |  | Winter Evening | % of Load | 1 | 2027 | 65535
| High | DLC-Thermostat | C&I Curtailment-Turnkey-Manual HVAC Control | General |  | Winter Evening | % of Load | 0 | 2027 | 65535
| High | DLC-Thermostat | C&I Curtailment-Turnkey-Auto-DR HVAC Control | General |  | Winter Evening | % of Load | 1 | 2027 | 65535
| High | DLC-Thermostat | C&I Curtailment-Turnkey-Auto-DR HVAC Control | General |  | Winter Evening | % of Load | 0 | 2027 | 65535
| High | DLC-Thermostat | C&I Curtailment-Turnkey-Standard Lighting Control | General |  | Winter Evening | % of Load | 1 | 2027 | 65535
| High | DLC-Thermostat | C&I Curtailment-Turnkey-Standard Lighting Control | General |  | Winter Evening | % of Load | 0 | 2027 | 65535
| High | DLC-Thermostat | C&I Curtailment-Turnkey-Advanced Lighting Control | General |  | Winter Evening | % of Load | 1 | 2027 | 65535
| High | DLC-Thermostat | C&I Curtailment-Turnkey-Advanced Lighting Control | General |  | Winter Evening | % of Load | 0 | 2027 | 65535
| High | DLC-Thermostat | C&I Curtailment-Turnkey-Water Heating Control | General |  | Winter Evening | % of Load | 1 | 2027 | 65535
| High | DLC-Thermostat | C&I Curtailment-Turnkey-Water Heating Control | General |  | Winter Evening | % of Load | 0 | 2027 | 65535
| High | DLC-Thermostat | C&I Curtailment-Turnkey-Other | General |  | Winter Evening | % of Load | 1 | 2027 | 65535
| High | DLC-Thermostat | C&I Curtailment-Turnkey-Other | General |  | Winter Evening | % of Load | 0 | 2027 | 65535
| High | DLC-Thermostat | DLC-Switch-Water Heating | Small Industrial |  | Winter Morning | % of Load | 1 | 2027 | 65535
| High | DLC-Thermostat | DLC-Switch-Water Heating | Small Industrial |  | Winter Morning | % of Load | 0 | 2027 | 65535
| High | DLC-Thermostat | DLC-BYOD-Water Heating | Small Industrial |  | Winter Morning | % of Load | 1 | 2027 | 65535
| High | DLC-Thermostat | DLC-BYOD-Water Heating | Small Industrial |  | Winter Morning | % of Load | 0 | 2027 | 65535
| High | DLC-Thermostat | DLC-Thermostat-DI-Central Heat Pump | Small Industrial |  | Winter Morning | % of Load | 1 | 2027 | 65535
| High | DLC-Thermostat | DLC-Thermostat-DI-Central Heat Pump | Small Industrial |  | Winter Morning | % of Load | 0 | 2027 | 65535
| High | DLC-Thermostat | DLC-Thermostat-BYOT-Central Heat Pump | Small Industrial |  | Winter Morning | % of Load | 1 | 2027 | 65535
| High | DLC-Thermostat | DLC-Thermostat-BYOT-Central Heat Pump | Small Industrial |  | Winter Morning | % of Load | 0 | 2027 | 65535
| High | DLC-Thermostat | DLC-Thermostat-HVAC | Small Industrial |  | Winter Morning | % of Load | 1 | 2027 | 65535
| High | DLC-Thermostat | DLC-Thermostat-HVAC | Small Industrial |  | Winter Morning | % of Load | 0 | 2027 | 65535
| High | DLC-Thermostat | DLC-Thermostat-DI-Baseboard Heating | Small Industrial |  | Winter Morning | % of Load | 1 | 2027 | 65535
| High | DLC-Thermostat | DLC-Thermostat-DI-Baseboard Heating | Small Industrial |  | Winter Morning | % of Load | 0 | 2027 | 65535
| High | DLC-Thermostat | DLC-Thermostat-BYOT-Baseboard Heating | Small Industrial |  | Winter Morning | % of Load | 1 | 2027 | 65535
| High | DLC-Thermostat | DLC-Thermostat-BYOT-Baseboard Heating | Small Industrial |  | Winter Morning | % of Load | 0 | 2027 | 65535
| High | DLC-Thermostat | DLC-Thermostat-DI-MSHP | Small Industrial |  | Winter Morning | % of Load | 1 | 2027 | 65535
| High | DLC-Thermostat | DLC-Thermostat-DI-MSHP | Small Industrial |  | Winter Morning | % of Load | 0 | 2027 | 65535
| High | DLC-Thermostat | DLC-Thermostat-BYOT-MSHP | Small Industrial |  | Winter Morning | % of Load | 1 | 2027 | 65535
| High | DLC-Thermostat | DLC-Thermostat-BYOT-MSHP | Small Industrial |  | Winter Morning | % of Load | 0 | 2027 | 65535
| High | DLC-Thermostat | C&I Curtailment-Turnkey-Manual HVAC Control | Small Industrial |  | Winter Morning | % of Load | 1 | 2027 | 65535
| High | DLC-Thermostat | C&I Curtailment-Turnkey-Manual HVAC Control | Small Industrial |  | Winter Morning | % of Load | 0 | 2027 | 65535
| High | DLC-Thermostat | C&I Curtailment-Turnkey-Auto-DR HVAC Control | Small Industrial |  | Winter Morning | % of Load | 1 | 2027 | 65535
| High | DLC-Thermostat | C&I Curtailment-Turnkey-Auto-DR HVAC Control | Small Industrial |  | Winter Morning | % of Load | 0 | 2027 | 65535
| High | DLC-Thermostat | C&I Curtailment-Turnkey-Standard Lighting Control | Small Industrial |  | Winter Morning | % of Load | 1 | 2027 | 65535
| High | DLC-Thermostat | C&I Curtailment-Turnkey-Standard Lighting Control | Small Industrial |  | Winter Morning | % of Load | 0 | 2027 | 65535
| High | DLC-Thermostat | C&I Curtailment-Turnkey-Advanced Lighting Control | Small Industrial |  | Winter Morning | % of Load | 1 | 2027 | 65535
| High | DLC-Thermostat | C&I Curtailment-Turnkey-Advanced Lighting Control | Small Industrial |  | Winter Morning | % of Load | 0 | 2027 | 65535
| High | DLC-Thermostat | C&I Curtailment-Turnkey-Water Heating Control | Small Industrial |  | Winter Morning | % of Load | 1 | 2027 | 65535
| High | DLC-Thermostat | C&I Curtailment-Turnkey-Water Heating Control | Small Industrial |  | Winter Morning | % of Load | 0 | 2027 | 65535
| High | DLC-Thermostat | C&I Curtailment-Turnkey-Other | Small Industrial |  | Winter Morning | % of Load | 1 | 2027 | 65535
| High | DLC-Thermostat | C&I Curtailment-Turnkey-Other | Small Industrial |  | Winter Morning | % of Load | 0 | 2027 | 65535
| High | DLC-Thermostat | C&I Curtailment-Turnkey-Industrial | Small Industrial |  | Winter Morning | % of Load | 1 | 2027 | 65535
| High | DLC-Thermostat | C&I Curtailment-Turnkey-Industrial | Small Industrial |  | Winter Morning | % of Load | 0 | 2027 | 65535
| High | DLC-Thermostat | DLC-Switch-Water Heating | Small Industrial |  | Winter Evening | % of Load | 1 | 2027 | 65535
| High | DLC-Thermostat | DLC-Switch-Water Heating | Small Industrial |  | Winter Evening | % of Load | 0 | 2027 | 65535
| High | DLC-Thermostat | DLC-BYOD-Water Heating | Small Industrial |  | Winter Evening | % of Load | 1 | 2027 | 65535
| High | DLC-Thermostat | DLC-BYOD-Water Heating | Small Industrial |  | Winter Evening | % of Load | 0 | 2027 | 65535
| High | DLC-Thermostat | DLC-Thermostat-DI-Central Heat Pump | Small Industrial |  | Winter Evening | % of Load | 1 | 2027 | 65535
| High | DLC-Thermostat | DLC-Thermostat-DI-Central Heat Pump | Small Industrial |  | Winter Evening | % of Load | 0 | 2027 | 65535
| High | DLC-Thermostat | DLC-Thermostat-BYOT-Central Heat Pump | Small Industrial |  | Winter Evening | % of Load | 1 | 2027 | 65535
| High | DLC-Thermostat | DLC-Thermostat-BYOT-Central Heat Pump | Small Industrial |  | Winter Evening | % of Load | 0 | 2027 | 65535
| High | DLC-Thermostat | DLC-Thermostat-HVAC | Small Industrial |  | Winter Evening | % of Load | 1 | 2027 | 65535
| High | DLC-Thermostat | DLC-Thermostat-HVAC | Small Industrial |  | Winter Evening | % of Load | 0 | 2027 | 65535
| High | DLC-Thermostat | DLC-Thermostat-DI-Baseboard Heating | Small Industrial |  | Winter Evening | % of Load | 1 | 2027 | 65535
| High | DLC-Thermostat | DLC-Thermostat-DI-Baseboard Heating | Small Industrial |  | Winter Evening | % of Load | 0 | 2027 | 65535
| High | DLC-Thermostat | DLC-Thermostat-BYOT-Baseboard Heating | Small Industrial |  | Winter Evening | % of Load | 1 | 2027 | 65535
| High | DLC-Thermostat | DLC-Thermostat-BYOT-Baseboard Heating | Small Industrial |  | Winter Evening | % of Load | 0 | 2027 | 65535
| High | DLC-Thermostat | DLC-Thermostat-DI-MSHP | Small Industrial |  | Winter Evening | % of Load | 1 | 2027 | 65535
| High | DLC-Thermostat | DLC-Thermostat-DI-MSHP | Small Industrial |  | Winter Evening | % of Load | 0 | 2027 | 65535
| High | DLC-Thermostat | DLC-Thermostat-BYOT-MSHP | Small Industrial |  | Winter Evening | % of Load | 1 | 2027 | 65535
| High | DLC-Thermostat | DLC-Thermostat-BYOT-MSHP | Small Industrial |  | Winter Evening | % of Load | 0 | 2027 | 65535
| High | DLC-Thermostat | C&I Curtailment-Turnkey-Manual HVAC Control | Small Industrial |  | Winter Evening | % of Load | 1 | 2027 | 65535
| High | DLC-Thermostat | C&I Curtailment-Turnkey-Manual HVAC Control | Small Industrial |  | Winter Evening | % of Load | 0 | 2027 | 65535
| High | DLC-Thermostat | C&I Curtailment-Turnkey-Auto-DR HVAC Control | Small Industrial |  | Winter Evening | % of Load | 1 | 2027 | 65535
| High | DLC-Thermostat | C&I Curtailment-Turnkey-Auto-DR HVAC Control | Small Industrial |  | Winter Evening | % of Load | 0 | 2027 | 65535
| High | DLC-Thermostat | C&I Curtailment-Turnkey-Standard Lighting Control | Small Industrial |  | Winter Evening | % of Load | 1 | 2027 | 65535
| High | DLC-Thermostat | C&I Curtailment-Turnkey-Standard Lighting Control | Small Industrial |  | Winter Evening | % of Load | 0 | 2027 | 65535
| High | DLC-Thermostat | C&I Curtailment-Turnkey-Advanced Lighting Control | Small Industrial |  | Winter Evening | % of Load | 1 | 2027 | 65535
| High | DLC-Thermostat | C&I Curtailment-Turnkey-Advanced Lighting Control | Small Industrial |  | Winter Evening | % of Load | 0 | 2027 | 65535
| High | DLC-Thermostat | C&I Curtailment-Turnkey-Water Heating Control | Small Industrial |  | Winter Evening | % of Load | 1 | 2027 | 65535
| High | DLC-Thermostat | C&I Curtailment-Turnkey-Water Heating Control | Small Industrial |  | Winter Evening | % of Load | 0 | 2027 | 65535
| High | DLC-Thermostat | C&I Curtailment-Turnkey-Other | Small Industrial |  | Winter Evening | % of Load | 1 | 2027 | 65535
| High | DLC-Thermostat | C&I Curtailment-Turnkey-Other | Small Industrial |  | Winter Evening | % of Load | 0 | 2027 | 65535
| High | DLC-Thermostat | C&I Curtailment-Turnkey-Industrial | Small Industrial |  | Winter Evening | % of Load | 1 | 2027 | 65535
| High | DLC-Thermostat | C&I Curtailment-Turnkey-Industrial | Small Industrial |  | Winter Evening | % of Load | 0 | 2027 | 65535
| High | DLC-Thermostat | DLC-Switch-Water Heating | Medium Industrial |  | Winter Morning | % of Load | 1 | 2027 | 65535
| High | DLC-Thermostat | DLC-Switch-Water Heating | Medium Industrial |  | Winter Morning | % of Load | 0 | 2027 | 65535
| High | DLC-Thermostat | DLC-BYOD-Water Heating | Medium Industrial |  | Winter Morning | % of Load | 1 | 2027 | 65535
| High | DLC-Thermostat | DLC-BYOD-Water Heating | Medium Industrial |  | Winter Morning | % of Load | 0 | 2027 | 65535
| High | DLC-Thermostat | DLC-Thermostat-DI-Central Heat Pump | Medium Industrial |  | Winter Morning | % of Load | 1 | 2027 | 65535
| High | DLC-Thermostat | DLC-Thermostat-DI-Central Heat Pump | Medium Industrial |  | Winter Morning | % of Load | 0 | 2027 | 65535
| High | DLC-Thermostat | DLC-Thermostat-BYOT-Central Heat Pump | Medium Industrial |  | Winter Morning | % of Load | 1 | 2027 | 65535
| High | DLC-Thermostat | DLC-Thermostat-BYOT-Central Heat Pump | Medium Industrial |  | Winter Morning | % of Load | 0 | 2027 | 65535
| High | DLC-Thermostat | DLC-Thermostat-HVAC | Medium Industrial |  | Winter Morning | % of Load | 1 | 2027 | 65535
| High | DLC-Thermostat | DLC-Thermostat-HVAC | Medium Industrial |  | Winter Morning | % of Load | 0 | 2027 | 65535
| High | DLC-Thermostat | DLC-Thermostat-DI-Baseboard Heating | Medium Industrial |  | Winter Morning | % of Load | 1 | 2027 | 65535
| High | DLC-Thermostat | DLC-Thermostat-DI-Baseboard Heating | Medium Industrial |  | Winter Morning | % of Load | 0 | 2027 | 65535
| High | DLC-Thermostat | DLC-Thermostat-BYOT-Baseboard Heating | Medium Industrial |  | Winter Morning | % of Load | 1 | 2027 | 65535
| High | DLC-Thermostat | DLC-Thermostat-BYOT-Baseboard Heating | Medium Industrial |  | Winter Morning | % of Load | 0 | 2027 | 65535
| High | DLC-Thermostat | DLC-Thermostat-DI-MSHP | Medium Industrial |  | Winter Morning | % of Load | 1 | 2027 | 65535
| High | DLC-Thermostat | DLC-Thermostat-DI-MSHP | Medium Industrial |  | Winter Morning | % of Load | 0 | 2027 | 65535
| High | DLC-Thermostat | DLC-Thermostat-BYOT-MSHP | Medium Industrial |  | Winter Morning | % of Load | 1 | 2027 | 65535
| High | DLC-Thermostat | DLC-Thermostat-BYOT-MSHP | Medium Industrial |  | Winter Morning | % of Load | 0 | 2027 | 65535
| High | DLC-Thermostat | C&I Curtailment-Turnkey-Manual HVAC Control | Medium Industrial |  | Winter Morning | % of Load | 1 | 2027 | 65535
| High | DLC-Thermostat | C&I Curtailment-Turnkey-Manual HVAC Control | Medium Industrial |  | Winter Morning | % of Load | 0 | 2027 | 65535
| High | DLC-Thermostat | C&I Curtailment-Turnkey-Auto-DR HVAC Control | Medium Industrial |  | Winter Morning | % of Load | 1 | 2027 | 65535
| High | DLC-Thermostat | C&I Curtailment-Turnkey-Auto-DR HVAC Control | Medium Industrial |  | Winter Morning | % of Load | 0 | 2027 | 65535
| High | DLC-Thermostat | C&I Curtailment-Turnkey-Standard Lighting Control | Medium Industrial |  | Winter Morning | % of Load | 1 | 2027 | 65535
| High | DLC-Thermostat | C&I Curtailment-Turnkey-Standard Lighting Control | Medium Industrial |  | Winter Morning | % of Load | 0 | 2027 | 65535
| High | DLC-Thermostat | C&I Curtailment-Turnkey-Advanced Lighting Control | Medium Industrial |  | Winter Morning | % of Load | 1 | 2027 | 65535
| High | DLC-Thermostat | C&I Curtailment-Turnkey-Advanced Lighting Control | Medium Industrial |  | Winter Morning | % of Load | 0 | 2027 | 65535
| High | DLC-Thermostat | C&I Curtailment-Turnkey-Water Heating Control | Medium Industrial |  | Winter Morning | % of Load | 1 | 2027 | 65535
| High | DLC-Thermostat | C&I Curtailment-Turnkey-Water Heating Control | Medium Industrial |  | Winter Morning | % of Load | 0 | 2027 | 65535
| High | DLC-Thermostat | C&I Curtailment-Turnkey-Other | Medium Industrial |  | Winter Morning | % of Load | 1 | 2027 | 65535
| High | DLC-Thermostat | C&I Curtailment-Turnkey-Other | Medium Industrial |  | Winter Morning | % of Load | 0 | 2027 | 65535
| High | DLC-Thermostat | DLC-Switch-Water Heating | Medium Industrial |  | Winter Evening | % of Load | 1 | 2027 | 65535
| High | DLC-Thermostat | DLC-Switch-Water Heating | Medium Industrial |  | Winter Evening | % of Load | 0 | 2027 | 65535
| High | DLC-Thermostat | DLC-BYOD-Water Heating | Medium Industrial |  | Winter Evening | % of Load | 1 | 2027 | 65535
| High | DLC-Thermostat | DLC-BYOD-Water Heating | Medium Industrial |  | Winter Evening | % of Load | 0 | 2027 | 65535
| High | DLC-Thermostat | DLC-Thermostat-DI-Central Heat Pump | Medium Industrial |  | Winter Evening | % of Load | 1 | 2027 | 65535
| High | DLC-Thermostat | DLC-Thermostat-DI-Central Heat Pump | Medium Industrial |  | Winter Evening | % of Load | 0 | 2027 | 65535
| High | DLC-Thermostat | DLC-Thermostat-BYOT-Central Heat Pump | Medium Industrial |  | Winter Evening | % of Load | 1 | 2027 | 65535
| High | DLC-Thermostat | DLC-Thermostat-BYOT-Central Heat Pump | Medium Industrial |  | Winter Evening | % of Load | 0 | 2027 | 65535
| High | DLC-Thermostat | DLC-Thermostat-HVAC | Medium Industrial |  | Winter Evening | % of Load | 1 | 2027 | 65535
| High | DLC-Thermostat | DLC-Thermostat-HVAC | Medium Industrial |  | Winter Evening | % of Load | 0 | 2027 | 65535
| High | DLC-Thermostat | DLC-Thermostat-DI-Baseboard Heating | Medium Industrial |  | Winter Evening | % of Load | 1 | 2027 | 65535
| High | DLC-Thermostat | DLC-Thermostat-DI-Baseboard Heating | Medium Industrial |  | Winter Evening | % of Load | 0 | 2027 | 65535
| High | DLC-Thermostat | DLC-Thermostat-BYOT-Baseboard Heating | Medium Industrial |  | Winter Evening | % of Load | 1 | 2027 | 65535
| High | DLC-Thermostat | DLC-Thermostat-BYOT-Baseboard Heating | Medium Industrial |  | Winter Evening | % of Load | 0 | 2027 | 65535
| High | DLC-Thermostat | DLC-Thermostat-DI-MSHP | Medium Industrial |  | Winter Evening | % of Load | 1 | 2027 | 65535
| High | DLC-Thermostat | DLC-Thermostat-DI-MSHP | Medium Industrial |  | Winter Evening | % of Load | 0 | 2027 | 65535
| High | DLC-Thermostat | DLC-Thermostat-BYOT-MSHP | Medium Industrial |  | Winter Evening | % of Load | 1 | 2027 | 65535
| High | DLC-Thermostat | DLC-Thermostat-BYOT-MSHP | Medium Industrial |  | Winter Evening | % of Load | 0 | 2027 | 65535
| High | DLC-Thermostat | C&I Curtailment-Turnkey-Manual HVAC Control | Medium Industrial |  | Winter Evening | % of Load | 1 | 2027 | 65535
| High | DLC-Thermostat | C&I Curtailment-Turnkey-Manual HVAC Control | Medium Industrial |  | Winter Evening | % of Load | 0 | 2027 | 65535
| High | DLC-Thermostat | C&I Curtailment-Turnkey-Auto-DR HVAC Control | Medium Industrial |  | Winter Evening | % of Load | 1 | 2027 | 65535
| High | DLC-Thermostat | C&I Curtailment-Turnkey-Auto-DR HVAC Control | Medium Industrial |  | Winter Evening | % of Load | 0 | 2027 | 65535
| High | DLC-Thermostat | C&I Curtailment-Turnkey-Standard Lighting Control | Medium Industrial |  | Winter Evening | % of Load | 1 | 2027 | 65535
| High | DLC-Thermostat | C&I Curtailment-Turnkey-Standard Lighting Control | Medium Industrial |  | Winter Evening | % of Load | 0 | 2027 | 65535
| High | DLC-Thermostat | C&I Curtailment-Turnkey-Advanced Lighting Control | Medium Industrial |  | Winter Evening | % of Load | 1 | 2027 | 65535
| High | DLC-Thermostat | C&I Curtailment-Turnkey-Advanced Lighting Control | Medium Industrial |  | Winter Evening | % of Load | 0 | 2027 | 65535
| High | DLC-Thermostat | C&I Curtailment-Turnkey-Water Heating Control | Medium Industrial |  | Winter Evening | % of Load | 1 | 2027 | 65535
| High | DLC-Thermostat | C&I Curtailment-Turnkey-Water Heating Control | Medium Industrial |  | Winter Evening | % of Load | 0 | 2027 | 65535
| High | DLC-Thermostat | C&I Curtailment-Turnkey-Other | Medium Industrial |  | Winter Evening | % of Load | 1 | 2027 | 65535
| High | DLC-Thermostat | C&I Curtailment-Turnkey-Other | Medium Industrial |  | Winter Evening | % of Load | 0 | 2027 | 65535
| High | DLC-Thermostat | DLC-Thermostat-DI-Central Heat Pump | Residential Charitable |  | Winter Morning | % of Load | 1 | 2027 | 65535
| High | DLC-Thermostat | DLC-Thermostat-DI-Central Heat Pump | Residential Charitable |  | Winter Morning | % of Load | 0 | 2027 | 65535
| High | DLC-Thermostat | DLC-Thermostat-BYOT-Central Heat Pump | Residential Charitable |  | Winter Morning | % of Load | 1 | 2027 | 65535
| High | DLC-Thermostat | DLC-Thermostat-BYOT-Central Heat Pump | Residential Charitable |  | Winter Morning | % of Load | 0 | 2027 | 65535
| High | DLC-Thermostat | DLC-Thermostat-DI-Baseboard Heating | Residential Charitable |  | Winter Morning | % of Load | 1 | 2027 | 65535
| High | DLC-Thermostat | DLC-Thermostat-DI-Baseboard Heating | Residential Charitable |  | Winter Morning | % of Load | 0 | 2027 | 65535
| High | DLC-Thermostat | DLC-Thermostat-BYOT-Baseboard Heating | Residential Charitable |  | Winter Morning | % of Load | 1 | 2027 | 65535
| High | DLC-Thermostat | DLC-Thermostat-BYOT-Baseboard Heating | Residential Charitable |  | Winter Morning | % of Load | 0 | 2027 | 65535
| High | DLC-Thermostat | DLC-Thermostat-DI-MSHP | Residential Charitable |  | Winter Morning | % of Load | 1 | 2027 | 65535
| High | DLC-Thermostat | DLC-Thermostat-DI-MSHP | Residential Charitable |  | Winter Morning | % of Load | 0 | 2027 | 65535
| High | DLC-Thermostat | DLC-Thermostat-BYOT-MSHP | Residential Charitable |  | Winter Morning | % of Load | 1 | 2027 | 65535
| High | DLC-Thermostat | DLC-Thermostat-BYOT-MSHP | Residential Charitable |  | Winter Morning | % of Load | 0 | 2027 | 65535
| High | DLC-Thermostat | DLC-Thermostat-DI-Central Heat Pump | Residential Charitable |  | Winter Evening | % of Load | 1 | 2027 | 65535
| High | DLC-Thermostat | DLC-Thermostat-DI-Central Heat Pump | Residential Charitable |  | Winter Evening | % of Load | 0 | 2027 | 65535
| High | DLC-Thermostat | DLC-Thermostat-BYOT-Central Heat Pump | Residential Charitable |  | Winter Evening | % of Load | 1 | 2027 | 65535
| High | DLC-Thermostat | DLC-Thermostat-BYOT-Central Heat Pump | Residential Charitable |  | Winter Evening | % of Load | 0 | 2027 | 65535
| High | DLC-Thermostat | DLC-Thermostat-DI-Baseboard Heating | Residential Charitable |  | Winter Evening | % of Load | 1 | 2027 | 65535
| High | DLC-Thermostat | DLC-Thermostat-DI-Baseboard Heating | Residential Charitable |  | Winter Evening | % of Load | 0 | 2027 | 65535
| High | DLC-Thermostat | DLC-Thermostat-BYOT-Baseboard Heating | Residential Charitable |  | Winter Evening | % of Load | 1 | 2027 | 65535
| High | DLC-Thermostat | DLC-Thermostat-BYOT-Baseboard Heating | Residential Charitable |  | Winter Evening | % of Load | 0 | 2027 | 65535
| High | DLC-Thermostat | DLC-Thermostat-DI-MSHP | Residential Charitable |  | Winter Evening | % of Load | 1 | 2027 | 65535
| High | DLC-Thermostat | DLC-Thermostat-DI-MSHP | Residential Charitable |  | Winter Evening | % of Load | 0 | 2027 | 65535
| High | DLC-Thermostat | DLC-Thermostat-BYOT-MSHP | Residential Charitable |  | Winter Evening | % of Load | 1 | 2027 | 65535
| High | DLC-Thermostat | DLC-Thermostat-BYOT-MSHP | Residential Charitable |  | Winter Evening | % of Load | 0 | 2027 | 65535
| High | DLC-Water Heating | DLC-Switch-Water Heating | Small General |  | Winter Morning | % of Load | 1 | 2027 | 65535
| High | DLC-Water Heating | DLC-Switch-Water Heating | Small General |  | Winter Morning | % of Load | 0 | 2027 | 65535
| High | DLC-Water Heating | DLC-BYOD-Water Heating | Small General |  | Winter Morning | % of Load | 1 | 2027 | 65535
| High | DLC-Water Heating | DLC-BYOD-Water Heating | Small General |  | Winter Morning | % of Load | 0 | 2027 | 65535
| High | DLC-Water Heating | DLC-Thermostat-DI-Central Heat Pump | Small General |  | Winter Morning | % of Load | 1 | 2027 | 65535
| High | DLC-Water Heating | DLC-Thermostat-DI-Central Heat Pump | Small General |  | Winter Morning | % of Load | 0 | 2027 | 65535
| High | DLC-Water Heating | DLC-Thermostat-BYOT-Central Heat Pump | Small General |  | Winter Morning | % of Load | 1 | 2027 | 65535
| High | DLC-Water Heating | DLC-Thermostat-BYOT-Central Heat Pump | Small General |  | Winter Morning | % of Load | 0 | 2027 | 65535
| High | DLC-Water Heating | DLC-Thermostat-HVAC | Small General |  | Winter Morning | % of Load | 1 | 2027 | 65535
| High | DLC-Water Heating | DLC-Thermostat-HVAC | Small General |  | Winter Morning | % of Load | 0 | 2027 | 65535
| High | DLC-Water Heating | DLC-Thermostat-DI-Baseboard Heating | Small General |  | Winter Morning | % of Load | 1 | 2027 | 65535
| High | DLC-Water Heating | DLC-Thermostat-DI-Baseboard Heating | Small General |  | Winter Morning | % of Load | 0 | 2027 | 65535
| High | DLC-Water Heating | DLC-Thermostat-BYOT-Baseboard Heating | Small General |  | Winter Morning | % of Load | 1 | 2027 | 65535
| High | DLC-Water Heating | DLC-Thermostat-BYOT-Baseboard Heating | Small General |  | Winter Morning | % of Load | 0 | 2027 | 65535
| High | DLC-Water Heating | DLC-Thermostat-DI-MSHP | Small General |  | Winter Morning | % of Load | 1 | 2027 | 65535
| High | DLC-Water Heating | DLC-Thermostat-DI-MSHP | Small General |  | Winter Morning | % of Load | 0 | 2027 | 65535
| High | DLC-Water Heating | DLC-Thermostat-BYOT-MSHP | Small General |  | Winter Morning | % of Load | 1 | 2027 | 65535
| High | DLC-Water Heating | DLC-Thermostat-BYOT-MSHP | Small General |  | Winter Morning | % of Load | 0 | 2027 | 65535
| High | DLC-Water Heating | C&I Curtailment-Turnkey-Manual HVAC Control | Small General |  | Winter Morning | % of Load | 1 | 2027 | 65535
| High | DLC-Water Heating | C&I Curtailment-Turnkey-Manual HVAC Control | Small General |  | Winter Morning | % of Load | 0 | 2027 | 65535
| High | DLC-Water Heating | C&I Curtailment-Turnkey-Auto-DR HVAC Control | Small General |  | Winter Morning | % of Load | 1 | 2027 | 65535
| High | DLC-Water Heating | C&I Curtailment-Turnkey-Auto-DR HVAC Control | Small General |  | Winter Morning | % of Load | 0 | 2027 | 65535
| High | DLC-Water Heating | C&I Curtailment-Turnkey-Standard Lighting Control | Small General |  | Winter Morning | % of Load | 1 | 2027 | 65535
| High | DLC-Water Heating | C&I Curtailment-Turnkey-Standard Lighting Control | Small General |  | Winter Morning | % of Load | 0 | 2027 | 65535
| High | DLC-Water Heating | C&I Curtailment-Turnkey-Advanced Lighting Control | Small General |  | Winter Morning | % of Load | 1 | 2027 | 65535
| High | DLC-Water Heating | C&I Curtailment-Turnkey-Advanced Lighting Control | Small General |  | Winter Morning | % of Load | 0 | 2027 | 65535
| High | DLC-Water Heating | C&I Curtailment-Turnkey-Water Heating Control | Small General |  | Winter Morning | % of Load | 1 | 2027 | 65535
| High | DLC-Water Heating | C&I Curtailment-Turnkey-Water Heating Control | Small General |  | Winter Morning | % of Load | 0 | 2027 | 65535
| High | DLC-Water Heating | C&I Curtailment-Turnkey-Other | Small General |  | Winter Morning | % of Load | 1 | 2027 | 65535
| High | DLC-Water Heating | C&I Curtailment-Turnkey-Other | Small General |  | Winter Morning | % of Load | 0 | 2027 | 65535
| High | DLC-Water Heating | Dynamic Pricing with enabling tech. | Small General |  | Winter Morning | % of Load | 1 | 2027 | 65535
| High | DLC-Water Heating | Dynamic Pricing with enabling tech. | Small General |  | Winter Morning | % of Load | 0 | 2027 | 65535
| High | DLC-Water Heating | DLC-Switch-Water Heating | Small General |  | Winter Evening | % of Load | 1 | 2027 | 65535
| High | DLC-Water Heating | DLC-Switch-Water Heating | Small General |  | Winter Evening | % of Load | 0 | 2027 | 65535
| High | DLC-Water Heating | DLC-BYOD-Water Heating | Small General |  | Winter Evening | % of Load | 1 | 2027 | 65535
| High | DLC-Water Heating | DLC-BYOD-Water Heating | Small General |  | Winter Evening | % of Load | 0 | 2027 | 65535
| High | DLC-Water Heating | DLC-Thermostat-DI-Central Heat Pump | Small General |  | Winter Evening | % of Load | 1 | 2027 | 65535
| High | DLC-Water Heating | DLC-Thermostat-DI-Central Heat Pump | Small General |  | Winter Evening | % of Load | 0 | 2027 | 65535
| High | DLC-Water Heating | DLC-Thermostat-BYOT-Central Heat Pump | Small General |  | Winter Evening | % of Load | 1 | 2027 | 65535
| High | DLC-Water Heating | DLC-Thermostat-BYOT-Central Heat Pump | Small General |  | Winter Evening | % of Load | 0 | 2027 | 65535
| High | DLC-Water Heating | DLC-Thermostat-HVAC | Small General |  | Winter Evening | % of Load | 1 | 2027 | 65535
| High | DLC-Water Heating | DLC-Thermostat-HVAC | Small General |  | Winter Evening | % of Load | 0 | 2027 | 65535
| High | DLC-Water Heating | DLC-Thermostat-DI-Baseboard Heating | Small General |  | Winter Evening | % of Load | 1 | 2027 | 65535
| High | DLC-Water Heating | DLC-Thermostat-DI-Baseboard Heating | Small General |  | Winter Evening | % of Load | 0 | 2027 | 65535
| High | DLC-Water Heating | DLC-Thermostat-BYOT-Baseboard Heating | Small General |  | Winter Evening | % of Load | 1 | 2027 | 65535
| High | DLC-Water Heating | DLC-Thermostat-BYOT-Baseboard Heating | Small General |  | Winter Evening | % of Load | 0 | 2027 | 65535
| High | DLC-Water Heating | DLC-Thermostat-DI-MSHP | Small General |  | Winter Evening | % of Load | 1 | 2027 | 65535
| High | DLC-Water Heating | DLC-Thermostat-DI-MSHP | Small General |  | Winter Evening | % of Load | 0 | 2027 | 65535
| High | DLC-Water Heating | DLC-Thermostat-BYOT-MSHP | Small General |  | Winter Evening | % of Load | 1 | 2027 | 65535
| High | DLC-Water Heating | DLC-Thermostat-BYOT-MSHP | Small General |  | Winter Evening | % of Load | 0 | 2027 | 65535
| High | DLC-Water Heating | C&I Curtailment-Turnkey-Manual HVAC Control | Small General |  | Winter Evening | % of Load | 1 | 2027 | 65535
| High | DLC-Water Heating | C&I Curtailment-Turnkey-Manual HVAC Control | Small General |  | Winter Evening | % of Load | 0 | 2027 | 65535
| High | DLC-Water Heating | C&I Curtailment-Turnkey-Auto-DR HVAC Control | Small General |  | Winter Evening | % of Load | 1 | 2027 | 65535
| High | DLC-Water Heating | C&I Curtailment-Turnkey-Auto-DR HVAC Control | Small General |  | Winter Evening | % of Load | 0 | 2027 | 65535
| High | DLC-Water Heating | C&I Curtailment-Turnkey-Standard Lighting Control | Small General |  | Winter Evening | % of Load | 1 | 2027 | 65535
| High | DLC-Water Heating | C&I Curtailment-Turnkey-Standard Lighting Control | Small General |  | Winter Evening | % of Load | 0 | 2027 | 65535
| High | DLC-Water Heating | C&I Curtailment-Turnkey-Advanced Lighting Control | Small General |  | Winter Evening | % of Load | 1 | 2027 | 65535
| High | DLC-Water Heating | C&I Curtailment-Turnkey-Advanced Lighting Control | Small General |  | Winter Evening | % of Load | 0 | 2027 | 65535
| High | DLC-Water Heating | C&I Curtailment-Turnkey-Water Heating Control | Small General |  | Winter Evening | % of Load | 1 | 2027 | 65535
| High | DLC-Water Heating | C&I Curtailment-Turnkey-Water Heating Control | Small General |  | Winter Evening | % of Load | 0 | 2027 | 65535
| High | DLC-Water Heating | C&I Curtailment-Turnkey-Other | Small General |  | Winter Evening | % of Load | 1 | 2027 | 65535
| High | DLC-Water Heating | C&I Curtailment-Turnkey-Other | Small General |  | Winter Evening | % of Load | 0 | 2027 | 65535
| High | DLC-Water Heating | Dynamic Pricing with enabling tech. | Small General |  | Winter Evening | % of Load | 1 | 2027 | 65535
| High | DLC-Water Heating | Dynamic Pricing with enabling tech. | Small General |  | Winter Evening | % of Load | 0 | 2027 | 65535
| High | DLC-Water Heating | DLC-Switch-Water Heating | General |  | Winter Morning | % of Load | 1 | 2027 | 65535
| High | DLC-Water Heating | DLC-Switch-Water Heating | General |  | Winter Morning | % of Load | 0 | 2027 | 65535
| High | DLC-Water Heating | DLC-BYOD-Water Heating | General |  | Winter Morning | % of Load | 1 | 2027 | 65535
| High | DLC-Water Heating | DLC-BYOD-Water Heating | General |  | Winter Morning | % of Load | 0 | 2027 | 65535
| High | DLC-Water Heating | DLC-Thermostat-DI-Central Heat Pump | General |  | Winter Morning | % of Load | 1 | 2027 | 65535
| High | DLC-Water Heating | DLC-Thermostat-DI-Central Heat Pump | General |  | Winter Morning | % of Load | 0 | 2027 | 65535
| High | DLC-Water Heating | DLC-Thermostat-BYOT-Central Heat Pump | General |  | Winter Morning | % of Load | 1 | 2027 | 65535
| High | DLC-Water Heating | DLC-Thermostat-BYOT-Central Heat Pump | General |  | Winter Morning | % of Load | 0 | 2027 | 65535
| High | DLC-Water Heating | DLC-Thermostat-HVAC | General |  | Winter Morning | % of Load | 1 | 2027 | 65535
| High | DLC-Water Heating | DLC-Thermostat-HVAC | General |  | Winter Morning | % of Load | 0 | 2027 | 65535
| High | DLC-Water Heating | DLC-Thermostat-DI-Baseboard Heating | General |  | Winter Morning | % of Load | 1 | 2027 | 65535
| High | DLC-Water Heating | DLC-Thermostat-DI-Baseboard Heating | General |  | Winter Morning | % of Load | 0 | 2027 | 65535
| High | DLC-Water Heating | DLC-Thermostat-BYOT-Baseboard Heating | General |  | Winter Morning | % of Load | 1 | 2027 | 65535
| High | DLC-Water Heating | DLC-Thermostat-BYOT-Baseboard Heating | General |  | Winter Morning | % of Load | 0 | 2027 | 65535
| High | DLC-Water Heating | DLC-Thermostat-DI-MSHP | General |  | Winter Morning | % of Load | 1 | 2027 | 65535
| High | DLC-Water Heating | DLC-Thermostat-DI-MSHP | General |  | Winter Morning | % of Load | 0 | 2027 | 65535
| High | DLC-Water Heating | DLC-Thermostat-BYOT-MSHP | General |  | Winter Morning | % of Load | 1 | 2027 | 65535
| High | DLC-Water Heating | DLC-Thermostat-BYOT-MSHP | General |  | Winter Morning | % of Load | 0 | 2027 | 65535
| High | DLC-Water Heating | C&I Curtailment-Turnkey-Manual HVAC Control | General |  | Winter Morning | % of Load | 1 | 2027 | 65535
| High | DLC-Water Heating | C&I Curtailment-Turnkey-Manual HVAC Control | General |  | Winter Morning | % of Load | 0 | 2027 | 65535
| High | DLC-Water Heating | C&I Curtailment-Turnkey-Auto-DR HVAC Control | General |  | Winter Morning | % of Load | 1 | 2027 | 65535
| High | DLC-Water Heating | C&I Curtailment-Turnkey-Auto-DR HVAC Control | General |  | Winter Morning | % of Load | 0 | 2027 | 65535
| High | DLC-Water Heating | C&I Curtailment-Turnkey-Standard Lighting Control | General |  | Winter Morning | % of Load | 1 | 2027 | 65535
| High | DLC-Water Heating | C&I Curtailment-Turnkey-Standard Lighting Control | General |  | Winter Morning | % of Load | 0 | 2027 | 65535
| High | DLC-Water Heating | C&I Curtailment-Turnkey-Advanced Lighting Control | General |  | Winter Morning | % of Load | 1 | 2027 | 65535
| High | DLC-Water Heating | C&I Curtailment-Turnkey-Advanced Lighting Control | General |  | Winter Morning | % of Load | 0 | 2027 | 65535
| High | DLC-Water Heating | C&I Curtailment-Turnkey-Water Heating Control | General |  | Winter Morning | % of Load | 1 | 2027 | 65535
| High | DLC-Water Heating | C&I Curtailment-Turnkey-Water Heating Control | General |  | Winter Morning | % of Load | 0 | 2027 | 65535
| High | DLC-Water Heating | C&I Curtailment-Turnkey-Other | General |  | Winter Morning | % of Load | 1 | 2027 | 65535
| High | DLC-Water Heating | C&I Curtailment-Turnkey-Other | General |  | Winter Morning | % of Load | 0 | 2027 | 65535
| High | DLC-Water Heating | DLC-Switch-Water Heating | General |  | Winter Evening | % of Load | 1 | 2027 | 65535
| High | DLC-Water Heating | DLC-Switch-Water Heating | General |  | Winter Evening | % of Load | 0 | 2027 | 65535
| High | DLC-Water Heating | DLC-BYOD-Water Heating | General |  | Winter Evening | % of Load | 1 | 2027 | 65535
| High | DLC-Water Heating | DLC-BYOD-Water Heating | General |  | Winter Evening | % of Load | 0 | 2027 | 65535
| High | DLC-Water Heating | DLC-Thermostat-DI-Central Heat Pump | General |  | Winter Evening | % of Load | 1 | 2027 | 65535
| High | DLC-Water Heating | DLC-Thermostat-DI-Central Heat Pump | General |  | Winter Evening | % of Load | 0 | 2027 | 65535
| High | DLC-Water Heating | DLC-Thermostat-BYOT-Central Heat Pump | General |  | Winter Evening | % of Load | 1 | 2027 | 65535
| High | DLC-Water Heating | DLC-Thermostat-BYOT-Central Heat Pump | General |  | Winter Evening | % of Load | 0 | 2027 | 65535
| High | DLC-Water Heating | DLC-Thermostat-HVAC | General |  | Winter Evening | % of Load | 1 | 2027 | 65535
| High | DLC-Water Heating | DLC-Thermostat-HVAC | General |  | Winter Evening | % of Load | 0 | 2027 | 65535
| High | DLC-Water Heating | DLC-Thermostat-DI-Baseboard Heating | General |  | Winter Evening | % of Load | 1 | 2027 | 65535
| High | DLC-Water Heating | DLC-Thermostat-DI-Baseboard Heating | General |  | Winter Evening | % of Load | 0 | 2027 | 65535
| High | DLC-Water Heating | DLC-Thermostat-BYOT-Baseboard Heating | General |  | Winter Evening | % of Load | 1 | 2027 | 65535
| High | DLC-Water Heating | DLC-Thermostat-BYOT-Baseboard Heating | General |  | Winter Evening | % of Load | 0 | 2027 | 65535
| High | DLC-Water Heating | DLC-Thermostat-DI-MSHP | General |  | Winter Evening | % of Load | 1 | 2027 | 65535
| High | DLC-Water Heating | DLC-Thermostat-DI-MSHP | General |  | Winter Evening | % of Load | 0 | 2027 | 65535
| High | DLC-Water Heating | DLC-Thermostat-BYOT-MSHP | General |  | Winter Evening | % of Load | 1 | 2027 | 65535
| High | DLC-Water Heating | DLC-Thermostat-BYOT-MSHP | General |  | Winter Evening | % of Load | 0 | 2027 | 65535
| High | DLC-Water Heating | C&I Curtailment-Turnkey-Manual HVAC Control | General |  | Winter Evening | % of Load | 1 | 2027 | 65535
| High | DLC-Water Heating | C&I Curtailment-Turnkey-Manual HVAC Control | General |  | Winter Evening | % of Load | 0 | 2027 | 65535
| High | DLC-Water Heating | C&I Curtailment-Turnkey-Auto-DR HVAC Control | General |  | Winter Evening | % of Load | 1 | 2027 | 65535
| High | DLC-Water Heating | C&I Curtailment-Turnkey-Auto-DR HVAC Control | General |  | Winter Evening | % of Load | 0 | 2027 | 65535
| High | DLC-Water Heating | C&I Curtailment-Turnkey-Standard Lighting Control | General |  | Winter Evening | % of Load | 1 | 2027 | 65535
| High | DLC-Water Heating | C&I Curtailment-Turnkey-Standard Lighting Control | General |  | Winter Evening | % of Load | 0 | 2027 | 65535
| High | DLC-Water Heating | C&I Curtailment-Turnkey-Advanced Lighting Control | General |  | Winter Evening | % of Load | 1 | 2027 | 65535
| High | DLC-Water Heating | C&I Curtailment-Turnkey-Advanced Lighting Control | General |  | Winter Evening | % of Load | 0 | 2027 | 65535
| High | DLC-Water Heating | C&I Curtailment-Turnkey-Water Heating Control | General |  | Winter Evening | % of Load | 1 | 2027 | 65535
| High | DLC-Water Heating | C&I Curtailment-Turnkey-Water Heating Control | General |  | Winter Evening | % of Load | 0 | 2027 | 65535
| High | DLC-Water Heating | C&I Curtailment-Turnkey-Other | General |  | Winter Evening | % of Load | 1 | 2027 | 65535
| High | DLC-Water Heating | C&I Curtailment-Turnkey-Other | General |  | Winter Evening | % of Load | 0 | 2027 | 65535
| High | DLC-Water Heating | DLC-Switch-Water Heating | Small Industrial |  | Winter Morning | % of Load | 1 | 2027 | 65535
| High | DLC-Water Heating | DLC-Switch-Water Heating | Small Industrial |  | Winter Morning | % of Load | 0 | 2027 | 65535
| High | DLC-Water Heating | DLC-BYOD-Water Heating | Small Industrial |  | Winter Morning | % of Load | 1 | 2027 | 65535
| High | DLC-Water Heating | DLC-BYOD-Water Heating | Small Industrial |  | Winter Morning | % of Load | 0 | 2027 | 65535
| High | DLC-Water Heating | DLC-Thermostat-DI-Central Heat Pump | Small Industrial |  | Winter Morning | % of Load | 1 | 2027 | 65535
| High | DLC-Water Heating | DLC-Thermostat-DI-Central Heat Pump | Small Industrial |  | Winter Morning | % of Load | 0 | 2027 | 65535
| High | DLC-Water Heating | DLC-Thermostat-BYOT-Central Heat Pump | Small Industrial |  | Winter Morning | % of Load | 1 | 2027 | 65535
| High | DLC-Water Heating | DLC-Thermostat-BYOT-Central Heat Pump | Small Industrial |  | Winter Morning | % of Load | 0 | 2027 | 65535
| High | DLC-Water Heating | DLC-Thermostat-HVAC | Small Industrial |  | Winter Morning | % of Load | 1 | 2027 | 65535
| High | DLC-Water Heating | DLC-Thermostat-HVAC | Small Industrial |  | Winter Morning | % of Load | 0 | 2027 | 65535
| High | DLC-Water Heating | DLC-Thermostat-DI-Baseboard Heating | Small Industrial |  | Winter Morning | % of Load | 1 | 2027 | 65535
| High | DLC-Water Heating | DLC-Thermostat-DI-Baseboard Heating | Small Industrial |  | Winter Morning | % of Load | 0 | 2027 | 65535
| High | DLC-Water Heating | DLC-Thermostat-BYOT-Baseboard Heating | Small Industrial |  | Winter Morning | % of Load | 1 | 2027 | 65535
| High | DLC-Water Heating | DLC-Thermostat-BYOT-Baseboard Heating | Small Industrial |  | Winter Morning | % of Load | 0 | 2027 | 65535
| High | DLC-Water Heating | DLC-Thermostat-DI-MSHP | Small Industrial |  | Winter Morning | % of Load | 1 | 2027 | 65535
| High | DLC-Water Heating | DLC-Thermostat-DI-MSHP | Small Industrial |  | Winter Morning | % of Load | 0 | 2027 | 65535
| High | DLC-Water Heating | DLC-Thermostat-BYOT-MSHP | Small Industrial |  | Winter Morning | % of Load | 1 | 2027 | 65535
| High | DLC-Water Heating | DLC-Thermostat-BYOT-MSHP | Small Industrial |  | Winter Morning | % of Load | 0 | 2027 | 65535
| High | DLC-Water Heating | C&I Curtailment-Turnkey-Manual HVAC Control | Small Industrial |  | Winter Morning | % of Load | 1 | 2027 | 65535
| High | DLC-Water Heating | C&I Curtailment-Turnkey-Manual HVAC Control | Small Industrial |  | Winter Morning | % of Load | 0 | 2027 | 65535
| High | DLC-Water Heating | C&I Curtailment-Turnkey-Auto-DR HVAC Control | Small Industrial |  | Winter Morning | % of Load | 1 | 2027 | 65535
| High | DLC-Water Heating | C&I Curtailment-Turnkey-Auto-DR HVAC Control | Small Industrial |  | Winter Morning | % of Load | 0 | 2027 | 65535
| High | DLC-Water Heating | C&I Curtailment-Turnkey-Standard Lighting Control | Small Industrial |  | Winter Morning | % of Load | 1 | 2027 | 65535
| High | DLC-Water Heating | C&I Curtailment-Turnkey-Standard Lighting Control | Small Industrial |  | Winter Morning | % of Load | 0 | 2027 | 65535
| High | DLC-Water Heating | C&I Curtailment-Turnkey-Advanced Lighting Control | Small Industrial |  | Winter Morning | % of Load | 1 | 2027 | 65535
| High | DLC-Water Heating | C&I Curtailment-Turnkey-Advanced Lighting Control | Small Industrial |  | Winter Morning | % of Load | 0 | 2027 | 65535
| High | DLC-Water Heating | C&I Curtailment-Turnkey-Water Heating Control | Small Industrial |  | Winter Morning | % of Load | 1 | 2027 | 65535
| High | DLC-Water Heating | C&I Curtailment-Turnkey-Water Heating Control | Small Industrial |  | Winter Morning | % of Load | 0 | 2027 | 65535
| High | DLC-Water Heating | C&I Curtailment-Turnkey-Other | Small Industrial |  | Winter Morning | % of Load | 1 | 2027 | 65535
| High | DLC-Water Heating | C&I Curtailment-Turnkey-Other | Small Industrial |  | Winter Morning | % of Load | 0 | 2027 | 65535
| High | DLC-Water Heating | C&I Curtailment-Turnkey-Industrial | Small Industrial |  | Winter Morning | % of Load | 1 | 2027 | 65535
| High | DLC-Water Heating | C&I Curtailment-Turnkey-Industrial | Small Industrial |  | Winter Morning | % of Load | 0 | 2027 | 65535
| High | DLC-Water Heating | DLC-Switch-Water Heating | Small Industrial |  | Winter Evening | % of Load | 1 | 2027 | 65535
| High | DLC-Water Heating | DLC-Switch-Water Heating | Small Industrial |  | Winter Evening | % of Load | 0 | 2027 | 65535
| High | DLC-Water Heating | DLC-BYOD-Water Heating | Small Industrial |  | Winter Evening | % of Load | 1 | 2027 | 65535
| High | DLC-Water Heating | DLC-BYOD-Water Heating | Small Industrial |  | Winter Evening | % of Load | 0 | 2027 | 65535
| High | DLC-Water Heating | DLC-Thermostat-DI-Central Heat Pump | Small Industrial |  | Winter Evening | % of Load | 1 | 2027 | 65535
| High | DLC-Water Heating | DLC-Thermostat-DI-Central Heat Pump | Small Industrial |  | Winter Evening | % of Load | 0 | 2027 | 65535
| High | DLC-Water Heating | DLC-Thermostat-BYOT-Central Heat Pump | Small Industrial |  | Winter Evening | % of Load | 1 | 2027 | 65535
| High | DLC-Water Heating | DLC-Thermostat-BYOT-Central Heat Pump | Small Industrial |  | Winter Evening | % of Load | 0 | 2027 | 65535
| High | DLC-Water Heating | DLC-Thermostat-HVAC | Small Industrial |  | Winter Evening | % of Load | 1 | 2027 | 65535
| High | DLC-Water Heating | DLC-Thermostat-HVAC | Small Industrial |  | Winter Evening | % of Load | 0 | 2027 | 65535
| High | DLC-Water Heating | DLC-Thermostat-DI-Baseboard Heating | Small Industrial |  | Winter Evening | % of Load | 1 | 2027 | 65535
| High | DLC-Water Heating | DLC-Thermostat-DI-Baseboard Heating | Small Industrial |  | Winter Evening | % of Load | 0 | 2027 | 65535
| High | DLC-Water Heating | DLC-Thermostat-BYOT-Baseboard Heating | Small Industrial |  | Winter Evening | % of Load | 1 | 2027 | 65535
| High | DLC-Water Heating | DLC-Thermostat-BYOT-Baseboard Heating | Small Industrial |  | Winter Evening | % of Load | 0 | 2027 | 65535
| High | DLC-Water Heating | DLC-Thermostat-DI-MSHP | Small Industrial |  | Winter Evening | % of Load | 1 | 2027 | 65535
| High | DLC-Water Heating | DLC-Thermostat-DI-MSHP | Small Industrial |  | Winter Evening | % of Load | 0 | 2027 | 65535
| High | DLC-Water Heating | DLC-Thermostat-BYOT-MSHP | Small Industrial |  | Winter Evening | % of Load | 1 | 2027 | 65535
| High | DLC-Water Heating | DLC-Thermostat-BYOT-MSHP | Small Industrial |  | Winter Evening | % of Load | 0 | 2027 | 65535
| High | DLC-Water Heating | C&I Curtailment-Turnkey-Manual HVAC Control | Small Industrial |  | Winter Evening | % of Load | 1 | 2027 | 65535
| High | DLC-Water Heating | C&I Curtailment-Turnkey-Manual HVAC Control | Small Industrial |  | Winter Evening | % of Load | 0 | 2027 | 65535
| High | DLC-Water Heating | C&I Curtailment-Turnkey-Auto-DR HVAC Control | Small Industrial |  | Winter Evening | % of Load | 1 | 2027 | 65535
| High | DLC-Water Heating | C&I Curtailment-Turnkey-Auto-DR HVAC Control | Small Industrial |  | Winter Evening | % of Load | 0 | 2027 | 65535
| High | DLC-Water Heating | C&I Curtailment-Turnkey-Standard Lighting Control | Small Industrial |  | Winter Evening | % of Load | 1 | 2027 | 65535
| High | DLC-Water Heating | C&I Curtailment-Turnkey-Standard Lighting Control | Small Industrial |  | Winter Evening | % of Load | 0 | 2027 | 65535
| High | DLC-Water Heating | C&I Curtailment-Turnkey-Advanced Lighting Control | Small Industrial |  | Winter Evening | % of Load | 1 | 2027 | 65535
| High | DLC-Water Heating | C&I Curtailment-Turnkey-Advanced Lighting Control | Small Industrial |  | Winter Evening | % of Load | 0 | 2027 | 65535
| High | DLC-Water Heating | C&I Curtailment-Turnkey-Water Heating Control | Small Industrial |  | Winter Evening | % of Load | 1 | 2027 | 65535
| High | DLC-Water Heating | C&I Curtailment-Turnkey-Water Heating Control | Small Industrial |  | Winter Evening | % of Load | 0 | 2027 | 65535
| High | DLC-Water Heating | C&I Curtailment-Turnkey-Other | Small Industrial |  | Winter Evening | % of Load | 1 | 2027 | 65535
| High | DLC-Water Heating | C&I Curtailment-Turnkey-Other | Small Industrial |  | Winter Evening | % of Load | 0 | 2027 | 65535
| High | DLC-Water Heating | C&I Curtailment-Turnkey-Industrial | Small Industrial |  | Winter Evening | % of Load | 1 | 2027 | 65535
| High | DLC-Water Heating | C&I Curtailment-Turnkey-Industrial | Small Industrial |  | Winter Evening | % of Load | 0 | 2027 | 65535
| High | DLC-Water Heating | DLC-Switch-Water Heating | Medium Industrial |  | Winter Morning | % of Load | 1 | 2027 | 65535
| High | DLC-Water Heating | DLC-Switch-Water Heating | Medium Industrial |  | Winter Morning | % of Load | 0 | 2027 | 65535
| High | DLC-Water Heating | DLC-BYOD-Water Heating | Medium Industrial |  | Winter Morning | % of Load | 1 | 2027 | 65535
| High | DLC-Water Heating | DLC-BYOD-Water Heating | Medium Industrial |  | Winter Morning | % of Load | 0 | 2027 | 65535
| High | DLC-Water Heating | DLC-Thermostat-DI-Central Heat Pump | Medium Industrial |  | Winter Morning | % of Load | 1 | 2027 | 65535
| High | DLC-Water Heating | DLC-Thermostat-DI-Central Heat Pump | Medium Industrial |  | Winter Morning | % of Load | 0 | 2027 | 65535
| High | DLC-Water Heating | DLC-Thermostat-BYOT-Central Heat Pump | Medium Industrial |  | Winter Morning | % of Load | 1 | 2027 | 65535
| High | DLC-Water Heating | DLC-Thermostat-BYOT-Central Heat Pump | Medium Industrial |  | Winter Morning | % of Load | 0 | 2027 | 65535
| High | DLC-Water Heating | DLC-Thermostat-HVAC | Medium Industrial |  | Winter Morning | % of Load | 1 | 2027 | 65535
| High | DLC-Water Heating | DLC-Thermostat-HVAC | Medium Industrial |  | Winter Morning | % of Load | 0 | 2027 | 65535
| High | DLC-Water Heating | DLC-Thermostat-DI-Baseboard Heating | Medium Industrial |  | Winter Morning | % of Load | 1 | 2027 | 65535
| High | DLC-Water Heating | DLC-Thermostat-DI-Baseboard Heating | Medium Industrial |  | Winter Morning | % of Load | 0 | 2027 | 65535
| High | DLC-Water Heating | DLC-Thermostat-BYOT-Baseboard Heating | Medium Industrial |  | Winter Morning | % of Load | 1 | 2027 | 65535
| High | DLC-Water Heating | DLC-Thermostat-BYOT-Baseboard Heating | Medium Industrial |  | Winter Morning | % of Load | 0 | 2027 | 65535
| High | DLC-Water Heating | DLC-Thermostat-DI-MSHP | Medium Industrial |  | Winter Morning | % of Load | 1 | 2027 | 65535
| High | DLC-Water Heating | DLC-Thermostat-DI-MSHP | Medium Industrial |  | Winter Morning | % of Load | 0 | 2027 | 65535
| High | DLC-Water Heating | DLC-Thermostat-BYOT-MSHP | Medium Industrial |  | Winter Morning | % of Load | 1 | 2027 | 65535
| High | DLC-Water Heating | DLC-Thermostat-BYOT-MSHP | Medium Industrial |  | Winter Morning | % of Load | 0 | 2027 | 65535
| High | DLC-Water Heating | C&I Curtailment-Turnkey-Manual HVAC Control | Medium Industrial |  | Winter Morning | % of Load | 1 | 2027 | 65535
| High | DLC-Water Heating | C&I Curtailment-Turnkey-Manual HVAC Control | Medium Industrial |  | Winter Morning | % of Load | 0 | 2027 | 65535
| High | DLC-Water Heating | C&I Curtailment-Turnkey-Auto-DR HVAC Control | Medium Industrial |  | Winter Morning | % of Load | 1 | 2027 | 65535
| High | DLC-Water Heating | C&I Curtailment-Turnkey-Auto-DR HVAC Control | Medium Industrial |  | Winter Morning | % of Load | 0 | 2027 | 65535
| High | DLC-Water Heating | C&I Curtailment-Turnkey-Standard Lighting Control | Medium Industrial |  | Winter Morning | % of Load | 1 | 2027 | 65535
| High | DLC-Water Heating | C&I Curtailment-Turnkey-Standard Lighting Control | Medium Industrial |  | Winter Morning | % of Load | 0 | 2027 | 65535
| High | DLC-Water Heating | C&I Curtailment-Turnkey-Advanced Lighting Control | Medium Industrial |  | Winter Morning | % of Load | 1 | 2027 | 65535
| High | DLC-Water Heating | C&I Curtailment-Turnkey-Advanced Lighting Control | Medium Industrial |  | Winter Morning | % of Load | 0 | 2027 | 65535
| High | DLC-Water Heating | C&I Curtailment-Turnkey-Water Heating Control | Medium Industrial |  | Winter Morning | % of Load | 1 | 2027 | 65535
| High | DLC-Water Heating | C&I Curtailment-Turnkey-Water Heating Control | Medium Industrial |  | Winter Morning | % of Load | 0 | 2027 | 65535
| High | DLC-Water Heating | C&I Curtailment-Turnkey-Other | Medium Industrial |  | Winter Morning | % of Load | 1 | 2027 | 65535
| High | DLC-Water Heating | C&I Curtailment-Turnkey-Other | Medium Industrial |  | Winter Morning | % of Load | 0 | 2027 | 65535
| High | DLC-Water Heating | DLC-Switch-Water Heating | Medium Industrial |  | Winter Evening | % of Load | 1 | 2027 | 65535
| High | DLC-Water Heating | DLC-Switch-Water Heating | Medium Industrial |  | Winter Evening | % of Load | 0 | 2027 | 65535
| High | DLC-Water Heating | DLC-BYOD-Water Heating | Medium Industrial |  | Winter Evening | % of Load | 1 | 2027 | 65535
| High | DLC-Water Heating | DLC-BYOD-Water Heating | Medium Industrial |  | Winter Evening | % of Load | 0 | 2027 | 65535
| High | DLC-Water Heating | DLC-Thermostat-DI-Central Heat Pump | Medium Industrial |  | Winter Evening | % of Load | 1 | 2027 | 65535
| High | DLC-Water Heating | DLC-Thermostat-DI-Central Heat Pump | Medium Industrial |  | Winter Evening | % of Load | 0 | 2027 | 65535
| High | DLC-Water Heating | DLC-Thermostat-BYOT-Central Heat Pump | Medium Industrial |  | Winter Evening | % of Load | 1 | 2027 | 65535
| High | DLC-Water Heating | DLC-Thermostat-BYOT-Central Heat Pump | Medium Industrial |  | Winter Evening | % of Load | 0 | 2027 | 65535
| High | DLC-Water Heating | DLC-Thermostat-HVAC | Medium Industrial |  | Winter Evening | % of Load | 1 | 2027 | 65535
| High | DLC-Water Heating | DLC-Thermostat-HVAC | Medium Industrial |  | Winter Evening | % of Load | 0 | 2027 | 65535
| High | DLC-Water Heating | DLC-Thermostat-DI-Baseboard Heating | Medium Industrial |  | Winter Evening | % of Load | 1 | 2027 | 65535
| High | DLC-Water Heating | DLC-Thermostat-DI-Baseboard Heating | Medium Industrial |  | Winter Evening | % of Load | 0 | 2027 | 65535
| High | DLC-Water Heating | DLC-Thermostat-BYOT-Baseboard Heating | Medium Industrial |  | Winter Evening | % of Load | 1 | 2027 | 65535
| High | DLC-Water Heating | DLC-Thermostat-BYOT-Baseboard Heating | Medium Industrial |  | Winter Evening | % of Load | 0 | 2027 | 65535
| High | DLC-Water Heating | DLC-Thermostat-DI-MSHP | Medium Industrial |  | Winter Evening | % of Load | 1 | 2027 | 65535
| High | DLC-Water Heating | DLC-Thermostat-DI-MSHP | Medium Industrial |  | Winter Evening | % of Load | 0 | 2027 | 65535
| High | DLC-Water Heating | DLC-Thermostat-BYOT-MSHP | Medium Industrial |  | Winter Evening | % of Load | 1 | 2027 | 65535
| High | DLC-Water Heating | DLC-Thermostat-BYOT-MSHP | Medium Industrial |  | Winter Evening | % of Load | 0 | 2027 | 65535
| High | DLC-Water Heating | C&I Curtailment-Turnkey-Manual HVAC Control | Medium Industrial |  | Winter Evening | % of Load | 1 | 2027 | 65535
| High | DLC-Water Heating | C&I Curtailment-Turnkey-Manual HVAC Control | Medium Industrial |  | Winter Evening | % of Load | 0 | 2027 | 65535
| High | DLC-Water Heating | C&I Curtailment-Turnkey-Auto-DR HVAC Control | Medium Industrial |  | Winter Evening | % of Load | 1 | 2027 | 65535
| High | DLC-Water Heating | C&I Curtailment-Turnkey-Auto-DR HVAC Control | Medium Industrial |  | Winter Evening | % of Load | 0 | 2027 | 65535
| High | DLC-Water Heating | C&I Curtailment-Turnkey-Standard Lighting Control | Medium Industrial |  | Winter Evening | % of Load | 1 | 2027 | 65535
| High | DLC-Water Heating | C&I Curtailment-Turnkey-Standard Lighting Control | Medium Industrial |  | Winter Evening | % of Load | 0 | 2027 | 65535
| High | DLC-Water Heating | C&I Curtailment-Turnkey-Advanced Lighting Control | Medium Industrial |  | Winter Evening | % of Load | 1 | 2027 | 65535
| High | DLC-Water Heating | C&I Curtailment-Turnkey-Advanced Lighting Control | Medium Industrial |  | Winter Evening | % of Load | 0 | 2027 | 65535
| High | DLC-Water Heating | C&I Curtailment-Turnkey-Water Heating Control | Medium Industrial |  | Winter Evening | % of Load | 1 | 2027 | 65535
| High | DLC-Water Heating | C&I Curtailment-Turnkey-Water Heating Control | Medium Industrial |  | Winter Evening | % of Load | 0 | 2027 | 65535
| High | DLC-Water Heating | C&I Curtailment-Turnkey-Other | Medium Industrial |  | Winter Evening | % of Load | 1 | 2027 | 65535
| High | DLC-Water Heating | C&I Curtailment-Turnkey-Other | Medium Industrial |  | Winter Evening | % of Load | 0 | 2027 | 65535
| High | DLC-Water Heating | DLC-Switch-Water Heating | Residential Charitable |  | Winter Morning | % of Load | 1 | 2027 | 65535
| High | DLC-Water Heating | DLC-Switch-Water Heating | Residential Charitable |  | Winter Morning | % of Load | 0 | 2027 | 65535
| High | DLC-Water Heating | DLC-BYOD-Water Heating | Residential Charitable |  | Winter Morning | % of Load | 1 | 2027 | 65535
| High | DLC-Water Heating | DLC-BYOD-Water Heating | Residential Charitable |  | Winter Morning | % of Load | 0 | 2027 | 65535
| High | DLC-Water Heating | DLC-Switch-Water Heating | Residential Charitable |  | Winter Evening | % of Load | 1 | 2027 | 65535
| High | DLC-Water Heating | DLC-Switch-Water Heating | Residential Charitable |  | Winter Evening | % of Load | 0 | 2027 | 65535
| High | DLC-Water Heating | DLC-BYOD-Water Heating | Residential Charitable |  | Winter Evening | % of Load | 1 | 2027 | 65535
| High | DLC-Water Heating | DLC-BYOD-Water Heating | Residential Charitable |  | Winter Evening | % of Load | 0 | 2027 | 65535
| High | C&I Curtailment | DLC-Switch-Water Heating | Small General |  | Winter Morning | % of Load | 1 | 2027 | 65535
| High | C&I Curtailment | DLC-Switch-Water Heating | Small General |  | Winter Morning | % of Load | 0 | 2027 | 65535
| High | C&I Curtailment | DLC-BYOD-Water Heating | Small General |  | Winter Morning | % of Load | 1 | 2027 | 65535
| High | C&I Curtailment | DLC-BYOD-Water Heating | Small General |  | Winter Morning | % of Load | 0 | 2027 | 65535
| High | C&I Curtailment | DLC-Thermostat-DI-Central Heat Pump | Small General |  | Winter Morning | % of Load | 1 | 2027 | 65535
| High | C&I Curtailment | DLC-Thermostat-DI-Central Heat Pump | Small General |  | Winter Morning | % of Load | 0 | 2027 | 65535
| High | C&I Curtailment | DLC-Thermostat-BYOT-Central Heat Pump | Small General |  | Winter Morning | % of Load | 1 | 2027 | 65535
| High | C&I Curtailment | DLC-Thermostat-BYOT-Central Heat Pump | Small General |  | Winter Morning | % of Load | 0 | 2027 | 65535
| High | C&I Curtailment | DLC-Thermostat-HVAC | Small General |  | Winter Morning | % of Load | 1 | 2027 | 65535
| High | C&I Curtailment | DLC-Thermostat-HVAC | Small General |  | Winter Morning | % of Load | 0 | 2027 | 65535
| High | C&I Curtailment | DLC-Thermostat-DI-Baseboard Heating | Small General |  | Winter Morning | % of Load | 1 | 2027 | 65535
| High | C&I Curtailment | DLC-Thermostat-DI-Baseboard Heating | Small General |  | Winter Morning | % of Load | 0 | 2027 | 65535
| High | C&I Curtailment | DLC-Thermostat-BYOT-Baseboard Heating | Small General |  | Winter Morning | % of Load | 1 | 2027 | 65535
| High | C&I Curtailment | DLC-Thermostat-BYOT-Baseboard Heating | Small General |  | Winter Morning | % of Load | 0 | 2027 | 65535
| High | C&I Curtailment | DLC-Thermostat-DI-MSHP | Small General |  | Winter Morning | % of Load | 1 | 2027 | 65535
| High | C&I Curtailment | DLC-Thermostat-DI-MSHP | Small General |  | Winter Morning | % of Load | 0 | 2027 | 65535
| High | C&I Curtailment | DLC-Thermostat-BYOT-MSHP | Small General |  | Winter Morning | % of Load | 1 | 2027 | 65535
| High | C&I Curtailment | DLC-Thermostat-BYOT-MSHP | Small General |  | Winter Morning | % of Load | 0 | 2027 | 65535
| High | C&I Curtailment | C&I Curtailment-Turnkey-Manual HVAC Control | Small General |  | Winter Morning | % of Load | 1 | 2027 | 65535
| High | C&I Curtailment | C&I Curtailment-Turnkey-Manual HVAC Control | Small General |  | Winter Morning | % of Load | 0 | 2027 | 65535
| High | C&I Curtailment | C&I Curtailment-Turnkey-Auto-DR HVAC Control | Small General |  | Winter Morning | % of Load | 1 | 2027 | 65535
| High | C&I Curtailment | C&I Curtailment-Turnkey-Auto-DR HVAC Control | Small General |  | Winter Morning | % of Load | 0 | 2027 | 65535
| High | C&I Curtailment | C&I Curtailment-Turnkey-Standard Lighting Control | Small General |  | Winter Morning | % of Load | 1 | 2027 | 65535
| High | C&I Curtailment | C&I Curtailment-Turnkey-Standard Lighting Control | Small General |  | Winter Morning | % of Load | 0 | 2027 | 65535
| High | C&I Curtailment | C&I Curtailment-Turnkey-Advanced Lighting Control | Small General |  | Winter Morning | % of Load | 1 | 2027 | 65535
| High | C&I Curtailment | C&I Curtailment-Turnkey-Advanced Lighting Control | Small General |  | Winter Morning | % of Load | 0 | 2027 | 65535
| High | C&I Curtailment | C&I Curtailment-Turnkey-Water Heating Control | Small General |  | Winter Morning | % of Load | 1 | 2027 | 65535
| High | C&I Curtailment | C&I Curtailment-Turnkey-Water Heating Control | Small General |  | Winter Morning | % of Load | 0 | 2027 | 65535
| High | C&I Curtailment | C&I Curtailment-Turnkey-Other | Small General |  | Winter Morning | % of Load | 1 | 2027 | 65535
| High | C&I Curtailment | C&I Curtailment-Turnkey-Other | Small General |  | Winter Morning | % of Load | 0 | 2027 | 65535
| High | C&I Curtailment | Dynamic Pricing with enabling tech. | Small General |  | Winter Morning | % of Load | 1 | 2027 | 65535
| High | C&I Curtailment | Dynamic Pricing with enabling tech. | Small General |  | Winter Morning | % of Load | 0 | 2027 | 65535
| High | C&I Curtailment | DLC-Switch-Water Heating | Small General |  | Winter Evening | % of Load | 1 | 2027 | 65535
| High | C&I Curtailment | DLC-Switch-Water Heating | Small General |  | Winter Evening | % of Load | 0 | 2027 | 65535
| High | C&I Curtailment | DLC-BYOD-Water Heating | Small General |  | Winter Evening | % of Load | 1 | 2027 | 65535
| High | C&I Curtailment | DLC-BYOD-Water Heating | Small General |  | Winter Evening | % of Load | 0 | 2027 | 65535
| High | C&I Curtailment | DLC-Thermostat-DI-Central Heat Pump | Small General |  | Winter Evening | % of Load | 1 | 2027 | 65535
| High | C&I Curtailment | DLC-Thermostat-DI-Central Heat Pump | Small General |  | Winter Evening | % of Load | 0 | 2027 | 65535
| High | C&I Curtailment | DLC-Thermostat-BYOT-Central Heat Pump | Small General |  | Winter Evening | % of Load | 1 | 2027 | 65535
| High | C&I Curtailment | DLC-Thermostat-BYOT-Central Heat Pump | Small General |  | Winter Evening | % of Load | 0 | 2027 | 65535
| High | C&I Curtailment | DLC-Thermostat-HVAC | Small General |  | Winter Evening | % of Load | 1 | 2027 | 65535
| High | C&I Curtailment | DLC-Thermostat-HVAC | Small General |  | Winter Evening | % of Load | 0 | 2027 | 65535
| High | C&I Curtailment | DLC-Thermostat-DI-Baseboard Heating | Small General |  | Winter Evening | % of Load | 1 | 2027 | 65535
| High | C&I Curtailment | DLC-Thermostat-DI-Baseboard Heating | Small General |  | Winter Evening | % of Load | 0 | 2027 | 65535
| High | C&I Curtailment | DLC-Thermostat-BYOT-Baseboard Heating | Small General |  | Winter Evening | % of Load | 1 | 2027 | 65535
| High | C&I Curtailment | DLC-Thermostat-BYOT-Baseboard Heating | Small General |  | Winter Evening | % of Load | 0 | 2027 | 65535
| High | C&I Curtailment | DLC-Thermostat-DI-MSHP | Small General |  | Winter Evening | % of Load | 1 | 2027 | 65535
| High | C&I Curtailment | DLC-Thermostat-DI-MSHP | Small General |  | Winter Evening | % of Load | 0 | 2027 | 65535
| High | C&I Curtailment | DLC-Thermostat-BYOT-MSHP | Small General |  | Winter Evening | % of Load | 1 | 2027 | 65535
| High | C&I Curtailment | DLC-Thermostat-BYOT-MSHP | Small General |  | Winter Evening | % of Load | 0 | 2027 | 65535
| High | C&I Curtailment | C&I Curtailment-Turnkey-Manual HVAC Control | Small General |  | Winter Evening | % of Load | 1 | 2027 | 65535
| High | C&I Curtailment | C&I Curtailment-Turnkey-Manual HVAC Control | Small General |  | Winter Evening | % of Load | 0 | 2027 | 65535
| High | C&I Curtailment | C&I Curtailment-Turnkey-Auto-DR HVAC Control | Small General |  | Winter Evening | % of Load | 1 | 2027 | 65535
| High | C&I Curtailment | C&I Curtailment-Turnkey-Auto-DR HVAC Control | Small General |  | Winter Evening | % of Load | 0 | 2027 | 65535
| High | C&I Curtailment | C&I Curtailment-Turnkey-Standard Lighting Control | Small General |  | Winter Evening | % of Load | 1 | 2027 | 65535
| High | C&I Curtailment | C&I Curtailment-Turnkey-Standard Lighting Control | Small General |  | Winter Evening | % of Load | 0 | 2027 | 65535
| High | C&I Curtailment | C&I Curtailment-Turnkey-Advanced Lighting Control | Small General |  | Winter Evening | % of Load | 1 | 2027 | 65535
| High | C&I Curtailment | C&I Curtailment-Turnkey-Advanced Lighting Control | Small General |  | Winter Evening | % of Load | 0 | 2027 | 65535
| High | C&I Curtailment | C&I Curtailment-Turnkey-Water Heating Control | Small General |  | Winter Evening | % of Load | 1 | 2027 | 65535
| High | C&I Curtailment | C&I Curtailment-Turnkey-Water Heating Control | Small General |  | Winter Evening | % of Load | 0 | 2027 | 65535
| High | C&I Curtailment | C&I Curtailment-Turnkey-Other | Small General |  | Winter Evening | % of Load | 1 | 2027 | 65535
| High | C&I Curtailment | C&I Curtailment-Turnkey-Other | Small General |  | Winter Evening | % of Load | 0 | 2027 | 65535
| High | C&I Curtailment | Dynamic Pricing with enabling tech. | Small General |  | Winter Evening | % of Load | 1 | 2027 | 65535
| High | C&I Curtailment | Dynamic Pricing with enabling tech. | Small General |  | Winter Evening | % of Load | 0 | 2027 | 65535
| High | C&I Curtailment | DLC-Switch-Water Heating | General |  | Winter Morning | % of Load | 1 | 2027 | 65535
| High | C&I Curtailment | DLC-Switch-Water Heating | General |  | Winter Morning | % of Load | 0 | 2027 | 65535
| High | C&I Curtailment | DLC-BYOD-Water Heating | General |  | Winter Morning | % of Load | 1 | 2027 | 65535
| High | C&I Curtailment | DLC-BYOD-Water Heating | General |  | Winter Morning | % of Load | 0 | 2027 | 65535
| High | C&I Curtailment | DLC-Thermostat-DI-Central Heat Pump | General |  | Winter Morning | % of Load | 1 | 2027 | 65535
| High | C&I Curtailment | DLC-Thermostat-DI-Central Heat Pump | General |  | Winter Morning | % of Load | 0 | 2027 | 65535
| High | C&I Curtailment | DLC-Thermostat-BYOT-Central Heat Pump | General |  | Winter Morning | % of Load | 1 | 2027 | 65535
| High | C&I Curtailment | DLC-Thermostat-BYOT-Central Heat Pump | General |  | Winter Morning | % of Load | 0 | 2027 | 65535
| High | C&I Curtailment | DLC-Thermostat-HVAC | General |  | Winter Morning | % of Load | 1 | 2027 | 65535
| High | C&I Curtailment | DLC-Thermostat-HVAC | General |  | Winter Morning | % of Load | 0 | 2027 | 65535
| High | C&I Curtailment | DLC-Thermostat-DI-Baseboard Heating | General |  | Winter Morning | % of Load | 1 | 2027 | 65535
| High | C&I Curtailment | DLC-Thermostat-DI-Baseboard Heating | General |  | Winter Morning | % of Load | 0 | 2027 | 65535
| High | C&I Curtailment | DLC-Thermostat-BYOT-Baseboard Heating | General |  | Winter Morning | % of Load | 1 | 2027 | 65535
| High | C&I Curtailment | DLC-Thermostat-BYOT-Baseboard Heating | General |  | Winter Morning | % of Load | 0 | 2027 | 65535
| High | C&I Curtailment | DLC-Thermostat-DI-MSHP | General |  | Winter Morning | % of Load | 1 | 2027 | 65535
| High | C&I Curtailment | DLC-Thermostat-DI-MSHP | General |  | Winter Morning | % of Load | 0 | 2027 | 65535
| High | C&I Curtailment | DLC-Thermostat-BYOT-MSHP | General |  | Winter Morning | % of Load | 1 | 2027 | 65535
| High | C&I Curtailment | DLC-Thermostat-BYOT-MSHP | General |  | Winter Morning | % of Load | 0 | 2027 | 65535
| High | C&I Curtailment | C&I Curtailment-Turnkey-Manual HVAC Control | General |  | Winter Morning | % of Load | 1 | 2027 | 65535
| High | C&I Curtailment | C&I Curtailment-Turnkey-Manual HVAC Control | General |  | Winter Morning | % of Load | 0 | 2027 | 65535
| High | C&I Curtailment | C&I Curtailment-Turnkey-Auto-DR HVAC Control | General |  | Winter Morning | % of Load | 1 | 2027 | 65535
| High | C&I Curtailment | C&I Curtailment-Turnkey-Auto-DR HVAC Control | General |  | Winter Morning | % of Load | 0 | 2027 | 65535
| High | C&I Curtailment | C&I Curtailment-Turnkey-Standard Lighting Control | General |  | Winter Morning | % of Load | 1 | 2027 | 65535
| High | C&I Curtailment | C&I Curtailment-Turnkey-Standard Lighting Control | General |  | Winter Morning | % of Load | 0 | 2027 | 65535
| High | C&I Curtailment | C&I Curtailment-Turnkey-Advanced Lighting Control | General |  | Winter Morning | % of Load | 1 | 2027 | 65535
| High | C&I Curtailment | C&I Curtailment-Turnkey-Advanced Lighting Control | General |  | Winter Morning | % of Load | 0 | 2027 | 65535
| High | C&I Curtailment | C&I Curtailment-Turnkey-Water Heating Control | General |  | Winter Morning | % of Load | 1 | 2027 | 65535
| High | C&I Curtailment | C&I Curtailment-Turnkey-Water Heating Control | General |  | Winter Morning | % of Load | 0 | 2027 | 65535
| High | C&I Curtailment | C&I Curtailment-Turnkey-Other | General |  | Winter Morning | % of Load | 1 | 2027 | 65535
| High | C&I Curtailment | C&I Curtailment-Turnkey-Other | General |  | Winter Morning | % of Load | 0 | 2027 | 65535
| High | C&I Curtailment | DLC-Switch-Water Heating | General |  | Winter Evening | % of Load | 1 | 2027 | 65535
| High | C&I Curtailment | DLC-Switch-Water Heating | General |  | Winter Evening | % of Load | 0 | 2027 | 65535
| High | C&I Curtailment | DLC-BYOD-Water Heating | General |  | Winter Evening | % of Load | 1 | 2027 | 65535
| High | C&I Curtailment | DLC-BYOD-Water Heating | General |  | Winter Evening | % of Load | 0 | 2027 | 65535
| High | C&I Curtailment | DLC-Thermostat-DI-Central Heat Pump | General |  | Winter Evening | % of Load | 1 | 2027 | 65535
| High | C&I Curtailment | DLC-Thermostat-DI-Central Heat Pump | General |  | Winter Evening | % of Load | 0 | 2027 | 65535
| High | C&I Curtailment | DLC-Thermostat-BYOT-Central Heat Pump | General |  | Winter Evening | % of Load | 1 | 2027 | 65535
| High | C&I Curtailment | DLC-Thermostat-BYOT-Central Heat Pump | General |  | Winter Evening | % of Load | 0 | 2027 | 65535
| High | C&I Curtailment | DLC-Thermostat-HVAC | General |  | Winter Evening | % of Load | 1 | 2027 | 65535
| High | C&I Curtailment | DLC-Thermostat-HVAC | General |  | Winter Evening | % of Load | 0 | 2027 | 65535
| High | C&I Curtailment | DLC-Thermostat-DI-Baseboard Heating | General |  | Winter Evening | % of Load | 1 | 2027 | 65535
| High | C&I Curtailment | DLC-Thermostat-DI-Baseboard Heating | General |  | Winter Evening | % of Load | 0 | 2027 | 65535
| High | C&I Curtailment | DLC-Thermostat-BYOT-Baseboard Heating | General |  | Winter Evening | % of Load | 1 | 2027 | 65535
| High | C&I Curtailment | DLC-Thermostat-BYOT-Baseboard Heating | General |  | Winter Evening | % of Load | 0 | 2027 | 65535
| High | C&I Curtailment | DLC-Thermostat-DI-MSHP | General |  | Winter Evening | % of Load | 1 | 2027 | 65535
| High | C&I Curtailment | DLC-Thermostat-DI-MSHP | General |  | Winter Evening | % of Load | 0 | 2027 | 65535
| High | C&I Curtailment | DLC-Thermostat-BYOT-MSHP | General |  | Winter Evening | % of Load | 1 | 2027 | 65535
| High | C&I Curtailment | DLC-Thermostat-BYOT-MSHP | General |  | Winter Evening | % of Load | 0 | 2027 | 65535
| High | C&I Curtailment | C&I Curtailment-Turnkey-Manual HVAC Control | General |  | Winter Evening | % of Load | 1 | 2027 | 65535
| High | C&I Curtailment | C&I Curtailment-Turnkey-Manual HVAC Control | General |  | Winter Evening | % of Load | 0 | 2027 | 65535
| High | C&I Curtailment | C&I Curtailment-Turnkey-Auto-DR HVAC Control | General |  | Winter Evening | % of Load | 1 | 2027 | 65535
| High | C&I Curtailment | C&I Curtailment-Turnkey-Auto-DR HVAC Control | General |  | Winter Evening | % of Load | 0 | 2027 | 65535
| High | C&I Curtailment | C&I Curtailment-Turnkey-Standard Lighting Control | General |  | Winter Evening | % of Load | 1 | 2027 | 65535
| High | C&I Curtailment | C&I Curtailment-Turnkey-Standard Lighting Control | General |  | Winter Evening | % of Load | 0 | 2027 | 65535
| High | C&I Curtailment | C&I Curtailment-Turnkey-Advanced Lighting Control | General |  | Winter Evening | % of Load | 1 | 2027 | 65535
| High | C&I Curtailment | C&I Curtailment-Turnkey-Advanced Lighting Control | General |  | Winter Evening | % of Load | 0 | 2027 | 65535
| High | C&I Curtailment | C&I Curtailment-Turnkey-Water Heating Control | General |  | Winter Evening | % of Load | 1 | 2027 | 65535
| High | C&I Curtailment | C&I Curtailment-Turnkey-Water Heating Control | General |  | Winter Evening | % of Load | 0 | 2027 | 65535
| High | C&I Curtailment | C&I Curtailment-Turnkey-Other | General |  | Winter Evening | % of Load | 1 | 2027 | 65535
| High | C&I Curtailment | C&I Curtailment-Turnkey-Other | General |  | Winter Evening | % of Load | 0 | 2027 | 65535
| High | C&I Curtailment | C&I Curtailment-Turnkey-Manual HVAC Control | Large General |  | Winter Morning | % of Load | 1 | 2027 | 65535
| High | C&I Curtailment | C&I Curtailment-Turnkey-Manual HVAC Control | Large General |  | Winter Morning | % of Load | 0 | 2027 | 65535
| High | C&I Curtailment | C&I Curtailment-Turnkey-Auto-DR HVAC Control | Large General |  | Winter Morning | % of Load | 1 | 2027 | 65535
| High | C&I Curtailment | C&I Curtailment-Turnkey-Auto-DR HVAC Control | Large General |  | Winter Morning | % of Load | 0 | 2027 | 65535
| High | C&I Curtailment | C&I Curtailment-Turnkey-Standard Lighting Control | Large General |  | Winter Morning | % of Load | 1 | 2027 | 65535
| High | C&I Curtailment | C&I Curtailment-Turnkey-Standard Lighting Control | Large General |  | Winter Morning | % of Load | 0 | 2027 | 65535
| High | C&I Curtailment | C&I Curtailment-Turnkey-Water Heating Control | Large General |  | Winter Morning | % of Load | 1 | 2027 | 65535
| High | C&I Curtailment | C&I Curtailment-Turnkey-Water Heating Control | Large General |  | Winter Morning | % of Load | 0 | 2027 | 65535
| High | C&I Curtailment | C&I Curtailment-Turnkey-Other | Large General |  | Winter Morning | % of Load | 1 | 2027 | 65535
| High | C&I Curtailment | C&I Curtailment-Turnkey-Other | Large General |  | Winter Morning | % of Load | 0 | 2027 | 65535
| High | C&I Curtailment | C&I Curtailment-Turnkey-Manual HVAC Control | Large General |  | Winter Evening | % of Load | 1 | 2027 | 65535
| High | C&I Curtailment | C&I Curtailment-Turnkey-Manual HVAC Control | Large General |  | Winter Evening | % of Load | 0 | 2027 | 65535
| High | C&I Curtailment | C&I Curtailment-Turnkey-Auto-DR HVAC Control | Large General |  | Winter Evening | % of Load | 1 | 2027 | 65535
| High | C&I Curtailment | C&I Curtailment-Turnkey-Auto-DR HVAC Control | Large General |  | Winter Evening | % of Load | 0 | 2027 | 65535
| High | C&I Curtailment | C&I Curtailment-Turnkey-Standard Lighting Control | Large General |  | Winter Evening | % of Load | 1 | 2027 | 65535
| High | C&I Curtailment | C&I Curtailment-Turnkey-Standard Lighting Control | Large General |  | Winter Evening | % of Load | 0 | 2027 | 65535
| High | C&I Curtailment | C&I Curtailment-Turnkey-Water Heating Control | Large General |  | Winter Evening | % of Load | 1 | 2027 | 65535
| High | C&I Curtailment | C&I Curtailment-Turnkey-Water Heating Control | Large General |  | Winter Evening | % of Load | 0 | 2027 | 65535
| High | C&I Curtailment | C&I Curtailment-Turnkey-Other | Large General |  | Winter Evening | % of Load | 1 | 2027 | 65535
| High | C&I Curtailment | C&I Curtailment-Turnkey-Other | Large General |  | Winter Evening | % of Load | 0 | 2027 | 65535
| High | C&I Curtailment | DLC-Switch-Water Heating | Small Industrial |  | Winter Morning | % of Load | 1 | 2027 | 65535
| High | C&I Curtailment | DLC-Switch-Water Heating | Small Industrial |  | Winter Morning | % of Load | 0 | 2027 | 65535
| High | C&I Curtailment | DLC-BYOD-Water Heating | Small Industrial |  | Winter Morning | % of Load | 1 | 2027 | 65535
| High | C&I Curtailment | DLC-BYOD-Water Heating | Small Industrial |  | Winter Morning | % of Load | 0 | 2027 | 65535
| High | C&I Curtailment | DLC-Thermostat-DI-Central Heat Pump | Small Industrial |  | Winter Morning | % of Load | 1 | 2027 | 65535
| High | C&I Curtailment | DLC-Thermostat-DI-Central Heat Pump | Small Industrial |  | Winter Morning | % of Load | 0 | 2027 | 65535
| High | C&I Curtailment | DLC-Thermostat-BYOT-Central Heat Pump | Small Industrial |  | Winter Morning | % of Load | 1 | 2027 | 65535
| High | C&I Curtailment | DLC-Thermostat-BYOT-Central Heat Pump | Small Industrial |  | Winter Morning | % of Load | 0 | 2027 | 65535
| High | C&I Curtailment | DLC-Thermostat-HVAC | Small Industrial |  | Winter Morning | % of Load | 1 | 2027 | 65535
| High | C&I Curtailment | DLC-Thermostat-HVAC | Small Industrial |  | Winter Morning | % of Load | 0 | 2027 | 65535
| High | C&I Curtailment | DLC-Thermostat-DI-Baseboard Heating | Small Industrial |  | Winter Morning | % of Load | 1 | 2027 | 65535
| High | C&I Curtailment | DLC-Thermostat-DI-Baseboard Heating | Small Industrial |  | Winter Morning | % of Load | 0 | 2027 | 65535
| High | C&I Curtailment | DLC-Thermostat-BYOT-Baseboard Heating | Small Industrial |  | Winter Morning | % of Load | 1 | 2027 | 65535
| High | C&I Curtailment | DLC-Thermostat-BYOT-Baseboard Heating | Small Industrial |  | Winter Morning | % of Load | 0 | 2027 | 65535
| High | C&I Curtailment | DLC-Thermostat-DI-MSHP | Small Industrial |  | Winter Morning | % of Load | 1 | 2027 | 65535
| High | C&I Curtailment | DLC-Thermostat-DI-MSHP | Small Industrial |  | Winter Morning | % of Load | 0 | 2027 | 65535
| High | C&I Curtailment | DLC-Thermostat-BYOT-MSHP | Small Industrial |  | Winter Morning | % of Load | 1 | 2027 | 65535
| High | C&I Curtailment | DLC-Thermostat-BYOT-MSHP | Small Industrial |  | Winter Morning | % of Load | 0 | 2027 | 65535
| High | C&I Curtailment | C&I Curtailment-Turnkey-Manual HVAC Control | Small Industrial |  | Winter Morning | % of Load | 1 | 2027 | 65535
| High | C&I Curtailment | C&I Curtailment-Turnkey-Manual HVAC Control | Small Industrial |  | Winter Morning | % of Load | 0 | 2027 | 65535
| High | C&I Curtailment | C&I Curtailment-Turnkey-Auto-DR HVAC Control | Small Industrial |  | Winter Morning | % of Load | 1 | 2027 | 65535
| High | C&I Curtailment | C&I Curtailment-Turnkey-Auto-DR HVAC Control | Small Industrial |  | Winter Morning | % of Load | 0 | 2027 | 65535
| High | C&I Curtailment | C&I Curtailment-Turnkey-Standard Lighting Control | Small Industrial |  | Winter Morning | % of Load | 1 | 2027 | 65535
| High | C&I Curtailment | C&I Curtailment-Turnkey-Standard Lighting Control | Small Industrial |  | Winter Morning | % of Load | 0 | 2027 | 65535
| High | C&I Curtailment | C&I Curtailment-Turnkey-Advanced Lighting Control | Small Industrial |  | Winter Morning | % of Load | 1 | 2027 | 65535
| High | C&I Curtailment | C&I Curtailment-Turnkey-Advanced Lighting Control | Small Industrial |  | Winter Morning | % of Load | 0 | 2027 | 65535
| High | C&I Curtailment | C&I Curtailment-Turnkey-Water Heating Control | Small Industrial |  | Winter Morning | % of Load | 1 | 2027 | 65535
| High | C&I Curtailment | C&I Curtailment-Turnkey-Water Heating Control | Small Industrial |  | Winter Morning | % of Load | 0 | 2027 | 65535
| High | C&I Curtailment | C&I Curtailment-Turnkey-Other | Small Industrial |  | Winter Morning | % of Load | 1 | 2027 | 65535
| High | C&I Curtailment | C&I Curtailment-Turnkey-Other | Small Industrial |  | Winter Morning | % of Load | 0 | 2027 | 65535
| High | C&I Curtailment | C&I Curtailment-Turnkey-Industrial | Small Industrial |  | Winter Morning | % of Load | 1 | 2027 | 65535
| High | C&I Curtailment | C&I Curtailment-Turnkey-Industrial | Small Industrial |  | Winter Morning | % of Load | 0 | 2027 | 65535
| High | C&I Curtailment | DLC-Switch-Water Heating | Small Industrial |  | Winter Evening | % of Load | 1 | 2027 | 65535
| High | C&I Curtailment | DLC-Switch-Water Heating | Small Industrial |  | Winter Evening | % of Load | 0 | 2027 | 65535
| High | C&I Curtailment | DLC-BYOD-Water Heating | Small Industrial |  | Winter Evening | % of Load | 1 | 2027 | 65535
| High | C&I Curtailment | DLC-BYOD-Water Heating | Small Industrial |  | Winter Evening | % of Load | 0 | 2027 | 65535
| High | C&I Curtailment | DLC-Thermostat-DI-Central Heat Pump | Small Industrial |  | Winter Evening | % of Load | 1 | 2027 | 65535
| High | C&I Curtailment | DLC-Thermostat-DI-Central Heat Pump | Small Industrial |  | Winter Evening | % of Load | 0 | 2027 | 65535
| High | C&I Curtailment | DLC-Thermostat-BYOT-Central Heat Pump | Small Industrial |  | Winter Evening | % of Load | 1 | 2027 | 65535
| High | C&I Curtailment | DLC-Thermostat-BYOT-Central Heat Pump | Small Industrial |  | Winter Evening | % of Load | 0 | 2027 | 65535
| High | C&I Curtailment | DLC-Thermostat-HVAC | Small Industrial |  | Winter Evening | % of Load | 1 | 2027 | 65535
| High | C&I Curtailment | DLC-Thermostat-HVAC | Small Industrial |  | Winter Evening | % of Load | 0 | 2027 | 65535
| High | C&I Curtailment | DLC-Thermostat-DI-Baseboard Heating | Small Industrial |  | Winter Evening | % of Load | 1 | 2027 | 65535
| High | C&I Curtailment | DLC-Thermostat-DI-Baseboard Heating | Small Industrial |  | Winter Evening | % of Load | 0 | 2027 | 65535
| High | C&I Curtailment | DLC-Thermostat-BYOT-Baseboard Heating | Small Industrial |  | Winter Evening | % of Load | 1 | 2027 | 65535
| High | C&I Curtailment | DLC-Thermostat-BYOT-Baseboard Heating | Small Industrial |  | Winter Evening | % of Load | 0 | 2027 | 65535
| High | C&I Curtailment | DLC-Thermostat-DI-MSHP | Small Industrial |  | Winter Evening | % of Load | 1 | 2027 | 65535
| High | C&I Curtailment | DLC-Thermostat-DI-MSHP | Small Industrial |  | Winter Evening | % of Load | 0 | 2027 | 65535
| High | C&I Curtailment | DLC-Thermostat-BYOT-MSHP | Small Industrial |  | Winter Evening | % of Load | 1 | 2027 | 65535
| High | C&I Curtailment | DLC-Thermostat-BYOT-MSHP | Small Industrial |  | Winter Evening | % of Load | 0 | 2027 | 65535
| High | C&I Curtailment | C&I Curtailment-Turnkey-Manual HVAC Control | Small Industrial |  | Winter Evening | % of Load | 1 | 2027 | 65535
| High | C&I Curtailment | C&I Curtailment-Turnkey-Manual HVAC Control | Small Industrial |  | Winter Evening | % of Load | 0 | 2027 | 65535
| High | C&I Curtailment | C&I Curtailment-Turnkey-Auto-DR HVAC Control | Small Industrial |  | Winter Evening | % of Load | 1 | 2027 | 65535
| High | C&I Curtailment | C&I Curtailment-Turnkey-Auto-DR HVAC Control | Small Industrial |  | Winter Evening | % of Load | 0 | 2027 | 65535
| High | C&I Curtailment | C&I Curtailment-Turnkey-Standard Lighting Control | Small Industrial |  | Winter Evening | % of Load | 1 | 2027 | 65535
| High | C&I Curtailment | C&I Curtailment-Turnkey-Standard Lighting Control | Small Industrial |  | Winter Evening | % of Load | 0 | 2027 | 65535
| High | C&I Curtailment | C&I Curtailment-Turnkey-Advanced Lighting Control | Small Industrial |  | Winter Evening | % of Load | 1 | 2027 | 65535
| High | C&I Curtailment | C&I Curtailment-Turnkey-Advanced Lighting Control | Small Industrial |  | Winter Evening | % of Load | 0 | 2027 | 65535
| High | C&I Curtailment | C&I Curtailment-Turnkey-Water Heating Control | Small Industrial |  | Winter Evening | % of Load | 1 | 2027 | 65535
| High | C&I Curtailment | C&I Curtailment-Turnkey-Water Heating Control | Small Industrial |  | Winter Evening | % of Load | 0 | 2027 | 65535
| High | C&I Curtailment | C&I Curtailment-Turnkey-Other | Small Industrial |  | Winter Evening | % of Load | 1 | 2027 | 65535
| High | C&I Curtailment | C&I Curtailment-Turnkey-Other | Small Industrial |  | Winter Evening | % of Load | 0 | 2027 | 65535
| High | C&I Curtailment | C&I Curtailment-Turnkey-Industrial | Small Industrial |  | Winter Evening | % of Load | 1 | 2027 | 65535
| High | C&I Curtailment | C&I Curtailment-Turnkey-Industrial | Small Industrial |  | Winter Evening | % of Load | 0 | 2027 | 65535
| High | C&I Curtailment | DLC-Switch-Water Heating | Medium Industrial |  | Winter Morning | % of Load | 1 | 2027 | 65535
| High | C&I Curtailment | DLC-Switch-Water Heating | Medium Industrial |  | Winter Morning | % of Load | 0 | 2027 | 65535
| High | C&I Curtailment | DLC-BYOD-Water Heating | Medium Industrial |  | Winter Morning | % of Load | 1 | 2027 | 65535
| High | C&I Curtailment | DLC-BYOD-Water Heating | Medium Industrial |  | Winter Morning | % of Load | 0 | 2027 | 65535
| High | C&I Curtailment | DLC-Thermostat-DI-Central Heat Pump | Medium Industrial |  | Winter Morning | % of Load | 1 | 2027 | 65535
| High | C&I Curtailment | DLC-Thermostat-DI-Central Heat Pump | Medium Industrial |  | Winter Morning | % of Load | 0 | 2027 | 65535
| High | C&I Curtailment | DLC-Thermostat-BYOT-Central Heat Pump | Medium Industrial |  | Winter Morning | % of Load | 1 | 2027 | 65535
| High | C&I Curtailment | DLC-Thermostat-BYOT-Central Heat Pump | Medium Industrial |  | Winter Morning | % of Load | 0 | 2027 | 65535
| High | C&I Curtailment | DLC-Thermostat-HVAC | Medium Industrial |  | Winter Morning | % of Load | 1 | 2027 | 65535
| High | C&I Curtailment | DLC-Thermostat-HVAC | Medium Industrial |  | Winter Morning | % of Load | 0 | 2027 | 65535
| High | C&I Curtailment | DLC-Thermostat-DI-Baseboard Heating | Medium Industrial |  | Winter Morning | % of Load | 1 | 2027 | 65535
| High | C&I Curtailment | DLC-Thermostat-DI-Baseboard Heating | Medium Industrial |  | Winter Morning | % of Load | 0 | 2027 | 65535
| High | C&I Curtailment | DLC-Thermostat-BYOT-Baseboard Heating | Medium Industrial |  | Winter Morning | % of Load | 1 | 2027 | 65535
| High | C&I Curtailment | DLC-Thermostat-BYOT-Baseboard Heating | Medium Industrial |  | Winter Morning | % of Load | 0 | 2027 | 65535
| High | C&I Curtailment | DLC-Thermostat-DI-MSHP | Medium Industrial |  | Winter Morning | % of Load | 1 | 2027 | 65535
| High | C&I Curtailment | DLC-Thermostat-DI-MSHP | Medium Industrial |  | Winter Morning | % of Load | 0 | 2027 | 65535
| High | C&I Curtailment | DLC-Thermostat-BYOT-MSHP | Medium Industrial |  | Winter Morning | % of Load | 1 | 2027 | 65535
| High | C&I Curtailment | DLC-Thermostat-BYOT-MSHP | Medium Industrial |  | Winter Morning | % of Load | 0 | 2027 | 65535
| High | C&I Curtailment | C&I Curtailment-Turnkey-Manual HVAC Control | Medium Industrial |  | Winter Morning | % of Load | 1 | 2027 | 65535
| High | C&I Curtailment | C&I Curtailment-Turnkey-Manual HVAC Control | Medium Industrial |  | Winter Morning | % of Load | 0 | 2027 | 65535
| High | C&I Curtailment | C&I Curtailment-Turnkey-Auto-DR HVAC Control | Medium Industrial |  | Winter Morning | % of Load | 1 | 2027 | 65535
| High | C&I Curtailment | C&I Curtailment-Turnkey-Auto-DR HVAC Control | Medium Industrial |  | Winter Morning | % of Load | 0 | 2027 | 65535
| High | C&I Curtailment | C&I Curtailment-Turnkey-Standard Lighting Control | Medium Industrial |  | Winter Morning | % of Load | 1 | 2027 | 65535
| High | C&I Curtailment | C&I Curtailment-Turnkey-Standard Lighting Control | Medium Industrial |  | Winter Morning | % of Load | 0 | 2027 | 65535
| High | C&I Curtailment | C&I Curtailment-Turnkey-Advanced Lighting Control | Medium Industrial |  | Winter Morning | % of Load | 1 | 2027 | 65535
| High | C&I Curtailment | C&I Curtailment-Turnkey-Advanced Lighting Control | Medium Industrial |  | Winter Morning | % of Load | 0 | 2027 | 65535
| High | C&I Curtailment | C&I Curtailment-Turnkey-Water Heating Control | Medium Industrial |  | Winter Morning | % of Load | 1 | 2027 | 65535
| High | C&I Curtailment | C&I Curtailment-Turnkey-Water Heating Control | Medium Industrial |  | Winter Morning | % of Load | 0 | 2027 | 65535
| High | C&I Curtailment | C&I Curtailment-Turnkey-Other | Medium Industrial |  | Winter Morning | % of Load | 1 | 2027 | 65535
| High | C&I Curtailment | C&I Curtailment-Turnkey-Other | Medium Industrial |  | Winter Morning | % of Load | 0 | 2027 | 65535
| High | C&I Curtailment | DLC-Switch-Water Heating | Medium Industrial |  | Winter Evening | % of Load | 1 | 2027 | 65535
| High | C&I Curtailment | DLC-Switch-Water Heating | Medium Industrial |  | Winter Evening | % of Load | 0 | 2027 | 65535
| High | C&I Curtailment | DLC-BYOD-Water Heating | Medium Industrial |  | Winter Evening | % of Load | 1 | 2027 | 65535
| High | C&I Curtailment | DLC-BYOD-Water Heating | Medium Industrial |  | Winter Evening | % of Load | 0 | 2027 | 65535
| High | C&I Curtailment | DLC-Thermostat-DI-Central Heat Pump | Medium Industrial |  | Winter Evening | % of Load | 1 | 2027 | 65535
| High | C&I Curtailment | DLC-Thermostat-DI-Central Heat Pump | Medium Industrial |  | Winter Evening | % of Load | 0 | 2027 | 65535
| High | C&I Curtailment | DLC-Thermostat-BYOT-Central Heat Pump | Medium Industrial |  | Winter Evening | % of Load | 1 | 2027 | 65535
| High | C&I Curtailment | DLC-Thermostat-BYOT-Central Heat Pump | Medium Industrial |  | Winter Evening | % of Load | 0 | 2027 | 65535
| High | C&I Curtailment | DLC-Thermostat-HVAC | Medium Industrial |  | Winter Evening | % of Load | 1 | 2027 | 65535
| High | C&I Curtailment | DLC-Thermostat-HVAC | Medium Industrial |  | Winter Evening | % of Load | 0 | 2027 | 65535
| High | C&I Curtailment | DLC-Thermostat-DI-Baseboard Heating | Medium Industrial |  | Winter Evening | % of Load | 1 | 2027 | 65535
| High | C&I Curtailment | DLC-Thermostat-DI-Baseboard Heating | Medium Industrial |  | Winter Evening | % of Load | 0 | 2027 | 65535
| High | C&I Curtailment | DLC-Thermostat-BYOT-Baseboard Heating | Medium Industrial |  | Winter Evening | % of Load | 1 | 2027 | 65535
| High | C&I Curtailment | DLC-Thermostat-BYOT-Baseboard Heating | Medium Industrial |  | Winter Evening | % of Load | 0 | 2027 | 65535
| High | C&I Curtailment | DLC-Thermostat-DI-MSHP | Medium Industrial |  | Winter Evening | % of Load | 1 | 2027 | 65535
| High | C&I Curtailment | DLC-Thermostat-DI-MSHP | Medium Industrial |  | Winter Evening | % of Load | 0 | 2027 | 65535
| High | C&I Curtailment | DLC-Thermostat-BYOT-MSHP | Medium Industrial |  | Winter Evening | % of Load | 1 | 2027 | 65535
| High | C&I Curtailment | DLC-Thermostat-BYOT-MSHP | Medium Industrial |  | Winter Evening | % of Load | 0 | 2027 | 65535
| High | C&I Curtailment | C&I Curtailment-Turnkey-Manual HVAC Control | Medium Industrial |  | Winter Evening | % of Load | 1 | 2027 | 65535
| High | C&I Curtailment | C&I Curtailment-Turnkey-Manual HVAC Control | Medium Industrial |  | Winter Evening | % of Load | 0 | 2027 | 65535
| High | C&I Curtailment | C&I Curtailment-Turnkey-Auto-DR HVAC Control | Medium Industrial |  | Winter Evening | % of Load | 1 | 2027 | 65535
| High | C&I Curtailment | C&I Curtailment-Turnkey-Auto-DR HVAC Control | Medium Industrial |  | Winter Evening | % of Load | 0 | 2027 | 65535
| High | C&I Curtailment | C&I Curtailment-Turnkey-Standard Lighting Control | Medium Industrial |  | Winter Evening | % of Load | 1 | 2027 | 65535
| High | C&I Curtailment | C&I Curtailment-Turnkey-Standard Lighting Control | Medium Industrial |  | Winter Evening | % of Load | 0 | 2027 | 65535
| High | C&I Curtailment | C&I Curtailment-Turnkey-Advanced Lighting Control | Medium Industrial |  | Winter Evening | % of Load | 1 | 2027 | 65535
| High | C&I Curtailment | C&I Curtailment-Turnkey-Advanced Lighting Control | Medium Industrial |  | Winter Evening | % of Load | 0 | 2027 | 65535
| High | C&I Curtailment | C&I Curtailment-Turnkey-Water Heating Control | Medium Industrial |  | Winter Evening | % of Load | 1 | 2027 | 65535
| High | C&I Curtailment | C&I Curtailment-Turnkey-Water Heating Control | Medium Industrial |  | Winter Evening | % of Load | 0 | 2027 | 65535
| High | C&I Curtailment | C&I Curtailment-Turnkey-Other | Medium Industrial |  | Winter Evening | % of Load | 1 | 2027 | 65535
| High | C&I Curtailment | C&I Curtailment-Turnkey-Other | Medium Industrial |  | Winter Evening | % of Load | 0 | 2027 | 65535
| High | C&I Curtailment | C&I Curtailment-Turnkey-Manual HVAC Control | Large Industrial |  | Winter Morning | % of Load | 1 | 2027 | 65535
| High | C&I Curtailment | C&I Curtailment-Turnkey-Manual HVAC Control | Large Industrial |  | Winter Morning | % of Load | 0 | 2027 | 65535
| High | C&I Curtailment | C&I Curtailment-Turnkey-Auto-DR HVAC Control | Large Industrial |  | Winter Morning | % of Load | 1 | 2027 | 65535
| High | C&I Curtailment | C&I Curtailment-Turnkey-Auto-DR HVAC Control | Large Industrial |  | Winter Morning | % of Load | 0 | 2027 | 65535
| High | C&I Curtailment | C&I Curtailment-Turnkey-Standard Lighting Control | Large Industrial |  | Winter Morning | % of Load | 1 | 2027 | 65535
| High | C&I Curtailment | C&I Curtailment-Turnkey-Standard Lighting Control | Large Industrial |  | Winter Morning | % of Load | 0 | 2027 | 65535
| High | C&I Curtailment | C&I Curtailment-Turnkey-Water Heating Control | Large Industrial |  | Winter Morning | % of Load | 1 | 2027 | 65535
| High | C&I Curtailment | C&I Curtailment-Turnkey-Water Heating Control | Large Industrial |  | Winter Morning | % of Load | 0 | 2027 | 65535
| High | C&I Curtailment | C&I Curtailment-Turnkey-Other | Large Industrial |  | Winter Morning | % of Load | 1 | 2027 | 65535
| High | C&I Curtailment | C&I Curtailment-Turnkey-Other | Large Industrial |  | Winter Morning | % of Load | 0 | 2027 | 65535
| High | C&I Curtailment | C&I Curtailment-Turnkey-Industrial | Large Industrial |  | Winter Morning | % of Load | 1 | 2027 | 65535
| High | C&I Curtailment | C&I Curtailment-Turnkey-Industrial | Large Industrial |  | Winter Morning | % of Load | 0 | 2027 | 65535
| High | C&I Curtailment | C&I Curtailment-Turnkey-Manual HVAC Control | Large Industrial |  | Winter Evening | % of Load | 1 | 2027 | 65535
| High | C&I Curtailment | C&I Curtailment-Turnkey-Manual HVAC Control | Large Industrial |  | Winter Evening | % of Load | 0 | 2027 | 65535
| High | C&I Curtailment | C&I Curtailment-Turnkey-Auto-DR HVAC Control | Large Industrial |  | Winter Evening | % of Load | 1 | 2027 | 65535
| High | C&I Curtailment | C&I Curtailment-Turnkey-Auto-DR HVAC Control | Large Industrial |  | Winter Evening | % of Load | 0 | 2027 | 65535
| High | C&I Curtailment | C&I Curtailment-Turnkey-Standard Lighting Control | Large Industrial |  | Winter Evening | % of Load | 1 | 2027 | 65535
| High | C&I Curtailment | C&I Curtailment-Turnkey-Standard Lighting Control | Large Industrial |  | Winter Evening | % of Load | 0 | 2027 | 65535
| High | C&I Curtailment | C&I Curtailment-Turnkey-Water Heating Control | Large Industrial |  | Winter Evening | % of Load | 1 | 2027 | 65535
| High | C&I Curtailment | C&I Curtailment-Turnkey-Water Heating Control | Large Industrial |  | Winter Evening | % of Load | 0 | 2027 | 65535
| High | C&I Curtailment | C&I Curtailment-Turnkey-Other | Large Industrial |  | Winter Evening | % of Load | 1 | 2027 | 65535
| High | C&I Curtailment | C&I Curtailment-Turnkey-Other | Large Industrial |  | Winter Evening | % of Load | 0 | 2027 | 65535
| High | C&I Curtailment | C&I Curtailment-Turnkey-Industrial | Large Industrial |  | Winter Evening | % of Load | 1 | 2027 | 65535
| High | C&I Curtailment | C&I Curtailment-Turnkey-Industrial | Large Industrial |  | Winter Evening | % of Load | 0 | 2027 | 65535
| High | Dynamic Pricing | DLC-Switch-Water Heating | Small General |  | Winter Morning | % of Load | 1 | 2027 | 65535
| High | Dynamic Pricing | DLC-Switch-Water Heating | Small General |  | Winter Morning | % of Load | 0 | 2027 | 65535
| High | Dynamic Pricing | DLC-BYOD-Water Heating | Small General |  | Winter Morning | % of Load | 1 | 2027 | 65535
| High | Dynamic Pricing | DLC-BYOD-Water Heating | Small General |  | Winter Morning | % of Load | 0 | 2027 | 65535
| High | Dynamic Pricing | DLC-Thermostat-DI-Central Heat Pump | Small General |  | Winter Morning | % of Load | 1 | 2027 | 65535
| High | Dynamic Pricing | DLC-Thermostat-DI-Central Heat Pump | Small General |  | Winter Morning | % of Load | 0 | 2027 | 65535
| High | Dynamic Pricing | DLC-Thermostat-BYOT-Central Heat Pump | Small General |  | Winter Morning | % of Load | 1 | 2027 | 65535
| High | Dynamic Pricing | DLC-Thermostat-BYOT-Central Heat Pump | Small General |  | Winter Morning | % of Load | 0 | 2027 | 65535
| High | Dynamic Pricing | DLC-Thermostat-HVAC | Small General |  | Winter Morning | % of Load | 1 | 2027 | 65535
| High | Dynamic Pricing | DLC-Thermostat-HVAC | Small General |  | Winter Morning | % of Load | 0 | 2027 | 65535
| High | Dynamic Pricing | DLC-Thermostat-DI-Baseboard Heating | Small General |  | Winter Morning | % of Load | 1 | 2027 | 65535
| High | Dynamic Pricing | DLC-Thermostat-DI-Baseboard Heating | Small General |  | Winter Morning | % of Load | 0 | 2027 | 65535
| High | Dynamic Pricing | DLC-Thermostat-BYOT-Baseboard Heating | Small General |  | Winter Morning | % of Load | 1 | 2027 | 65535
| High | Dynamic Pricing | DLC-Thermostat-BYOT-Baseboard Heating | Small General |  | Winter Morning | % of Load | 0 | 2027 | 65535
| High | Dynamic Pricing | DLC-Thermostat-DI-MSHP | Small General |  | Winter Morning | % of Load | 1 | 2027 | 65535
| High | Dynamic Pricing | DLC-Thermostat-DI-MSHP | Small General |  | Winter Morning | % of Load | 0 | 2027 | 65535
| High | Dynamic Pricing | DLC-Thermostat-BYOT-MSHP | Small General |  | Winter Morning | % of Load | 1 | 2027 | 65535
| High | Dynamic Pricing | DLC-Thermostat-BYOT-MSHP | Small General |  | Winter Morning | % of Load | 0 | 2027 | 65535
| High | Dynamic Pricing | C&I Curtailment-Turnkey-Manual HVAC Control | Small General |  | Winter Morning | % of Load | 1 | 2027 | 65535
| High | Dynamic Pricing | C&I Curtailment-Turnkey-Manual HVAC Control | Small General |  | Winter Morning | % of Load | 0 | 2027 | 65535
| High | Dynamic Pricing | C&I Curtailment-Turnkey-Auto-DR HVAC Control | Small General |  | Winter Morning | % of Load | 1 | 2027 | 65535
| High | Dynamic Pricing | C&I Curtailment-Turnkey-Auto-DR HVAC Control | Small General |  | Winter Morning | % of Load | 0 | 2027 | 65535
| High | Dynamic Pricing | C&I Curtailment-Turnkey-Standard Lighting Control | Small General |  | Winter Morning | % of Load | 1 | 2027 | 65535
| High | Dynamic Pricing | C&I Curtailment-Turnkey-Standard Lighting Control | Small General |  | Winter Morning | % of Load | 0 | 2027 | 65535
| High | Dynamic Pricing | C&I Curtailment-Turnkey-Advanced Lighting Control | Small General |  | Winter Morning | % of Load | 1 | 2027 | 65535
| High | Dynamic Pricing | C&I Curtailment-Turnkey-Advanced Lighting Control | Small General |  | Winter Morning | % of Load | 0 | 2027 | 65535
| High | Dynamic Pricing | C&I Curtailment-Turnkey-Water Heating Control | Small General |  | Winter Morning | % of Load | 1 | 2027 | 65535
| High | Dynamic Pricing | C&I Curtailment-Turnkey-Water Heating Control | Small General |  | Winter Morning | % of Load | 0 | 2027 | 65535
| High | Dynamic Pricing | C&I Curtailment-Turnkey-Other | Small General |  | Winter Morning | % of Load | 1 | 2027 | 65535
| High | Dynamic Pricing | C&I Curtailment-Turnkey-Other | Small General |  | Winter Morning | % of Load | 0 | 2027 | 65535
| High | Dynamic Pricing | Dynamic Pricing with enabling tech. | Small General |  | Winter Morning | % of Load | 1 | 2027 | 65535
| High | Dynamic Pricing | Dynamic Pricing with enabling tech. | Small General |  | Winter Morning | % of Load | 0 | 2027 | 65535
| High | Dynamic Pricing | Dynamic Pricing w/o enabling tech. | Small General |  | Winter Morning | % of Load | 1 | 2027 | 65535
| High | Dynamic Pricing | Dynamic Pricing w/o enabling tech. | Small General |  | Winter Morning | % of Load | 0 | 2027 | 65535
| High | Dynamic Pricing | DLC-Switch-Water Heating | Small General |  | Winter Evening | % of Load | 1 | 2027 | 65535
| High | Dynamic Pricing | DLC-Switch-Water Heating | Small General |  | Winter Evening | % of Load | 0 | 2027 | 65535
| High | Dynamic Pricing | DLC-BYOD-Water Heating | Small General |  | Winter Evening | % of Load | 1 | 2027 | 65535
| High | Dynamic Pricing | DLC-BYOD-Water Heating | Small General |  | Winter Evening | % of Load | 0 | 2027 | 65535
| High | Dynamic Pricing | DLC-Thermostat-DI-Central Heat Pump | Small General |  | Winter Evening | % of Load | 1 | 2027 | 65535
| High | Dynamic Pricing | DLC-Thermostat-DI-Central Heat Pump | Small General |  | Winter Evening | % of Load | 0 | 2027 | 65535
| High | Dynamic Pricing | DLC-Thermostat-BYOT-Central Heat Pump | Small General |  | Winter Evening | % of Load | 1 | 2027 | 65535
| High | Dynamic Pricing | DLC-Thermostat-BYOT-Central Heat Pump | Small General |  | Winter Evening | % of Load | 0 | 2027 | 65535
| High | Dynamic Pricing | DLC-Thermostat-HVAC | Small General |  | Winter Evening | % of Load | 1 | 2027 | 65535
| High | Dynamic Pricing | DLC-Thermostat-HVAC | Small General |  | Winter Evening | % of Load | 0 | 2027 | 65535
| High | Dynamic Pricing | DLC-Thermostat-DI-Baseboard Heating | Small General |  | Winter Evening | % of Load | 1 | 2027 | 65535
| High | Dynamic Pricing | DLC-Thermostat-DI-Baseboard Heating | Small General |  | Winter Evening | % of Load | 0 | 2027 | 65535
| High | Dynamic Pricing | DLC-Thermostat-BYOT-Baseboard Heating | Small General |  | Winter Evening | % of Load | 1 | 2027 | 65535
| High | Dynamic Pricing | DLC-Thermostat-BYOT-Baseboard Heating | Small General |  | Winter Evening | % of Load | 0 | 2027 | 65535
| High | Dynamic Pricing | DLC-Thermostat-DI-MSHP | Small General |  | Winter Evening | % of Load | 1 | 2027 | 65535
| High | Dynamic Pricing | DLC-Thermostat-DI-MSHP | Small General |  | Winter Evening | % of Load | 0 | 2027 | 65535
| High | Dynamic Pricing | DLC-Thermostat-BYOT-MSHP | Small General |  | Winter Evening | % of Load | 1 | 2027 | 65535
| High | Dynamic Pricing | DLC-Thermostat-BYOT-MSHP | Small General |  | Winter Evening | % of Load | 0 | 2027 | 65535
| High | Dynamic Pricing | C&I Curtailment-Turnkey-Manual HVAC Control | Small General |  | Winter Evening | % of Load | 1 | 2027 | 65535
| High | Dynamic Pricing | C&I Curtailment-Turnkey-Manual HVAC Control | Small General |  | Winter Evening | % of Load | 0 | 2027 | 65535
| High | Dynamic Pricing | C&I Curtailment-Turnkey-Auto-DR HVAC Control | Small General |  | Winter Evening | % of Load | 1 | 2027 | 65535
| High | Dynamic Pricing | C&I Curtailment-Turnkey-Auto-DR HVAC Control | Small General |  | Winter Evening | % of Load | 0 | 2027 | 65535
| High | Dynamic Pricing | C&I Curtailment-Turnkey-Standard Lighting Control | Small General |  | Winter Evening | % of Load | 1 | 2027 | 65535
| High | Dynamic Pricing | C&I Curtailment-Turnkey-Standard Lighting Control | Small General |  | Winter Evening | % of Load | 0 | 2027 | 65535
| High | Dynamic Pricing | C&I Curtailment-Turnkey-Advanced Lighting Control | Small General |  | Winter Evening | % of Load | 1 | 2027 | 65535
| High | Dynamic Pricing | C&I Curtailment-Turnkey-Advanced Lighting Control | Small General |  | Winter Evening | % of Load | 0 | 2027 | 65535
| High | Dynamic Pricing | C&I Curtailment-Turnkey-Water Heating Control | Small General |  | Winter Evening | % of Load | 1 | 2027 | 65535
| High | Dynamic Pricing | C&I Curtailment-Turnkey-Water Heating Control | Small General |  | Winter Evening | % of Load | 0 | 2027 | 65535
| High | Dynamic Pricing | C&I Curtailment-Turnkey-Other | Small General |  | Winter Evening | % of Load | 1 | 2027 | 65535
| High | Dynamic Pricing | C&I Curtailment-Turnkey-Other | Small General |  | Winter Evening | % of Load | 0 | 2027 | 65535
| High | Dynamic Pricing | Dynamic Pricing with enabling tech. | Small General |  | Winter Evening | % of Load | 1 | 2027 | 65535
| High | Dynamic Pricing | Dynamic Pricing with enabling tech. | Small General |  | Winter Evening | % of Load | 0 | 2027 | 65535
| High | Dynamic Pricing | Dynamic Pricing w/o enabling tech. | Small General |  | Winter Evening | % of Load | 1 | 2027 | 65535
| High | Dynamic Pricing | Dynamic Pricing w/o enabling tech. | Small General |  | Winter Evening | % of Load | 0 | 2027 | 65535
| High | Dynamic Pricing | DLC-Switch-Water Heating | General |  | Winter Morning | % of Load | 1 | 2027 | 65535
| High | Dynamic Pricing | DLC-Switch-Water Heating | General |  | Winter Morning | % of Load | 0 | 2027 | 65535
| High | Dynamic Pricing | DLC-BYOD-Water Heating | General |  | Winter Morning | % of Load | 1 | 2027 | 65535
| High | Dynamic Pricing | DLC-BYOD-Water Heating | General |  | Winter Morning | % of Load | 0 | 2027 | 65535
| High | Dynamic Pricing | DLC-Thermostat-DI-Central Heat Pump | General |  | Winter Morning | % of Load | 1 | 2027 | 65535
| High | Dynamic Pricing | DLC-Thermostat-DI-Central Heat Pump | General |  | Winter Morning | % of Load | 0 | 2027 | 65535
| High | Dynamic Pricing | DLC-Thermostat-BYOT-Central Heat Pump | General |  | Winter Morning | % of Load | 1 | 2027 | 65535
| High | Dynamic Pricing | DLC-Thermostat-BYOT-Central Heat Pump | General |  | Winter Morning | % of Load | 0 | 2027 | 65535
| High | Dynamic Pricing | DLC-Thermostat-HVAC | General |  | Winter Morning | % of Load | 1 | 2027 | 65535
| High | Dynamic Pricing | DLC-Thermostat-HVAC | General |  | Winter Morning | % of Load | 0 | 2027 | 65535
| High | Dynamic Pricing | DLC-Thermostat-DI-Baseboard Heating | General |  | Winter Morning | % of Load | 1 | 2027 | 65535
| High | Dynamic Pricing | DLC-Thermostat-DI-Baseboard Heating | General |  | Winter Morning | % of Load | 0 | 2027 | 65535
| High | Dynamic Pricing | DLC-Thermostat-BYOT-Baseboard Heating | General |  | Winter Morning | % of Load | 1 | 2027 | 65535
| High | Dynamic Pricing | DLC-Thermostat-BYOT-Baseboard Heating | General |  | Winter Morning | % of Load | 0 | 2027 | 65535
| High | Dynamic Pricing | DLC-Thermostat-DI-MSHP | General |  | Winter Morning | % of Load | 1 | 2027 | 65535
| High | Dynamic Pricing | DLC-Thermostat-DI-MSHP | General |  | Winter Morning | % of Load | 0 | 2027 | 65535
| High | Dynamic Pricing | DLC-Thermostat-BYOT-MSHP | General |  | Winter Morning | % of Load | 1 | 2027 | 65535
| High | Dynamic Pricing | DLC-Thermostat-BYOT-MSHP | General |  | Winter Morning | % of Load | 0 | 2027 | 65535
| High | Dynamic Pricing | C&I Curtailment-Turnkey-Manual HVAC Control | General |  | Winter Morning | % of Load | 1 | 2027 | 65535
| High | Dynamic Pricing | C&I Curtailment-Turnkey-Manual HVAC Control | General |  | Winter Morning | % of Load | 0 | 2027 | 65535
| High | Dynamic Pricing | C&I Curtailment-Turnkey-Auto-DR HVAC Control | General |  | Winter Morning | % of Load | 1 | 2027 | 65535
| High | Dynamic Pricing | C&I Curtailment-Turnkey-Auto-DR HVAC Control | General |  | Winter Morning | % of Load | 0 | 2027 | 65535
| High | Dynamic Pricing | C&I Curtailment-Turnkey-Standard Lighting Control | General |  | Winter Morning | % of Load | 1 | 2027 | 65535
| High | Dynamic Pricing | C&I Curtailment-Turnkey-Standard Lighting Control | General |  | Winter Morning | % of Load | 0 | 2027 | 65535
| High | Dynamic Pricing | C&I Curtailment-Turnkey-Advanced Lighting Control | General |  | Winter Morning | % of Load | 1 | 2027 | 65535
| High | Dynamic Pricing | C&I Curtailment-Turnkey-Advanced Lighting Control | General |  | Winter Morning | % of Load | 0 | 2027 | 65535
| High | Dynamic Pricing | C&I Curtailment-Turnkey-Water Heating Control | General |  | Winter Morning | % of Load | 1 | 2027 | 65535
| High | Dynamic Pricing | C&I Curtailment-Turnkey-Water Heating Control | General |  | Winter Morning | % of Load | 0 | 2027 | 65535
| High | Dynamic Pricing | C&I Curtailment-Turnkey-Other | General |  | Winter Morning | % of Load | 1 | 2027 | 65535
| High | Dynamic Pricing | C&I Curtailment-Turnkey-Other | General |  | Winter Morning | % of Load | 0 | 2027 | 65535
| High | Dynamic Pricing | Dynamic Pricing with enabling tech. | General |  | Winter Morning | % of Load | 1 | 2027 | 65535
| High | Dynamic Pricing | Dynamic Pricing with enabling tech. | General |  | Winter Morning | % of Load | 0 | 2027 | 65535
| High | Dynamic Pricing | Dynamic Pricing w/o enabling tech. | General |  | Winter Morning | % of Load | 1 | 2027 | 65535
| High | Dynamic Pricing | Dynamic Pricing w/o enabling tech. | General |  | Winter Morning | % of Load | 0 | 2027 | 65535
| High | Dynamic Pricing | DLC-Switch-Water Heating | General |  | Winter Evening | % of Load | 1 | 2027 | 65535
| High | Dynamic Pricing | DLC-Switch-Water Heating | General |  | Winter Evening | % of Load | 0 | 2027 | 65535
| High | Dynamic Pricing | DLC-BYOD-Water Heating | General |  | Winter Evening | % of Load | 1 | 2027 | 65535
| High | Dynamic Pricing | DLC-BYOD-Water Heating | General |  | Winter Evening | % of Load | 0 | 2027 | 65535
| High | Dynamic Pricing | DLC-Thermostat-DI-Central Heat Pump | General |  | Winter Evening | % of Load | 1 | 2027 | 65535
| High | Dynamic Pricing | DLC-Thermostat-DI-Central Heat Pump | General |  | Winter Evening | % of Load | 0 | 2027 | 65535
| High | Dynamic Pricing | DLC-Thermostat-BYOT-Central Heat Pump | General |  | Winter Evening | % of Load | 1 | 2027 | 65535
| High | Dynamic Pricing | DLC-Thermostat-BYOT-Central Heat Pump | General |  | Winter Evening | % of Load | 0 | 2027 | 65535
| High | Dynamic Pricing | DLC-Thermostat-HVAC | General |  | Winter Evening | % of Load | 1 | 2027 | 65535
| High | Dynamic Pricing | DLC-Thermostat-HVAC | General |  | Winter Evening | % of Load | 0 | 2027 | 65535
| High | Dynamic Pricing | DLC-Thermostat-DI-Baseboard Heating | General |  | Winter Evening | % of Load | 1 | 2027 | 65535
| High | Dynamic Pricing | DLC-Thermostat-DI-Baseboard Heating | General |  | Winter Evening | % of Load | 0 | 2027 | 65535
| High | Dynamic Pricing | DLC-Thermostat-BYOT-Baseboard Heating | General |  | Winter Evening | % of Load | 1 | 2027 | 65535
| High | Dynamic Pricing | DLC-Thermostat-BYOT-Baseboard Heating | General |  | Winter Evening | % of Load | 0 | 2027 | 65535
| High | Dynamic Pricing | DLC-Thermostat-DI-MSHP | General |  | Winter Evening | % of Load | 1 | 2027 | 65535
| High | Dynamic Pricing | DLC-Thermostat-DI-MSHP | General |  | Winter Evening | % of Load | 0 | 2027 | 65535
| High | Dynamic Pricing | DLC-Thermostat-BYOT-MSHP | General |  | Winter Evening | % of Load | 1 | 2027 | 65535
| High | Dynamic Pricing | DLC-Thermostat-BYOT-MSHP | General |  | Winter Evening | % of Load | 0 | 2027 | 65535
| High | Dynamic Pricing | C&I Curtailment-Turnkey-Manual HVAC Control | General |  | Winter Evening | % of Load | 1 | 2027 | 65535
| High | Dynamic Pricing | C&I Curtailment-Turnkey-Manual HVAC Control | General |  | Winter Evening | % of Load | 0 | 2027 | 65535
| High | Dynamic Pricing | C&I Curtailment-Turnkey-Auto-DR HVAC Control | General |  | Winter Evening | % of Load | 1 | 2027 | 65535
| High | Dynamic Pricing | C&I Curtailment-Turnkey-Auto-DR HVAC Control | General |  | Winter Evening | % of Load | 0 | 2027 | 65535
| High | Dynamic Pricing | C&I Curtailment-Turnkey-Standard Lighting Control | General |  | Winter Evening | % of Load | 1 | 2027 | 65535
| High | Dynamic Pricing | C&I Curtailment-Turnkey-Standard Lighting Control | General |  | Winter Evening | % of Load | 0 | 2027 | 65535
| High | Dynamic Pricing | C&I Curtailment-Turnkey-Advanced Lighting Control | General |  | Winter Evening | % of Load | 1 | 2027 | 65535
| High | Dynamic Pricing | C&I Curtailment-Turnkey-Advanced Lighting Control | General |  | Winter Evening | % of Load | 0 | 2027 | 65535
| High | Dynamic Pricing | C&I Curtailment-Turnkey-Water Heating Control | General |  | Winter Evening | % of Load | 1 | 2027 | 65535
| High | Dynamic Pricing | C&I Curtailment-Turnkey-Water Heating Control | General |  | Winter Evening | % of Load | 0 | 2027 | 65535
| High | Dynamic Pricing | C&I Curtailment-Turnkey-Other | General |  | Winter Evening | % of Load | 1 | 2027 | 65535
| High | Dynamic Pricing | C&I Curtailment-Turnkey-Other | General |  | Winter Evening | % of Load | 0 | 2027 | 65535
| High | Dynamic Pricing | Dynamic Pricing with enabling tech. | General |  | Winter Evening | % of Load | 1 | 2027 | 65535
| High | Dynamic Pricing | Dynamic Pricing with enabling tech. | General |  | Winter Evening | % of Load | 0 | 2027 | 65535
| High | Dynamic Pricing | Dynamic Pricing w/o enabling tech. | General |  | Winter Evening | % of Load | 1 | 2027 | 65535
| High | Dynamic Pricing | Dynamic Pricing w/o enabling tech. | General |  | Winter Evening | % of Load | 0 | 2027 | 65535
| High | Dynamic Pricing | Dynamic Pricing with enabling tech. | Large General |  | Winter Morning | % of Load | 1 | 2027 | 65535
| High | Dynamic Pricing | Dynamic Pricing with enabling tech. | Large General |  | Winter Morning | % of Load | 0 | 2027 | 65535
| High | Dynamic Pricing | Dynamic Pricing w/o enabling tech. | Large General |  | Winter Morning | % of Load | 1 | 2027 | 65535
| High | Dynamic Pricing | Dynamic Pricing w/o enabling tech. | Large General |  | Winter Morning | % of Load | 0 | 2027 | 65535
| High | Dynamic Pricing | Dynamic Pricing with enabling tech. | Large General |  | Winter Evening | % of Load | 1 | 2027 | 65535
| High | Dynamic Pricing | Dynamic Pricing with enabling tech. | Large General |  | Winter Evening | % of Load | 0 | 2027 | 65535
| High | Dynamic Pricing | Dynamic Pricing w/o enabling tech. | Large General |  | Winter Evening | % of Load | 1 | 2027 | 65535
| High | Dynamic Pricing | Dynamic Pricing w/o enabling tech. | Large General |  | Winter Evening | % of Load | 0 | 2027 | 65535
| High | Dynamic Pricing | DLC-Switch-Water Heating | Small Industrial |  | Winter Morning | % of Load | 1 | 2027 | 65535
| High | Dynamic Pricing | DLC-Switch-Water Heating | Small Industrial |  | Winter Morning | % of Load | 0 | 2027 | 65535
| High | Dynamic Pricing | DLC-BYOD-Water Heating | Small Industrial |  | Winter Morning | % of Load | 1 | 2027 | 65535
| High | Dynamic Pricing | DLC-BYOD-Water Heating | Small Industrial |  | Winter Morning | % of Load | 0 | 2027 | 65535
| High | Dynamic Pricing | DLC-Thermostat-DI-Central Heat Pump | Small Industrial |  | Winter Morning | % of Load | 1 | 2027 | 65535
| High | Dynamic Pricing | DLC-Thermostat-DI-Central Heat Pump | Small Industrial |  | Winter Morning | % of Load | 0 | 2027 | 65535
| High | Dynamic Pricing | DLC-Thermostat-BYOT-Central Heat Pump | Small Industrial |  | Winter Morning | % of Load | 1 | 2027 | 65535
| High | Dynamic Pricing | DLC-Thermostat-BYOT-Central Heat Pump | Small Industrial |  | Winter Morning | % of Load | 0 | 2027 | 65535
| High | Dynamic Pricing | DLC-Thermostat-HVAC | Small Industrial |  | Winter Morning | % of Load | 1 | 2027 | 65535
| High | Dynamic Pricing | DLC-Thermostat-HVAC | Small Industrial |  | Winter Morning | % of Load | 0 | 2027 | 65535
| High | Dynamic Pricing | DLC-Thermostat-DI-Baseboard Heating | Small Industrial |  | Winter Morning | % of Load | 1 | 2027 | 65535
| High | Dynamic Pricing | DLC-Thermostat-DI-Baseboard Heating | Small Industrial |  | Winter Morning | % of Load | 0 | 2027 | 65535
| High | Dynamic Pricing | DLC-Thermostat-BYOT-Baseboard Heating | Small Industrial |  | Winter Morning | % of Load | 1 | 2027 | 65535
| High | Dynamic Pricing | DLC-Thermostat-BYOT-Baseboard Heating | Small Industrial |  | Winter Morning | % of Load | 0 | 2027 | 65535
| High | Dynamic Pricing | DLC-Thermostat-DI-MSHP | Small Industrial |  | Winter Morning | % of Load | 1 | 2027 | 65535
| High | Dynamic Pricing | DLC-Thermostat-DI-MSHP | Small Industrial |  | Winter Morning | % of Load | 0 | 2027 | 65535
| High | Dynamic Pricing | DLC-Thermostat-BYOT-MSHP | Small Industrial |  | Winter Morning | % of Load | 1 | 2027 | 65535
| High | Dynamic Pricing | DLC-Thermostat-BYOT-MSHP | Small Industrial |  | Winter Morning | % of Load | 0 | 2027 | 65535
| High | Dynamic Pricing | C&I Curtailment-Turnkey-Manual HVAC Control | Small Industrial |  | Winter Morning | % of Load | 1 | 2027 | 65535
| High | Dynamic Pricing | C&I Curtailment-Turnkey-Manual HVAC Control | Small Industrial |  | Winter Morning | % of Load | 0 | 2027 | 65535
| High | Dynamic Pricing | C&I Curtailment-Turnkey-Auto-DR HVAC Control | Small Industrial |  | Winter Morning | % of Load | 1 | 2027 | 65535
| High | Dynamic Pricing | C&I Curtailment-Turnkey-Auto-DR HVAC Control | Small Industrial |  | Winter Morning | % of Load | 0 | 2027 | 65535
| High | Dynamic Pricing | C&I Curtailment-Turnkey-Standard Lighting Control | Small Industrial |  | Winter Morning | % of Load | 1 | 2027 | 65535
| High | Dynamic Pricing | C&I Curtailment-Turnkey-Standard Lighting Control | Small Industrial |  | Winter Morning | % of Load | 0 | 2027 | 65535
| High | Dynamic Pricing | C&I Curtailment-Turnkey-Advanced Lighting Control | Small Industrial |  | Winter Morning | % of Load | 1 | 2027 | 65535
| High | Dynamic Pricing | C&I Curtailment-Turnkey-Advanced Lighting Control | Small Industrial |  | Winter Morning | % of Load | 0 | 2027 | 65535
| High | Dynamic Pricing | C&I Curtailment-Turnkey-Water Heating Control | Small Industrial |  | Winter Morning | % of Load | 1 | 2027 | 65535
| High | Dynamic Pricing | C&I Curtailment-Turnkey-Water Heating Control | Small Industrial |  | Winter Morning | % of Load | 0 | 2027 | 65535
| High | Dynamic Pricing | C&I Curtailment-Turnkey-Other | Small Industrial |  | Winter Morning | % of Load | 1 | 2027 | 65535
| High | Dynamic Pricing | C&I Curtailment-Turnkey-Other | Small Industrial |  | Winter Morning | % of Load | 0 | 2027 | 65535
| High | Dynamic Pricing | C&I Curtailment-Turnkey-Industrial | Small Industrial |  | Winter Morning | % of Load | 1 | 2027 | 65535
| High | Dynamic Pricing | C&I Curtailment-Turnkey-Industrial | Small Industrial |  | Winter Morning | % of Load | 0 | 2027 | 65535
| High | Dynamic Pricing | Dynamic Pricing with enabling tech. | Small Industrial |  | Winter Morning | % of Load | 1 | 2027 | 65535
| High | Dynamic Pricing | Dynamic Pricing with enabling tech. | Small Industrial |  | Winter Morning | % of Load | 0 | 2027 | 65535
| High | Dynamic Pricing | Dynamic Pricing w/o enabling tech. | Small Industrial |  | Winter Morning | % of Load | 1 | 2027 | 65535
| High | Dynamic Pricing | Dynamic Pricing w/o enabling tech. | Small Industrial |  | Winter Morning | % of Load | 0 | 2027 | 65535
| High | Dynamic Pricing | DLC-Switch-Water Heating | Small Industrial |  | Winter Evening | % of Load | 1 | 2027 | 65535
| High | Dynamic Pricing | DLC-Switch-Water Heating | Small Industrial |  | Winter Evening | % of Load | 0 | 2027 | 65535
| High | Dynamic Pricing | DLC-BYOD-Water Heating | Small Industrial |  | Winter Evening | % of Load | 1 | 2027 | 65535
| High | Dynamic Pricing | DLC-BYOD-Water Heating | Small Industrial |  | Winter Evening | % of Load | 0 | 2027 | 65535
| High | Dynamic Pricing | DLC-Thermostat-DI-Central Heat Pump | Small Industrial |  | Winter Evening | % of Load | 1 | 2027 | 65535
| High | Dynamic Pricing | DLC-Thermostat-DI-Central Heat Pump | Small Industrial |  | Winter Evening | % of Load | 0 | 2027 | 65535
| High | Dynamic Pricing | DLC-Thermostat-BYOT-Central Heat Pump | Small Industrial |  | Winter Evening | % of Load | 1 | 2027 | 65535
| High | Dynamic Pricing | DLC-Thermostat-BYOT-Central Heat Pump | Small Industrial |  | Winter Evening | % of Load | 0 | 2027 | 65535
| High | Dynamic Pricing | DLC-Thermostat-HVAC | Small Industrial |  | Winter Evening | % of Load | 1 | 2027 | 65535
| High | Dynamic Pricing | DLC-Thermostat-HVAC | Small Industrial |  | Winter Evening | % of Load | 0 | 2027 | 65535
| High | Dynamic Pricing | DLC-Thermostat-DI-Baseboard Heating | Small Industrial |  | Winter Evening | % of Load | 1 | 2027 | 65535
| High | Dynamic Pricing | DLC-Thermostat-DI-Baseboard Heating | Small Industrial |  | Winter Evening | % of Load | 0 | 2027 | 65535
| High | Dynamic Pricing | DLC-Thermostat-BYOT-Baseboard Heating | Small Industrial |  | Winter Evening | % of Load | 1 | 2027 | 65535
| High | Dynamic Pricing | DLC-Thermostat-BYOT-Baseboard Heating | Small Industrial |  | Winter Evening | % of Load | 0 | 2027 | 65535
| High | Dynamic Pricing | DLC-Thermostat-DI-MSHP | Small Industrial |  | Winter Evening | % of Load | 1 | 2027 | 65535
| High | Dynamic Pricing | DLC-Thermostat-DI-MSHP | Small Industrial |  | Winter Evening | % of Load | 0 | 2027 | 65535
| High | Dynamic Pricing | DLC-Thermostat-BYOT-MSHP | Small Industrial |  | Winter Evening | % of Load | 1 | 2027 | 65535
| High | Dynamic Pricing | DLC-Thermostat-BYOT-MSHP | Small Industrial |  | Winter Evening | % of Load | 0 | 2027 | 65535
| High | Dynamic Pricing | C&I Curtailment-Turnkey-Manual HVAC Control | Small Industrial |  | Winter Evening | % of Load | 1 | 2027 | 65535
| High | Dynamic Pricing | C&I Curtailment-Turnkey-Manual HVAC Control | Small Industrial |  | Winter Evening | % of Load | 0 | 2027 | 65535
| High | Dynamic Pricing | C&I Curtailment-Turnkey-Auto-DR HVAC Control | Small Industrial |  | Winter Evening | % of Load | 1 | 2027 | 65535
| High | Dynamic Pricing | C&I Curtailment-Turnkey-Auto-DR HVAC Control | Small Industrial |  | Winter Evening | % of Load | 0 | 2027 | 65535
| High | Dynamic Pricing | C&I Curtailment-Turnkey-Standard Lighting Control | Small Industrial |  | Winter Evening | % of Load | 1 | 2027 | 65535
| High | Dynamic Pricing | C&I Curtailment-Turnkey-Standard Lighting Control | Small Industrial |  | Winter Evening | % of Load | 0 | 2027 | 65535
| High | Dynamic Pricing | C&I Curtailment-Turnkey-Advanced Lighting Control | Small Industrial |  | Winter Evening | % of Load | 1 | 2027 | 65535
| High | Dynamic Pricing | C&I Curtailment-Turnkey-Advanced Lighting Control | Small Industrial |  | Winter Evening | % of Load | 0 | 2027 | 65535
| High | Dynamic Pricing | C&I Curtailment-Turnkey-Water Heating Control | Small Industrial |  | Winter Evening | % of Load | 1 | 2027 | 65535
| High | Dynamic Pricing | C&I Curtailment-Turnkey-Water Heating Control | Small Industrial |  | Winter Evening | % of Load | 0 | 2027 | 65535
| High | Dynamic Pricing | C&I Curtailment-Turnkey-Other | Small Industrial |  | Winter Evening | % of Load | 1 | 2027 | 65535
| High | Dynamic Pricing | C&I Curtailment-Turnkey-Other | Small Industrial |  | Winter Evening | % of Load | 0 | 2027 | 65535
| High | Dynamic Pricing | C&I Curtailment-Turnkey-Industrial | Small Industrial |  | Winter Evening | % of Load | 1 | 2027 | 65535
| High | Dynamic Pricing | C&I Curtailment-Turnkey-Industrial | Small Industrial |  | Winter Evening | % of Load | 0 | 2027 | 65535
| High | Dynamic Pricing | Dynamic Pricing with enabling tech. | Small Industrial |  | Winter Evening | % of Load | 1 | 2027 | 65535
| High | Dynamic Pricing | Dynamic Pricing with enabling tech. | Small Industrial |  | Winter Evening | % of Load | 0 | 2027 | 65535
| High | Dynamic Pricing | Dynamic Pricing w/o enabling tech. | Small Industrial |  | Winter Evening | % of Load | 1 | 2027 | 65535
| High | Dynamic Pricing | Dynamic Pricing w/o enabling tech. | Small Industrial |  | Winter Evening | % of Load | 0 | 2027 | 65535
| High | Dynamic Pricing | DLC-Switch-Water Heating | Medium Industrial |  | Winter Morning | % of Load | 1 | 2027 | 65535
| High | Dynamic Pricing | DLC-Switch-Water Heating | Medium Industrial |  | Winter Morning | % of Load | 0 | 2027 | 65535
| High | Dynamic Pricing | DLC-BYOD-Water Heating | Medium Industrial |  | Winter Morning | % of Load | 1 | 2027 | 65535
| High | Dynamic Pricing | DLC-BYOD-Water Heating | Medium Industrial |  | Winter Morning | % of Load | 0 | 2027 | 65535
| High | Dynamic Pricing | DLC-Thermostat-DI-Central Heat Pump | Medium Industrial |  | Winter Morning | % of Load | 1 | 2027 | 65535
| High | Dynamic Pricing | DLC-Thermostat-DI-Central Heat Pump | Medium Industrial |  | Winter Morning | % of Load | 0 | 2027 | 65535
| High | Dynamic Pricing | DLC-Thermostat-BYOT-Central Heat Pump | Medium Industrial |  | Winter Morning | % of Load | 1 | 2027 | 65535
| High | Dynamic Pricing | DLC-Thermostat-BYOT-Central Heat Pump | Medium Industrial |  | Winter Morning | % of Load | 0 | 2027 | 65535
| High | Dynamic Pricing | DLC-Thermostat-HVAC | Medium Industrial |  | Winter Morning | % of Load | 1 | 2027 | 65535
| High | Dynamic Pricing | DLC-Thermostat-HVAC | Medium Industrial |  | Winter Morning | % of Load | 0 | 2027 | 65535
| High | Dynamic Pricing | DLC-Thermostat-DI-Baseboard Heating | Medium Industrial |  | Winter Morning | % of Load | 1 | 2027 | 65535
| High | Dynamic Pricing | DLC-Thermostat-DI-Baseboard Heating | Medium Industrial |  | Winter Morning | % of Load | 0 | 2027 | 65535
| High | Dynamic Pricing | DLC-Thermostat-BYOT-Baseboard Heating | Medium Industrial |  | Winter Morning | % of Load | 1 | 2027 | 65535
| High | Dynamic Pricing | DLC-Thermostat-BYOT-Baseboard Heating | Medium Industrial |  | Winter Morning | % of Load | 0 | 2027 | 65535
| High | Dynamic Pricing | DLC-Thermostat-DI-MSHP | Medium Industrial |  | Winter Morning | % of Load | 1 | 2027 | 65535
| High | Dynamic Pricing | DLC-Thermostat-DI-MSHP | Medium Industrial |  | Winter Morning | % of Load | 0 | 2027 | 65535
| High | Dynamic Pricing | DLC-Thermostat-BYOT-MSHP | Medium Industrial |  | Winter Morning | % of Load | 1 | 2027 | 65535
| High | Dynamic Pricing | DLC-Thermostat-BYOT-MSHP | Medium Industrial |  | Winter Morning | % of Load | 0 | 2027 | 65535
| High | Dynamic Pricing | C&I Curtailment-Turnkey-Manual HVAC Control | Medium Industrial |  | Winter Morning | % of Load | 1 | 2027 | 65535
| High | Dynamic Pricing | C&I Curtailment-Turnkey-Manual HVAC Control | Medium Industrial |  | Winter Morning | % of Load | 0 | 2027 | 65535
| High | Dynamic Pricing | C&I Curtailment-Turnkey-Auto-DR HVAC Control | Medium Industrial |  | Winter Morning | % of Load | 1 | 2027 | 65535
| High | Dynamic Pricing | C&I Curtailment-Turnkey-Auto-DR HVAC Control | Medium Industrial |  | Winter Morning | % of Load | 0 | 2027 | 65535
| High | Dynamic Pricing | C&I Curtailment-Turnkey-Standard Lighting Control | Medium Industrial |  | Winter Morning | % of Load | 1 | 2027 | 65535
| High | Dynamic Pricing | C&I Curtailment-Turnkey-Standard Lighting Control | Medium Industrial |  | Winter Morning | % of Load | 0 | 2027 | 65535
| High | Dynamic Pricing | C&I Curtailment-Turnkey-Advanced Lighting Control | Medium Industrial |  | Winter Morning | % of Load | 1 | 2027 | 65535
| High | Dynamic Pricing | C&I Curtailment-Turnkey-Advanced Lighting Control | Medium Industrial |  | Winter Morning | % of Load | 0 | 2027 | 65535
| High | Dynamic Pricing | C&I Curtailment-Turnkey-Water Heating Control | Medium Industrial |  | Winter Morning | % of Load | 1 | 2027 | 65535
| High | Dynamic Pricing | C&I Curtailment-Turnkey-Water Heating Control | Medium Industrial |  | Winter Morning | % of Load | 0 | 2027 | 65535
| High | Dynamic Pricing | C&I Curtailment-Turnkey-Other | Medium Industrial |  | Winter Morning | % of Load | 1 | 2027 | 65535
| High | Dynamic Pricing | C&I Curtailment-Turnkey-Other | Medium Industrial |  | Winter Morning | % of Load | 0 | 2027 | 65535
| High | Dynamic Pricing | Dynamic Pricing with enabling tech. | Medium Industrial |  | Winter Morning | % of Load | 1 | 2027 | 65535
| High | Dynamic Pricing | Dynamic Pricing with enabling tech. | Medium Industrial |  | Winter Morning | % of Load | 0 | 2027 | 65535
| High | Dynamic Pricing | Dynamic Pricing w/o enabling tech. | Medium Industrial |  | Winter Morning | % of Load | 1 | 2027 | 65535
| High | Dynamic Pricing | Dynamic Pricing w/o enabling tech. | Medium Industrial |  | Winter Morning | % of Load | 0 | 2027 | 65535
| High | Dynamic Pricing | DLC-Switch-Water Heating | Medium Industrial |  | Winter Evening | % of Load | 1 | 2027 | 65535
| High | Dynamic Pricing | DLC-Switch-Water Heating | Medium Industrial |  | Winter Evening | % of Load | 0 | 2027 | 65535
| High | Dynamic Pricing | DLC-BYOD-Water Heating | Medium Industrial |  | Winter Evening | % of Load | 1 | 2027 | 65535
| High | Dynamic Pricing | DLC-BYOD-Water Heating | Medium Industrial |  | Winter Evening | % of Load | 0 | 2027 | 65535
| High | Dynamic Pricing | DLC-Thermostat-DI-Central Heat Pump | Medium Industrial |  | Winter Evening | % of Load | 1 | 2027 | 65535
| High | Dynamic Pricing | DLC-Thermostat-DI-Central Heat Pump | Medium Industrial |  | Winter Evening | % of Load | 0 | 2027 | 65535
| High | Dynamic Pricing | DLC-Thermostat-BYOT-Central Heat Pump | Medium Industrial |  | Winter Evening | % of Load | 1 | 2027 | 65535
| High | Dynamic Pricing | DLC-Thermostat-BYOT-Central Heat Pump | Medium Industrial |  | Winter Evening | % of Load | 0 | 2027 | 65535
| High | Dynamic Pricing | DLC-Thermostat-HVAC | Medium Industrial |  | Winter Evening | % of Load | 1 | 2027 | 65535
| High | Dynamic Pricing | DLC-Thermostat-HVAC | Medium Industrial |  | Winter Evening | % of Load | 0 | 2027 | 65535
| High | Dynamic Pricing | DLC-Thermostat-DI-Baseboard Heating | Medium Industrial |  | Winter Evening | % of Load | 1 | 2027 | 65535
| High | Dynamic Pricing | DLC-Thermostat-DI-Baseboard Heating | Medium Industrial |  | Winter Evening | % of Load | 0 | 2027 | 65535
| High | Dynamic Pricing | DLC-Thermostat-BYOT-Baseboard Heating | Medium Industrial |  | Winter Evening | % of Load | 1 | 2027 | 65535
| High | Dynamic Pricing | DLC-Thermostat-BYOT-Baseboard Heating | Medium Industrial |  | Winter Evening | % of Load | 0 | 2027 | 65535
| High | Dynamic Pricing | DLC-Thermostat-DI-MSHP | Medium Industrial |  | Winter Evening | % of Load | 1 | 2027 | 65535
| High | Dynamic Pricing | DLC-Thermostat-DI-MSHP | Medium Industrial |  | Winter Evening | % of Load | 0 | 2027 | 65535
| High | Dynamic Pricing | DLC-Thermostat-BYOT-MSHP | Medium Industrial |  | Winter Evening | % of Load | 1 | 2027 | 65535
| High | Dynamic Pricing | DLC-Thermostat-BYOT-MSHP | Medium Industrial |  | Winter Evening | % of Load | 0 | 2027 | 65535
| High | Dynamic Pricing | C&I Curtailment-Turnkey-Manual HVAC Control | Medium Industrial |  | Winter Evening | % of Load | 1 | 2027 | 65535
| High | Dynamic Pricing | C&I Curtailment-Turnkey-Manual HVAC Control | Medium Industrial |  | Winter Evening | % of Load | 0 | 2027 | 65535
| High | Dynamic Pricing | C&I Curtailment-Turnkey-Auto-DR HVAC Control | Medium Industrial |  | Winter Evening | % of Load | 1 | 2027 | 65535
| High | Dynamic Pricing | C&I Curtailment-Turnkey-Auto-DR HVAC Control | Medium Industrial |  | Winter Evening | % of Load | 0 | 2027 | 65535
| High | Dynamic Pricing | C&I Curtailment-Turnkey-Standard Lighting Control | Medium Industrial |  | Winter Evening | % of Load | 1 | 2027 | 65535
| High | Dynamic Pricing | C&I Curtailment-Turnkey-Standard Lighting Control | Medium Industrial |  | Winter Evening | % of Load | 0 | 2027 | 65535
| High | Dynamic Pricing | C&I Curtailment-Turnkey-Advanced Lighting Control | Medium Industrial |  | Winter Evening | % of Load | 1 | 2027 | 65535
| High | Dynamic Pricing | C&I Curtailment-Turnkey-Advanced Lighting Control | Medium Industrial |  | Winter Evening | % of Load | 0 | 2027 | 65535
| High | Dynamic Pricing | C&I Curtailment-Turnkey-Water Heating Control | Medium Industrial |  | Winter Evening | % of Load | 1 | 2027 | 65535
| High | Dynamic Pricing | C&I Curtailment-Turnkey-Water Heating Control | Medium Industrial |  | Winter Evening | % of Load | 0 | 2027 | 65535
| High | Dynamic Pricing | C&I Curtailment-Turnkey-Other | Medium Industrial |  | Winter Evening | % of Load | 1 | 2027 | 65535
| High | Dynamic Pricing | C&I Curtailment-Turnkey-Other | Medium Industrial |  | Winter Evening | % of Load | 0 | 2027 | 65535
| High | Dynamic Pricing | Dynamic Pricing with enabling tech. | Medium Industrial |  | Winter Evening | % of Load | 1 | 2027 | 65535
| High | Dynamic Pricing | Dynamic Pricing with enabling tech. | Medium Industrial |  | Winter Evening | % of Load | 0 | 2027 | 65535
| High | Dynamic Pricing | Dynamic Pricing w/o enabling tech. | Medium Industrial |  | Winter Evening | % of Load | 1 | 2027 | 65535
| High | Dynamic Pricing | Dynamic Pricing w/o enabling tech. | Medium Industrial |  | Winter Evening | % of Load | 0 | 2027 | 65535
| High | Dynamic Pricing | Dynamic Pricing with enabling tech. | Large Industrial |  | Winter Morning | % of Load | 1 | 2027 | 65535
| High | Dynamic Pricing | Dynamic Pricing with enabling tech. | Large Industrial |  | Winter Morning | % of Load | 0 | 2027 | 65535
| High | Dynamic Pricing | Dynamic Pricing w/o enabling tech. | Large Industrial |  | Winter Morning | % of Load | 1 | 2027 | 65535
| High | Dynamic Pricing | Dynamic Pricing w/o enabling tech. | Large Industrial |  | Winter Morning | % of Load | 0 | 2027 | 65535
| High | Dynamic Pricing | Dynamic Pricing with enabling tech. | Large Industrial |  | Winter Evening | % of Load | 1 | 2027 | 65535
| High | Dynamic Pricing | Dynamic Pricing with enabling tech. | Large Industrial |  | Winter Evening | % of Load | 0 | 2027 | 65535
| High | Dynamic Pricing | Dynamic Pricing w/o enabling tech. | Large Industrial |  | Winter Evening | % of Load | 1 | 2027 | 65535
| High | Dynamic Pricing | Dynamic Pricing w/o enabling tech. | Large Industrial |  | Winter Evening | % of Load | 0 | 2027 | 65535
| High | Dynamic Pricing | Dynamic Pricing with enabling tech. | Residential Charitable |  | Winter Morning | % of Load | 1 | 2027 | 65535
| High | Dynamic Pricing | Dynamic Pricing with enabling tech. | Residential Charitable |  | Winter Morning | % of Load | 0 | 2027 | 65535
| High | Dynamic Pricing | Dynamic Pricing w/o enabling tech. | Residential Charitable |  | Winter Morning | % of Load | 1 | 2027 | 65535
| High | Dynamic Pricing | Dynamic Pricing w/o enabling tech. | Residential Charitable |  | Winter Morning | % of Load | 0 | 2027 | 65535
| High | Dynamic Pricing | Dynamic Pricing with enabling tech. | Residential Charitable |  | Winter Evening | % of Load | 1 | 2027 | 65535
| High | Dynamic Pricing | Dynamic Pricing with enabling tech. | Residential Charitable |  | Winter Evening | % of Load | 0 | 2027 | 65535
| High | Dynamic Pricing | Dynamic Pricing w/o enabling tech. | Residential Charitable |  | Winter Evening | % of Load | 1 | 2027 | 65535
| High | Dynamic Pricing | Dynamic Pricing w/o enabling tech. | Residential Charitable |  | Winter Evening | % of Load | 0 | 2027 | 65535
| High | BTM Battery Control | DLC-Switch-Water Heating | Small General |  | Winter Morning | % of Load | 1 | 2027 | 65535
| High | BTM Battery Control | DLC-Switch-Water Heating | Small General |  | Winter Morning | % of Load | 0 | 2027 | 65535
| High | BTM Battery Control | DLC-BYOD-Water Heating | Small General |  | Winter Morning | % of Load | 1 | 2027 | 65535
| High | BTM Battery Control | DLC-BYOD-Water Heating | Small General |  | Winter Morning | % of Load | 0 | 2027 | 65535
| High | BTM Battery Control | DLC-Thermostat-DI-Central Heat Pump | Small General |  | Winter Morning | % of Load | 1 | 2027 | 65535
| High | BTM Battery Control | DLC-Thermostat-DI-Central Heat Pump | Small General |  | Winter Morning | % of Load | 0 | 2027 | 65535
| High | BTM Battery Control | DLC-Thermostat-BYOT-Central Heat Pump | Small General |  | Winter Morning | % of Load | 1 | 2027 | 65535
| High | BTM Battery Control | DLC-Thermostat-BYOT-Central Heat Pump | Small General |  | Winter Morning | % of Load | 0 | 2027 | 65535
| High | BTM Battery Control | DLC-Thermostat-HVAC | Small General |  | Winter Morning | % of Load | 1 | 2027 | 65535
| High | BTM Battery Control | DLC-Thermostat-HVAC | Small General |  | Winter Morning | % of Load | 0 | 2027 | 65535
| High | BTM Battery Control | DLC-Thermostat-DI-Baseboard Heating | Small General |  | Winter Morning | % of Load | 1 | 2027 | 65535
| High | BTM Battery Control | DLC-Thermostat-DI-Baseboard Heating | Small General |  | Winter Morning | % of Load | 0 | 2027 | 65535
| High | BTM Battery Control | DLC-Thermostat-BYOT-Baseboard Heating | Small General |  | Winter Morning | % of Load | 1 | 2027 | 65535
| High | BTM Battery Control | DLC-Thermostat-BYOT-Baseboard Heating | Small General |  | Winter Morning | % of Load | 0 | 2027 | 65535
| High | BTM Battery Control | DLC-Thermostat-DI-MSHP | Small General |  | Winter Morning | % of Load | 1 | 2027 | 65535
| High | BTM Battery Control | DLC-Thermostat-DI-MSHP | Small General |  | Winter Morning | % of Load | 0 | 2027 | 65535
| High | BTM Battery Control | DLC-Thermostat-BYOT-MSHP | Small General |  | Winter Morning | % of Load | 1 | 2027 | 65535
| High | BTM Battery Control | DLC-Thermostat-BYOT-MSHP | Small General |  | Winter Morning | % of Load | 0 | 2027 | 65535
| High | BTM Battery Control | C&I Curtailment-Turnkey-Manual HVAC Control | Small General |  | Winter Morning | % of Load | 1 | 2027 | 65535
| High | BTM Battery Control | C&I Curtailment-Turnkey-Manual HVAC Control | Small General |  | Winter Morning | % of Load | 0 | 2027 | 65535
| High | BTM Battery Control | C&I Curtailment-Turnkey-Auto-DR HVAC Control | Small General |  | Winter Morning | % of Load | 1 | 2027 | 65535
| High | BTM Battery Control | C&I Curtailment-Turnkey-Auto-DR HVAC Control | Small General |  | Winter Morning | % of Load | 0 | 2027 | 65535
| High | BTM Battery Control | C&I Curtailment-Turnkey-Standard Lighting Control | Small General |  | Winter Morning | % of Load | 1 | 2027 | 65535
| High | BTM Battery Control | C&I Curtailment-Turnkey-Standard Lighting Control | Small General |  | Winter Morning | % of Load | 0 | 2027 | 65535
| High | BTM Battery Control | C&I Curtailment-Turnkey-Advanced Lighting Control | Small General |  | Winter Morning | % of Load | 1 | 2027 | 65535
| High | BTM Battery Control | C&I Curtailment-Turnkey-Advanced Lighting Control | Small General |  | Winter Morning | % of Load | 0 | 2027 | 65535
| High | BTM Battery Control | C&I Curtailment-Turnkey-Water Heating Control | Small General |  | Winter Morning | % of Load | 1 | 2027 | 65535
| High | BTM Battery Control | C&I Curtailment-Turnkey-Water Heating Control | Small General |  | Winter Morning | % of Load | 0 | 2027 | 65535
| High | BTM Battery Control | C&I Curtailment-Turnkey-Other | Small General |  | Winter Morning | % of Load | 1 | 2027 | 65535
| High | BTM Battery Control | C&I Curtailment-Turnkey-Other | Small General |  | Winter Morning | % of Load | 0 | 2027 | 65535
| High | BTM Battery Control | Dynamic Pricing with enabling tech. | Small General |  | Winter Morning | % of Load | 1 | 2027 | 65535
| High | BTM Battery Control | Dynamic Pricing with enabling tech. | Small General |  | Winter Morning | % of Load | 0 | 2027 | 65535
| High | BTM Battery Control | DLC-Switch-Water Heating | Small General |  | Winter Evening | % of Load | 1 | 2027 | 65535
| High | BTM Battery Control | DLC-Switch-Water Heating | Small General |  | Winter Evening | % of Load | 0 | 2027 | 65535
| High | BTM Battery Control | DLC-BYOD-Water Heating | Small General |  | Winter Evening | % of Load | 1 | 2027 | 65535
| High | BTM Battery Control | DLC-BYOD-Water Heating | Small General |  | Winter Evening | % of Load | 0 | 2027 | 65535
| High | BTM Battery Control | DLC-Thermostat-DI-Central Heat Pump | Small General |  | Winter Evening | % of Load | 1 | 2027 | 65535
| High | BTM Battery Control | DLC-Thermostat-DI-Central Heat Pump | Small General |  | Winter Evening | % of Load | 0 | 2027 | 65535
| High | BTM Battery Control | DLC-Thermostat-BYOT-Central Heat Pump | Small General |  | Winter Evening | % of Load | 1 | 2027 | 65535
| High | BTM Battery Control | DLC-Thermostat-BYOT-Central Heat Pump | Small General |  | Winter Evening | % of Load | 0 | 2027 | 65535
| High | BTM Battery Control | DLC-Thermostat-HVAC | Small General |  | Winter Evening | % of Load | 1 | 2027 | 65535
| High | BTM Battery Control | DLC-Thermostat-HVAC | Small General |  | Winter Evening | % of Load | 0 | 2027 | 65535
| High | BTM Battery Control | DLC-Thermostat-DI-Baseboard Heating | Small General |  | Winter Evening | % of Load | 1 | 2027 | 65535
| High | BTM Battery Control | DLC-Thermostat-DI-Baseboard Heating | Small General |  | Winter Evening | % of Load | 0 | 2027 | 65535
| High | BTM Battery Control | DLC-Thermostat-BYOT-Baseboard Heating | Small General |  | Winter Evening | % of Load | 1 | 2027 | 65535
| High | BTM Battery Control | DLC-Thermostat-BYOT-Baseboard Heating | Small General |  | Winter Evening | % of Load | 0 | 2027 | 65535
| High | BTM Battery Control | DLC-Thermostat-DI-MSHP | Small General |  | Winter Evening | % of Load | 1 | 2027 | 65535
| High | BTM Battery Control | DLC-Thermostat-DI-MSHP | Small General |  | Winter Evening | % of Load | 0 | 2027 | 65535
| High | BTM Battery Control | DLC-Thermostat-BYOT-MSHP | Small General |  | Winter Evening | % of Load | 1 | 2027 | 65535
| High | BTM Battery Control | DLC-Thermostat-BYOT-MSHP | Small General |  | Winter Evening | % of Load | 0 | 2027 | 65535
| High | BTM Battery Control | C&I Curtailment-Turnkey-Manual HVAC Control | Small General |  | Winter Evening | % of Load | 1 | 2027 | 65535
| High | BTM Battery Control | C&I Curtailment-Turnkey-Manual HVAC Control | Small General |  | Winter Evening | % of Load | 0 | 2027 | 65535
| High | BTM Battery Control | C&I Curtailment-Turnkey-Auto-DR HVAC Control | Small General |  | Winter Evening | % of Load | 1 | 2027 | 65535
| High | BTM Battery Control | C&I Curtailment-Turnkey-Auto-DR HVAC Control | Small General |  | Winter Evening | % of Load | 0 | 2027 | 65535
| High | BTM Battery Control | C&I Curtailment-Turnkey-Standard Lighting Control | Small General |  | Winter Evening | % of Load | 1 | 2027 | 65535
| High | BTM Battery Control | C&I Curtailment-Turnkey-Standard Lighting Control | Small General |  | Winter Evening | % of Load | 0 | 2027 | 65535
| High | BTM Battery Control | C&I Curtailment-Turnkey-Advanced Lighting Control | Small General |  | Winter Evening | % of Load | 1 | 2027 | 65535
| High | BTM Battery Control | C&I Curtailment-Turnkey-Advanced Lighting Control | Small General |  | Winter Evening | % of Load | 0 | 2027 | 65535
| High | BTM Battery Control | C&I Curtailment-Turnkey-Water Heating Control | Small General |  | Winter Evening | % of Load | 1 | 2027 | 65535
| High | BTM Battery Control | C&I Curtailment-Turnkey-Water Heating Control | Small General |  | Winter Evening | % of Load | 0 | 2027 | 65535
| High | BTM Battery Control | C&I Curtailment-Turnkey-Other | Small General |  | Winter Evening | % of Load | 1 | 2027 | 65535
| High | BTM Battery Control | C&I Curtailment-Turnkey-Other | Small General |  | Winter Evening | % of Load | 0 | 2027 | 65535
| High | BTM Battery Control | Dynamic Pricing with enabling tech. | Small General |  | Winter Evening | % of Load | 1 | 2027 | 65535
| High | BTM Battery Control | Dynamic Pricing with enabling tech. | Small General |  | Winter Evening | % of Load | 0 | 2027 | 65535
| High | BTM Battery Control | DLC-Switch-Water Heating | General |  | Winter Morning | % of Load | 1 | 2027 | 65535
| High | BTM Battery Control | DLC-Switch-Water Heating | General |  | Winter Morning | % of Load | 0 | 2027 | 65535
| High | BTM Battery Control | DLC-BYOD-Water Heating | General |  | Winter Morning | % of Load | 1 | 2027 | 65535
| High | BTM Battery Control | DLC-BYOD-Water Heating | General |  | Winter Morning | % of Load | 0 | 2027 | 65535
| High | BTM Battery Control | DLC-Thermostat-DI-Central Heat Pump | General |  | Winter Morning | % of Load | 1 | 2027 | 65535
| High | BTM Battery Control | DLC-Thermostat-DI-Central Heat Pump | General |  | Winter Morning | % of Load | 0 | 2027 | 65535
| High | BTM Battery Control | DLC-Thermostat-BYOT-Central Heat Pump | General |  | Winter Morning | % of Load | 1 | 2027 | 65535
| High | BTM Battery Control | DLC-Thermostat-BYOT-Central Heat Pump | General |  | Winter Morning | % of Load | 0 | 2027 | 65535
| High | BTM Battery Control | DLC-Thermostat-HVAC | General |  | Winter Morning | % of Load | 1 | 2027 | 65535
| High | BTM Battery Control | DLC-Thermostat-HVAC | General |  | Winter Morning | % of Load | 0 | 2027 | 65535
| High | BTM Battery Control | DLC-Thermostat-DI-Baseboard Heating | General |  | Winter Morning | % of Load | 1 | 2027 | 65535
| High | BTM Battery Control | DLC-Thermostat-DI-Baseboard Heating | General |  | Winter Morning | % of Load | 0 | 2027 | 65535
| High | BTM Battery Control | DLC-Thermostat-BYOT-Baseboard Heating | General |  | Winter Morning | % of Load | 1 | 2027 | 65535
| High | BTM Battery Control | DLC-Thermostat-BYOT-Baseboard Heating | General |  | Winter Morning | % of Load | 0 | 2027 | 65535
| High | BTM Battery Control | DLC-Thermostat-DI-MSHP | General |  | Winter Morning | % of Load | 1 | 2027 | 65535
| High | BTM Battery Control | DLC-Thermostat-DI-MSHP | General |  | Winter Morning | % of Load | 0 | 2027 | 65535
| High | BTM Battery Control | DLC-Thermostat-BYOT-MSHP | General |  | Winter Morning | % of Load | 1 | 2027 | 65535
| High | BTM Battery Control | DLC-Thermostat-BYOT-MSHP | General |  | Winter Morning | % of Load | 0 | 2027 | 65535
| High | BTM Battery Control | C&I Curtailment-Turnkey-Manual HVAC Control | General |  | Winter Morning | % of Load | 1 | 2027 | 65535
| High | BTM Battery Control | C&I Curtailment-Turnkey-Manual HVAC Control | General |  | Winter Morning | % of Load | 0 | 2027 | 65535
| High | BTM Battery Control | C&I Curtailment-Turnkey-Auto-DR HVAC Control | General |  | Winter Morning | % of Load | 1 | 2027 | 65535
| High | BTM Battery Control | C&I Curtailment-Turnkey-Auto-DR HVAC Control | General |  | Winter Morning | % of Load | 0 | 2027 | 65535
| High | BTM Battery Control | C&I Curtailment-Turnkey-Standard Lighting Control | General |  | Winter Morning | % of Load | 1 | 2027 | 65535
| High | BTM Battery Control | C&I Curtailment-Turnkey-Standard Lighting Control | General |  | Winter Morning | % of Load | 0 | 2027 | 65535
| High | BTM Battery Control | C&I Curtailment-Turnkey-Advanced Lighting Control | General |  | Winter Morning | % of Load | 1 | 2027 | 65535
| High | BTM Battery Control | C&I Curtailment-Turnkey-Advanced Lighting Control | General |  | Winter Morning | % of Load | 0 | 2027 | 65535
| High | BTM Battery Control | C&I Curtailment-Turnkey-Water Heating Control | General |  | Winter Morning | % of Load | 1 | 2027 | 65535
| High | BTM Battery Control | C&I Curtailment-Turnkey-Water Heating Control | General |  | Winter Morning | % of Load | 0 | 2027 | 65535
| High | BTM Battery Control | C&I Curtailment-Turnkey-Other | General |  | Winter Morning | % of Load | 1 | 2027 | 65535
| High | BTM Battery Control | C&I Curtailment-Turnkey-Other | General |  | Winter Morning | % of Load | 0 | 2027 | 65535
| High | BTM Battery Control | DLC-Switch-Water Heating | General |  | Winter Evening | % of Load | 1 | 2027 | 65535
| High | BTM Battery Control | DLC-Switch-Water Heating | General |  | Winter Evening | % of Load | 0 | 2027 | 65535
| High | BTM Battery Control | DLC-BYOD-Water Heating | General |  | Winter Evening | % of Load | 1 | 2027 | 65535
| High | BTM Battery Control | DLC-BYOD-Water Heating | General |  | Winter Evening | % of Load | 0 | 2027 | 65535
| High | BTM Battery Control | DLC-Thermostat-DI-Central Heat Pump | General |  | Winter Evening | % of Load | 1 | 2027 | 65535
| High | BTM Battery Control | DLC-Thermostat-DI-Central Heat Pump | General |  | Winter Evening | % of Load | 0 | 2027 | 65535
| High | BTM Battery Control | DLC-Thermostat-BYOT-Central Heat Pump | General |  | Winter Evening | % of Load | 1 | 2027 | 65535
| High | BTM Battery Control | DLC-Thermostat-BYOT-Central Heat Pump | General |  | Winter Evening | % of Load | 0 | 2027 | 65535
| High | BTM Battery Control | DLC-Thermostat-HVAC | General |  | Winter Evening | % of Load | 1 | 2027 | 65535
| High | BTM Battery Control | DLC-Thermostat-HVAC | General |  | Winter Evening | % of Load | 0 | 2027 | 65535
| High | BTM Battery Control | DLC-Thermostat-DI-Baseboard Heating | General |  | Winter Evening | % of Load | 1 | 2027 | 65535
| High | BTM Battery Control | DLC-Thermostat-DI-Baseboard Heating | General |  | Winter Evening | % of Load | 0 | 2027 | 65535
| High | BTM Battery Control | DLC-Thermostat-BYOT-Baseboard Heating | General |  | Winter Evening | % of Load | 1 | 2027 | 65535
| High | BTM Battery Control | DLC-Thermostat-BYOT-Baseboard Heating | General |  | Winter Evening | % of Load | 0 | 2027 | 65535
| High | BTM Battery Control | DLC-Thermostat-DI-MSHP | General |  | Winter Evening | % of Load | 1 | 2027 | 65535
| High | BTM Battery Control | DLC-Thermostat-DI-MSHP | General |  | Winter Evening | % of Load | 0 | 2027 | 65535
| High | BTM Battery Control | DLC-Thermostat-BYOT-MSHP | General |  | Winter Evening | % of Load | 1 | 2027 | 65535
| High | BTM Battery Control | DLC-Thermostat-BYOT-MSHP | General |  | Winter Evening | % of Load | 0 | 2027 | 65535
| High | BTM Battery Control | C&I Curtailment-Turnkey-Manual HVAC Control | General |  | Winter Evening | % of Load | 1 | 2027 | 65535
| High | BTM Battery Control | C&I Curtailment-Turnkey-Manual HVAC Control | General |  | Winter Evening | % of Load | 0 | 2027 | 65535
| High | BTM Battery Control | C&I Curtailment-Turnkey-Auto-DR HVAC Control | General |  | Winter Evening | % of Load | 1 | 2027 | 65535
| High | BTM Battery Control | C&I Curtailment-Turnkey-Auto-DR HVAC Control | General |  | Winter Evening | % of Load | 0 | 2027 | 65535
| High | BTM Battery Control | C&I Curtailment-Turnkey-Standard Lighting Control | General |  | Winter Evening | % of Load | 1 | 2027 | 65535
| High | BTM Battery Control | C&I Curtailment-Turnkey-Standard Lighting Control | General |  | Winter Evening | % of Load | 0 | 2027 | 65535
| High | BTM Battery Control | C&I Curtailment-Turnkey-Advanced Lighting Control | General |  | Winter Evening | % of Load | 1 | 2027 | 65535
| High | BTM Battery Control | C&I Curtailment-Turnkey-Advanced Lighting Control | General |  | Winter Evening | % of Load | 0 | 2027 | 65535
| High | BTM Battery Control | C&I Curtailment-Turnkey-Water Heating Control | General |  | Winter Evening | % of Load | 1 | 2027 | 65535
| High | BTM Battery Control | C&I Curtailment-Turnkey-Water Heating Control | General |  | Winter Evening | % of Load | 0 | 2027 | 65535
| High | BTM Battery Control | C&I Curtailment-Turnkey-Other | General |  | Winter Evening | % of Load | 1 | 2027 | 65535
| High | BTM Battery Control | C&I Curtailment-Turnkey-Other | General |  | Winter Evening | % of Load | 0 | 2027 | 65535
| High | BTM Battery Control | DLC-Switch-Water Heating | Small Industrial |  | Winter Morning | % of Load | 1 | 2027 | 65535
| High | BTM Battery Control | DLC-Switch-Water Heating | Small Industrial |  | Winter Morning | % of Load | 0 | 2027 | 65535
| High | BTM Battery Control | DLC-BYOD-Water Heating | Small Industrial |  | Winter Morning | % of Load | 1 | 2027 | 65535
| High | BTM Battery Control | DLC-BYOD-Water Heating | Small Industrial |  | Winter Morning | % of Load | 0 | 2027 | 65535
| High | BTM Battery Control | DLC-Thermostat-DI-Central Heat Pump | Small Industrial |  | Winter Morning | % of Load | 1 | 2027 | 65535
| High | BTM Battery Control | DLC-Thermostat-DI-Central Heat Pump | Small Industrial |  | Winter Morning | % of Load | 0 | 2027 | 65535
| High | BTM Battery Control | DLC-Thermostat-BYOT-Central Heat Pump | Small Industrial |  | Winter Morning | % of Load | 1 | 2027 | 65535
| High | BTM Battery Control | DLC-Thermostat-BYOT-Central Heat Pump | Small Industrial |  | Winter Morning | % of Load | 0 | 2027 | 65535
| High | BTM Battery Control | DLC-Thermostat-HVAC | Small Industrial |  | Winter Morning | % of Load | 1 | 2027 | 65535
| High | BTM Battery Control | DLC-Thermostat-HVAC | Small Industrial |  | Winter Morning | % of Load | 0 | 2027 | 65535
| High | BTM Battery Control | DLC-Thermostat-DI-Baseboard Heating | Small Industrial |  | Winter Morning | % of Load | 1 | 2027 | 65535
| High | BTM Battery Control | DLC-Thermostat-DI-Baseboard Heating | Small Industrial |  | Winter Morning | % of Load | 0 | 2027 | 65535
| High | BTM Battery Control | DLC-Thermostat-BYOT-Baseboard Heating | Small Industrial |  | Winter Morning | % of Load | 1 | 2027 | 65535
| High | BTM Battery Control | DLC-Thermostat-BYOT-Baseboard Heating | Small Industrial |  | Winter Morning | % of Load | 0 | 2027 | 65535
| High | BTM Battery Control | DLC-Thermostat-DI-MSHP | Small Industrial |  | Winter Morning | % of Load | 1 | 2027 | 65535
| High | BTM Battery Control | DLC-Thermostat-DI-MSHP | Small Industrial |  | Winter Morning | % of Load | 0 | 2027 | 65535
| High | BTM Battery Control | DLC-Thermostat-BYOT-MSHP | Small Industrial |  | Winter Morning | % of Load | 1 | 2027 | 65535
| High | BTM Battery Control | DLC-Thermostat-BYOT-MSHP | Small Industrial |  | Winter Morning | % of Load | 0 | 2027 | 65535
| High | BTM Battery Control | C&I Curtailment-Turnkey-Manual HVAC Control | Small Industrial |  | Winter Morning | % of Load | 1 | 2027 | 65535
| High | BTM Battery Control | C&I Curtailment-Turnkey-Manual HVAC Control | Small Industrial |  | Winter Morning | % of Load | 0 | 2027 | 65535
| High | BTM Battery Control | C&I Curtailment-Turnkey-Auto-DR HVAC Control | Small Industrial |  | Winter Morning | % of Load | 1 | 2027 | 65535
| High | BTM Battery Control | C&I Curtailment-Turnkey-Auto-DR HVAC Control | Small Industrial |  | Winter Morning | % of Load | 0 | 2027 | 65535
| High | BTM Battery Control | C&I Curtailment-Turnkey-Standard Lighting Control | Small Industrial |  | Winter Morning | % of Load | 1 | 2027 | 65535
| High | BTM Battery Control | C&I Curtailment-Turnkey-Standard Lighting Control | Small Industrial |  | Winter Morning | % of Load | 0 | 2027 | 65535
| High | BTM Battery Control | C&I Curtailment-Turnkey-Advanced Lighting Control | Small Industrial |  | Winter Morning | % of Load | 1 | 2027 | 65535
| High | BTM Battery Control | C&I Curtailment-Turnkey-Advanced Lighting Control | Small Industrial |  | Winter Morning | % of Load | 0 | 2027 | 65535
| High | BTM Battery Control | C&I Curtailment-Turnkey-Water Heating Control | Small Industrial |  | Winter Morning | % of Load | 1 | 2027 | 65535
| High | BTM Battery Control | C&I Curtailment-Turnkey-Water Heating Control | Small Industrial |  | Winter Morning | % of Load | 0 | 2027 | 65535
| High | BTM Battery Control | C&I Curtailment-Turnkey-Other | Small Industrial |  | Winter Morning | % of Load | 1 | 2027 | 65535
| High | BTM Battery Control | C&I Curtailment-Turnkey-Other | Small Industrial |  | Winter Morning | % of Load | 0 | 2027 | 65535
| High | BTM Battery Control | C&I Curtailment-Turnkey-Industrial | Small Industrial |  | Winter Morning | % of Load | 1 | 2027 | 65535
| High | BTM Battery Control | C&I Curtailment-Turnkey-Industrial | Small Industrial |  | Winter Morning | % of Load | 0 | 2027 | 65535
| High | BTM Battery Control | DLC-Switch-Water Heating | Small Industrial |  | Winter Evening | % of Load | 1 | 2027 | 65535
| High | BTM Battery Control | DLC-Switch-Water Heating | Small Industrial |  | Winter Evening | % of Load | 0 | 2027 | 65535
| High | BTM Battery Control | DLC-BYOD-Water Heating | Small Industrial |  | Winter Evening | % of Load | 1 | 2027 | 65535
| High | BTM Battery Control | DLC-BYOD-Water Heating | Small Industrial |  | Winter Evening | % of Load | 0 | 2027 | 65535
| High | BTM Battery Control | DLC-Thermostat-DI-Central Heat Pump | Small Industrial |  | Winter Evening | % of Load | 1 | 2027 | 65535
| High | BTM Battery Control | DLC-Thermostat-DI-Central Heat Pump | Small Industrial |  | Winter Evening | % of Load | 0 | 2027 | 65535
| High | BTM Battery Control | DLC-Thermostat-BYOT-Central Heat Pump | Small Industrial |  | Winter Evening | % of Load | 1 | 2027 | 65535
| High | BTM Battery Control | DLC-Thermostat-BYOT-Central Heat Pump | Small Industrial |  | Winter Evening | % of Load | 0 | 2027 | 65535
| High | BTM Battery Control | DLC-Thermostat-HVAC | Small Industrial |  | Winter Evening | % of Load | 1 | 2027 | 65535
| High | BTM Battery Control | DLC-Thermostat-HVAC | Small Industrial |  | Winter Evening | % of Load | 0 | 2027 | 65535
| High | BTM Battery Control | DLC-Thermostat-DI-Baseboard Heating | Small Industrial |  | Winter Evening | % of Load | 1 | 2027 | 65535
| High | BTM Battery Control | DLC-Thermostat-DI-Baseboard Heating | Small Industrial |  | Winter Evening | % of Load | 0 | 2027 | 65535
| High | BTM Battery Control | DLC-Thermostat-BYOT-Baseboard Heating | Small Industrial |  | Winter Evening | % of Load | 1 | 2027 | 65535
| High | BTM Battery Control | DLC-Thermostat-BYOT-Baseboard Heating | Small Industrial |  | Winter Evening | % of Load | 0 | 2027 | 65535
| High | BTM Battery Control | DLC-Thermostat-DI-MSHP | Small Industrial |  | Winter Evening | % of Load | 1 | 2027 | 65535
| High | BTM Battery Control | DLC-Thermostat-DI-MSHP | Small Industrial |  | Winter Evening | % of Load | 0 | 2027 | 65535
| High | BTM Battery Control | DLC-Thermostat-BYOT-MSHP | Small Industrial |  | Winter Evening | % of Load | 1 | 2027 | 65535
| High | BTM Battery Control | DLC-Thermostat-BYOT-MSHP | Small Industrial |  | Winter Evening | % of Load | 0 | 2027 | 65535
| High | BTM Battery Control | C&I Curtailment-Turnkey-Manual HVAC Control | Small Industrial |  | Winter Evening | % of Load | 1 | 2027 | 65535
| High | BTM Battery Control | C&I Curtailment-Turnkey-Manual HVAC Control | Small Industrial |  | Winter Evening | % of Load | 0 | 2027 | 65535
| High | BTM Battery Control | C&I Curtailment-Turnkey-Auto-DR HVAC Control | Small Industrial |  | Winter Evening | % of Load | 1 | 2027 | 65535
| High | BTM Battery Control | C&I Curtailment-Turnkey-Auto-DR HVAC Control | Small Industrial |  | Winter Evening | % of Load | 0 | 2027 | 65535
| High | BTM Battery Control | C&I Curtailment-Turnkey-Standard Lighting Control | Small Industrial |  | Winter Evening | % of Load | 1 | 2027 | 65535
| High | BTM Battery Control | C&I Curtailment-Turnkey-Standard Lighting Control | Small Industrial |  | Winter Evening | % of Load | 0 | 2027 | 65535
| High | BTM Battery Control | C&I Curtailment-Turnkey-Advanced Lighting Control | Small Industrial |  | Winter Evening | % of Load | 1 | 2027 | 65535
| High | BTM Battery Control | C&I Curtailment-Turnkey-Advanced Lighting Control | Small Industrial |  | Winter Evening | % of Load | 0 | 2027 | 65535
| High | BTM Battery Control | C&I Curtailment-Turnkey-Water Heating Control | Small Industrial |  | Winter Evening | % of Load | 1 | 2027 | 65535
| High | BTM Battery Control | C&I Curtailment-Turnkey-Water Heating Control | Small Industrial |  | Winter Evening | % of Load | 0 | 2027 | 65535
| High | BTM Battery Control | C&I Curtailment-Turnkey-Other | Small Industrial |  | Winter Evening | % of Load | 1 | 2027 | 65535
| High | BTM Battery Control | C&I Curtailment-Turnkey-Other | Small Industrial |  | Winter Evening | % of Load | 0 | 2027 | 65535
| High | BTM Battery Control | C&I Curtailment-Turnkey-Industrial | Small Industrial |  | Winter Evening | % of Load | 1 | 2027 | 65535
| High | BTM Battery Control | C&I Curtailment-Turnkey-Industrial | Small Industrial |  | Winter Evening | % of Load | 0 | 2027 | 65535
| High | BTM Battery Control | DLC-Switch-Water Heating | Medium Industrial |  | Winter Morning | % of Load | 1 | 2027 | 65535
| High | BTM Battery Control | DLC-Switch-Water Heating | Medium Industrial |  | Winter Morning | % of Load | 0 | 2027 | 65535
| High | BTM Battery Control | DLC-BYOD-Water Heating | Medium Industrial |  | Winter Morning | % of Load | 1 | 2027 | 65535
| High | BTM Battery Control | DLC-BYOD-Water Heating | Medium Industrial |  | Winter Morning | % of Load | 0 | 2027 | 65535
| High | BTM Battery Control | DLC-Thermostat-DI-Central Heat Pump | Medium Industrial |  | Winter Morning | % of Load | 1 | 2027 | 65535
| High | BTM Battery Control | DLC-Thermostat-DI-Central Heat Pump | Medium Industrial |  | Winter Morning | % of Load | 0 | 2027 | 65535
| High | BTM Battery Control | DLC-Thermostat-BYOT-Central Heat Pump | Medium Industrial |  | Winter Morning | % of Load | 1 | 2027 | 65535
| High | BTM Battery Control | DLC-Thermostat-BYOT-Central Heat Pump | Medium Industrial |  | Winter Morning | % of Load | 0 | 2027 | 65535
| High | BTM Battery Control | DLC-Thermostat-HVAC | Medium Industrial |  | Winter Morning | % of Load | 1 | 2027 | 65535
| High | BTM Battery Control | DLC-Thermostat-HVAC | Medium Industrial |  | Winter Morning | % of Load | 0 | 2027 | 65535
| High | BTM Battery Control | DLC-Thermostat-DI-Baseboard Heating | Medium Industrial |  | Winter Morning | % of Load | 1 | 2027 | 65535
| High | BTM Battery Control | DLC-Thermostat-DI-Baseboard Heating | Medium Industrial |  | Winter Morning | % of Load | 0 | 2027 | 65535
| High | BTM Battery Control | DLC-Thermostat-BYOT-Baseboard Heating | Medium Industrial |  | Winter Morning | % of Load | 1 | 2027 | 65535
| High | BTM Battery Control | DLC-Thermostat-BYOT-Baseboard Heating | Medium Industrial |  | Winter Morning | % of Load | 0 | 2027 | 65535
| High | BTM Battery Control | DLC-Thermostat-DI-MSHP | Medium Industrial |  | Winter Morning | % of Load | 1 | 2027 | 65535
| High | BTM Battery Control | DLC-Thermostat-DI-MSHP | Medium Industrial |  | Winter Morning | % of Load | 0 | 2027 | 65535
| High | BTM Battery Control | DLC-Thermostat-BYOT-MSHP | Medium Industrial |  | Winter Morning | % of Load | 1 | 2027 | 65535
| High | BTM Battery Control | DLC-Thermostat-BYOT-MSHP | Medium Industrial |  | Winter Morning | % of Load | 0 | 2027 | 65535
| High | BTM Battery Control | C&I Curtailment-Turnkey-Manual HVAC Control | Medium Industrial |  | Winter Morning | % of Load | 1 | 2027 | 65535
| High | BTM Battery Control | C&I Curtailment-Turnkey-Manual HVAC Control | Medium Industrial |  | Winter Morning | % of Load | 0 | 2027 | 65535
| High | BTM Battery Control | C&I Curtailment-Turnkey-Auto-DR HVAC Control | Medium Industrial |  | Winter Morning | % of Load | 1 | 2027 | 65535
| High | BTM Battery Control | C&I Curtailment-Turnkey-Auto-DR HVAC Control | Medium Industrial |  | Winter Morning | % of Load | 0 | 2027 | 65535
| High | BTM Battery Control | C&I Curtailment-Turnkey-Standard Lighting Control | Medium Industrial |  | Winter Morning | % of Load | 1 | 2027 | 65535
| High | BTM Battery Control | C&I Curtailment-Turnkey-Standard Lighting Control | Medium Industrial |  | Winter Morning | % of Load | 0 | 2027 | 65535
| High | BTM Battery Control | C&I Curtailment-Turnkey-Advanced Lighting Control | Medium Industrial |  | Winter Morning | % of Load | 1 | 2027 | 65535
| High | BTM Battery Control | C&I Curtailment-Turnkey-Advanced Lighting Control | Medium Industrial |  | Winter Morning | % of Load | 0 | 2027 | 65535
| High | BTM Battery Control | C&I Curtailment-Turnkey-Water Heating Control | Medium Industrial |  | Winter Morning | % of Load | 1 | 2027 | 65535
| High | BTM Battery Control | C&I Curtailment-Turnkey-Water Heating Control | Medium Industrial |  | Winter Morning | % of Load | 0 | 2027 | 65535
| High | BTM Battery Control | C&I Curtailment-Turnkey-Other | Medium Industrial |  | Winter Morning | % of Load | 1 | 2027 | 65535
| High | BTM Battery Control | C&I Curtailment-Turnkey-Other | Medium Industrial |  | Winter Morning | % of Load | 0 | 2027 | 65535
| High | BTM Battery Control | DLC-Switch-Water Heating | Medium Industrial |  | Winter Evening | % of Load | 1 | 2027 | 65535
| High | BTM Battery Control | DLC-Switch-Water Heating | Medium Industrial |  | Winter Evening | % of Load | 0 | 2027 | 65535
| High | BTM Battery Control | DLC-BYOD-Water Heating | Medium Industrial |  | Winter Evening | % of Load | 1 | 2027 | 65535
| High | BTM Battery Control | DLC-BYOD-Water Heating | Medium Industrial |  | Winter Evening | % of Load | 0 | 2027 | 65535
| High | BTM Battery Control | DLC-Thermostat-DI-Central Heat Pump | Medium Industrial |  | Winter Evening | % of Load | 1 | 2027 | 65535
| High | BTM Battery Control | DLC-Thermostat-DI-Central Heat Pump | Medium Industrial |  | Winter Evening | % of Load | 0 | 2027 | 65535
| High | BTM Battery Control | DLC-Thermostat-BYOT-Central Heat Pump | Medium Industrial |  | Winter Evening | % of Load | 1 | 2027 | 65535
| High | BTM Battery Control | DLC-Thermostat-BYOT-Central Heat Pump | Medium Industrial |  | Winter Evening | % of Load | 0 | 2027 | 65535
| High | BTM Battery Control | DLC-Thermostat-HVAC | Medium Industrial |  | Winter Evening | % of Load | 1 | 2027 | 65535
| High | BTM Battery Control | DLC-Thermostat-HVAC | Medium Industrial |  | Winter Evening | % of Load | 0 | 2027 | 65535
| High | BTM Battery Control | DLC-Thermostat-DI-Baseboard Heating | Medium Industrial |  | Winter Evening | % of Load | 1 | 2027 | 65535
| High | BTM Battery Control | DLC-Thermostat-DI-Baseboard Heating | Medium Industrial |  | Winter Evening | % of Load | 0 | 2027 | 65535
| High | BTM Battery Control | DLC-Thermostat-BYOT-Baseboard Heating | Medium Industrial |  | Winter Evening | % of Load | 1 | 2027 | 65535
| High | BTM Battery Control | DLC-Thermostat-BYOT-Baseboard Heating | Medium Industrial |  | Winter Evening | % of Load | 0 | 2027 | 65535
| High | BTM Battery Control | DLC-Thermostat-DI-MSHP | Medium Industrial |  | Winter Evening | % of Load | 1 | 2027 | 65535
| High | BTM Battery Control | DLC-Thermostat-DI-MSHP | Medium Industrial |  | Winter Evening | % of Load | 0 | 2027 | 65535
| High | BTM Battery Control | DLC-Thermostat-BYOT-MSHP | Medium Industrial |  | Winter Evening | % of Load | 1 | 2027 | 65535
| High | BTM Battery Control | DLC-Thermostat-BYOT-MSHP | Medium Industrial |  | Winter Evening | % of Load | 0 | 2027 | 65535
| High | BTM Battery Control | C&I Curtailment-Turnkey-Manual HVAC Control | Medium Industrial |  | Winter Evening | % of Load | 1 | 2027 | 65535
| High | BTM Battery Control | C&I Curtailment-Turnkey-Manual HVAC Control | Medium Industrial |  | Winter Evening | % of Load | 0 | 2027 | 65535
| High | BTM Battery Control | C&I Curtailment-Turnkey-Auto-DR HVAC Control | Medium Industrial |  | Winter Evening | % of Load | 1 | 2027 | 65535
| High | BTM Battery Control | C&I Curtailment-Turnkey-Auto-DR HVAC Control | Medium Industrial |  | Winter Evening | % of Load | 0 | 2027 | 65535
| High | BTM Battery Control | C&I Curtailment-Turnkey-Standard Lighting Control | Medium Industrial |  | Winter Evening | % of Load | 1 | 2027 | 65535
| High | BTM Battery Control | C&I Curtailment-Turnkey-Standard Lighting Control | Medium Industrial |  | Winter Evening | % of Load | 0 | 2027 | 65535
| High | BTM Battery Control | C&I Curtailment-Turnkey-Advanced Lighting Control | Medium Industrial |  | Winter Evening | % of Load | 1 | 2027 | 65535
| High | BTM Battery Control | C&I Curtailment-Turnkey-Advanced Lighting Control | Medium Industrial |  | Winter Evening | % of Load | 0 | 2027 | 65535
| High | BTM Battery Control | C&I Curtailment-Turnkey-Water Heating Control | Medium Industrial |  | Winter Evening | % of Load | 1 | 2027 | 65535
| High | BTM Battery Control | C&I Curtailment-Turnkey-Water Heating Control | Medium Industrial |  | Winter Evening | % of Load | 0 | 2027 | 65535
| High | BTM Battery Control | C&I Curtailment-Turnkey-Other | Medium Industrial |  | Winter Evening | % of Load | 1 | 2027 | 65535
| High | BTM Battery Control | C&I Curtailment-Turnkey-Other | Medium Industrial |  | Winter Evening | % of Load | 0 | 2027 | 65535
| High | BTM Battery Control | BTM Battery Control-BYOB | Residential Charitable |  | Winter Morning | % of Load | 1 | 2027 | 65535
| High | BTM Battery Control | BTM Battery Control-BYOB | Residential Charitable |  | Winter Morning | % of Load | 0 | 2027 | 65535
| High | BTM Battery Control | BTM Battery Control-BYOB | Residential Charitable |  | Winter Evening | % of Load | 1 | 2027 | 65535
| High | BTM Battery Control | BTM Battery Control-BYOB | Residential Charitable |  | Winter Evening | % of Load | 0 | 2027 | 65535
| High | EV Charging Control | DLC-Switch-Water Heating | Small General |  | Winter Morning | % of Load | 1 | 2027 | 65535
| High | EV Charging Control | DLC-Switch-Water Heating | Small General |  | Winter Morning | % of Load | 0 | 2027 | 65535
| High | EV Charging Control | DLC-BYOD-Water Heating | Small General |  | Winter Morning | % of Load | 1 | 2027 | 65535
| High | EV Charging Control | DLC-BYOD-Water Heating | Small General |  | Winter Morning | % of Load | 0 | 2027 | 65535
| High | EV Charging Control | DLC-Thermostat-DI-Central Heat Pump | Small General |  | Winter Morning | % of Load | 1 | 2027 | 65535
| High | EV Charging Control | DLC-Thermostat-DI-Central Heat Pump | Small General |  | Winter Morning | % of Load | 0 | 2027 | 65535
| High | EV Charging Control | DLC-Thermostat-BYOT-Central Heat Pump | Small General |  | Winter Morning | % of Load | 1 | 2027 | 65535
| High | EV Charging Control | DLC-Thermostat-BYOT-Central Heat Pump | Small General |  | Winter Morning | % of Load | 0 | 2027 | 65535
| High | EV Charging Control | DLC-Thermostat-HVAC | Small General |  | Winter Morning | % of Load | 1 | 2027 | 65535
| High | EV Charging Control | DLC-Thermostat-HVAC | Small General |  | Winter Morning | % of Load | 0 | 2027 | 65535
| High | EV Charging Control | DLC-Thermostat-DI-Baseboard Heating | Small General |  | Winter Morning | % of Load | 1 | 2027 | 65535
| High | EV Charging Control | DLC-Thermostat-DI-Baseboard Heating | Small General |  | Winter Morning | % of Load | 0 | 2027 | 65535
| High | EV Charging Control | DLC-Thermostat-BYOT-Baseboard Heating | Small General |  | Winter Morning | % of Load | 1 | 2027 | 65535
| High | EV Charging Control | DLC-Thermostat-BYOT-Baseboard Heating | Small General |  | Winter Morning | % of Load | 0 | 2027 | 65535
| High | EV Charging Control | DLC-Thermostat-DI-MSHP | Small General |  | Winter Morning | % of Load | 1 | 2027 | 65535
| High | EV Charging Control | DLC-Thermostat-DI-MSHP | Small General |  | Winter Morning | % of Load | 0 | 2027 | 65535
| High | EV Charging Control | DLC-Thermostat-BYOT-MSHP | Small General |  | Winter Morning | % of Load | 1 | 2027 | 65535
| High | EV Charging Control | DLC-Thermostat-BYOT-MSHP | Small General |  | Winter Morning | % of Load | 0 | 2027 | 65535
| High | EV Charging Control | C&I Curtailment-Turnkey-Manual HVAC Control | Small General |  | Winter Morning | % of Load | 1 | 2027 | 65535
| High | EV Charging Control | C&I Curtailment-Turnkey-Manual HVAC Control | Small General |  | Winter Morning | % of Load | 0 | 2027 | 65535
| High | EV Charging Control | C&I Curtailment-Turnkey-Auto-DR HVAC Control | Small General |  | Winter Morning | % of Load | 1 | 2027 | 65535
| High | EV Charging Control | C&I Curtailment-Turnkey-Auto-DR HVAC Control | Small General |  | Winter Morning | % of Load | 0 | 2027 | 65535
| High | EV Charging Control | C&I Curtailment-Turnkey-Standard Lighting Control | Small General |  | Winter Morning | % of Load | 1 | 2027 | 65535
| High | EV Charging Control | C&I Curtailment-Turnkey-Standard Lighting Control | Small General |  | Winter Morning | % of Load | 0 | 2027 | 65535
| High | EV Charging Control | C&I Curtailment-Turnkey-Advanced Lighting Control | Small General |  | Winter Morning | % of Load | 1 | 2027 | 65535
| High | EV Charging Control | C&I Curtailment-Turnkey-Advanced Lighting Control | Small General |  | Winter Morning | % of Load | 0 | 2027 | 65535
| High | EV Charging Control | C&I Curtailment-Turnkey-Water Heating Control | Small General |  | Winter Morning | % of Load | 1 | 2027 | 65535
| High | EV Charging Control | C&I Curtailment-Turnkey-Water Heating Control | Small General |  | Winter Morning | % of Load | 0 | 2027 | 65535
| High | EV Charging Control | C&I Curtailment-Turnkey-Other | Small General |  | Winter Morning | % of Load | 1 | 2027 | 65535
| High | EV Charging Control | C&I Curtailment-Turnkey-Other | Small General |  | Winter Morning | % of Load | 0 | 2027 | 65535
| High | EV Charging Control | Dynamic Pricing with enabling tech. | Small General |  | Winter Morning | % of Load | 1 | 2027 | 65535
| High | EV Charging Control | Dynamic Pricing with enabling tech. | Small General |  | Winter Morning | % of Load | 0 | 2027 | 65535
| High | EV Charging Control | DLC-Switch-Water Heating | Small General |  | Winter Evening | % of Load | 1 | 2027 | 65535
| High | EV Charging Control | DLC-Switch-Water Heating | Small General |  | Winter Evening | % of Load | 0 | 2027 | 65535
| High | EV Charging Control | DLC-BYOD-Water Heating | Small General |  | Winter Evening | % of Load | 1 | 2027 | 65535
| High | EV Charging Control | DLC-BYOD-Water Heating | Small General |  | Winter Evening | % of Load | 0 | 2027 | 65535
| High | EV Charging Control | DLC-Thermostat-DI-Central Heat Pump | Small General |  | Winter Evening | % of Load | 1 | 2027 | 65535
| High | EV Charging Control | DLC-Thermostat-DI-Central Heat Pump | Small General |  | Winter Evening | % of Load | 0 | 2027 | 65535
| High | EV Charging Control | DLC-Thermostat-BYOT-Central Heat Pump | Small General |  | Winter Evening | % of Load | 1 | 2027 | 65535
| High | EV Charging Control | DLC-Thermostat-BYOT-Central Heat Pump | Small General |  | Winter Evening | % of Load | 0 | 2027 | 65535
| High | EV Charging Control | DLC-Thermostat-HVAC | Small General |  | Winter Evening | % of Load | 1 | 2027 | 65535
| High | EV Charging Control | DLC-Thermostat-HVAC | Small General |  | Winter Evening | % of Load | 0 | 2027 | 65535
| High | EV Charging Control | DLC-Thermostat-DI-Baseboard Heating | Small General |  | Winter Evening | % of Load | 1 | 2027 | 65535
| High | EV Charging Control | DLC-Thermostat-DI-Baseboard Heating | Small General |  | Winter Evening | % of Load | 0 | 2027 | 65535
| High | EV Charging Control | DLC-Thermostat-BYOT-Baseboard Heating | Small General |  | Winter Evening | % of Load | 1 | 2027 | 65535
| High | EV Charging Control | DLC-Thermostat-BYOT-Baseboard Heating | Small General |  | Winter Evening | % of Load | 0 | 2027 | 65535
| High | EV Charging Control | DLC-Thermostat-DI-MSHP | Small General |  | Winter Evening | % of Load | 1 | 2027 | 65535
| High | EV Charging Control | DLC-Thermostat-DI-MSHP | Small General |  | Winter Evening | % of Load | 0 | 2027 | 65535
| High | EV Charging Control | DLC-Thermostat-BYOT-MSHP | Small General |  | Winter Evening | % of Load | 1 | 2027 | 65535
| High | EV Charging Control | DLC-Thermostat-BYOT-MSHP | Small General |  | Winter Evening | % of Load | 0 | 2027 | 65535
| High | EV Charging Control | C&I Curtailment-Turnkey-Manual HVAC Control | Small General |  | Winter Evening | % of Load | 1 | 2027 | 65535
| High | EV Charging Control | C&I Curtailment-Turnkey-Manual HVAC Control | Small General |  | Winter Evening | % of Load | 0 | 2027 | 65535
| High | EV Charging Control | C&I Curtailment-Turnkey-Auto-DR HVAC Control | Small General |  | Winter Evening | % of Load | 1 | 2027 | 65535
| High | EV Charging Control | C&I Curtailment-Turnkey-Auto-DR HVAC Control | Small General |  | Winter Evening | % of Load | 0 | 2027 | 65535
| High | EV Charging Control | C&I Curtailment-Turnkey-Standard Lighting Control | Small General |  | Winter Evening | % of Load | 1 | 2027 | 65535
| High | EV Charging Control | C&I Curtailment-Turnkey-Standard Lighting Control | Small General |  | Winter Evening | % of Load | 0 | 2027 | 65535
| High | EV Charging Control | C&I Curtailment-Turnkey-Advanced Lighting Control | Small General |  | Winter Evening | % of Load | 1 | 2027 | 65535
| High | EV Charging Control | C&I Curtailment-Turnkey-Advanced Lighting Control | Small General |  | Winter Evening | % of Load | 0 | 2027 | 65535
| High | EV Charging Control | C&I Curtailment-Turnkey-Water Heating Control | Small General |  | Winter Evening | % of Load | 1 | 2027 | 65535
| High | EV Charging Control | C&I Curtailment-Turnkey-Water Heating Control | Small General |  | Winter Evening | % of Load | 0 | 2027 | 65535
| High | EV Charging Control | C&I Curtailment-Turnkey-Other | Small General |  | Winter Evening | % of Load | 1 | 2027 | 65535
| High | EV Charging Control | C&I Curtailment-Turnkey-Other | Small General |  | Winter Evening | % of Load | 0 | 2027 | 65535
| High | EV Charging Control | Dynamic Pricing with enabling tech. | Small General |  | Winter Evening | % of Load | 1 | 2027 | 65535
| High | EV Charging Control | Dynamic Pricing with enabling tech. | Small General |  | Winter Evening | % of Load | 0 | 2027 | 65535
| High | EV Charging Control | DLC-Switch-Water Heating | General |  | Winter Morning | % of Load | 1 | 2027 | 65535
| High | EV Charging Control | DLC-Switch-Water Heating | General |  | Winter Morning | % of Load | 0 | 2027 | 65535
| High | EV Charging Control | DLC-BYOD-Water Heating | General |  | Winter Morning | % of Load | 1 | 2027 | 65535
| High | EV Charging Control | DLC-BYOD-Water Heating | General |  | Winter Morning | % of Load | 0 | 2027 | 65535
| High | EV Charging Control | DLC-Thermostat-DI-Central Heat Pump | General |  | Winter Morning | % of Load | 1 | 2027 | 65535
| High | EV Charging Control | DLC-Thermostat-DI-Central Heat Pump | General |  | Winter Morning | % of Load | 0 | 2027 | 65535
| High | EV Charging Control | DLC-Thermostat-BYOT-Central Heat Pump | General |  | Winter Morning | % of Load | 1 | 2027 | 65535
| High | EV Charging Control | DLC-Thermostat-BYOT-Central Heat Pump | General |  | Winter Morning | % of Load | 0 | 2027 | 65535
| High | EV Charging Control | DLC-Thermostat-HVAC | General |  | Winter Morning | % of Load | 1 | 2027 | 65535
| High | EV Charging Control | DLC-Thermostat-HVAC | General |  | Winter Morning | % of Load | 0 | 2027 | 65535
| High | EV Charging Control | DLC-Thermostat-DI-Baseboard Heating | General |  | Winter Morning | % of Load | 1 | 2027 | 65535
| High | EV Charging Control | DLC-Thermostat-DI-Baseboard Heating | General |  | Winter Morning | % of Load | 0 | 2027 | 65535
| High | EV Charging Control | DLC-Thermostat-BYOT-Baseboard Heating | General |  | Winter Morning | % of Load | 1 | 2027 | 65535
| High | EV Charging Control | DLC-Thermostat-BYOT-Baseboard Heating | General |  | Winter Morning | % of Load | 0 | 2027 | 65535
| High | EV Charging Control | DLC-Thermostat-DI-MSHP | General |  | Winter Morning | % of Load | 1 | 2027 | 65535
| High | EV Charging Control | DLC-Thermostat-DI-MSHP | General |  | Winter Morning | % of Load | 0 | 2027 | 65535
| High | EV Charging Control | DLC-Thermostat-BYOT-MSHP | General |  | Winter Morning | % of Load | 1 | 2027 | 65535
| High | EV Charging Control | DLC-Thermostat-BYOT-MSHP | General |  | Winter Morning | % of Load | 0 | 2027 | 65535
| High | EV Charging Control | C&I Curtailment-Turnkey-Manual HVAC Control | General |  | Winter Morning | % of Load | 1 | 2027 | 65535
| High | EV Charging Control | C&I Curtailment-Turnkey-Manual HVAC Control | General |  | Winter Morning | % of Load | 0 | 2027 | 65535
| High | EV Charging Control | C&I Curtailment-Turnkey-Auto-DR HVAC Control | General |  | Winter Morning | % of Load | 1 | 2027 | 65535
| High | EV Charging Control | C&I Curtailment-Turnkey-Auto-DR HVAC Control | General |  | Winter Morning | % of Load | 0 | 2027 | 65535
| High | EV Charging Control | C&I Curtailment-Turnkey-Standard Lighting Control | General |  | Winter Morning | % of Load | 1 | 2027 | 65535
| High | EV Charging Control | C&I Curtailment-Turnkey-Standard Lighting Control | General |  | Winter Morning | % of Load | 0 | 2027 | 65535
| High | EV Charging Control | C&I Curtailment-Turnkey-Advanced Lighting Control | General |  | Winter Morning | % of Load | 1 | 2027 | 65535
| High | EV Charging Control | C&I Curtailment-Turnkey-Advanced Lighting Control | General |  | Winter Morning | % of Load | 0 | 2027 | 65535
| High | EV Charging Control | C&I Curtailment-Turnkey-Water Heating Control | General |  | Winter Morning | % of Load | 1 | 2027 | 65535
| High | EV Charging Control | C&I Curtailment-Turnkey-Water Heating Control | General |  | Winter Morning | % of Load | 0 | 2027 | 65535
| High | EV Charging Control | C&I Curtailment-Turnkey-Other | General |  | Winter Morning | % of Load | 1 | 2027 | 65535
| High | EV Charging Control | C&I Curtailment-Turnkey-Other | General |  | Winter Morning | % of Load | 0 | 2027 | 65535
| High | EV Charging Control | DLC-Switch-Water Heating | General |  | Winter Evening | % of Load | 1 | 2027 | 65535
| High | EV Charging Control | DLC-Switch-Water Heating | General |  | Winter Evening | % of Load | 0 | 2027 | 65535
| High | EV Charging Control | DLC-BYOD-Water Heating | General |  | Winter Evening | % of Load | 1 | 2027 | 65535
| High | EV Charging Control | DLC-BYOD-Water Heating | General |  | Winter Evening | % of Load | 0 | 2027 | 65535
| High | EV Charging Control | DLC-Thermostat-DI-Central Heat Pump | General |  | Winter Evening | % of Load | 1 | 2027 | 65535
| High | EV Charging Control | DLC-Thermostat-DI-Central Heat Pump | General |  | Winter Evening | % of Load | 0 | 2027 | 65535
| High | EV Charging Control | DLC-Thermostat-BYOT-Central Heat Pump | General |  | Winter Evening | % of Load | 1 | 2027 | 65535
| High | EV Charging Control | DLC-Thermostat-BYOT-Central Heat Pump | General |  | Winter Evening | % of Load | 0 | 2027 | 65535
| High | EV Charging Control | DLC-Thermostat-HVAC | General |  | Winter Evening | % of Load | 1 | 2027 | 65535
| High | EV Charging Control | DLC-Thermostat-HVAC | General |  | Winter Evening | % of Load | 0 | 2027 | 65535
| High | EV Charging Control | DLC-Thermostat-DI-Baseboard Heating | General |  | Winter Evening | % of Load | 1 | 2027 | 65535
| High | EV Charging Control | DLC-Thermostat-DI-Baseboard Heating | General |  | Winter Evening | % of Load | 0 | 2027 | 65535
| High | EV Charging Control | DLC-Thermostat-BYOT-Baseboard Heating | General |  | Winter Evening | % of Load | 1 | 2027 | 65535
| High | EV Charging Control | DLC-Thermostat-BYOT-Baseboard Heating | General |  | Winter Evening | % of Load | 0 | 2027 | 65535
| High | EV Charging Control | DLC-Thermostat-DI-MSHP | General |  | Winter Evening | % of Load | 1 | 2027 | 65535
| High | EV Charging Control | DLC-Thermostat-DI-MSHP | General |  | Winter Evening | % of Load | 0 | 2027 | 65535
| High | EV Charging Control | DLC-Thermostat-BYOT-MSHP | General |  | Winter Evening | % of Load | 1 | 2027 | 65535
| High | EV Charging Control | DLC-Thermostat-BYOT-MSHP | General |  | Winter Evening | % of Load | 0 | 2027 | 65535
| High | EV Charging Control | C&I Curtailment-Turnkey-Manual HVAC Control | General |  | Winter Evening | % of Load | 1 | 2027 | 65535
| High | EV Charging Control | C&I Curtailment-Turnkey-Manual HVAC Control | General |  | Winter Evening | % of Load | 0 | 2027 | 65535
| High | EV Charging Control | C&I Curtailment-Turnkey-Auto-DR HVAC Control | General |  | Winter Evening | % of Load | 1 | 2027 | 65535
| High | EV Charging Control | C&I Curtailment-Turnkey-Auto-DR HVAC Control | General |  | Winter Evening | % of Load | 0 | 2027 | 65535
| High | EV Charging Control | C&I Curtailment-Turnkey-Standard Lighting Control | General |  | Winter Evening | % of Load | 1 | 2027 | 65535
| High | EV Charging Control | C&I Curtailment-Turnkey-Standard Lighting Control | General |  | Winter Evening | % of Load | 0 | 2027 | 65535
| High | EV Charging Control | C&I Curtailment-Turnkey-Advanced Lighting Control | General |  | Winter Evening | % of Load | 1 | 2027 | 65535
| High | EV Charging Control | C&I Curtailment-Turnkey-Advanced Lighting Control | General |  | Winter Evening | % of Load | 0 | 2027 | 65535
| High | EV Charging Control | C&I Curtailment-Turnkey-Water Heating Control | General |  | Winter Evening | % of Load | 1 | 2027 | 65535
| High | EV Charging Control | C&I Curtailment-Turnkey-Water Heating Control | General |  | Winter Evening | % of Load | 0 | 2027 | 65535
| High | EV Charging Control | C&I Curtailment-Turnkey-Other | General |  | Winter Evening | % of Load | 1 | 2027 | 65535
| High | EV Charging Control | C&I Curtailment-Turnkey-Other | General |  | Winter Evening | % of Load | 0 | 2027 | 65535
| High | EV Charging Control | DLC-Switch-Water Heating | Small Industrial |  | Winter Morning | % of Load | 1 | 2027 | 65535
| High | EV Charging Control | DLC-Switch-Water Heating | Small Industrial |  | Winter Morning | % of Load | 0 | 2027 | 65535
| High | EV Charging Control | DLC-BYOD-Water Heating | Small Industrial |  | Winter Morning | % of Load | 1 | 2027 | 65535
| High | EV Charging Control | DLC-BYOD-Water Heating | Small Industrial |  | Winter Morning | % of Load | 0 | 2027 | 65535
| High | EV Charging Control | DLC-Thermostat-DI-Central Heat Pump | Small Industrial |  | Winter Morning | % of Load | 1 | 2027 | 65535
| High | EV Charging Control | DLC-Thermostat-DI-Central Heat Pump | Small Industrial |  | Winter Morning | % of Load | 0 | 2027 | 65535
| High | EV Charging Control | DLC-Thermostat-BYOT-Central Heat Pump | Small Industrial |  | Winter Morning | % of Load | 1 | 2027 | 65535
| High | EV Charging Control | DLC-Thermostat-BYOT-Central Heat Pump | Small Industrial |  | Winter Morning | % of Load | 0 | 2027 | 65535
| High | EV Charging Control | DLC-Thermostat-HVAC | Small Industrial |  | Winter Morning | % of Load | 1 | 2027 | 65535
| High | EV Charging Control | DLC-Thermostat-HVAC | Small Industrial |  | Winter Morning | % of Load | 0 | 2027 | 65535
| High | EV Charging Control | DLC-Thermostat-DI-Baseboard Heating | Small Industrial |  | Winter Morning | % of Load | 1 | 2027 | 65535
| High | EV Charging Control | DLC-Thermostat-DI-Baseboard Heating | Small Industrial |  | Winter Morning | % of Load | 0 | 2027 | 65535
| High | EV Charging Control | DLC-Thermostat-BYOT-Baseboard Heating | Small Industrial |  | Winter Morning | % of Load | 1 | 2027 | 65535
| High | EV Charging Control | DLC-Thermostat-BYOT-Baseboard Heating | Small Industrial |  | Winter Morning | % of Load | 0 | 2027 | 65535
| High | EV Charging Control | DLC-Thermostat-DI-MSHP | Small Industrial |  | Winter Morning | % of Load | 1 | 2027 | 65535
| High | EV Charging Control | DLC-Thermostat-DI-MSHP | Small Industrial |  | Winter Morning | % of Load | 0 | 2027 | 65535
| High | EV Charging Control | DLC-Thermostat-BYOT-MSHP | Small Industrial |  | Winter Morning | % of Load | 1 | 2027 | 65535
| High | EV Charging Control | DLC-Thermostat-BYOT-MSHP | Small Industrial |  | Winter Morning | % of Load | 0 | 2027 | 65535
| High | EV Charging Control | C&I Curtailment-Turnkey-Manual HVAC Control | Small Industrial |  | Winter Morning | % of Load | 1 | 2027 | 65535
| High | EV Charging Control | C&I Curtailment-Turnkey-Manual HVAC Control | Small Industrial |  | Winter Morning | % of Load | 0 | 2027 | 65535
| High | EV Charging Control | C&I Curtailment-Turnkey-Auto-DR HVAC Control | Small Industrial |  | Winter Morning | % of Load | 1 | 2027 | 65535
| High | EV Charging Control | C&I Curtailment-Turnkey-Auto-DR HVAC Control | Small Industrial |  | Winter Morning | % of Load | 0 | 2027 | 65535
| High | EV Charging Control | C&I Curtailment-Turnkey-Standard Lighting Control | Small Industrial |  | Winter Morning | % of Load | 1 | 2027 | 65535
| High | EV Charging Control | C&I Curtailment-Turnkey-Standard Lighting Control | Small Industrial |  | Winter Morning | % of Load | 0 | 2027 | 65535
| High | EV Charging Control | C&I Curtailment-Turnkey-Advanced Lighting Control | Small Industrial |  | Winter Morning | % of Load | 1 | 2027 | 65535
| High | EV Charging Control | C&I Curtailment-Turnkey-Advanced Lighting Control | Small Industrial |  | Winter Morning | % of Load | 0 | 2027 | 65535
| High | EV Charging Control | C&I Curtailment-Turnkey-Water Heating Control | Small Industrial |  | Winter Morning | % of Load | 1 | 2027 | 65535
| High | EV Charging Control | C&I Curtailment-Turnkey-Water Heating Control | Small Industrial |  | Winter Morning | % of Load | 0 | 2027 | 65535
| High | EV Charging Control | C&I Curtailment-Turnkey-Other | Small Industrial |  | Winter Morning | % of Load | 1 | 2027 | 65535
| High | EV Charging Control | C&I Curtailment-Turnkey-Other | Small Industrial |  | Winter Morning | % of Load | 0 | 2027 | 65535
| High | EV Charging Control | C&I Curtailment-Turnkey-Industrial | Small Industrial |  | Winter Morning | % of Load | 1 | 2027 | 65535
| High | EV Charging Control | C&I Curtailment-Turnkey-Industrial | Small Industrial |  | Winter Morning | % of Load | 0 | 2027 | 65535
| High | EV Charging Control | DLC-Switch-Water Heating | Small Industrial |  | Winter Evening | % of Load | 1 | 2027 | 65535
| High | EV Charging Control | DLC-Switch-Water Heating | Small Industrial |  | Winter Evening | % of Load | 0 | 2027 | 65535
| High | EV Charging Control | DLC-BYOD-Water Heating | Small Industrial |  | Winter Evening | % of Load | 1 | 2027 | 65535
| High | EV Charging Control | DLC-BYOD-Water Heating | Small Industrial |  | Winter Evening | % of Load | 0 | 2027 | 65535
| High | EV Charging Control | DLC-Thermostat-DI-Central Heat Pump | Small Industrial |  | Winter Evening | % of Load | 1 | 2027 | 65535
| High | EV Charging Control | DLC-Thermostat-DI-Central Heat Pump | Small Industrial |  | Winter Evening | % of Load | 0 | 2027 | 65535
| High | EV Charging Control | DLC-Thermostat-BYOT-Central Heat Pump | Small Industrial |  | Winter Evening | % of Load | 1 | 2027 | 65535
| High | EV Charging Control | DLC-Thermostat-BYOT-Central Heat Pump | Small Industrial |  | Winter Evening | % of Load | 0 | 2027 | 65535
| High | EV Charging Control | DLC-Thermostat-HVAC | Small Industrial |  | Winter Evening | % of Load | 1 | 2027 | 65535
| High | EV Charging Control | DLC-Thermostat-HVAC | Small Industrial |  | Winter Evening | % of Load | 0 | 2027 | 65535
| High | EV Charging Control | DLC-Thermostat-DI-Baseboard Heating | Small Industrial |  | Winter Evening | % of Load | 1 | 2027 | 65535
| High | EV Charging Control | DLC-Thermostat-DI-Baseboard Heating | Small Industrial |  | Winter Evening | % of Load | 0 | 2027 | 65535
| High | EV Charging Control | DLC-Thermostat-BYOT-Baseboard Heating | Small Industrial |  | Winter Evening | % of Load | 1 | 2027 | 65535
| High | EV Charging Control | DLC-Thermostat-BYOT-Baseboard Heating | Small Industrial |  | Winter Evening | % of Load | 0 | 2027 | 65535
| High | EV Charging Control | DLC-Thermostat-DI-MSHP | Small Industrial |  | Winter Evening | % of Load | 1 | 2027 | 65535
| High | EV Charging Control | DLC-Thermostat-DI-MSHP | Small Industrial |  | Winter Evening | % of Load | 0 | 2027 | 65535
| High | EV Charging Control | DLC-Thermostat-BYOT-MSHP | Small Industrial |  | Winter Evening | % of Load | 1 | 2027 | 65535
| High | EV Charging Control | DLC-Thermostat-BYOT-MSHP | Small Industrial |  | Winter Evening | % of Load | 0 | 2027 | 65535
| High | EV Charging Control | C&I Curtailment-Turnkey-Manual HVAC Control | Small Industrial |  | Winter Evening | % of Load | 1 | 2027 | 65535
| High | EV Charging Control | C&I Curtailment-Turnkey-Manual HVAC Control | Small Industrial |  | Winter Evening | % of Load | 0 | 2027 | 65535
| High | EV Charging Control | C&I Curtailment-Turnkey-Auto-DR HVAC Control | Small Industrial |  | Winter Evening | % of Load | 1 | 2027 | 65535
| High | EV Charging Control | C&I Curtailment-Turnkey-Auto-DR HVAC Control | Small Industrial |  | Winter Evening | % of Load | 0 | 2027 | 65535
| High | EV Charging Control | C&I Curtailment-Turnkey-Standard Lighting Control | Small Industrial |  | Winter Evening | % of Load | 1 | 2027 | 65535
| High | EV Charging Control | C&I Curtailment-Turnkey-Standard Lighting Control | Small Industrial |  | Winter Evening | % of Load | 0 | 2027 | 65535
| High | EV Charging Control | C&I Curtailment-Turnkey-Advanced Lighting Control | Small Industrial |  | Winter Evening | % of Load | 1 | 2027 | 65535
| High | EV Charging Control | C&I Curtailment-Turnkey-Advanced Lighting Control | Small Industrial |  | Winter Evening | % of Load | 0 | 2027 | 65535
| High | EV Charging Control | C&I Curtailment-Turnkey-Water Heating Control | Small Industrial |  | Winter Evening | % of Load | 1 | 2027 | 65535
| High | EV Charging Control | C&I Curtailment-Turnkey-Water Heating Control | Small Industrial |  | Winter Evening | % of Load | 0 | 2027 | 65535
| High | EV Charging Control | C&I Curtailment-Turnkey-Other | Small Industrial |  | Winter Evening | % of Load | 1 | 2027 | 65535
| High | EV Charging Control | C&I Curtailment-Turnkey-Other | Small Industrial |  | Winter Evening | % of Load | 0 | 2027 | 65535
| High | EV Charging Control | C&I Curtailment-Turnkey-Industrial | Small Industrial |  | Winter Evening | % of Load | 1 | 2027 | 65535
| High | EV Charging Control | C&I Curtailment-Turnkey-Industrial | Small Industrial |  | Winter Evening | % of Load | 0 | 2027 | 65535
| High | EV Charging Control | DLC-Switch-Water Heating | Medium Industrial |  | Winter Morning | % of Load | 1 | 2027 | 65535
| High | EV Charging Control | DLC-Switch-Water Heating | Medium Industrial |  | Winter Morning | % of Load | 0 | 2027 | 65535
| High | EV Charging Control | DLC-BYOD-Water Heating | Medium Industrial |  | Winter Morning | % of Load | 1 | 2027 | 65535
| High | EV Charging Control | DLC-BYOD-Water Heating | Medium Industrial |  | Winter Morning | % of Load | 0 | 2027 | 65535
| High | EV Charging Control | DLC-Thermostat-DI-Central Heat Pump | Medium Industrial |  | Winter Morning | % of Load | 1 | 2027 | 65535
| High | EV Charging Control | DLC-Thermostat-DI-Central Heat Pump | Medium Industrial |  | Winter Morning | % of Load | 0 | 2027 | 65535
| High | EV Charging Control | DLC-Thermostat-BYOT-Central Heat Pump | Medium Industrial |  | Winter Morning | % of Load | 1 | 2027 | 65535
| High | EV Charging Control | DLC-Thermostat-BYOT-Central Heat Pump | Medium Industrial |  | Winter Morning | % of Load | 0 | 2027 | 65535
| High | EV Charging Control | DLC-Thermostat-HVAC | Medium Industrial |  | Winter Morning | % of Load | 1 | 2027 | 65535
| High | EV Charging Control | DLC-Thermostat-HVAC | Medium Industrial |  | Winter Morning | % of Load | 0 | 2027 | 65535
| High | EV Charging Control | DLC-Thermostat-DI-Baseboard Heating | Medium Industrial |  | Winter Morning | % of Load | 1 | 2027 | 65535
| High | EV Charging Control | DLC-Thermostat-DI-Baseboard Heating | Medium Industrial |  | Winter Morning | % of Load | 0 | 2027 | 65535
| High | EV Charging Control | DLC-Thermostat-BYOT-Baseboard Heating | Medium Industrial |  | Winter Morning | % of Load | 1 | 2027 | 65535
| High | EV Charging Control | DLC-Thermostat-BYOT-Baseboard Heating | Medium Industrial |  | Winter Morning | % of Load | 0 | 2027 | 65535
| High | EV Charging Control | DLC-Thermostat-DI-MSHP | Medium Industrial |  | Winter Morning | % of Load | 1 | 2027 | 65535
| High | EV Charging Control | DLC-Thermostat-DI-MSHP | Medium Industrial |  | Winter Morning | % of Load | 0 | 2027 | 65535
| High | EV Charging Control | DLC-Thermostat-BYOT-MSHP | Medium Industrial |  | Winter Morning | % of Load | 1 | 2027 | 65535
| High | EV Charging Control | DLC-Thermostat-BYOT-MSHP | Medium Industrial |  | Winter Morning | % of Load | 0 | 2027 | 65535
| High | EV Charging Control | C&I Curtailment-Turnkey-Manual HVAC Control | Medium Industrial |  | Winter Morning | % of Load | 1 | 2027 | 65535
| High | EV Charging Control | C&I Curtailment-Turnkey-Manual HVAC Control | Medium Industrial |  | Winter Morning | % of Load | 0 | 2027 | 65535
| High | EV Charging Control | C&I Curtailment-Turnkey-Auto-DR HVAC Control | Medium Industrial |  | Winter Morning | % of Load | 1 | 2027 | 65535
| High | EV Charging Control | C&I Curtailment-Turnkey-Auto-DR HVAC Control | Medium Industrial |  | Winter Morning | % of Load | 0 | 2027 | 65535
| High | EV Charging Control | C&I Curtailment-Turnkey-Standard Lighting Control | Medium Industrial |  | Winter Morning | % of Load | 1 | 2027 | 65535
| High | EV Charging Control | C&I Curtailment-Turnkey-Standard Lighting Control | Medium Industrial |  | Winter Morning | % of Load | 0 | 2027 | 65535
| High | EV Charging Control | C&I Curtailment-Turnkey-Advanced Lighting Control | Medium Industrial |  | Winter Morning | % of Load | 1 | 2027 | 65535
| High | EV Charging Control | C&I Curtailment-Turnkey-Advanced Lighting Control | Medium Industrial |  | Winter Morning | % of Load | 0 | 2027 | 65535
| High | EV Charging Control | C&I Curtailment-Turnkey-Water Heating Control | Medium Industrial |  | Winter Morning | % of Load | 1 | 2027 | 65535
| High | EV Charging Control | C&I Curtailment-Turnkey-Water Heating Control | Medium Industrial |  | Winter Morning | % of Load | 0 | 2027 | 65535
| High | EV Charging Control | C&I Curtailment-Turnkey-Other | Medium Industrial |  | Winter Morning | % of Load | 1 | 2027 | 65535
| High | EV Charging Control | C&I Curtailment-Turnkey-Other | Medium Industrial |  | Winter Morning | % of Load | 0 | 2027 | 65535
| High | EV Charging Control | DLC-Switch-Water Heating | Medium Industrial |  | Winter Evening | % of Load | 1 | 2027 | 65535
| High | EV Charging Control | DLC-Switch-Water Heating | Medium Industrial |  | Winter Evening | % of Load | 0 | 2027 | 65535
| High | EV Charging Control | DLC-BYOD-Water Heating | Medium Industrial |  | Winter Evening | % of Load | 1 | 2027 | 65535
| High | EV Charging Control | DLC-BYOD-Water Heating | Medium Industrial |  | Winter Evening | % of Load | 0 | 2027 | 65535
| High | EV Charging Control | DLC-Thermostat-DI-Central Heat Pump | Medium Industrial |  | Winter Evening | % of Load | 1 | 2027 | 65535
| High | EV Charging Control | DLC-Thermostat-DI-Central Heat Pump | Medium Industrial |  | Winter Evening | % of Load | 0 | 2027 | 65535
| High | EV Charging Control | DLC-Thermostat-BYOT-Central Heat Pump | Medium Industrial |  | Winter Evening | % of Load | 1 | 2027 | 65535
| High | EV Charging Control | DLC-Thermostat-BYOT-Central Heat Pump | Medium Industrial |  | Winter Evening | % of Load | 0 | 2027 | 65535
| High | EV Charging Control | DLC-Thermostat-HVAC | Medium Industrial |  | Winter Evening | % of Load | 1 | 2027 | 65535
| High | EV Charging Control | DLC-Thermostat-HVAC | Medium Industrial |  | Winter Evening | % of Load | 0 | 2027 | 65535
| High | EV Charging Control | DLC-Thermostat-DI-Baseboard Heating | Medium Industrial |  | Winter Evening | % of Load | 1 | 2027 | 65535
| High | EV Charging Control | DLC-Thermostat-DI-Baseboard Heating | Medium Industrial |  | Winter Evening | % of Load | 0 | 2027 | 65535
| High | EV Charging Control | DLC-Thermostat-BYOT-Baseboard Heating | Medium Industrial |  | Winter Evening | % of Load | 1 | 2027 | 65535
| High | EV Charging Control | DLC-Thermostat-BYOT-Baseboard Heating | Medium Industrial |  | Winter Evening | % of Load | 0 | 2027 | 65535
| High | EV Charging Control | DLC-Thermostat-DI-MSHP | Medium Industrial |  | Winter Evening | % of Load | 1 | 2027 | 65535
| High | EV Charging Control | DLC-Thermostat-DI-MSHP | Medium Industrial |  | Winter Evening | % of Load | 0 | 2027 | 65535
| High | EV Charging Control | DLC-Thermostat-BYOT-MSHP | Medium Industrial |  | Winter Evening | % of Load | 1 | 2027 | 65535
| High | EV Charging Control | DLC-Thermostat-BYOT-MSHP | Medium Industrial |  | Winter Evening | % of Load | 0 | 2027 | 65535
| High | EV Charging Control | C&I Curtailment-Turnkey-Manual HVAC Control | Medium Industrial |  | Winter Evening | % of Load | 1 | 2027 | 65535
| High | EV Charging Control | C&I Curtailment-Turnkey-Manual HVAC Control | Medium Industrial |  | Winter Evening | % of Load | 0 | 2027 | 65535
| High | EV Charging Control | C&I Curtailment-Turnkey-Auto-DR HVAC Control | Medium Industrial |  | Winter Evening | % of Load | 1 | 2027 | 65535
| High | EV Charging Control | C&I Curtailment-Turnkey-Auto-DR HVAC Control | Medium Industrial |  | Winter Evening | % of Load | 0 | 2027 | 65535
| High | EV Charging Control | C&I Curtailment-Turnkey-Standard Lighting Control | Medium Industrial |  | Winter Evening | % of Load | 1 | 2027 | 65535
| High | EV Charging Control | C&I Curtailment-Turnkey-Standard Lighting Control | Medium Industrial |  | Winter Evening | % of Load | 0 | 2027 | 65535
| High | EV Charging Control | C&I Curtailment-Turnkey-Advanced Lighting Control | Medium Industrial |  | Winter Evening | % of Load | 1 | 2027 | 65535
| High | EV Charging Control | C&I Curtailment-Turnkey-Advanced Lighting Control | Medium Industrial |  | Winter Evening | % of Load | 0 | 2027 | 65535
| High | EV Charging Control | C&I Curtailment-Turnkey-Water Heating Control | Medium Industrial |  | Winter Evening | % of Load | 1 | 2027 | 65535
| High | EV Charging Control | C&I Curtailment-Turnkey-Water Heating Control | Medium Industrial |  | Winter Evening | % of Load | 0 | 2027 | 65535
| High | EV Charging Control | C&I Curtailment-Turnkey-Other | Medium Industrial |  | Winter Evening | % of Load | 1 | 2027 | 65535
| High | EV Charging Control | C&I Curtailment-Turnkey-Other | Medium Industrial |  | Winter Evening | % of Load | 0 | 2027 | 65535
| High | EV Charging Control | EV Charging Control | EV Res LDV |  | Winter Morning | % of Load | 1 | 2027 | 65535
| High | EV Charging Control | EV Charging Control | EV Res LDV |  | Winter Morning | % of Load | 0 | 2027 | 65535
| High | EV Charging Control | EV Charging Control | EV Res LDV |  | Winter Evening | % of Load | 1 | 2027 | 65535
| High | EV Charging Control | EV Charging Control | EV Res LDV |  | Winter Evening | % of Load | 0 | 2027 | 65535
| High | EV Charging Control | EV Charging Control | EV Com LDV |  | Winter Morning | % of Load | 1 | 2027 | 65535
| High | EV Charging Control | EV Charging Control | EV Com LDV |  | Winter Morning | % of Load | 0 | 2027 | 65535
| High | EV Charging Control | EV Charging Control | EV Com LDV |  | Winter Evening | % of Load | 1 | 2027 | 65535
| High | EV Charging Control | EV Charging Control | EV Com LDV |  | Winter Evening | % of Load | 0 | 2027 | 65535
| High | EV Charging Control | EV Charging Control | EV Com MDV |  | Winter Morning | % of Load | 1 | 2027 | 65535
| High | EV Charging Control | EV Charging Control | EV Com MDV |  | Winter Morning | % of Load | 0 | 2027 | 65535
| High | EV Charging Control | EV Charging Control | EV Com MDV |  | Winter Evening | % of Load | 1 | 2027 | 65535
| High | EV Charging Control | EV Charging Control | EV Com MDV |  | Winter Evening | % of Load | 0 | 2027 | 65535
| High | EV Charging Control | EV Charging Control | EV Com HDV |  | Winter Morning | % of Load | 1 | 2027 | 65535
| High | EV Charging Control | EV Charging Control | EV Com HDV |  | Winter Morning | % of Load | 0 | 2027 | 65535
| High | EV Charging Control | EV Charging Control | EV Com HDV |  | Winter Evening | % of Load | 1 | 2027 | 65535
| High | EV Charging Control | EV Charging Control | EV Com HDV |  | Winter Evening | % of Load | 0 | 2027 | 65535
| High | Behavioral DR | DLC-Switch-Water Heating | Small General |  | Winter Morning | % of Load | 1 | 2027 | 65535
| High | Behavioral DR | DLC-Switch-Water Heating | Small General |  | Winter Morning | % of Load | 0 | 2027 | 65535
| High | Behavioral DR | DLC-BYOD-Water Heating | Small General |  | Winter Morning | % of Load | 1 | 2027 | 65535
| High | Behavioral DR | DLC-BYOD-Water Heating | Small General |  | Winter Morning | % of Load | 0 | 2027 | 65535
| High | Behavioral DR | DLC-Thermostat-DI-Central Heat Pump | Small General |  | Winter Morning | % of Load | 1 | 2027 | 65535
| High | Behavioral DR | DLC-Thermostat-DI-Central Heat Pump | Small General |  | Winter Morning | % of Load | 0 | 2027 | 65535
| High | Behavioral DR | DLC-Thermostat-BYOT-Central Heat Pump | Small General |  | Winter Morning | % of Load | 1 | 2027 | 65535
| High | Behavioral DR | DLC-Thermostat-BYOT-Central Heat Pump | Small General |  | Winter Morning | % of Load | 0 | 2027 | 65535
| High | Behavioral DR | DLC-Thermostat-HVAC | Small General |  | Winter Morning | % of Load | 1 | 2027 | 65535
| High | Behavioral DR | DLC-Thermostat-HVAC | Small General |  | Winter Morning | % of Load | 0 | 2027 | 65535
| High | Behavioral DR | DLC-Thermostat-DI-Baseboard Heating | Small General |  | Winter Morning | % of Load | 1 | 2027 | 65535
| High | Behavioral DR | DLC-Thermostat-DI-Baseboard Heating | Small General |  | Winter Morning | % of Load | 0 | 2027 | 65535
| High | Behavioral DR | DLC-Thermostat-BYOT-Baseboard Heating | Small General |  | Winter Morning | % of Load | 1 | 2027 | 65535
| High | Behavioral DR | DLC-Thermostat-BYOT-Baseboard Heating | Small General |  | Winter Morning | % of Load | 0 | 2027 | 65535
| High | Behavioral DR | DLC-Thermostat-DI-MSHP | Small General |  | Winter Morning | % of Load | 1 | 2027 | 65535
| High | Behavioral DR | DLC-Thermostat-DI-MSHP | Small General |  | Winter Morning | % of Load | 0 | 2027 | 65535
| High | Behavioral DR | DLC-Thermostat-BYOT-MSHP | Small General |  | Winter Morning | % of Load | 1 | 2027 | 65535
| High | Behavioral DR | DLC-Thermostat-BYOT-MSHP | Small General |  | Winter Morning | % of Load | 0 | 2027 | 65535
| High | Behavioral DR | C&I Curtailment-Turnkey-Manual HVAC Control | Small General |  | Winter Morning | % of Load | 1 | 2027 | 65535
| High | Behavioral DR | C&I Curtailment-Turnkey-Manual HVAC Control | Small General |  | Winter Morning | % of Load | 0 | 2027 | 65535
| High | Behavioral DR | C&I Curtailment-Turnkey-Auto-DR HVAC Control | Small General |  | Winter Morning | % of Load | 1 | 2027 | 65535
| High | Behavioral DR | C&I Curtailment-Turnkey-Auto-DR HVAC Control | Small General |  | Winter Morning | % of Load | 0 | 2027 | 65535
| High | Behavioral DR | C&I Curtailment-Turnkey-Standard Lighting Control | Small General |  | Winter Morning | % of Load | 1 | 2027 | 65535
| High | Behavioral DR | C&I Curtailment-Turnkey-Standard Lighting Control | Small General |  | Winter Morning | % of Load | 0 | 2027 | 65535
| High | Behavioral DR | C&I Curtailment-Turnkey-Advanced Lighting Control | Small General |  | Winter Morning | % of Load | 1 | 2027 | 65535
| High | Behavioral DR | C&I Curtailment-Turnkey-Advanced Lighting Control | Small General |  | Winter Morning | % of Load | 0 | 2027 | 65535
| High | Behavioral DR | C&I Curtailment-Turnkey-Water Heating Control | Small General |  | Winter Morning | % of Load | 1 | 2027 | 65535
| High | Behavioral DR | C&I Curtailment-Turnkey-Water Heating Control | Small General |  | Winter Morning | % of Load | 0 | 2027 | 65535
| High | Behavioral DR | C&I Curtailment-Turnkey-Other | Small General |  | Winter Morning | % of Load | 1 | 2027 | 65535
| High | Behavioral DR | C&I Curtailment-Turnkey-Other | Small General |  | Winter Morning | % of Load | 0 | 2027 | 65535
| High | Behavioral DR | Dynamic Pricing with enabling tech. | Small General |  | Winter Morning | % of Load | 1 | 2027 | 65535
| High | Behavioral DR | Dynamic Pricing with enabling tech. | Small General |  | Winter Morning | % of Load | 0 | 2027 | 65535
| High | Behavioral DR | DLC-Switch-Water Heating | Small General |  | Winter Evening | % of Load | 1 | 2027 | 65535
| High | Behavioral DR | DLC-Switch-Water Heating | Small General |  | Winter Evening | % of Load | 0 | 2027 | 65535
| High | Behavioral DR | DLC-BYOD-Water Heating | Small General |  | Winter Evening | % of Load | 1 | 2027 | 65535
| High | Behavioral DR | DLC-BYOD-Water Heating | Small General |  | Winter Evening | % of Load | 0 | 2027 | 65535
| High | Behavioral DR | DLC-Thermostat-DI-Central Heat Pump | Small General |  | Winter Evening | % of Load | 1 | 2027 | 65535
| High | Behavioral DR | DLC-Thermostat-DI-Central Heat Pump | Small General |  | Winter Evening | % of Load | 0 | 2027 | 65535
| High | Behavioral DR | DLC-Thermostat-BYOT-Central Heat Pump | Small General |  | Winter Evening | % of Load | 1 | 2027 | 65535
| High | Behavioral DR | DLC-Thermostat-BYOT-Central Heat Pump | Small General |  | Winter Evening | % of Load | 0 | 2027 | 65535
| High | Behavioral DR | DLC-Thermostat-HVAC | Small General |  | Winter Evening | % of Load | 1 | 2027 | 65535
| High | Behavioral DR | DLC-Thermostat-HVAC | Small General |  | Winter Evening | % of Load | 0 | 2027 | 65535
| High | Behavioral DR | DLC-Thermostat-DI-Baseboard Heating | Small General |  | Winter Evening | % of Load | 1 | 2027 | 65535
| High | Behavioral DR | DLC-Thermostat-DI-Baseboard Heating | Small General |  | Winter Evening | % of Load | 0 | 2027 | 65535
| High | Behavioral DR | DLC-Thermostat-BYOT-Baseboard Heating | Small General |  | Winter Evening | % of Load | 1 | 2027 | 65535
| High | Behavioral DR | DLC-Thermostat-BYOT-Baseboard Heating | Small General |  | Winter Evening | % of Load | 0 | 2027 | 65535
| High | Behavioral DR | DLC-Thermostat-DI-MSHP | Small General |  | Winter Evening | % of Load | 1 | 2027 | 65535
| High | Behavioral DR | DLC-Thermostat-DI-MSHP | Small General |  | Winter Evening | % of Load | 0 | 2027 | 65535
| High | Behavioral DR | DLC-Thermostat-BYOT-MSHP | Small General |  | Winter Evening | % of Load | 1 | 2027 | 65535
| High | Behavioral DR | DLC-Thermostat-BYOT-MSHP | Small General |  | Winter Evening | % of Load | 0 | 2027 | 65535
| High | Behavioral DR | C&I Curtailment-Turnkey-Manual HVAC Control | Small General |  | Winter Evening | % of Load | 1 | 2027 | 65535
| High | Behavioral DR | C&I Curtailment-Turnkey-Manual HVAC Control | Small General |  | Winter Evening | % of Load | 0 | 2027 | 65535
| High | Behavioral DR | C&I Curtailment-Turnkey-Auto-DR HVAC Control | Small General |  | Winter Evening | % of Load | 1 | 2027 | 65535
| High | Behavioral DR | C&I Curtailment-Turnkey-Auto-DR HVAC Control | Small General |  | Winter Evening | % of Load | 0 | 2027 | 65535
| High | Behavioral DR | C&I Curtailment-Turnkey-Standard Lighting Control | Small General |  | Winter Evening | % of Load | 1 | 2027 | 65535
| High | Behavioral DR | C&I Curtailment-Turnkey-Standard Lighting Control | Small General |  | Winter Evening | % of Load | 0 | 2027 | 65535
| High | Behavioral DR | C&I Curtailment-Turnkey-Advanced Lighting Control | Small General |  | Winter Evening | % of Load | 1 | 2027 | 65535
| High | Behavioral DR | C&I Curtailment-Turnkey-Advanced Lighting Control | Small General |  | Winter Evening | % of Load | 0 | 2027 | 65535
| High | Behavioral DR | C&I Curtailment-Turnkey-Water Heating Control | Small General |  | Winter Evening | % of Load | 1 | 2027 | 65535
| High | Behavioral DR | C&I Curtailment-Turnkey-Water Heating Control | Small General |  | Winter Evening | % of Load | 0 | 2027 | 65535
| High | Behavioral DR | C&I Curtailment-Turnkey-Other | Small General |  | Winter Evening | % of Load | 1 | 2027 | 65535
| High | Behavioral DR | C&I Curtailment-Turnkey-Other | Small General |  | Winter Evening | % of Load | 0 | 2027 | 65535
| High | Behavioral DR | Dynamic Pricing with enabling tech. | Small General |  | Winter Evening | % of Load | 1 | 2027 | 65535
| High | Behavioral DR | Dynamic Pricing with enabling tech. | Small General |  | Winter Evening | % of Load | 0 | 2027 | 65535
| High | Behavioral DR | DLC-Switch-Water Heating | General |  | Winter Morning | % of Load | 1 | 2027 | 65535
| High | Behavioral DR | DLC-Switch-Water Heating | General |  | Winter Morning | % of Load | 0 | 2027 | 65535
| High | Behavioral DR | DLC-BYOD-Water Heating | General |  | Winter Morning | % of Load | 1 | 2027 | 65535
| High | Behavioral DR | DLC-BYOD-Water Heating | General |  | Winter Morning | % of Load | 0 | 2027 | 65535
| High | Behavioral DR | DLC-Thermostat-DI-Central Heat Pump | General |  | Winter Morning | % of Load | 1 | 2027 | 65535
| High | Behavioral DR | DLC-Thermostat-DI-Central Heat Pump | General |  | Winter Morning | % of Load | 0 | 2027 | 65535
| High | Behavioral DR | DLC-Thermostat-BYOT-Central Heat Pump | General |  | Winter Morning | % of Load | 1 | 2027 | 65535
| High | Behavioral DR | DLC-Thermostat-BYOT-Central Heat Pump | General |  | Winter Morning | % of Load | 0 | 2027 | 65535
| High | Behavioral DR | DLC-Thermostat-HVAC | General |  | Winter Morning | % of Load | 1 | 2027 | 65535
| High | Behavioral DR | DLC-Thermostat-HVAC | General |  | Winter Morning | % of Load | 0 | 2027 | 65535
| High | Behavioral DR | DLC-Thermostat-DI-Baseboard Heating | General |  | Winter Morning | % of Load | 1 | 2027 | 65535
| High | Behavioral DR | DLC-Thermostat-DI-Baseboard Heating | General |  | Winter Morning | % of Load | 0 | 2027 | 65535
| High | Behavioral DR | DLC-Thermostat-BYOT-Baseboard Heating | General |  | Winter Morning | % of Load | 1 | 2027 | 65535
| High | Behavioral DR | DLC-Thermostat-BYOT-Baseboard Heating | General |  | Winter Morning | % of Load | 0 | 2027 | 65535
| High | Behavioral DR | DLC-Thermostat-DI-MSHP | General |  | Winter Morning | % of Load | 1 | 2027 | 65535
| High | Behavioral DR | DLC-Thermostat-DI-MSHP | General |  | Winter Morning | % of Load | 0 | 2027 | 65535
| High | Behavioral DR | DLC-Thermostat-BYOT-MSHP | General |  | Winter Morning | % of Load | 1 | 2027 | 65535
| High | Behavioral DR | DLC-Thermostat-BYOT-MSHP | General |  | Winter Morning | % of Load | 0 | 2027 | 65535
| High | Behavioral DR | C&I Curtailment-Turnkey-Manual HVAC Control | General |  | Winter Morning | % of Load | 1 | 2027 | 65535
| High | Behavioral DR | C&I Curtailment-Turnkey-Manual HVAC Control | General |  | Winter Morning | % of Load | 0 | 2027 | 65535
| High | Behavioral DR | C&I Curtailment-Turnkey-Auto-DR HVAC Control | General |  | Winter Morning | % of Load | 1 | 2027 | 65535
| High | Behavioral DR | C&I Curtailment-Turnkey-Auto-DR HVAC Control | General |  | Winter Morning | % of Load | 0 | 2027 | 65535
| High | Behavioral DR | C&I Curtailment-Turnkey-Standard Lighting Control | General |  | Winter Morning | % of Load | 1 | 2027 | 65535
| High | Behavioral DR | C&I Curtailment-Turnkey-Standard Lighting Control | General |  | Winter Morning | % of Load | 0 | 2027 | 65535
| High | Behavioral DR | C&I Curtailment-Turnkey-Advanced Lighting Control | General |  | Winter Morning | % of Load | 1 | 2027 | 65535
| High | Behavioral DR | C&I Curtailment-Turnkey-Advanced Lighting Control | General |  | Winter Morning | % of Load | 0 | 2027 | 65535
| High | Behavioral DR | C&I Curtailment-Turnkey-Water Heating Control | General |  | Winter Morning | % of Load | 1 | 2027 | 65535
| High | Behavioral DR | C&I Curtailment-Turnkey-Water Heating Control | General |  | Winter Morning | % of Load | 0 | 2027 | 65535
| High | Behavioral DR | C&I Curtailment-Turnkey-Other | General |  | Winter Morning | % of Load | 1 | 2027 | 65535
| High | Behavioral DR | C&I Curtailment-Turnkey-Other | General |  | Winter Morning | % of Load | 0 | 2027 | 65535
| High | Behavioral DR | DLC-Switch-Water Heating | General |  | Winter Evening | % of Load | 1 | 2027 | 65535
| High | Behavioral DR | DLC-Switch-Water Heating | General |  | Winter Evening | % of Load | 0 | 2027 | 65535
| High | Behavioral DR | DLC-BYOD-Water Heating | General |  | Winter Evening | % of Load | 1 | 2027 | 65535
| High | Behavioral DR | DLC-BYOD-Water Heating | General |  | Winter Evening | % of Load | 0 | 2027 | 65535
| High | Behavioral DR | DLC-Thermostat-DI-Central Heat Pump | General |  | Winter Evening | % of Load | 1 | 2027 | 65535
| High | Behavioral DR | DLC-Thermostat-DI-Central Heat Pump | General |  | Winter Evening | % of Load | 0 | 2027 | 65535
| High | Behavioral DR | DLC-Thermostat-BYOT-Central Heat Pump | General |  | Winter Evening | % of Load | 1 | 2027 | 65535
| High | Behavioral DR | DLC-Thermostat-BYOT-Central Heat Pump | General |  | Winter Evening | % of Load | 0 | 2027 | 65535
| High | Behavioral DR | DLC-Thermostat-HVAC | General |  | Winter Evening | % of Load | 1 | 2027 | 65535
| High | Behavioral DR | DLC-Thermostat-HVAC | General |  | Winter Evening | % of Load | 0 | 2027 | 65535
| High | Behavioral DR | DLC-Thermostat-DI-Baseboard Heating | General |  | Winter Evening | % of Load | 1 | 2027 | 65535
| High | Behavioral DR | DLC-Thermostat-DI-Baseboard Heating | General |  | Winter Evening | % of Load | 0 | 2027 | 65535
| High | Behavioral DR | DLC-Thermostat-BYOT-Baseboard Heating | General |  | Winter Evening | % of Load | 1 | 2027 | 65535
| High | Behavioral DR | DLC-Thermostat-BYOT-Baseboard Heating | General |  | Winter Evening | % of Load | 0 | 2027 | 65535
| High | Behavioral DR | DLC-Thermostat-DI-MSHP | General |  | Winter Evening | % of Load | 1 | 2027 | 65535
| High | Behavioral DR | DLC-Thermostat-DI-MSHP | General |  | Winter Evening | % of Load | 0 | 2027 | 65535
| High | Behavioral DR | DLC-Thermostat-BYOT-MSHP | General |  | Winter Evening | % of Load | 1 | 2027 | 65535
| High | Behavioral DR | DLC-Thermostat-BYOT-MSHP | General |  | Winter Evening | % of Load | 0 | 2027 | 65535
| High | Behavioral DR | C&I Curtailment-Turnkey-Manual HVAC Control | General |  | Winter Evening | % of Load | 1 | 2027 | 65535
| High | Behavioral DR | C&I Curtailment-Turnkey-Manual HVAC Control | General |  | Winter Evening | % of Load | 0 | 2027 | 65535
| High | Behavioral DR | C&I Curtailment-Turnkey-Auto-DR HVAC Control | General |  | Winter Evening | % of Load | 1 | 2027 | 65535
| High | Behavioral DR | C&I Curtailment-Turnkey-Auto-DR HVAC Control | General |  | Winter Evening | % of Load | 0 | 2027 | 65535
| High | Behavioral DR | C&I Curtailment-Turnkey-Standard Lighting Control | General |  | Winter Evening | % of Load | 1 | 2027 | 65535
| High | Behavioral DR | C&I Curtailment-Turnkey-Standard Lighting Control | General |  | Winter Evening | % of Load | 0 | 2027 | 65535
| High | Behavioral DR | C&I Curtailment-Turnkey-Advanced Lighting Control | General |  | Winter Evening | % of Load | 1 | 2027 | 65535
| High | Behavioral DR | C&I Curtailment-Turnkey-Advanced Lighting Control | General |  | Winter Evening | % of Load | 0 | 2027 | 65535
| High | Behavioral DR | C&I Curtailment-Turnkey-Water Heating Control | General |  | Winter Evening | % of Load | 1 | 2027 | 65535
| High | Behavioral DR | C&I Curtailment-Turnkey-Water Heating Control | General |  | Winter Evening | % of Load | 0 | 2027 | 65535
| High | Behavioral DR | C&I Curtailment-Turnkey-Other | General |  | Winter Evening | % of Load | 1 | 2027 | 65535
| High | Behavioral DR | C&I Curtailment-Turnkey-Other | General |  | Winter Evening | % of Load | 0 | 2027 | 65535
| High | Behavioral DR | DLC-Switch-Water Heating | Small Industrial |  | Winter Morning | % of Load | 1 | 2027 | 65535
| High | Behavioral DR | DLC-Switch-Water Heating | Small Industrial |  | Winter Morning | % of Load | 0 | 2027 | 65535
| High | Behavioral DR | DLC-BYOD-Water Heating | Small Industrial |  | Winter Morning | % of Load | 1 | 2027 | 65535
| High | Behavioral DR | DLC-BYOD-Water Heating | Small Industrial |  | Winter Morning | % of Load | 0 | 2027 | 65535
| High | Behavioral DR | DLC-Thermostat-DI-Central Heat Pump | Small Industrial |  | Winter Morning | % of Load | 1 | 2027 | 65535
| High | Behavioral DR | DLC-Thermostat-DI-Central Heat Pump | Small Industrial |  | Winter Morning | % of Load | 0 | 2027 | 65535
| High | Behavioral DR | DLC-Thermostat-BYOT-Central Heat Pump | Small Industrial |  | Winter Morning | % of Load | 1 | 2027 | 65535
| High | Behavioral DR | DLC-Thermostat-BYOT-Central Heat Pump | Small Industrial |  | Winter Morning | % of Load | 0 | 2027 | 65535
| High | Behavioral DR | DLC-Thermostat-HVAC | Small Industrial |  | Winter Morning | % of Load | 1 | 2027 | 65535
| High | Behavioral DR | DLC-Thermostat-HVAC | Small Industrial |  | Winter Morning | % of Load | 0 | 2027 | 65535
| High | Behavioral DR | DLC-Thermostat-DI-Baseboard Heating | Small Industrial |  | Winter Morning | % of Load | 1 | 2027 | 65535
| High | Behavioral DR | DLC-Thermostat-DI-Baseboard Heating | Small Industrial |  | Winter Morning | % of Load | 0 | 2027 | 65535
| High | Behavioral DR | DLC-Thermostat-BYOT-Baseboard Heating | Small Industrial |  | Winter Morning | % of Load | 1 | 2027 | 65535
| High | Behavioral DR | DLC-Thermostat-BYOT-Baseboard Heating | Small Industrial |  | Winter Morning | % of Load | 0 | 2027 | 65535
| High | Behavioral DR | DLC-Thermostat-DI-MSHP | Small Industrial |  | Winter Morning | % of Load | 1 | 2027 | 65535
| High | Behavioral DR | DLC-Thermostat-DI-MSHP | Small Industrial |  | Winter Morning | % of Load | 0 | 2027 | 65535
| High | Behavioral DR | DLC-Thermostat-BYOT-MSHP | Small Industrial |  | Winter Morning | % of Load | 1 | 2027 | 65535
| High | Behavioral DR | DLC-Thermostat-BYOT-MSHP | Small Industrial |  | Winter Morning | % of Load | 0 | 2027 | 65535
| High | Behavioral DR | C&I Curtailment-Turnkey-Manual HVAC Control | Small Industrial |  | Winter Morning | % of Load | 1 | 2027 | 65535
| High | Behavioral DR | C&I Curtailment-Turnkey-Manual HVAC Control | Small Industrial |  | Winter Morning | % of Load | 0 | 2027 | 65535
| High | Behavioral DR | C&I Curtailment-Turnkey-Auto-DR HVAC Control | Small Industrial |  | Winter Morning | % of Load | 1 | 2027 | 65535
| High | Behavioral DR | C&I Curtailment-Turnkey-Auto-DR HVAC Control | Small Industrial |  | Winter Morning | % of Load | 0 | 2027 | 65535
| High | Behavioral DR | C&I Curtailment-Turnkey-Standard Lighting Control | Small Industrial |  | Winter Morning | % of Load | 1 | 2027 | 65535
| High | Behavioral DR | C&I Curtailment-Turnkey-Standard Lighting Control | Small Industrial |  | Winter Morning | % of Load | 0 | 2027 | 65535
| High | Behavioral DR | C&I Curtailment-Turnkey-Advanced Lighting Control | Small Industrial |  | Winter Morning | % of Load | 1 | 2027 | 65535
| High | Behavioral DR | C&I Curtailment-Turnkey-Advanced Lighting Control | Small Industrial |  | Winter Morning | % of Load | 0 | 2027 | 65535
| High | Behavioral DR | C&I Curtailment-Turnkey-Water Heating Control | Small Industrial |  | Winter Morning | % of Load | 1 | 2027 | 65535
| High | Behavioral DR | C&I Curtailment-Turnkey-Water Heating Control | Small Industrial |  | Winter Morning | % of Load | 0 | 2027 | 65535
| High | Behavioral DR | C&I Curtailment-Turnkey-Other | Small Industrial |  | Winter Morning | % of Load | 1 | 2027 | 65535
| High | Behavioral DR | C&I Curtailment-Turnkey-Other | Small Industrial |  | Winter Morning | % of Load | 0 | 2027 | 65535
| High | Behavioral DR | C&I Curtailment-Turnkey-Industrial | Small Industrial |  | Winter Morning | % of Load | 1 | 2027 | 65535
| High | Behavioral DR | C&I Curtailment-Turnkey-Industrial | Small Industrial |  | Winter Morning | % of Load | 0 | 2027 | 65535
| High | Behavioral DR | DLC-Switch-Water Heating | Small Industrial |  | Winter Evening | % of Load | 1 | 2027 | 65535
| High | Behavioral DR | DLC-Switch-Water Heating | Small Industrial |  | Winter Evening | % of Load | 0 | 2027 | 65535
| High | Behavioral DR | DLC-BYOD-Water Heating | Small Industrial |  | Winter Evening | % of Load | 1 | 2027 | 65535
| High | Behavioral DR | DLC-BYOD-Water Heating | Small Industrial |  | Winter Evening | % of Load | 0 | 2027 | 65535
| High | Behavioral DR | DLC-Thermostat-DI-Central Heat Pump | Small Industrial |  | Winter Evening | % of Load | 1 | 2027 | 65535
| High | Behavioral DR | DLC-Thermostat-DI-Central Heat Pump | Small Industrial |  | Winter Evening | % of Load | 0 | 2027 | 65535
| High | Behavioral DR | DLC-Thermostat-BYOT-Central Heat Pump | Small Industrial |  | Winter Evening | % of Load | 1 | 2027 | 65535
| High | Behavioral DR | DLC-Thermostat-BYOT-Central Heat Pump | Small Industrial |  | Winter Evening | % of Load | 0 | 2027 | 65535
| High | Behavioral DR | DLC-Thermostat-HVAC | Small Industrial |  | Winter Evening | % of Load | 1 | 2027 | 65535
| High | Behavioral DR | DLC-Thermostat-HVAC | Small Industrial |  | Winter Evening | % of Load | 0 | 2027 | 65535
| High | Behavioral DR | DLC-Thermostat-DI-Baseboard Heating | Small Industrial |  | Winter Evening | % of Load | 1 | 2027 | 65535
| High | Behavioral DR | DLC-Thermostat-DI-Baseboard Heating | Small Industrial |  | Winter Evening | % of Load | 0 | 2027 | 65535
| High | Behavioral DR | DLC-Thermostat-BYOT-Baseboard Heating | Small Industrial |  | Winter Evening | % of Load | 1 | 2027 | 65535
| High | Behavioral DR | DLC-Thermostat-BYOT-Baseboard Heating | Small Industrial |  | Winter Evening | % of Load | 0 | 2027 | 65535
| High | Behavioral DR | DLC-Thermostat-DI-MSHP | Small Industrial |  | Winter Evening | % of Load | 1 | 2027 | 65535
| High | Behavioral DR | DLC-Thermostat-DI-MSHP | Small Industrial |  | Winter Evening | % of Load | 0 | 2027 | 65535
| High | Behavioral DR | DLC-Thermostat-BYOT-MSHP | Small Industrial |  | Winter Evening | % of Load | 1 | 2027 | 65535
| High | Behavioral DR | DLC-Thermostat-BYOT-MSHP | Small Industrial |  | Winter Evening | % of Load | 0 | 2027 | 65535
| High | Behavioral DR | C&I Curtailment-Turnkey-Manual HVAC Control | Small Industrial |  | Winter Evening | % of Load | 1 | 2027 | 65535
| High | Behavioral DR | C&I Curtailment-Turnkey-Manual HVAC Control | Small Industrial |  | Winter Evening | % of Load | 0 | 2027 | 65535
| High | Behavioral DR | C&I Curtailment-Turnkey-Auto-DR HVAC Control | Small Industrial |  | Winter Evening | % of Load | 1 | 2027 | 65535
| High | Behavioral DR | C&I Curtailment-Turnkey-Auto-DR HVAC Control | Small Industrial |  | Winter Evening | % of Load | 0 | 2027 | 65535
| High | Behavioral DR | C&I Curtailment-Turnkey-Standard Lighting Control | Small Industrial |  | Winter Evening | % of Load | 1 | 2027 | 65535
| High | Behavioral DR | C&I Curtailment-Turnkey-Standard Lighting Control | Small Industrial |  | Winter Evening | % of Load | 0 | 2027 | 65535
| High | Behavioral DR | C&I Curtailment-Turnkey-Advanced Lighting Control | Small Industrial |  | Winter Evening | % of Load | 1 | 2027 | 65535
| High | Behavioral DR | C&I Curtailment-Turnkey-Advanced Lighting Control | Small Industrial |  | Winter Evening | % of Load | 0 | 2027 | 65535
| High | Behavioral DR | C&I Curtailment-Turnkey-Water Heating Control | Small Industrial |  | Winter Evening | % of Load | 1 | 2027 | 65535
| High | Behavioral DR | C&I Curtailment-Turnkey-Water Heating Control | Small Industrial |  | Winter Evening | % of Load | 0 | 2027 | 65535
| High | Behavioral DR | C&I Curtailment-Turnkey-Other | Small Industrial |  | Winter Evening | % of Load | 1 | 2027 | 65535
| High | Behavioral DR | C&I Curtailment-Turnkey-Other | Small Industrial |  | Winter Evening | % of Load | 0 | 2027 | 65535
| High | Behavioral DR | C&I Curtailment-Turnkey-Industrial | Small Industrial |  | Winter Evening | % of Load | 1 | 2027 | 65535
| High | Behavioral DR | C&I Curtailment-Turnkey-Industrial | Small Industrial |  | Winter Evening | % of Load | 0 | 2027 | 65535
| High | Behavioral DR | DLC-Switch-Water Heating | Medium Industrial |  | Winter Morning | % of Load | 1 | 2027 | 65535
| High | Behavioral DR | DLC-Switch-Water Heating | Medium Industrial |  | Winter Morning | % of Load | 0 | 2027 | 65535
| High | Behavioral DR | DLC-BYOD-Water Heating | Medium Industrial |  | Winter Morning | % of Load | 1 | 2027 | 65535
| High | Behavioral DR | DLC-BYOD-Water Heating | Medium Industrial |  | Winter Morning | % of Load | 0 | 2027 | 65535
| High | Behavioral DR | DLC-Thermostat-DI-Central Heat Pump | Medium Industrial |  | Winter Morning | % of Load | 1 | 2027 | 65535
| High | Behavioral DR | DLC-Thermostat-DI-Central Heat Pump | Medium Industrial |  | Winter Morning | % of Load | 0 | 2027 | 65535
| High | Behavioral DR | DLC-Thermostat-BYOT-Central Heat Pump | Medium Industrial |  | Winter Morning | % of Load | 1 | 2027 | 65535
| High | Behavioral DR | DLC-Thermostat-BYOT-Central Heat Pump | Medium Industrial |  | Winter Morning | % of Load | 0 | 2027 | 65535
| High | Behavioral DR | DLC-Thermostat-HVAC | Medium Industrial |  | Winter Morning | % of Load | 1 | 2027 | 65535
| High | Behavioral DR | DLC-Thermostat-HVAC | Medium Industrial |  | Winter Morning | % of Load | 0 | 2027 | 65535
| High | Behavioral DR | DLC-Thermostat-DI-Baseboard Heating | Medium Industrial |  | Winter Morning | % of Load | 1 | 2027 | 65535
| High | Behavioral DR | DLC-Thermostat-DI-Baseboard Heating | Medium Industrial |  | Winter Morning | % of Load | 0 | 2027 | 65535
| High | Behavioral DR | DLC-Thermostat-BYOT-Baseboard Heating | Medium Industrial |  | Winter Morning | % of Load | 1 | 2027 | 65535
| High | Behavioral DR | DLC-Thermostat-BYOT-Baseboard Heating | Medium Industrial |  | Winter Morning | % of Load | 0 | 2027 | 65535
| High | Behavioral DR | DLC-Thermostat-DI-MSHP | Medium Industrial |  | Winter Morning | % of Load | 1 | 2027 | 65535
| High | Behavioral DR | DLC-Thermostat-DI-MSHP | Medium Industrial |  | Winter Morning | % of Load | 0 | 2027 | 65535
| High | Behavioral DR | DLC-Thermostat-BYOT-MSHP | Medium Industrial |  | Winter Morning | % of Load | 1 | 2027 | 65535
| High | Behavioral DR | DLC-Thermostat-BYOT-MSHP | Medium Industrial |  | Winter Morning | % of Load | 0 | 2027 | 65535
| High | Behavioral DR | C&I Curtailment-Turnkey-Manual HVAC Control | Medium Industrial |  | Winter Morning | % of Load | 1 | 2027 | 65535
| High | Behavioral DR | C&I Curtailment-Turnkey-Manual HVAC Control | Medium Industrial |  | Winter Morning | % of Load | 0 | 2027 | 65535
| High | Behavioral DR | C&I Curtailment-Turnkey-Auto-DR HVAC Control | Medium Industrial |  | Winter Morning | % of Load | 1 | 2027 | 65535
| High | Behavioral DR | C&I Curtailment-Turnkey-Auto-DR HVAC Control | Medium Industrial |  | Winter Morning | % of Load | 0 | 2027 | 65535
| High | Behavioral DR | C&I Curtailment-Turnkey-Standard Lighting Control | Medium Industrial |  | Winter Morning | % of Load | 1 | 2027 | 65535
| High | Behavioral DR | C&I Curtailment-Turnkey-Standard Lighting Control | Medium Industrial |  | Winter Morning | % of Load | 0 | 2027 | 65535
| High | Behavioral DR | C&I Curtailment-Turnkey-Advanced Lighting Control | Medium Industrial |  | Winter Morning | % of Load | 1 | 2027 | 65535
| High | Behavioral DR | C&I Curtailment-Turnkey-Advanced Lighting Control | Medium Industrial |  | Winter Morning | % of Load | 0 | 2027 | 65535
| High | Behavioral DR | C&I Curtailment-Turnkey-Water Heating Control | Medium Industrial |  | Winter Morning | % of Load | 1 | 2027 | 65535
| High | Behavioral DR | C&I Curtailment-Turnkey-Water Heating Control | Medium Industrial |  | Winter Morning | % of Load | 0 | 2027 | 65535
| High | Behavioral DR | C&I Curtailment-Turnkey-Other | Medium Industrial |  | Winter Morning | % of Load | 1 | 2027 | 65535
| High | Behavioral DR | C&I Curtailment-Turnkey-Other | Medium Industrial |  | Winter Morning | % of Load | 0 | 2027 | 65535
| High | Behavioral DR | DLC-Switch-Water Heating | Medium Industrial |  | Winter Evening | % of Load | 1 | 2027 | 65535
| High | Behavioral DR | DLC-Switch-Water Heating | Medium Industrial |  | Winter Evening | % of Load | 0 | 2027 | 65535
| High | Behavioral DR | DLC-BYOD-Water Heating | Medium Industrial |  | Winter Evening | % of Load | 1 | 2027 | 65535
| High | Behavioral DR | DLC-BYOD-Water Heating | Medium Industrial |  | Winter Evening | % of Load | 0 | 2027 | 65535
| High | Behavioral DR | DLC-Thermostat-DI-Central Heat Pump | Medium Industrial |  | Winter Evening | % of Load | 1 | 2027 | 65535
| High | Behavioral DR | DLC-Thermostat-DI-Central Heat Pump | Medium Industrial |  | Winter Evening | % of Load | 0 | 2027 | 65535
| High | Behavioral DR | DLC-Thermostat-BYOT-Central Heat Pump | Medium Industrial |  | Winter Evening | % of Load | 1 | 2027 | 65535
| High | Behavioral DR | DLC-Thermostat-BYOT-Central Heat Pump | Medium Industrial |  | Winter Evening | % of Load | 0 | 2027 | 65535
| High | Behavioral DR | DLC-Thermostat-HVAC | Medium Industrial |  | Winter Evening | % of Load | 1 | 2027 | 65535
| High | Behavioral DR | DLC-Thermostat-HVAC | Medium Industrial |  | Winter Evening | % of Load | 0 | 2027 | 65535
| High | Behavioral DR | DLC-Thermostat-DI-Baseboard Heating | Medium Industrial |  | Winter Evening | % of Load | 1 | 2027 | 65535
| High | Behavioral DR | DLC-Thermostat-DI-Baseboard Heating | Medium Industrial |  | Winter Evening | % of Load | 0 | 2027 | 65535
| High | Behavioral DR | DLC-Thermostat-BYOT-Baseboard Heating | Medium Industrial |  | Winter Evening | % of Load | 1 | 2027 | 65535
| High | Behavioral DR | DLC-Thermostat-BYOT-Baseboard Heating | Medium Industrial |  | Winter Evening | % of Load | 0 | 2027 | 65535
| High | Behavioral DR | DLC-Thermostat-DI-MSHP | Medium Industrial |  | Winter Evening | % of Load | 1 | 2027 | 65535
| High | Behavioral DR | DLC-Thermostat-DI-MSHP | Medium Industrial |  | Winter Evening | % of Load | 0 | 2027 | 65535
| High | Behavioral DR | DLC-Thermostat-BYOT-MSHP | Medium Industrial |  | Winter Evening | % of Load | 1 | 2027 | 65535
| High | Behavioral DR | DLC-Thermostat-BYOT-MSHP | Medium Industrial |  | Winter Evening | % of Load | 0 | 2027 | 65535
| High | Behavioral DR | C&I Curtailment-Turnkey-Manual HVAC Control | Medium Industrial |  | Winter Evening | % of Load | 1 | 2027 | 65535
| High | Behavioral DR | C&I Curtailment-Turnkey-Manual HVAC Control | Medium Industrial |  | Winter Evening | % of Load | 0 | 2027 | 65535
| High | Behavioral DR | C&I Curtailment-Turnkey-Auto-DR HVAC Control | Medium Industrial |  | Winter Evening | % of Load | 1 | 2027 | 65535
| High | Behavioral DR | C&I Curtailment-Turnkey-Auto-DR HVAC Control | Medium Industrial |  | Winter Evening | % of Load | 0 | 2027 | 65535
| High | Behavioral DR | C&I Curtailment-Turnkey-Standard Lighting Control | Medium Industrial |  | Winter Evening | % of Load | 1 | 2027 | 65535
| High | Behavioral DR | C&I Curtailment-Turnkey-Standard Lighting Control | Medium Industrial |  | Winter Evening | % of Load | 0 | 2027 | 65535
| High | Behavioral DR | C&I Curtailment-Turnkey-Advanced Lighting Control | Medium Industrial |  | Winter Evening | % of Load | 1 | 2027 | 65535
| High | Behavioral DR | C&I Curtailment-Turnkey-Advanced Lighting Control | Medium Industrial |  | Winter Evening | % of Load | 0 | 2027 | 65535
| High | Behavioral DR | C&I Curtailment-Turnkey-Water Heating Control | Medium Industrial |  | Winter Evening | % of Load | 1 | 2027 | 65535
| High | Behavioral DR | C&I Curtailment-Turnkey-Water Heating Control | Medium Industrial |  | Winter Evening | % of Load | 0 | 2027 | 65535
| High | Behavioral DR | C&I Curtailment-Turnkey-Other | Medium Industrial |  | Winter Evening | % of Load | 1 | 2027 | 65535
| High | Behavioral DR | C&I Curtailment-Turnkey-Other | Medium Industrial |  | Winter Evening | % of Load | 0 | 2027 | 65535
| High | Behavioral DR | Behavioral DR | Residential Charitable |  | Winter Morning | % of Load | 1 | 2027 | 65535
| High | Behavioral DR | Behavioral DR | Residential Charitable |  | Winter Morning | % of Load | 0 | 2027 | 65535
| High | Behavioral DR | Behavioral DR | Residential Charitable |  | Winter Evening | % of Load | 1 | 2027 | 65535
| High | Behavioral DR | Behavioral DR | Residential Charitable |  | Winter Evening | % of Load | 0 | 2027 | 65535
| High | Time-of-Use Rates (TOU) | DLC-Switch-Water Heating | Small General |  | Winter Morning | % of Load | 1 | 2027 | 65535
| High | Time-of-Use Rates (TOU) | DLC-Switch-Water Heating | Small General |  | Winter Morning | % of Load | 0 | 2027 | 65535
| High | Time-of-Use Rates (TOU) | DLC-BYOD-Water Heating | Small General |  | Winter Morning | % of Load | 1 | 2027 | 65535
| High | Time-of-Use Rates (TOU) | DLC-BYOD-Water Heating | Small General |  | Winter Morning | % of Load | 0 | 2027 | 65535
| High | Time-of-Use Rates (TOU) | DLC-Thermostat-DI-Central Heat Pump | Small General |  | Winter Morning | % of Load | 1 | 2027 | 65535
| High | Time-of-Use Rates (TOU) | DLC-Thermostat-DI-Central Heat Pump | Small General |  | Winter Morning | % of Load | 0 | 2027 | 65535
| High | Time-of-Use Rates (TOU) | DLC-Thermostat-BYOT-Central Heat Pump | Small General |  | Winter Morning | % of Load | 1 | 2027 | 65535
| High | Time-of-Use Rates (TOU) | DLC-Thermostat-BYOT-Central Heat Pump | Small General |  | Winter Morning | % of Load | 0 | 2027 | 65535
| High | Time-of-Use Rates (TOU) | DLC-Thermostat-HVAC | Small General |  | Winter Morning | % of Load | 1 | 2027 | 65535
| High | Time-of-Use Rates (TOU) | DLC-Thermostat-HVAC | Small General |  | Winter Morning | % of Load | 0 | 2027 | 65535
| High | Time-of-Use Rates (TOU) | DLC-Thermostat-DI-Baseboard Heating | Small General |  | Winter Morning | % of Load | 1 | 2027 | 65535
| High | Time-of-Use Rates (TOU) | DLC-Thermostat-DI-Baseboard Heating | Small General |  | Winter Morning | % of Load | 0 | 2027 | 65535
| High | Time-of-Use Rates (TOU) | DLC-Thermostat-BYOT-Baseboard Heating | Small General |  | Winter Morning | % of Load | 1 | 2027 | 65535
| High | Time-of-Use Rates (TOU) | DLC-Thermostat-BYOT-Baseboard Heating | Small General |  | Winter Morning | % of Load | 0 | 2027 | 65535
| High | Time-of-Use Rates (TOU) | DLC-Thermostat-DI-MSHP | Small General |  | Winter Morning | % of Load | 1 | 2027 | 65535
| High | Time-of-Use Rates (TOU) | DLC-Thermostat-DI-MSHP | Small General |  | Winter Morning | % of Load | 0 | 2027 | 65535
| High | Time-of-Use Rates (TOU) | DLC-Thermostat-BYOT-MSHP | Small General |  | Winter Morning | % of Load | 1 | 2027 | 65535
| High | Time-of-Use Rates (TOU) | DLC-Thermostat-BYOT-MSHP | Small General |  | Winter Morning | % of Load | 0 | 2027 | 65535
| High | Time-of-Use Rates (TOU) | C&I Curtailment-Turnkey-Manual HVAC Control | Small General |  | Winter Morning | % of Load | 1 | 2027 | 65535
| High | Time-of-Use Rates (TOU) | C&I Curtailment-Turnkey-Manual HVAC Control | Small General |  | Winter Morning | % of Load | 0 | 2027 | 65535
| High | Time-of-Use Rates (TOU) | C&I Curtailment-Turnkey-Auto-DR HVAC Control | Small General |  | Winter Morning | % of Load | 1 | 2027 | 65535
| High | Time-of-Use Rates (TOU) | C&I Curtailment-Turnkey-Auto-DR HVAC Control | Small General |  | Winter Morning | % of Load | 0 | 2027 | 65535
| High | Time-of-Use Rates (TOU) | C&I Curtailment-Turnkey-Standard Lighting Control | Small General |  | Winter Morning | % of Load | 1 | 2027 | 65535
| High | Time-of-Use Rates (TOU) | C&I Curtailment-Turnkey-Standard Lighting Control | Small General |  | Winter Morning | % of Load | 0 | 2027 | 65535
| High | Time-of-Use Rates (TOU) | C&I Curtailment-Turnkey-Advanced Lighting Control | Small General |  | Winter Morning | % of Load | 1 | 2027 | 65535
| High | Time-of-Use Rates (TOU) | C&I Curtailment-Turnkey-Advanced Lighting Control | Small General |  | Winter Morning | % of Load | 0 | 2027 | 65535
| High | Time-of-Use Rates (TOU) | C&I Curtailment-Turnkey-Water Heating Control | Small General |  | Winter Morning | % of Load | 1 | 2027 | 65535
| High | Time-of-Use Rates (TOU) | C&I Curtailment-Turnkey-Water Heating Control | Small General |  | Winter Morning | % of Load | 0 | 2027 | 65535
| High | Time-of-Use Rates (TOU) | C&I Curtailment-Turnkey-Other | Small General |  | Winter Morning | % of Load | 1 | 2027 | 65535
| High | Time-of-Use Rates (TOU) | C&I Curtailment-Turnkey-Other | Small General |  | Winter Morning | % of Load | 0 | 2027 | 65535
| High | Time-of-Use Rates (TOU) | Dynamic Pricing with enabling tech. | Small General |  | Winter Morning | % of Load | 1 | 2027 | 65535
| High | Time-of-Use Rates (TOU) | Dynamic Pricing with enabling tech. | Small General |  | Winter Morning | % of Load | 0 | 2027 | 65535
| High | Time-of-Use Rates (TOU) | Time-of-Use Rates (TOU) | Small General |  | Winter Morning | % of Load | 1 | 2027 | 65535
| High | Time-of-Use Rates (TOU) | Time-of-Use Rates (TOU) | Small General |  | Winter Morning | % of Load | 0 | 2027 | 65535
| High | Time-of-Use Rates (TOU) | DLC-Switch-Water Heating | Small General |  | Winter Evening | % of Load | 1 | 2027 | 65535
| High | Time-of-Use Rates (TOU) | DLC-Switch-Water Heating | Small General |  | Winter Evening | % of Load | 0 | 2027 | 65535
| High | Time-of-Use Rates (TOU) | DLC-BYOD-Water Heating | Small General |  | Winter Evening | % of Load | 1 | 2027 | 65535
| High | Time-of-Use Rates (TOU) | DLC-BYOD-Water Heating | Small General |  | Winter Evening | % of Load | 0 | 2027 | 65535
| High | Time-of-Use Rates (TOU) | DLC-Thermostat-DI-Central Heat Pump | Small General |  | Winter Evening | % of Load | 1 | 2027 | 65535
| High | Time-of-Use Rates (TOU) | DLC-Thermostat-DI-Central Heat Pump | Small General |  | Winter Evening | % of Load | 0 | 2027 | 65535
| High | Time-of-Use Rates (TOU) | DLC-Thermostat-BYOT-Central Heat Pump | Small General |  | Winter Evening | % of Load | 1 | 2027 | 65535
| High | Time-of-Use Rates (TOU) | DLC-Thermostat-BYOT-Central Heat Pump | Small General |  | Winter Evening | % of Load | 0 | 2027 | 65535
| High | Time-of-Use Rates (TOU) | DLC-Thermostat-HVAC | Small General |  | Winter Evening | % of Load | 1 | 2027 | 65535
| High | Time-of-Use Rates (TOU) | DLC-Thermostat-HVAC | Small General |  | Winter Evening | % of Load | 0 | 2027 | 65535
| High | Time-of-Use Rates (TOU) | DLC-Thermostat-DI-Baseboard Heating | Small General |  | Winter Evening | % of Load | 1 | 2027 | 65535
| High | Time-of-Use Rates (TOU) | DLC-Thermostat-DI-Baseboard Heating | Small General |  | Winter Evening | % of Load | 0 | 2027 | 65535
| High | Time-of-Use Rates (TOU) | DLC-Thermostat-BYOT-Baseboard Heating | Small General |  | Winter Evening | % of Load | 1 | 2027 | 65535
| High | Time-of-Use Rates (TOU) | DLC-Thermostat-BYOT-Baseboard Heating | Small General |  | Winter Evening | % of Load | 0 | 2027 | 65535
| High | Time-of-Use Rates (TOU) | DLC-Thermostat-DI-MSHP | Small General |  | Winter Evening | % of Load | 1 | 2027 | 65535
| High | Time-of-Use Rates (TOU) | DLC-Thermostat-DI-MSHP | Small General |  | Winter Evening | % of Load | 0 | 2027 | 65535
| High | Time-of-Use Rates (TOU) | DLC-Thermostat-BYOT-MSHP | Small General |  | Winter Evening | % of Load | 1 | 2027 | 65535
| High | Time-of-Use Rates (TOU) | DLC-Thermostat-BYOT-MSHP | Small General |  | Winter Evening | % of Load | 0 | 2027 | 65535
| High | Time-of-Use Rates (TOU) | C&I Curtailment-Turnkey-Manual HVAC Control | Small General |  | Winter Evening | % of Load | 1 | 2027 | 65535
| High | Time-of-Use Rates (TOU) | C&I Curtailment-Turnkey-Manual HVAC Control | Small General |  | Winter Evening | % of Load | 0 | 2027 | 65535
| High | Time-of-Use Rates (TOU) | C&I Curtailment-Turnkey-Auto-DR HVAC Control | Small General |  | Winter Evening | % of Load | 1 | 2027 | 65535
| High | Time-of-Use Rates (TOU) | C&I Curtailment-Turnkey-Auto-DR HVAC Control | Small General |  | Winter Evening | % of Load | 0 | 2027 | 65535
| High | Time-of-Use Rates (TOU) | C&I Curtailment-Turnkey-Standard Lighting Control | Small General |  | Winter Evening | % of Load | 1 | 2027 | 65535
| High | Time-of-Use Rates (TOU) | C&I Curtailment-Turnkey-Standard Lighting Control | Small General |  | Winter Evening | % of Load | 0 | 2027 | 65535
| High | Time-of-Use Rates (TOU) | C&I Curtailment-Turnkey-Advanced Lighting Control | Small General |  | Winter Evening | % of Load | 1 | 2027 | 65535
| High | Time-of-Use Rates (TOU) | C&I Curtailment-Turnkey-Advanced Lighting Control | Small General |  | Winter Evening | % of Load | 0 | 2027 | 65535
| High | Time-of-Use Rates (TOU) | C&I Curtailment-Turnkey-Water Heating Control | Small General |  | Winter Evening | % of Load | 1 | 2027 | 65535
| High | Time-of-Use Rates (TOU) | C&I Curtailment-Turnkey-Water Heating Control | Small General |  | Winter Evening | % of Load | 0 | 2027 | 65535
| High | Time-of-Use Rates (TOU) | C&I Curtailment-Turnkey-Other | Small General |  | Winter Evening | % of Load | 1 | 2027 | 65535
| High | Time-of-Use Rates (TOU) | C&I Curtailment-Turnkey-Other | Small General |  | Winter Evening | % of Load | 0 | 2027 | 65535
| High | Time-of-Use Rates (TOU) | Dynamic Pricing with enabling tech. | Small General |  | Winter Evening | % of Load | 1 | 2027 | 65535
| High | Time-of-Use Rates (TOU) | Dynamic Pricing with enabling tech. | Small General |  | Winter Evening | % of Load | 0 | 2027 | 65535
| High | Time-of-Use Rates (TOU) | Time-of-Use Rates (TOU) | Small General |  | Winter Evening | % of Load | 1 | 2027 | 65535
| High | Time-of-Use Rates (TOU) | Time-of-Use Rates (TOU) | Small General |  | Winter Evening | % of Load | 0 | 2027 | 65535
| High | Time-of-Use Rates (TOU) | DLC-Switch-Water Heating | General |  | Winter Morning | % of Load | 1 | 2027 | 65535
| High | Time-of-Use Rates (TOU) | DLC-Switch-Water Heating | General |  | Winter Morning | % of Load | 0 | 2027 | 65535
| High | Time-of-Use Rates (TOU) | DLC-BYOD-Water Heating | General |  | Winter Morning | % of Load | 1 | 2027 | 65535
| High | Time-of-Use Rates (TOU) | DLC-BYOD-Water Heating | General |  | Winter Morning | % of Load | 0 | 2027 | 65535
| High | Time-of-Use Rates (TOU) | DLC-Thermostat-DI-Central Heat Pump | General |  | Winter Morning | % of Load | 1 | 2027 | 65535
| High | Time-of-Use Rates (TOU) | DLC-Thermostat-DI-Central Heat Pump | General |  | Winter Morning | % of Load | 0 | 2027 | 65535
| High | Time-of-Use Rates (TOU) | DLC-Thermostat-BYOT-Central Heat Pump | General |  | Winter Morning | % of Load | 1 | 2027 | 65535
| High | Time-of-Use Rates (TOU) | DLC-Thermostat-BYOT-Central Heat Pump | General |  | Winter Morning | % of Load | 0 | 2027 | 65535
| High | Time-of-Use Rates (TOU) | DLC-Thermostat-HVAC | General |  | Winter Morning | % of Load | 1 | 2027 | 65535
| High | Time-of-Use Rates (TOU) | DLC-Thermostat-HVAC | General |  | Winter Morning | % of Load | 0 | 2027 | 65535
| High | Time-of-Use Rates (TOU) | DLC-Thermostat-DI-Baseboard Heating | General |  | Winter Morning | % of Load | 1 | 2027 | 65535
| High | Time-of-Use Rates (TOU) | DLC-Thermostat-DI-Baseboard Heating | General |  | Winter Morning | % of Load | 0 | 2027 | 65535
| High | Time-of-Use Rates (TOU) | DLC-Thermostat-BYOT-Baseboard Heating | General |  | Winter Morning | % of Load | 1 | 2027 | 65535
| High | Time-of-Use Rates (TOU) | DLC-Thermostat-BYOT-Baseboard Heating | General |  | Winter Morning | % of Load | 0 | 2027 | 65535
| High | Time-of-Use Rates (TOU) | DLC-Thermostat-DI-MSHP | General |  | Winter Morning | % of Load | 1 | 2027 | 65535
| High | Time-of-Use Rates (TOU) | DLC-Thermostat-DI-MSHP | General |  | Winter Morning | % of Load | 0 | 2027 | 65535
| High | Time-of-Use Rates (TOU) | DLC-Thermostat-BYOT-MSHP | General |  | Winter Morning | % of Load | 1 | 2027 | 65535
| High | Time-of-Use Rates (TOU) | DLC-Thermostat-BYOT-MSHP | General |  | Winter Morning | % of Load | 0 | 2027 | 65535
| High | Time-of-Use Rates (TOU) | C&I Curtailment-Turnkey-Manual HVAC Control | General |  | Winter Morning | % of Load | 1 | 2027 | 65535
| High | Time-of-Use Rates (TOU) | C&I Curtailment-Turnkey-Manual HVAC Control | General |  | Winter Morning | % of Load | 0 | 2027 | 65535
| High | Time-of-Use Rates (TOU) | C&I Curtailment-Turnkey-Auto-DR HVAC Control | General |  | Winter Morning | % of Load | 1 | 2027 | 65535
| High | Time-of-Use Rates (TOU) | C&I Curtailment-Turnkey-Auto-DR HVAC Control | General |  | Winter Morning | % of Load | 0 | 2027 | 65535
| High | Time-of-Use Rates (TOU) | C&I Curtailment-Turnkey-Standard Lighting Control | General |  | Winter Morning | % of Load | 1 | 2027 | 65535
| High | Time-of-Use Rates (TOU) | C&I Curtailment-Turnkey-Standard Lighting Control | General |  | Winter Morning | % of Load | 0 | 2027 | 65535
| High | Time-of-Use Rates (TOU) | C&I Curtailment-Turnkey-Advanced Lighting Control | General |  | Winter Morning | % of Load | 1 | 2027 | 65535
| High | Time-of-Use Rates (TOU) | C&I Curtailment-Turnkey-Advanced Lighting Control | General |  | Winter Morning | % of Load | 0 | 2027 | 65535
| High | Time-of-Use Rates (TOU) | C&I Curtailment-Turnkey-Water Heating Control | General |  | Winter Morning | % of Load | 1 | 2027 | 65535
| High | Time-of-Use Rates (TOU) | C&I Curtailment-Turnkey-Water Heating Control | General |  | Winter Morning | % of Load | 0 | 2027 | 65535
| High | Time-of-Use Rates (TOU) | C&I Curtailment-Turnkey-Other | General |  | Winter Morning | % of Load | 1 | 2027 | 65535
| High | Time-of-Use Rates (TOU) | C&I Curtailment-Turnkey-Other | General |  | Winter Morning | % of Load | 0 | 2027 | 65535
| High | Time-of-Use Rates (TOU) | Time-of-Use Rates (TOU) | General |  | Winter Morning | % of Load | 1 | 2027 | 65535
| High | Time-of-Use Rates (TOU) | Time-of-Use Rates (TOU) | General |  | Winter Morning | % of Load | 0 | 2027 | 65535
| High | Time-of-Use Rates (TOU) | DLC-Switch-Water Heating | General |  | Winter Evening | % of Load | 1 | 2027 | 65535
| High | Time-of-Use Rates (TOU) | DLC-Switch-Water Heating | General |  | Winter Evening | % of Load | 0 | 2027 | 65535
| High | Time-of-Use Rates (TOU) | DLC-BYOD-Water Heating | General |  | Winter Evening | % of Load | 1 | 2027 | 65535
| High | Time-of-Use Rates (TOU) | DLC-BYOD-Water Heating | General |  | Winter Evening | % of Load | 0 | 2027 | 65535
| High | Time-of-Use Rates (TOU) | DLC-Thermostat-DI-Central Heat Pump | General |  | Winter Evening | % of Load | 1 | 2027 | 65535
| High | Time-of-Use Rates (TOU) | DLC-Thermostat-DI-Central Heat Pump | General |  | Winter Evening | % of Load | 0 | 2027 | 65535
| High | Time-of-Use Rates (TOU) | DLC-Thermostat-BYOT-Central Heat Pump | General |  | Winter Evening | % of Load | 1 | 2027 | 65535
| High | Time-of-Use Rates (TOU) | DLC-Thermostat-BYOT-Central Heat Pump | General |  | Winter Evening | % of Load | 0 | 2027 | 65535
| High | Time-of-Use Rates (TOU) | DLC-Thermostat-HVAC | General |  | Winter Evening | % of Load | 1 | 2027 | 65535
| High | Time-of-Use Rates (TOU) | DLC-Thermostat-HVAC | General |  | Winter Evening | % of Load | 0 | 2027 | 65535
| High | Time-of-Use Rates (TOU) | DLC-Thermostat-DI-Baseboard Heating | General |  | Winter Evening | % of Load | 1 | 2027 | 65535
| High | Time-of-Use Rates (TOU) | DLC-Thermostat-DI-Baseboard Heating | General |  | Winter Evening | % of Load | 0 | 2027 | 65535
| High | Time-of-Use Rates (TOU) | DLC-Thermostat-BYOT-Baseboard Heating | General |  | Winter Evening | % of Load | 1 | 2027 | 65535
| High | Time-of-Use Rates (TOU) | DLC-Thermostat-BYOT-Baseboard Heating | General |  | Winter Evening | % of Load | 0 | 2027 | 65535
| High | Time-of-Use Rates (TOU) | DLC-Thermostat-DI-MSHP | General |  | Winter Evening | % of Load | 1 | 2027 | 65535
| High | Time-of-Use Rates (TOU) | DLC-Thermostat-DI-MSHP | General |  | Winter Evening | % of Load | 0 | 2027 | 65535
| High | Time-of-Use Rates (TOU) | DLC-Thermostat-BYOT-MSHP | General |  | Winter Evening | % of Load | 1 | 2027 | 65535
| High | Time-of-Use Rates (TOU) | DLC-Thermostat-BYOT-MSHP | General |  | Winter Evening | % of Load | 0 | 2027 | 65535
| High | Time-of-Use Rates (TOU) | C&I Curtailment-Turnkey-Manual HVAC Control | General |  | Winter Evening | % of Load | 1 | 2027 | 65535
| High | Time-of-Use Rates (TOU) | C&I Curtailment-Turnkey-Manual HVAC Control | General |  | Winter Evening | % of Load | 0 | 2027 | 65535
| High | Time-of-Use Rates (TOU) | C&I Curtailment-Turnkey-Auto-DR HVAC Control | General |  | Winter Evening | % of Load | 1 | 2027 | 65535
| High | Time-of-Use Rates (TOU) | C&I Curtailment-Turnkey-Auto-DR HVAC Control | General |  | Winter Evening | % of Load | 0 | 2027 | 65535
| High | Time-of-Use Rates (TOU) | C&I Curtailment-Turnkey-Standard Lighting Control | General |  | Winter Evening | % of Load | 1 | 2027 | 65535
| High | Time-of-Use Rates (TOU) | C&I Curtailment-Turnkey-Standard Lighting Control | General |  | Winter Evening | % of Load | 0 | 2027 | 65535
| High | Time-of-Use Rates (TOU) | C&I Curtailment-Turnkey-Advanced Lighting Control | General |  | Winter Evening | % of Load | 1 | 2027 | 65535
| High | Time-of-Use Rates (TOU) | C&I Curtailment-Turnkey-Advanced Lighting Control | General |  | Winter Evening | % of Load | 0 | 2027 | 65535
| High | Time-of-Use Rates (TOU) | C&I Curtailment-Turnkey-Water Heating Control | General |  | Winter Evening | % of Load | 1 | 2027 | 65535
| High | Time-of-Use Rates (TOU) | C&I Curtailment-Turnkey-Water Heating Control | General |  | Winter Evening | % of Load | 0 | 2027 | 65535
| High | Time-of-Use Rates (TOU) | C&I Curtailment-Turnkey-Other | General |  | Winter Evening | % of Load | 1 | 2027 | 65535
| High | Time-of-Use Rates (TOU) | C&I Curtailment-Turnkey-Other | General |  | Winter Evening | % of Load | 0 | 2027 | 65535
| High | Time-of-Use Rates (TOU) | Time-of-Use Rates (TOU) | General |  | Winter Evening | % of Load | 1 | 2027 | 65535
| High | Time-of-Use Rates (TOU) | Time-of-Use Rates (TOU) | General |  | Winter Evening | % of Load | 0 | 2027 | 65535
| High | Time-of-Use Rates (TOU) | DLC-Switch-Water Heating | Small Industrial |  | Winter Morning | % of Load | 1 | 2027 | 65535
| High | Time-of-Use Rates (TOU) | DLC-Switch-Water Heating | Small Industrial |  | Winter Morning | % of Load | 0 | 2027 | 65535
| High | Time-of-Use Rates (TOU) | DLC-BYOD-Water Heating | Small Industrial |  | Winter Morning | % of Load | 1 | 2027 | 65535
| High | Time-of-Use Rates (TOU) | DLC-BYOD-Water Heating | Small Industrial |  | Winter Morning | % of Load | 0 | 2027 | 65535
| High | Time-of-Use Rates (TOU) | DLC-Thermostat-DI-Central Heat Pump | Small Industrial |  | Winter Morning | % of Load | 1 | 2027 | 65535
| High | Time-of-Use Rates (TOU) | DLC-Thermostat-DI-Central Heat Pump | Small Industrial |  | Winter Morning | % of Load | 0 | 2027 | 65535
| High | Time-of-Use Rates (TOU) | DLC-Thermostat-BYOT-Central Heat Pump | Small Industrial |  | Winter Morning | % of Load | 1 | 2027 | 65535
| High | Time-of-Use Rates (TOU) | DLC-Thermostat-BYOT-Central Heat Pump | Small Industrial |  | Winter Morning | % of Load | 0 | 2027 | 65535
| High | Time-of-Use Rates (TOU) | DLC-Thermostat-HVAC | Small Industrial |  | Winter Morning | % of Load | 1 | 2027 | 65535
| High | Time-of-Use Rates (TOU) | DLC-Thermostat-HVAC | Small Industrial |  | Winter Morning | % of Load | 0 | 2027 | 65535
| High | Time-of-Use Rates (TOU) | DLC-Thermostat-DI-Baseboard Heating | Small Industrial |  | Winter Morning | % of Load | 1 | 2027 | 65535
| High | Time-of-Use Rates (TOU) | DLC-Thermostat-DI-Baseboard Heating | Small Industrial |  | Winter Morning | % of Load | 0 | 2027 | 65535
| High | Time-of-Use Rates (TOU) | DLC-Thermostat-BYOT-Baseboard Heating | Small Industrial |  | Winter Morning | % of Load | 1 | 2027 | 65535
| High | Time-of-Use Rates (TOU) | DLC-Thermostat-BYOT-Baseboard Heating | Small Industrial |  | Winter Morning | % of Load | 0 | 2027 | 65535
| High | Time-of-Use Rates (TOU) | DLC-Thermostat-DI-MSHP | Small Industrial |  | Winter Morning | % of Load | 1 | 2027 | 65535
| High | Time-of-Use Rates (TOU) | DLC-Thermostat-DI-MSHP | Small Industrial |  | Winter Morning | % of Load | 0 | 2027 | 65535
| High | Time-of-Use Rates (TOU) | DLC-Thermostat-BYOT-MSHP | Small Industrial |  | Winter Morning | % of Load | 1 | 2027 | 65535
| High | Time-of-Use Rates (TOU) | DLC-Thermostat-BYOT-MSHP | Small Industrial |  | Winter Morning | % of Load | 0 | 2027 | 65535
| High | Time-of-Use Rates (TOU) | C&I Curtailment-Turnkey-Manual HVAC Control | Small Industrial |  | Winter Morning | % of Load | 1 | 2027 | 65535
| High | Time-of-Use Rates (TOU) | C&I Curtailment-Turnkey-Manual HVAC Control | Small Industrial |  | Winter Morning | % of Load | 0 | 2027 | 65535
| High | Time-of-Use Rates (TOU) | C&I Curtailment-Turnkey-Auto-DR HVAC Control | Small Industrial |  | Winter Morning | % of Load | 1 | 2027 | 65535
| High | Time-of-Use Rates (TOU) | C&I Curtailment-Turnkey-Auto-DR HVAC Control | Small Industrial |  | Winter Morning | % of Load | 0 | 2027 | 65535
| High | Time-of-Use Rates (TOU) | C&I Curtailment-Turnkey-Standard Lighting Control | Small Industrial |  | Winter Morning | % of Load | 1 | 2027 | 65535
| High | Time-of-Use Rates (TOU) | C&I Curtailment-Turnkey-Standard Lighting Control | Small Industrial |  | Winter Morning | % of Load | 0 | 2027 | 65535
| High | Time-of-Use Rates (TOU) | C&I Curtailment-Turnkey-Advanced Lighting Control | Small Industrial |  | Winter Morning | % of Load | 1 | 2027 | 65535
| High | Time-of-Use Rates (TOU) | C&I Curtailment-Turnkey-Advanced Lighting Control | Small Industrial |  | Winter Morning | % of Load | 0 | 2027 | 65535
| High | Time-of-Use Rates (TOU) | C&I Curtailment-Turnkey-Water Heating Control | Small Industrial |  | Winter Morning | % of Load | 1 | 2027 | 65535
| High | Time-of-Use Rates (TOU) | C&I Curtailment-Turnkey-Water Heating Control | Small Industrial |  | Winter Morning | % of Load | 0 | 2027 | 65535
| High | Time-of-Use Rates (TOU) | C&I Curtailment-Turnkey-Other | Small Industrial |  | Winter Morning | % of Load | 1 | 2027 | 65535
| High | Time-of-Use Rates (TOU) | C&I Curtailment-Turnkey-Other | Small Industrial |  | Winter Morning | % of Load | 0 | 2027 | 65535
| High | Time-of-Use Rates (TOU) | C&I Curtailment-Turnkey-Industrial | Small Industrial |  | Winter Morning | % of Load | 1 | 2027 | 65535
| High | Time-of-Use Rates (TOU) | C&I Curtailment-Turnkey-Industrial | Small Industrial |  | Winter Morning | % of Load | 0 | 2027 | 65535
| High | Time-of-Use Rates (TOU) | Time-of-Use Rates (TOU) | Small Industrial |  | Winter Morning | % of Load | 1 | 2027 | 65535
| High | Time-of-Use Rates (TOU) | Time-of-Use Rates (TOU) | Small Industrial |  | Winter Morning | % of Load | 0 | 2027 | 65535
| High | Time-of-Use Rates (TOU) | DLC-Switch-Water Heating | Small Industrial |  | Winter Evening | % of Load | 1 | 2027 | 65535
| High | Time-of-Use Rates (TOU) | DLC-Switch-Water Heating | Small Industrial |  | Winter Evening | % of Load | 0 | 2027 | 65535
| High | Time-of-Use Rates (TOU) | DLC-BYOD-Water Heating | Small Industrial |  | Winter Evening | % of Load | 1 | 2027 | 65535
| High | Time-of-Use Rates (TOU) | DLC-BYOD-Water Heating | Small Industrial |  | Winter Evening | % of Load | 0 | 2027 | 65535
| High | Time-of-Use Rates (TOU) | DLC-Thermostat-DI-Central Heat Pump | Small Industrial |  | Winter Evening | % of Load | 1 | 2027 | 65535
| High | Time-of-Use Rates (TOU) | DLC-Thermostat-DI-Central Heat Pump | Small Industrial |  | Winter Evening | % of Load | 0 | 2027 | 65535
| High | Time-of-Use Rates (TOU) | DLC-Thermostat-BYOT-Central Heat Pump | Small Industrial |  | Winter Evening | % of Load | 1 | 2027 | 65535
| High | Time-of-Use Rates (TOU) | DLC-Thermostat-BYOT-Central Heat Pump | Small Industrial |  | Winter Evening | % of Load | 0 | 2027 | 65535
| High | Time-of-Use Rates (TOU) | DLC-Thermostat-HVAC | Small Industrial |  | Winter Evening | % of Load | 1 | 2027 | 65535
| High | Time-of-Use Rates (TOU) | DLC-Thermostat-HVAC | Small Industrial |  | Winter Evening | % of Load | 0 | 2027 | 65535
| High | Time-of-Use Rates (TOU) | DLC-Thermostat-DI-Baseboard Heating | Small Industrial |  | Winter Evening | % of Load | 1 | 2027 | 65535
| High | Time-of-Use Rates (TOU) | DLC-Thermostat-DI-Baseboard Heating | Small Industrial |  | Winter Evening | % of Load | 0 | 2027 | 65535
| High | Time-of-Use Rates (TOU) | DLC-Thermostat-BYOT-Baseboard Heating | Small Industrial |  | Winter Evening | % of Load | 1 | 2027 | 65535
| High | Time-of-Use Rates (TOU) | DLC-Thermostat-BYOT-Baseboard Heating | Small Industrial |  | Winter Evening | % of Load | 0 | 2027 | 65535
| High | Time-of-Use Rates (TOU) | DLC-Thermostat-DI-MSHP | Small Industrial |  | Winter Evening | % of Load | 1 | 2027 | 65535
| High | Time-of-Use Rates (TOU) | DLC-Thermostat-DI-MSHP | Small Industrial |  | Winter Evening | % of Load | 0 | 2027 | 65535
| High | Time-of-Use Rates (TOU) | DLC-Thermostat-BYOT-MSHP | Small Industrial |  | Winter Evening | % of Load | 1 | 2027 | 65535
| High | Time-of-Use Rates (TOU) | DLC-Thermostat-BYOT-MSHP | Small Industrial |  | Winter Evening | % of Load | 0 | 2027 | 65535
| High | Time-of-Use Rates (TOU) | C&I Curtailment-Turnkey-Manual HVAC Control | Small Industrial |  | Winter Evening | % of Load | 1 | 2027 | 65535
| High | Time-of-Use Rates (TOU) | C&I Curtailment-Turnkey-Manual HVAC Control | Small Industrial |  | Winter Evening | % of Load | 0 | 2027 | 65535
| High | Time-of-Use Rates (TOU) | C&I Curtailment-Turnkey-Auto-DR HVAC Control | Small Industrial |  | Winter Evening | % of Load | 1 | 2027 | 65535
| High | Time-of-Use Rates (TOU) | C&I Curtailment-Turnkey-Auto-DR HVAC Control | Small Industrial |  | Winter Evening | % of Load | 0 | 2027 | 65535
| High | Time-of-Use Rates (TOU) | C&I Curtailment-Turnkey-Standard Lighting Control | Small Industrial |  | Winter Evening | % of Load | 1 | 2027 | 65535
| High | Time-of-Use Rates (TOU) | C&I Curtailment-Turnkey-Standard Lighting Control | Small Industrial |  | Winter Evening | % of Load | 0 | 2027 | 65535
| High | Time-of-Use Rates (TOU) | C&I Curtailment-Turnkey-Advanced Lighting Control | Small Industrial |  | Winter Evening | % of Load | 1 | 2027 | 65535
| High | Time-of-Use Rates (TOU) | C&I Curtailment-Turnkey-Advanced Lighting Control | Small Industrial |  | Winter Evening | % of Load | 0 | 2027 | 65535
| High | Time-of-Use Rates (TOU) | C&I Curtailment-Turnkey-Water Heating Control | Small Industrial |  | Winter Evening | % of Load | 1 | 2027 | 65535
| High | Time-of-Use Rates (TOU) | C&I Curtailment-Turnkey-Water Heating Control | Small Industrial |  | Winter Evening | % of Load | 0 | 2027 | 65535
| High | Time-of-Use Rates (TOU) | C&I Curtailment-Turnkey-Other | Small Industrial |  | Winter Evening | % of Load | 1 | 2027 | 65535
| High | Time-of-Use Rates (TOU) | C&I Curtailment-Turnkey-Other | Small Industrial |  | Winter Evening | % of Load | 0 | 2027 | 65535
| High | Time-of-Use Rates (TOU) | C&I Curtailment-Turnkey-Industrial | Small Industrial |  | Winter Evening | % of Load | 1 | 2027 | 65535
| High | Time-of-Use Rates (TOU) | C&I Curtailment-Turnkey-Industrial | Small Industrial |  | Winter Evening | % of Load | 0 | 2027 | 65535
| High | Time-of-Use Rates (TOU) | Time-of-Use Rates (TOU) | Small Industrial |  | Winter Evening | % of Load | 1 | 2027 | 65535
| High | Time-of-Use Rates (TOU) | Time-of-Use Rates (TOU) | Small Industrial |  | Winter Evening | % of Load | 0 | 2027 | 65535
| High | Time-of-Use Rates (TOU) | DLC-Switch-Water Heating | Medium Industrial |  | Winter Morning | % of Load | 1 | 2027 | 65535
| High | Time-of-Use Rates (TOU) | DLC-Switch-Water Heating | Medium Industrial |  | Winter Morning | % of Load | 0 | 2027 | 65535
| High | Time-of-Use Rates (TOU) | DLC-BYOD-Water Heating | Medium Industrial |  | Winter Morning | % of Load | 1 | 2027 | 65535
| High | Time-of-Use Rates (TOU) | DLC-BYOD-Water Heating | Medium Industrial |  | Winter Morning | % of Load | 0 | 2027 | 65535
| High | Time-of-Use Rates (TOU) | DLC-Thermostat-DI-Central Heat Pump | Medium Industrial |  | Winter Morning | % of Load | 1 | 2027 | 65535
| High | Time-of-Use Rates (TOU) | DLC-Thermostat-DI-Central Heat Pump | Medium Industrial |  | Winter Morning | % of Load | 0 | 2027 | 65535
| High | Time-of-Use Rates (TOU) | DLC-Thermostat-BYOT-Central Heat Pump | Medium Industrial |  | Winter Morning | % of Load | 1 | 2027 | 65535
| High | Time-of-Use Rates (TOU) | DLC-Thermostat-BYOT-Central Heat Pump | Medium Industrial |  | Winter Morning | % of Load | 0 | 2027 | 65535
| High | Time-of-Use Rates (TOU) | DLC-Thermostat-HVAC | Medium Industrial |  | Winter Morning | % of Load | 1 | 2027 | 65535
| High | Time-of-Use Rates (TOU) | DLC-Thermostat-HVAC | Medium Industrial |  | Winter Morning | % of Load | 0 | 2027 | 65535
| High | Time-of-Use Rates (TOU) | DLC-Thermostat-DI-Baseboard Heating | Medium Industrial |  | Winter Morning | % of Load | 1 | 2027 | 65535
| High | Time-of-Use Rates (TOU) | DLC-Thermostat-DI-Baseboard Heating | Medium Industrial |  | Winter Morning | % of Load | 0 | 2027 | 65535
| High | Time-of-Use Rates (TOU) | DLC-Thermostat-BYOT-Baseboard Heating | Medium Industrial |  | Winter Morning | % of Load | 1 | 2027 | 65535
| High | Time-of-Use Rates (TOU) | DLC-Thermostat-BYOT-Baseboard Heating | Medium Industrial |  | Winter Morning | % of Load | 0 | 2027 | 65535
| High | Time-of-Use Rates (TOU) | DLC-Thermostat-DI-MSHP | Medium Industrial |  | Winter Morning | % of Load | 1 | 2027 | 65535
| High | Time-of-Use Rates (TOU) | DLC-Thermostat-DI-MSHP | Medium Industrial |  | Winter Morning | % of Load | 0 | 2027 | 65535
| High | Time-of-Use Rates (TOU) | DLC-Thermostat-BYOT-MSHP | Medium Industrial |  | Winter Morning | % of Load | 1 | 2027 | 65535
| High | Time-of-Use Rates (TOU) | DLC-Thermostat-BYOT-MSHP | Medium Industrial |  | Winter Morning | % of Load | 0 | 2027 | 65535
| High | Time-of-Use Rates (TOU) | C&I Curtailment-Turnkey-Manual HVAC Control | Medium Industrial |  | Winter Morning | % of Load | 1 | 2027 | 65535
| High | Time-of-Use Rates (TOU) | C&I Curtailment-Turnkey-Manual HVAC Control | Medium Industrial |  | Winter Morning | % of Load | 0 | 2027 | 65535
| High | Time-of-Use Rates (TOU) | C&I Curtailment-Turnkey-Auto-DR HVAC Control | Medium Industrial |  | Winter Morning | % of Load | 1 | 2027 | 65535
| High | Time-of-Use Rates (TOU) | C&I Curtailment-Turnkey-Auto-DR HVAC Control | Medium Industrial |  | Winter Morning | % of Load | 0 | 2027 | 65535
| High | Time-of-Use Rates (TOU) | C&I Curtailment-Turnkey-Standard Lighting Control | Medium Industrial |  | Winter Morning | % of Load | 1 | 2027 | 65535
| High | Time-of-Use Rates (TOU) | C&I Curtailment-Turnkey-Standard Lighting Control | Medium Industrial |  | Winter Morning | % of Load | 0 | 2027 | 65535
| High | Time-of-Use Rates (TOU) | C&I Curtailment-Turnkey-Advanced Lighting Control | Medium Industrial |  | Winter Morning | % of Load | 1 | 2027 | 65535
| High | Time-of-Use Rates (TOU) | C&I Curtailment-Turnkey-Advanced Lighting Control | Medium Industrial |  | Winter Morning | % of Load | 0 | 2027 | 65535
| High | Time-of-Use Rates (TOU) | C&I Curtailment-Turnkey-Water Heating Control | Medium Industrial |  | Winter Morning | % of Load | 1 | 2027 | 65535
| High | Time-of-Use Rates (TOU) | C&I Curtailment-Turnkey-Water Heating Control | Medium Industrial |  | Winter Morning | % of Load | 0 | 2027 | 65535
| High | Time-of-Use Rates (TOU) | C&I Curtailment-Turnkey-Other | Medium Industrial |  | Winter Morning | % of Load | 1 | 2027 | 65535
| High | Time-of-Use Rates (TOU) | C&I Curtailment-Turnkey-Other | Medium Industrial |  | Winter Morning | % of Load | 0 | 2027 | 65535
| High | Time-of-Use Rates (TOU) | Time-of-Use Rates (TOU) | Medium Industrial |  | Winter Morning | % of Load | 1 | 2027 | 65535
| High | Time-of-Use Rates (TOU) | Time-of-Use Rates (TOU) | Medium Industrial |  | Winter Morning | % of Load | 0 | 2027 | 65535
| High | Time-of-Use Rates (TOU) | DLC-Switch-Water Heating | Medium Industrial |  | Winter Evening | % of Load | 1 | 2027 | 65535
| High | Time-of-Use Rates (TOU) | DLC-Switch-Water Heating | Medium Industrial |  | Winter Evening | % of Load | 0 | 2027 | 65535
| High | Time-of-Use Rates (TOU) | DLC-BYOD-Water Heating | Medium Industrial |  | Winter Evening | % of Load | 1 | 2027 | 65535
| High | Time-of-Use Rates (TOU) | DLC-BYOD-Water Heating | Medium Industrial |  | Winter Evening | % of Load | 0 | 2027 | 65535
| High | Time-of-Use Rates (TOU) | DLC-Thermostat-DI-Central Heat Pump | Medium Industrial |  | Winter Evening | % of Load | 1 | 2027 | 65535
| High | Time-of-Use Rates (TOU) | DLC-Thermostat-DI-Central Heat Pump | Medium Industrial |  | Winter Evening | % of Load | 0 | 2027 | 65535
| High | Time-of-Use Rates (TOU) | DLC-Thermostat-BYOT-Central Heat Pump | Medium Industrial |  | Winter Evening | % of Load | 1 | 2027 | 65535
| High | Time-of-Use Rates (TOU) | DLC-Thermostat-BYOT-Central Heat Pump | Medium Industrial |  | Winter Evening | % of Load | 0 | 2027 | 65535
| High | Time-of-Use Rates (TOU) | DLC-Thermostat-HVAC | Medium Industrial |  | Winter Evening | % of Load | 1 | 2027 | 65535
| High | Time-of-Use Rates (TOU) | DLC-Thermostat-HVAC | Medium Industrial |  | Winter Evening | % of Load | 0 | 2027 | 65535
| High | Time-of-Use Rates (TOU) | DLC-Thermostat-DI-Baseboard Heating | Medium Industrial |  | Winter Evening | % of Load | 1 | 2027 | 65535
| High | Time-of-Use Rates (TOU) | DLC-Thermostat-DI-Baseboard Heating | Medium Industrial |  | Winter Evening | % of Load | 0 | 2027 | 65535
| High | Time-of-Use Rates (TOU) | DLC-Thermostat-BYOT-Baseboard Heating | Medium Industrial |  | Winter Evening | % of Load | 1 | 2027 | 65535
| High | Time-of-Use Rates (TOU) | DLC-Thermostat-BYOT-Baseboard Heating | Medium Industrial |  | Winter Evening | % of Load | 0 | 2027 | 65535
| High | Time-of-Use Rates (TOU) | DLC-Thermostat-DI-MSHP | Medium Industrial |  | Winter Evening | % of Load | 1 | 2027 | 65535
| High | Time-of-Use Rates (TOU) | DLC-Thermostat-DI-MSHP | Medium Industrial |  | Winter Evening | % of Load | 0 | 2027 | 65535
| High | Time-of-Use Rates (TOU) | DLC-Thermostat-BYOT-MSHP | Medium Industrial |  | Winter Evening | % of Load | 1 | 2027 | 65535
| High | Time-of-Use Rates (TOU) | DLC-Thermostat-BYOT-MSHP | Medium Industrial |  | Winter Evening | % of Load | 0 | 2027 | 65535
| High | Time-of-Use Rates (TOU) | C&I Curtailment-Turnkey-Manual HVAC Control | Medium Industrial |  | Winter Evening | % of Load | 1 | 2027 | 65535
| High | Time-of-Use Rates (TOU) | C&I Curtailment-Turnkey-Manual HVAC Control | Medium Industrial |  | Winter Evening | % of Load | 0 | 2027 | 65535
| High | Time-of-Use Rates (TOU) | C&I Curtailment-Turnkey-Auto-DR HVAC Control | Medium Industrial |  | Winter Evening | % of Load | 1 | 2027 | 65535
| High | Time-of-Use Rates (TOU) | C&I Curtailment-Turnkey-Auto-DR HVAC Control | Medium Industrial |  | Winter Evening | % of Load | 0 | 2027 | 65535
| High | Time-of-Use Rates (TOU) | C&I Curtailment-Turnkey-Standard Lighting Control | Medium Industrial |  | Winter Evening | % of Load | 1 | 2027 | 65535
| High | Time-of-Use Rates (TOU) | C&I Curtailment-Turnkey-Standard Lighting Control | Medium Industrial |  | Winter Evening | % of Load | 0 | 2027 | 65535
| High | Time-of-Use Rates (TOU) | C&I Curtailment-Turnkey-Advanced Lighting Control | Medium Industrial |  | Winter Evening | % of Load | 1 | 2027 | 65535
| High | Time-of-Use Rates (TOU) | C&I Curtailment-Turnkey-Advanced Lighting Control | Medium Industrial |  | Winter Evening | % of Load | 0 | 2027 | 65535
| High | Time-of-Use Rates (TOU) | C&I Curtailment-Turnkey-Water Heating Control | Medium Industrial |  | Winter Evening | % of Load | 1 | 2027 | 65535
| High | Time-of-Use Rates (TOU) | C&I Curtailment-Turnkey-Water Heating Control | Medium Industrial |  | Winter Evening | % of Load | 0 | 2027 | 65535
| High | Time-of-Use Rates (TOU) | C&I Curtailment-Turnkey-Other | Medium Industrial |  | Winter Evening | % of Load | 1 | 2027 | 65535
| High | Time-of-Use Rates (TOU) | C&I Curtailment-Turnkey-Other | Medium Industrial |  | Winter Evening | % of Load | 0 | 2027 | 65535
| High | Time-of-Use Rates (TOU) | Time-of-Use Rates (TOU) | Medium Industrial |  | Winter Evening | % of Load | 1 | 2027 | 65535
| High | Time-of-Use Rates (TOU) | Time-of-Use Rates (TOU) | Medium Industrial |  | Winter Evening | % of Load | 0 | 2027 | 65535
| High | Time-of-Use Rates (TOU) | Time-of-Use Rates (TOU) | Residential Charitable |  | Winter Morning | % of Load | 1 | 2027 | 65535
| High | Time-of-Use Rates (TOU) | Time-of-Use Rates (TOU) | Residential Charitable |  | Winter Morning | % of Load | 0 | 2027 | 65535
| High | Time-of-Use Rates (TOU) | Time-of-Use Rates (TOU) | Residential Charitable |  | Winter Evening | % of Load | 1 | 2027 | 65535
| High | Time-of-Use Rates (TOU) | Time-of-Use Rates (TOU) | Residential Charitable |  | Winter Evening | % of Load | 0 | 2027 | 65535
| High | DLC-Thermostat | DLC-Switch-Water Heating | Small General |  | Winter Morning | % of Load | 1 | 2028 | 65535
| High | DLC-Thermostat | DLC-Switch-Water Heating | Small General |  | Winter Morning | % of Load | 0 | 2028 | 65535
| High | DLC-Thermostat | DLC-BYOD-Water Heating | Small General |  | Winter Morning | % of Load | 1 | 2028 | 65535
| High | DLC-Thermostat | DLC-BYOD-Water Heating | Small General |  | Winter Morning | % of Load | 0 | 2028 | 65535
| High | DLC-Thermostat | DLC-Thermostat-DI-Central Heat Pump | Small General |  | Winter Morning | % of Load | 1 | 2028 | 65535
| High | DLC-Thermostat | DLC-Thermostat-DI-Central Heat Pump | Small General |  | Winter Morning | % of Load | 0 | 2028 | 65535
| High | DLC-Thermostat | DLC-Thermostat-BYOT-Central Heat Pump | Small General |  | Winter Morning | % of Load | 1 | 2028 | 65535
| High | DLC-Thermostat | DLC-Thermostat-BYOT-Central Heat Pump | Small General |  | Winter Morning | % of Load | 0 | 2028 | 65535
| High | DLC-Thermostat | DLC-Thermostat-HVAC | Small General |  | Winter Morning | % of Load | 1 | 2028 | 65535
| High | DLC-Thermostat | DLC-Thermostat-HVAC | Small General |  | Winter Morning | % of Load | 0 | 2028 | 65535
| High | DLC-Thermostat | DLC-Thermostat-DI-Baseboard Heating | Small General |  | Winter Morning | % of Load | 1 | 2028 | 65535
| High | DLC-Thermostat | DLC-Thermostat-DI-Baseboard Heating | Small General |  | Winter Morning | % of Load | 0 | 2028 | 65535
| High | DLC-Thermostat | DLC-Thermostat-BYOT-Baseboard Heating | Small General |  | Winter Morning | % of Load | 1 | 2028 | 65535
| High | DLC-Thermostat | DLC-Thermostat-BYOT-Baseboard Heating | Small General |  | Winter Morning | % of Load | 0 | 2028 | 65535
| High | DLC-Thermostat | DLC-Thermostat-DI-MSHP | Small General |  | Winter Morning | % of Load | 1 | 2028 | 65535
| High | DLC-Thermostat | DLC-Thermostat-DI-MSHP | Small General |  | Winter Morning | % of Load | 0 | 2028 | 65535
| High | DLC-Thermostat | DLC-Thermostat-BYOT-MSHP | Small General |  | Winter Morning | % of Load | 1 | 2028 | 65535
| High | DLC-Thermostat | DLC-Thermostat-BYOT-MSHP | Small General |  | Winter Morning | % of Load | 0 | 2028 | 65535
| High | DLC-Thermostat | C&I Curtailment-Turnkey-Manual HVAC Control | Small General |  | Winter Morning | % of Load | 1 | 2028 | 65535
| High | DLC-Thermostat | C&I Curtailment-Turnkey-Manual HVAC Control | Small General |  | Winter Morning | % of Load | 0 | 2028 | 65535
| High | DLC-Thermostat | C&I Curtailment-Turnkey-Auto-DR HVAC Control | Small General |  | Winter Morning | % of Load | 1 | 2028 | 65535
| High | DLC-Thermostat | C&I Curtailment-Turnkey-Auto-DR HVAC Control | Small General |  | Winter Morning | % of Load | 0 | 2028 | 65535
| High | DLC-Thermostat | C&I Curtailment-Turnkey-Standard Lighting Control | Small General |  | Winter Morning | % of Load | 1 | 2028 | 65535
| High | DLC-Thermostat | C&I Curtailment-Turnkey-Standard Lighting Control | Small General |  | Winter Morning | % of Load | 0 | 2028 | 65535
| High | DLC-Thermostat | C&I Curtailment-Turnkey-Advanced Lighting Control | Small General |  | Winter Morning | % of Load | 1 | 2028 | 65535
| High | DLC-Thermostat | C&I Curtailment-Turnkey-Advanced Lighting Control | Small General |  | Winter Morning | % of Load | 0 | 2028 | 65535
| High | DLC-Thermostat | C&I Curtailment-Turnkey-Water Heating Control | Small General |  | Winter Morning | % of Load | 1 | 2028 | 65535
| High | DLC-Thermostat | C&I Curtailment-Turnkey-Water Heating Control | Small General |  | Winter Morning | % of Load | 0 | 2028 | 65535
| High | DLC-Thermostat | C&I Curtailment-Turnkey-Other | Small General |  | Winter Morning | % of Load | 1 | 2028 | 65535
| High | DLC-Thermostat | C&I Curtailment-Turnkey-Other | Small General |  | Winter Morning | % of Load | 0 | 2028 | 65535
| High | DLC-Thermostat | Dynamic Pricing with enabling tech. | Small General |  | Winter Morning | % of Load | 1 | 2028 | 65535
| High | DLC-Thermostat | Dynamic Pricing with enabling tech. | Small General |  | Winter Morning | % of Load | 0 | 2028 | 65535
| High | DLC-Thermostat | DLC-Switch-Water Heating | Small General |  | Winter Evening | % of Load | 1 | 2028 | 65535
| High | DLC-Thermostat | DLC-Switch-Water Heating | Small General |  | Winter Evening | % of Load | 0 | 2028 | 65535
| High | DLC-Thermostat | DLC-BYOD-Water Heating | Small General |  | Winter Evening | % of Load | 1 | 2028 | 65535
| High | DLC-Thermostat | DLC-BYOD-Water Heating | Small General |  | Winter Evening | % of Load | 0 | 2028 | 65535
| High | DLC-Thermostat | DLC-Thermostat-DI-Central Heat Pump | Small General |  | Winter Evening | % of Load | 1 | 2028 | 65535
| High | DLC-Thermostat | DLC-Thermostat-DI-Central Heat Pump | Small General |  | Winter Evening | % of Load | 0 | 2028 | 65535
| High | DLC-Thermostat | DLC-Thermostat-BYOT-Central Heat Pump | Small General |  | Winter Evening | % of Load | 1 | 2028 | 65535
| High | DLC-Thermostat | DLC-Thermostat-BYOT-Central Heat Pump | Small General |  | Winter Evening | % of Load | 0 | 2028 | 65535
| High | DLC-Thermostat | DLC-Thermostat-HVAC | Small General |  | Winter Evening | % of Load | 1 | 2028 | 65535
| High | DLC-Thermostat | DLC-Thermostat-HVAC | Small General |  | Winter Evening | % of Load | 0 | 2028 | 65535
| High | DLC-Thermostat | DLC-Thermostat-DI-Baseboard Heating | Small General |  | Winter Evening | % of Load | 1 | 2028 | 65535
| High | DLC-Thermostat | DLC-Thermostat-DI-Baseboard Heating | Small General |  | Winter Evening | % of Load | 0 | 2028 | 65535
| High | DLC-Thermostat | DLC-Thermostat-BYOT-Baseboard Heating | Small General |  | Winter Evening | % of Load | 1 | 2028 | 65535
| High | DLC-Thermostat | DLC-Thermostat-BYOT-Baseboard Heating | Small General |  | Winter Evening | % of Load | 0 | 2028 | 65535
| High | DLC-Thermostat | DLC-Thermostat-DI-MSHP | Small General |  | Winter Evening | % of Load | 1 | 2028 | 65535
| High | DLC-Thermostat | DLC-Thermostat-DI-MSHP | Small General |  | Winter Evening | % of Load | 0 | 2028 | 65535
| High | DLC-Thermostat | DLC-Thermostat-BYOT-MSHP | Small General |  | Winter Evening | % of Load | 1 | 2028 | 65535
| High | DLC-Thermostat | DLC-Thermostat-BYOT-MSHP | Small General |  | Winter Evening | % of Load | 0 | 2028 | 65535
| High | DLC-Thermostat | C&I Curtailment-Turnkey-Manual HVAC Control | Small General |  | Winter Evening | % of Load | 1 | 2028 | 65535
| High | DLC-Thermostat | C&I Curtailment-Turnkey-Manual HVAC Control | Small General |  | Winter Evening | % of Load | 0 | 2028 | 65535
| High | DLC-Thermostat | C&I Curtailment-Turnkey-Auto-DR HVAC Control | Small General |  | Winter Evening | % of Load | 1 | 2028 | 65535
| High | DLC-Thermostat | C&I Curtailment-Turnkey-Auto-DR HVAC Control | Small General |  | Winter Evening | % of Load | 0 | 2028 | 65535
| High | DLC-Thermostat | C&I Curtailment-Turnkey-Standard Lighting Control | Small General |  | Winter Evening | % of Load | 1 | 2028 | 65535
| High | DLC-Thermostat | C&I Curtailment-Turnkey-Standard Lighting Control | Small General |  | Winter Evening | % of Load | 0 | 2028 | 65535
| High | DLC-Thermostat | C&I Curtailment-Turnkey-Advanced Lighting Control | Small General |  | Winter Evening | % of Load | 1 | 2028 | 65535
| High | DLC-Thermostat | C&I Curtailment-Turnkey-Advanced Lighting Control | Small General |  | Winter Evening | % of Load | 0 | 2028 | 65535
| High | DLC-Thermostat | C&I Curtailment-Turnkey-Water Heating Control | Small General |  | Winter Evening | % of Load | 1 | 2028 | 65535
| High | DLC-Thermostat | C&I Curtailment-Turnkey-Water Heating Control | Small General |  | Winter Evening | % of Load | 0 | 2028 | 65535
| High | DLC-Thermostat | C&I Curtailment-Turnkey-Other | Small General |  | Winter Evening | % of Load | 1 | 2028 | 65535
| High | DLC-Thermostat | C&I Curtailment-Turnkey-Other | Small General |  | Winter Evening | % of Load | 0 | 2028 | 65535
| High | DLC-Thermostat | Dynamic Pricing with enabling tech. | Small General |  | Winter Evening | % of Load | 1 | 2028 | 65535
| High | DLC-Thermostat | Dynamic Pricing with enabling tech. | Small General |  | Winter Evening | % of Load | 0 | 2028 | 65535
| High | DLC-Thermostat | DLC-Switch-Water Heating | General |  | Winter Morning | % of Load | 1 | 2028 | 65535
| High | DLC-Thermostat | DLC-Switch-Water Heating | General |  | Winter Morning | % of Load | 0 | 2028 | 65535
| High | DLC-Thermostat | DLC-BYOD-Water Heating | General |  | Winter Morning | % of Load | 1 | 2028 | 65535
| High | DLC-Thermostat | DLC-BYOD-Water Heating | General |  | Winter Morning | % of Load | 0 | 2028 | 65535
| High | DLC-Thermostat | DLC-Thermostat-DI-Central Heat Pump | General |  | Winter Morning | % of Load | 1 | 2028 | 65535
| High | DLC-Thermostat | DLC-Thermostat-DI-Central Heat Pump | General |  | Winter Morning | % of Load | 0 | 2028 | 65535
| High | DLC-Thermostat | DLC-Thermostat-BYOT-Central Heat Pump | General |  | Winter Morning | % of Load | 1 | 2028 | 65535
| High | DLC-Thermostat | DLC-Thermostat-BYOT-Central Heat Pump | General |  | Winter Morning | % of Load | 0 | 2028 | 65535
| High | DLC-Thermostat | DLC-Thermostat-HVAC | General |  | Winter Morning | % of Load | 1 | 2028 | 65535
| High | DLC-Thermostat | DLC-Thermostat-HVAC | General |  | Winter Morning | % of Load | 0 | 2028 | 65535
| High | DLC-Thermostat | DLC-Thermostat-DI-Baseboard Heating | General |  | Winter Morning | % of Load | 1 | 2028 | 65535
| High | DLC-Thermostat | DLC-Thermostat-DI-Baseboard Heating | General |  | Winter Morning | % of Load | 0 | 2028 | 65535
| High | DLC-Thermostat | DLC-Thermostat-BYOT-Baseboard Heating | General |  | Winter Morning | % of Load | 1 | 2028 | 65535
| High | DLC-Thermostat | DLC-Thermostat-BYOT-Baseboard Heating | General |  | Winter Morning | % of Load | 0 | 2028 | 65535
| High | DLC-Thermostat | DLC-Thermostat-DI-MSHP | General |  | Winter Morning | % of Load | 1 | 2028 | 65535
| High | DLC-Thermostat | DLC-Thermostat-DI-MSHP | General |  | Winter Morning | % of Load | 0 | 2028 | 65535
| High | DLC-Thermostat | DLC-Thermostat-BYOT-MSHP | General |  | Winter Morning | % of Load | 1 | 2028 | 65535
| High | DLC-Thermostat | DLC-Thermostat-BYOT-MSHP | General |  | Winter Morning | % of Load | 0 | 2028 | 65535
| High | DLC-Thermostat | C&I Curtailment-Turnkey-Manual HVAC Control | General |  | Winter Morning | % of Load | 1 | 2028 | 65535
| High | DLC-Thermostat | C&I Curtailment-Turnkey-Manual HVAC Control | General |  | Winter Morning | % of Load | 0 | 2028 | 65535
| High | DLC-Thermostat | C&I Curtailment-Turnkey-Auto-DR HVAC Control | General |  | Winter Morning | % of Load | 1 | 2028 | 65535
| High | DLC-Thermostat | C&I Curtailment-Turnkey-Auto-DR HVAC Control | General |  | Winter Morning | % of Load | 0 | 2028 | 65535
| High | DLC-Thermostat | C&I Curtailment-Turnkey-Standard Lighting Control | General |  | Winter Morning | % of Load | 1 | 2028 | 65535
| High | DLC-Thermostat | C&I Curtailment-Turnkey-Standard Lighting Control | General |  | Winter Morning | % of Load | 0 | 2028 | 65535
| High | DLC-Thermostat | C&I Curtailment-Turnkey-Advanced Lighting Control | General |  | Winter Morning | % of Load | 1 | 2028 | 65535
| High | DLC-Thermostat | C&I Curtailment-Turnkey-Advanced Lighting Control | General |  | Winter Morning | % of Load | 0 | 2028 | 65535
| High | DLC-Thermostat | C&I Curtailment-Turnkey-Water Heating Control | General |  | Winter Morning | % of Load | 1 | 2028 | 65535
| High | DLC-Thermostat | C&I Curtailment-Turnkey-Water Heating Control | General |  | Winter Morning | % of Load | 0 | 2028 | 65535
| High | DLC-Thermostat | C&I Curtailment-Turnkey-Other | General |  | Winter Morning | % of Load | 1 | 2028 | 65535
| High | DLC-Thermostat | C&I Curtailment-Turnkey-Other | General |  | Winter Morning | % of Load | 0 | 2028 | 65535
| High | DLC-Thermostat | DLC-Switch-Water Heating | General |  | Winter Evening | % of Load | 1 | 2028 | 65535
| High | DLC-Thermostat | DLC-Switch-Water Heating | General |  | Winter Evening | % of Load | 0 | 2028 | 65535
| High | DLC-Thermostat | DLC-BYOD-Water Heating | General |  | Winter Evening | % of Load | 1 | 2028 | 65535
| High | DLC-Thermostat | DLC-BYOD-Water Heating | General |  | Winter Evening | % of Load | 0 | 2028 | 65535
| High | DLC-Thermostat | DLC-Thermostat-DI-Central Heat Pump | General |  | Winter Evening | % of Load | 1 | 2028 | 65535
| High | DLC-Thermostat | DLC-Thermostat-DI-Central Heat Pump | General |  | Winter Evening | % of Load | 0 | 2028 | 65535
| High | DLC-Thermostat | DLC-Thermostat-BYOT-Central Heat Pump | General |  | Winter Evening | % of Load | 1 | 2028 | 65535
| High | DLC-Thermostat | DLC-Thermostat-BYOT-Central Heat Pump | General |  | Winter Evening | % of Load | 0 | 2028 | 65535
| High | DLC-Thermostat | DLC-Thermostat-HVAC | General |  | Winter Evening | % of Load | 1 | 2028 | 65535
| High | DLC-Thermostat | DLC-Thermostat-HVAC | General |  | Winter Evening | % of Load | 0 | 2028 | 65535
| High | DLC-Thermostat | DLC-Thermostat-DI-Baseboard Heating | General |  | Winter Evening | % of Load | 1 | 2028 | 65535
| High | DLC-Thermostat | DLC-Thermostat-DI-Baseboard Heating | General |  | Winter Evening | % of Load | 0 | 2028 | 65535
| High | DLC-Thermostat | DLC-Thermostat-BYOT-Baseboard Heating | General |  | Winter Evening | % of Load | 1 | 2028 | 65535
| High | DLC-Thermostat | DLC-Thermostat-BYOT-Baseboard Heating | General |  | Winter Evening | % of Load | 0 | 2028 | 65535
| High | DLC-Thermostat | DLC-Thermostat-DI-MSHP | General |  | Winter Evening | % of Load | 1 | 2028 | 65535
| High | DLC-Thermostat | DLC-Thermostat-DI-MSHP | General |  | Winter Evening | % of Load | 0 | 2028 | 65535
| High | DLC-Thermostat | DLC-Thermostat-BYOT-MSHP | General |  | Winter Evening | % of Load | 1 | 2028 | 65535
| High | DLC-Thermostat | DLC-Thermostat-BYOT-MSHP | General |  | Winter Evening | % of Load | 0 | 2028 | 65535
| High | DLC-Thermostat | C&I Curtailment-Turnkey-Manual HVAC Control | General |  | Winter Evening | % of Load | 1 | 2028 | 65535
| High | DLC-Thermostat | C&I Curtailment-Turnkey-Manual HVAC Control | General |  | Winter Evening | % of Load | 0 | 2028 | 65535
| High | DLC-Thermostat | C&I Curtailment-Turnkey-Auto-DR HVAC Control | General |  | Winter Evening | % of Load | 1 | 2028 | 65535
| High | DLC-Thermostat | C&I Curtailment-Turnkey-Auto-DR HVAC Control | General |  | Winter Evening | % of Load | 0 | 2028 | 65535
| High | DLC-Thermostat | C&I Curtailment-Turnkey-Standard Lighting Control | General |  | Winter Evening | % of Load | 1 | 2028 | 65535
| High | DLC-Thermostat | C&I Curtailment-Turnkey-Standard Lighting Control | General |  | Winter Evening | % of Load | 0 | 2028 | 65535
| High | DLC-Thermostat | C&I Curtailment-Turnkey-Advanced Lighting Control | General |  | Winter Evening | % of Load | 1 | 2028 | 65535
| High | DLC-Thermostat | C&I Curtailment-Turnkey-Advanced Lighting Control | General |  | Winter Evening | % of Load | 0 | 2028 | 65535
| High | DLC-Thermostat | C&I Curtailment-Turnkey-Water Heating Control | General |  | Winter Evening | % of Load | 1 | 2028 | 65535
| High | DLC-Thermostat | C&I Curtailment-Turnkey-Water Heating Control | General |  | Winter Evening | % of Load | 0 | 2028 | 65535
| High | DLC-Thermostat | C&I Curtailment-Turnkey-Other | General |  | Winter Evening | % of Load | 1 | 2028 | 65535
| High | DLC-Thermostat | C&I Curtailment-Turnkey-Other | General |  | Winter Evening | % of Load | 0 | 2028 | 65535
| High | DLC-Thermostat | DLC-Switch-Water Heating | Small Industrial |  | Winter Morning | % of Load | 1 | 2028 | 65535
| High | DLC-Thermostat | DLC-Switch-Water Heating | Small Industrial |  | Winter Morning | % of Load | 0 | 2028 | 65535
| High | DLC-Thermostat | DLC-BYOD-Water Heating | Small Industrial |  | Winter Morning | % of Load | 1 | 2028 | 65535
| High | DLC-Thermostat | DLC-BYOD-Water Heating | Small Industrial |  | Winter Morning | % of Load | 0 | 2028 | 65535
| High | DLC-Thermostat | DLC-Thermostat-DI-Central Heat Pump | Small Industrial |  | Winter Morning | % of Load | 1 | 2028 | 65535
| High | DLC-Thermostat | DLC-Thermostat-DI-Central Heat Pump | Small Industrial |  | Winter Morning | % of Load | 0 | 2028 | 65535
| High | DLC-Thermostat | DLC-Thermostat-BYOT-Central Heat Pump | Small Industrial |  | Winter Morning | % of Load | 1 | 2028 | 65535
| High | DLC-Thermostat | DLC-Thermostat-BYOT-Central Heat Pump | Small Industrial |  | Winter Morning | % of Load | 0 | 2028 | 65535
| High | DLC-Thermostat | DLC-Thermostat-HVAC | Small Industrial |  | Winter Morning | % of Load | 1 | 2028 | 65535
| High | DLC-Thermostat | DLC-Thermostat-HVAC | Small Industrial |  | Winter Morning | % of Load | 0 | 2028 | 65535
| High | DLC-Thermostat | DLC-Thermostat-DI-Baseboard Heating | Small Industrial |  | Winter Morning | % of Load | 1 | 2028 | 65535
| High | DLC-Thermostat | DLC-Thermostat-DI-Baseboard Heating | Small Industrial |  | Winter Morning | % of Load | 0 | 2028 | 65535
| High | DLC-Thermostat | DLC-Thermostat-BYOT-Baseboard Heating | Small Industrial |  | Winter Morning | % of Load | 1 | 2028 | 65535
| High | DLC-Thermostat | DLC-Thermostat-BYOT-Baseboard Heating | Small Industrial |  | Winter Morning | % of Load | 0 | 2028 | 65535
| High | DLC-Thermostat | DLC-Thermostat-DI-MSHP | Small Industrial |  | Winter Morning | % of Load | 1 | 2028 | 65535
| High | DLC-Thermostat | DLC-Thermostat-DI-MSHP | Small Industrial |  | Winter Morning | % of Load | 0 | 2028 | 65535
| High | DLC-Thermostat | DLC-Thermostat-BYOT-MSHP | Small Industrial |  | Winter Morning | % of Load | 1 | 2028 | 65535
| High | DLC-Thermostat | DLC-Thermostat-BYOT-MSHP | Small Industrial |  | Winter Morning | % of Load | 0 | 2028 | 65535
| High | DLC-Thermostat | C&I Curtailment-Turnkey-Manual HVAC Control | Small Industrial |  | Winter Morning | % of Load | 1 | 2028 | 65535
| High | DLC-Thermostat | C&I Curtailment-Turnkey-Manual HVAC Control | Small Industrial |  | Winter Morning | % of Load | 0 | 2028 | 65535
| High | DLC-Thermostat | C&I Curtailment-Turnkey-Auto-DR HVAC Control | Small Industrial |  | Winter Morning | % of Load | 1 | 2028 | 65535
| High | DLC-Thermostat | C&I Curtailment-Turnkey-Auto-DR HVAC Control | Small Industrial |  | Winter Morning | % of Load | 0 | 2028 | 65535
| High | DLC-Thermostat | C&I Curtailment-Turnkey-Standard Lighting Control | Small Industrial |  | Winter Morning | % of Load | 1 | 2028 | 65535
| High | DLC-Thermostat | C&I Curtailment-Turnkey-Standard Lighting Control | Small Industrial |  | Winter Morning | % of Load | 0 | 2028 | 65535
| High | DLC-Thermostat | C&I Curtailment-Turnkey-Advanced Lighting Control | Small Industrial |  | Winter Morning | % of Load | 1 | 2028 | 65535
| High | DLC-Thermostat | C&I Curtailment-Turnkey-Advanced Lighting Control | Small Industrial |  | Winter Morning | % of Load | 0 | 2028 | 65535
| High | DLC-Thermostat | C&I Curtailment-Turnkey-Water Heating Control | Small Industrial |  | Winter Morning | % of Load | 1 | 2028 | 65535
| High | DLC-Thermostat | C&I Curtailment-Turnkey-Water Heating Control | Small Industrial |  | Winter Morning | % of Load | 0 | 2028 | 65535
| High | DLC-Thermostat | C&I Curtailment-Turnkey-Other | Small Industrial |  | Winter Morning | % of Load | 1 | 2028 | 65535
| High | DLC-Thermostat | C&I Curtailment-Turnkey-Other | Small Industrial |  | Winter Morning | % of Load | 0 | 2028 | 65535
| High | DLC-Thermostat | C&I Curtailment-Turnkey-Industrial | Small Industrial |  | Winter Morning | % of Load | 1 | 2028 | 65535
| High | DLC-Thermostat | C&I Curtailment-Turnkey-Industrial | Small Industrial |  | Winter Morning | % of Load | 0 | 2028 | 65535
| High | DLC-Thermostat | DLC-Switch-Water Heating | Small Industrial |  | Winter Evening | % of Load | 1 | 2028 | 65535
| High | DLC-Thermostat | DLC-Switch-Water Heating | Small Industrial |  | Winter Evening | % of Load | 0 | 2028 | 65535
| High | DLC-Thermostat | DLC-BYOD-Water Heating | Small Industrial |  | Winter Evening | % of Load | 1 | 2028 | 65535
| High | DLC-Thermostat | DLC-BYOD-Water Heating | Small Industrial |  | Winter Evening | % of Load | 0 | 2028 | 65535
| High | DLC-Thermostat | DLC-Thermostat-DI-Central Heat Pump | Small Industrial |  | Winter Evening | % of Load | 1 | 2028 | 65535
| High | DLC-Thermostat | DLC-Thermostat-DI-Central Heat Pump | Small Industrial |  | Winter Evening | % of Load | 0 | 2028 | 65535
| High | DLC-Thermostat | DLC-Thermostat-BYOT-Central Heat Pump | Small Industrial |  | Winter Evening | % of Load | 1 | 2028 | 65535
| High | DLC-Thermostat | DLC-Thermostat-BYOT-Central Heat Pump | Small Industrial |  | Winter Evening | % of Load | 0 | 2028 | 65535
| High | DLC-Thermostat | DLC-Thermostat-HVAC | Small Industrial |  | Winter Evening | % of Load | 1 | 2028 | 65535
| High | DLC-Thermostat | DLC-Thermostat-HVAC | Small Industrial |  | Winter Evening | % of Load | 0 | 2028 | 65535
| High | DLC-Thermostat | DLC-Thermostat-DI-Baseboard Heating | Small Industrial |  | Winter Evening | % of Load | 1 | 2028 | 65535
| High | DLC-Thermostat | DLC-Thermostat-DI-Baseboard Heating | Small Industrial |  | Winter Evening | % of Load | 0 | 2028 | 65535
| High | DLC-Thermostat | DLC-Thermostat-BYOT-Baseboard Heating | Small Industrial |  | Winter Evening | % of Load | 1 | 2028 | 65535
| High | DLC-Thermostat | DLC-Thermostat-BYOT-Baseboard Heating | Small Industrial |  | Winter Evening | % of Load | 0 | 2028 | 65535
| High | DLC-Thermostat | DLC-Thermostat-DI-MSHP | Small Industrial |  | Winter Evening | % of Load | 1 | 2028 | 65535
| High | DLC-Thermostat | DLC-Thermostat-DI-MSHP | Small Industrial |  | Winter Evening | % of Load | 0 | 2028 | 65535
| High | DLC-Thermostat | DLC-Thermostat-BYOT-MSHP | Small Industrial |  | Winter Evening | % of Load | 1 | 2028 | 65535
| High | DLC-Thermostat | DLC-Thermostat-BYOT-MSHP | Small Industrial |  | Winter Evening | % of Load | 0 | 2028 | 65535
| High | DLC-Thermostat | C&I Curtailment-Turnkey-Manual HVAC Control | Small Industrial |  | Winter Evening | % of Load | 1 | 2028 | 65535
| High | DLC-Thermostat | C&I Curtailment-Turnkey-Manual HVAC Control | Small Industrial |  | Winter Evening | % of Load | 0 | 2028 | 65535
| High | DLC-Thermostat | C&I Curtailment-Turnkey-Auto-DR HVAC Control | Small Industrial |  | Winter Evening | % of Load | 1 | 2028 | 65535
| High | DLC-Thermostat | C&I Curtailment-Turnkey-Auto-DR HVAC Control | Small Industrial |  | Winter Evening | % of Load | 0 | 2028 | 65535
| High | DLC-Thermostat | C&I Curtailment-Turnkey-Standard Lighting Control | Small Industrial |  | Winter Evening | % of Load | 1 | 2028 | 65535
| High | DLC-Thermostat | C&I Curtailment-Turnkey-Standard Lighting Control | Small Industrial |  | Winter Evening | % of Load | 0 | 2028 | 65535
| High | DLC-Thermostat | C&I Curtailment-Turnkey-Advanced Lighting Control | Small Industrial |  | Winter Evening | % of Load | 1 | 2028 | 65535
| High | DLC-Thermostat | C&I Curtailment-Turnkey-Advanced Lighting Control | Small Industrial |  | Winter Evening | % of Load | 0 | 2028 | 65535
| High | DLC-Thermostat | C&I Curtailment-Turnkey-Water Heating Control | Small Industrial |  | Winter Evening | % of Load | 1 | 2028 | 65535
| High | DLC-Thermostat | C&I Curtailment-Turnkey-Water Heating Control | Small Industrial |  | Winter Evening | % of Load | 0 | 2028 | 65535
| High | DLC-Thermostat | C&I Curtailment-Turnkey-Other | Small Industrial |  | Winter Evening | % of Load | 1 | 2028 | 65535
| High | DLC-Thermostat | C&I Curtailment-Turnkey-Other | Small Industrial |  | Winter Evening | % of Load | 0 | 2028 | 65535
| High | DLC-Thermostat | C&I Curtailment-Turnkey-Industrial | Small Industrial |  | Winter Evening | % of Load | 1 | 2028 | 65535
| High | DLC-Thermostat | C&I Curtailment-Turnkey-Industrial | Small Industrial |  | Winter Evening | % of Load | 0 | 2028 | 65535
| High | DLC-Thermostat | DLC-Switch-Water Heating | Medium Industrial |  | Winter Morning | % of Load | 1 | 2028 | 65535
| High | DLC-Thermostat | DLC-Switch-Water Heating | Medium Industrial |  | Winter Morning | % of Load | 0 | 2028 | 65535
| High | DLC-Thermostat | DLC-BYOD-Water Heating | Medium Industrial |  | Winter Morning | % of Load | 1 | 2028 | 65535
| High | DLC-Thermostat | DLC-BYOD-Water Heating | Medium Industrial |  | Winter Morning | % of Load | 0 | 2028 | 65535
| High | DLC-Thermostat | DLC-Thermostat-DI-Central Heat Pump | Medium Industrial |  | Winter Morning | % of Load | 1 | 2028 | 65535
| High | DLC-Thermostat | DLC-Thermostat-DI-Central Heat Pump | Medium Industrial |  | Winter Morning | % of Load | 0 | 2028 | 65535
| High | DLC-Thermostat | DLC-Thermostat-BYOT-Central Heat Pump | Medium Industrial |  | Winter Morning | % of Load | 1 | 2028 | 65535
| High | DLC-Thermostat | DLC-Thermostat-BYOT-Central Heat Pump | Medium Industrial |  | Winter Morning | % of Load | 0 | 2028 | 65535
| High | DLC-Thermostat | DLC-Thermostat-HVAC | Medium Industrial |  | Winter Morning | % of Load | 1 | 2028 | 65535
| High | DLC-Thermostat | DLC-Thermostat-HVAC | Medium Industrial |  | Winter Morning | % of Load | 0 | 2028 | 65535
| High | DLC-Thermostat | DLC-Thermostat-DI-Baseboard Heating | Medium Industrial |  | Winter Morning | % of Load | 1 | 2028 | 65535
| High | DLC-Thermostat | DLC-Thermostat-DI-Baseboard Heating | Medium Industrial |  | Winter Morning | % of Load | 0 | 2028 | 65535
| High | DLC-Thermostat | DLC-Thermostat-BYOT-Baseboard Heating | Medium Industrial |  | Winter Morning | % of Load | 1 | 2028 | 65535
| High | DLC-Thermostat | DLC-Thermostat-BYOT-Baseboard Heating | Medium Industrial |  | Winter Morning | % of Load | 0 | 2028 | 65535
| High | DLC-Thermostat | DLC-Thermostat-DI-MSHP | Medium Industrial |  | Winter Morning | % of Load | 1 | 2028 | 65535
| High | DLC-Thermostat | DLC-Thermostat-DI-MSHP | Medium Industrial |  | Winter Morning | % of Load | 0 | 2028 | 65535
| High | DLC-Thermostat | DLC-Thermostat-BYOT-MSHP | Medium Industrial |  | Winter Morning | % of Load | 1 | 2028 | 65535
| High | DLC-Thermostat | DLC-Thermostat-BYOT-MSHP | Medium Industrial |  | Winter Morning | % of Load | 0 | 2028 | 65535
| High | DLC-Thermostat | C&I Curtailment-Turnkey-Manual HVAC Control | Medium Industrial |  | Winter Morning | % of Load | 1 | 2028 | 65535
| High | DLC-Thermostat | C&I Curtailment-Turnkey-Manual HVAC Control | Medium Industrial |  | Winter Morning | % of Load | 0 | 2028 | 65535
| High | DLC-Thermostat | C&I Curtailment-Turnkey-Auto-DR HVAC Control | Medium Industrial |  | Winter Morning | % of Load | 1 | 2028 | 65535
| High | DLC-Thermostat | C&I Curtailment-Turnkey-Auto-DR HVAC Control | Medium Industrial |  | Winter Morning | % of Load | 0 | 2028 | 65535
| High | DLC-Thermostat | C&I Curtailment-Turnkey-Standard Lighting Control | Medium Industrial |  | Winter Morning | % of Load | 1 | 2028 | 65535
| High | DLC-Thermostat | C&I Curtailment-Turnkey-Standard Lighting Control | Medium Industrial |  | Winter Morning | % of Load | 0 | 2028 | 65535
| High | DLC-Thermostat | C&I Curtailment-Turnkey-Advanced Lighting Control | Medium Industrial |  | Winter Morning | % of Load | 1 | 2028 | 65535
| High | DLC-Thermostat | C&I Curtailment-Turnkey-Advanced Lighting Control | Medium Industrial |  | Winter Morning | % of Load | 0 | 2028 | 65535
| High | DLC-Thermostat | C&I Curtailment-Turnkey-Water Heating Control | Medium Industrial |  | Winter Morning | % of Load | 1 | 2028 | 65535
| High | DLC-Thermostat | C&I Curtailment-Turnkey-Water Heating Control | Medium Industrial |  | Winter Morning | % of Load | 0 | 2028 | 65535
| High | DLC-Thermostat | C&I Curtailment-Turnkey-Other | Medium Industrial |  | Winter Morning | % of Load | 1 | 2028 | 65535
| High | DLC-Thermostat | C&I Curtailment-Turnkey-Other | Medium Industrial |  | Winter Morning | % of Load | 0 | 2028 | 65535
| High | DLC-Thermostat | DLC-Switch-Water Heating | Medium Industrial |  | Winter Evening | % of Load | 1 | 2028 | 65535
| High | DLC-Thermostat | DLC-Switch-Water Heating | Medium Industrial |  | Winter Evening | % of Load | 0 | 2028 | 65535
| High | DLC-Thermostat | DLC-BYOD-Water Heating | Medium Industrial |  | Winter Evening | % of Load | 1 | 2028 | 65535
| High | DLC-Thermostat | DLC-BYOD-Water Heating | Medium Industrial |  | Winter Evening | % of Load | 0 | 2028 | 65535
| High | DLC-Thermostat | DLC-Thermostat-DI-Central Heat Pump | Medium Industrial |  | Winter Evening | % of Load | 1 | 2028 | 65535
| High | DLC-Thermostat | DLC-Thermostat-DI-Central Heat Pump | Medium Industrial |  | Winter Evening | % of Load | 0 | 2028 | 65535
| High | DLC-Thermostat | DLC-Thermostat-BYOT-Central Heat Pump | Medium Industrial |  | Winter Evening | % of Load | 1 | 2028 | 65535
| High | DLC-Thermostat | DLC-Thermostat-BYOT-Central Heat Pump | Medium Industrial |  | Winter Evening | % of Load | 0 | 2028 | 65535
| High | DLC-Thermostat | DLC-Thermostat-HVAC | Medium Industrial |  | Winter Evening | % of Load | 1 | 2028 | 65535
| High | DLC-Thermostat | DLC-Thermostat-HVAC | Medium Industrial |  | Winter Evening | % of Load | 0 | 2028 | 65535
| High | DLC-Thermostat | DLC-Thermostat-DI-Baseboard Heating | Medium Industrial |  | Winter Evening | % of Load | 1 | 2028 | 65535
| High | DLC-Thermostat | DLC-Thermostat-DI-Baseboard Heating | Medium Industrial |  | Winter Evening | % of Load | 0 | 2028 | 65535
| High | DLC-Thermostat | DLC-Thermostat-BYOT-Baseboard Heating | Medium Industrial |  | Winter Evening | % of Load | 1 | 2028 | 65535
| High | DLC-Thermostat | DLC-Thermostat-BYOT-Baseboard Heating | Medium Industrial |  | Winter Evening | % of Load | 0 | 2028 | 65535
| High | DLC-Thermostat | DLC-Thermostat-DI-MSHP | Medium Industrial |  | Winter Evening | % of Load | 1 | 2028 | 65535
| High | DLC-Thermostat | DLC-Thermostat-DI-MSHP | Medium Industrial |  | Winter Evening | % of Load | 0 | 2028 | 65535
| High | DLC-Thermostat | DLC-Thermostat-BYOT-MSHP | Medium Industrial |  | Winter Evening | % of Load | 1 | 2028 | 65535
| High | DLC-Thermostat | DLC-Thermostat-BYOT-MSHP | Medium Industrial |  | Winter Evening | % of Load | 0 | 2028 | 65535
| High | DLC-Thermostat | C&I Curtailment-Turnkey-Manual HVAC Control | Medium Industrial |  | Winter Evening | % of Load | 1 | 2028 | 65535
| High | DLC-Thermostat | C&I Curtailment-Turnkey-Manual HVAC Control | Medium Industrial |  | Winter Evening | % of Load | 0 | 2028 | 65535
| High | DLC-Thermostat | C&I Curtailment-Turnkey-Auto-DR HVAC Control | Medium Industrial |  | Winter Evening | % of Load | 1 | 2028 | 65535
| High | DLC-Thermostat | C&I Curtailment-Turnkey-Auto-DR HVAC Control | Medium Industrial |  | Winter Evening | % of Load | 0 | 2028 | 65535
| High | DLC-Thermostat | C&I Curtailment-Turnkey-Standard Lighting Control | Medium Industrial |  | Winter Evening | % of Load | 1 | 2028 | 65535
| High | DLC-Thermostat | C&I Curtailment-Turnkey-Standard Lighting Control | Medium Industrial |  | Winter Evening | % of Load | 0 | 2028 | 65535
| High | DLC-Thermostat | C&I Curtailment-Turnkey-Advanced Lighting Control | Medium Industrial |  | Winter Evening | % of Load | 1 | 2028 | 65535
| High | DLC-Thermostat | C&I Curtailment-Turnkey-Advanced Lighting Control | Medium Industrial |  | Winter Evening | % of Load | 0 | 2028 | 65535
| High | DLC-Thermostat | C&I Curtailment-Turnkey-Water Heating Control | Medium Industrial |  | Winter Evening | % of Load | 1 | 2028 | 65535
| High | DLC-Thermostat | C&I Curtailment-Turnkey-Water Heating Control | Medium Industrial |  | Winter Evening | % of Load | 0 | 2028 | 65535
| High | DLC-Thermostat | C&I Curtailment-Turnkey-Other | Medium Industrial |  | Winter Evening | % of Load | 1 | 2028 | 65535
| High | DLC-Thermostat | C&I Curtailment-Turnkey-Other | Medium Industrial |  | Winter Evening | % of Load | 0 | 2028 | 65535
| High | DLC-Thermostat | DLC-Thermostat-DI-Central Heat Pump | Residential Charitable |  | Winter Morning | % of Load | 1 | 2028 | 65535
| High | DLC-Thermostat | DLC-Thermostat-DI-Central Heat Pump | Residential Charitable |  | Winter Morning | % of Load | 0 | 2028 | 65535
| High | DLC-Thermostat | DLC-Thermostat-BYOT-Central Heat Pump | Residential Charitable |  | Winter Morning | % of Load | 1 | 2028 | 65535
| High | DLC-Thermostat | DLC-Thermostat-BYOT-Central Heat Pump | Residential Charitable |  | Winter Morning | % of Load | 0 | 2028 | 65535
| High | DLC-Thermostat | DLC-Thermostat-DI-Baseboard Heating | Residential Charitable |  | Winter Morning | % of Load | 1 | 2028 | 65535
| High | DLC-Thermostat | DLC-Thermostat-DI-Baseboard Heating | Residential Charitable |  | Winter Morning | % of Load | 0 | 2028 | 65535
| High | DLC-Thermostat | DLC-Thermostat-BYOT-Baseboard Heating | Residential Charitable |  | Winter Morning | % of Load | 1 | 2028 | 65535
| High | DLC-Thermostat | DLC-Thermostat-BYOT-Baseboard Heating | Residential Charitable |  | Winter Morning | % of Load | 0 | 2028 | 65535
| High | DLC-Thermostat | DLC-Thermostat-DI-MSHP | Residential Charitable |  | Winter Morning | % of Load | 1 | 2028 | 65535
| High | DLC-Thermostat | DLC-Thermostat-DI-MSHP | Residential Charitable |  | Winter Morning | % of Load | 0 | 2028 | 65535
| High | DLC-Thermostat | DLC-Thermostat-BYOT-MSHP | Residential Charitable |  | Winter Morning | % of Load | 1 | 2028 | 65535
| High | DLC-Thermostat | DLC-Thermostat-BYOT-MSHP | Residential Charitable |  | Winter Morning | % of Load | 0 | 2028 | 65535
| High | DLC-Thermostat | DLC-Thermostat-DI-Central Heat Pump | Residential Charitable |  | Winter Evening | % of Load | 1 | 2028 | 65535
| High | DLC-Thermostat | DLC-Thermostat-DI-Central Heat Pump | Residential Charitable |  | Winter Evening | % of Load | 0 | 2028 | 65535
| High | DLC-Thermostat | DLC-Thermostat-BYOT-Central Heat Pump | Residential Charitable |  | Winter Evening | % of Load | 1 | 2028 | 65535
| High | DLC-Thermostat | DLC-Thermostat-BYOT-Central Heat Pump | Residential Charitable |  | Winter Evening | % of Load | 0 | 2028 | 65535
| High | DLC-Thermostat | DLC-Thermostat-DI-Baseboard Heating | Residential Charitable |  | Winter Evening | % of Load | 1 | 2028 | 65535
| High | DLC-Thermostat | DLC-Thermostat-DI-Baseboard Heating | Residential Charitable |  | Winter Evening | % of Load | 0 | 2028 | 65535
| High | DLC-Thermostat | DLC-Thermostat-BYOT-Baseboard Heating | Residential Charitable |  | Winter Evening | % of Load | 1 | 2028 | 65535
| High | DLC-Thermostat | DLC-Thermostat-BYOT-Baseboard Heating | Residential Charitable |  | Winter Evening | % of Load | 0 | 2028 | 65535
| High | DLC-Thermostat | DLC-Thermostat-DI-MSHP | Residential Charitable |  | Winter Evening | % of Load | 1 | 2028 | 65535
| High | DLC-Thermostat | DLC-Thermostat-DI-MSHP | Residential Charitable |  | Winter Evening | % of Load | 0 | 2028 | 65535
| High | DLC-Thermostat | DLC-Thermostat-BYOT-MSHP | Residential Charitable |  | Winter Evening | % of Load | 1 | 2028 | 65535
| High | DLC-Thermostat | DLC-Thermostat-BYOT-MSHP | Residential Charitable |  | Winter Evening | % of Load | 0 | 2028 | 65535
| High | DLC-Water Heating | DLC-Switch-Water Heating | Small General |  | Winter Morning | % of Load | 1 | 2028 | 65535
| High | DLC-Water Heating | DLC-Switch-Water Heating | Small General |  | Winter Morning | % of Load | 0 | 2028 | 65535
| High | DLC-Water Heating | DLC-BYOD-Water Heating | Small General |  | Winter Morning | % of Load | 1 | 2028 | 65535
| High | DLC-Water Heating | DLC-BYOD-Water Heating | Small General |  | Winter Morning | % of Load | 0 | 2028 | 65535
| High | DLC-Water Heating | DLC-Thermostat-DI-Central Heat Pump | Small General |  | Winter Morning | % of Load | 1 | 2028 | 65535
| High | DLC-Water Heating | DLC-Thermostat-DI-Central Heat Pump | Small General |  | Winter Morning | % of Load | 0 | 2028 | 65535
| High | DLC-Water Heating | DLC-Thermostat-BYOT-Central Heat Pump | Small General |  | Winter Morning | % of Load | 1 | 2028 | 65535
| High | DLC-Water Heating | DLC-Thermostat-BYOT-Central Heat Pump | Small General |  | Winter Morning | % of Load | 0 | 2028 | 65535
| High | DLC-Water Heating | DLC-Thermostat-HVAC | Small General |  | Winter Morning | % of Load | 1 | 2028 | 65535
| High | DLC-Water Heating | DLC-Thermostat-HVAC | Small General |  | Winter Morning | % of Load | 0 | 2028 | 65535
| High | DLC-Water Heating | DLC-Thermostat-DI-Baseboard Heating | Small General |  | Winter Morning | % of Load | 1 | 2028 | 65535
| High | DLC-Water Heating | DLC-Thermostat-DI-Baseboard Heating | Small General |  | Winter Morning | % of Load | 0 | 2028 | 65535
| High | DLC-Water Heating | DLC-Thermostat-BYOT-Baseboard Heating | Small General |  | Winter Morning | % of Load | 1 | 2028 | 65535
| High | DLC-Water Heating | DLC-Thermostat-BYOT-Baseboard Heating | Small General |  | Winter Morning | % of Load | 0 | 2028 | 65535
| High | DLC-Water Heating | DLC-Thermostat-DI-MSHP | Small General |  | Winter Morning | % of Load | 1 | 2028 | 65535
| High | DLC-Water Heating | DLC-Thermostat-DI-MSHP | Small General |  | Winter Morning | % of Load | 0 | 2028 | 65535
| High | DLC-Water Heating | DLC-Thermostat-BYOT-MSHP | Small General |  | Winter Morning | % of Load | 1 | 2028 | 65535
| High | DLC-Water Heating | DLC-Thermostat-BYOT-MSHP | Small General |  | Winter Morning | % of Load | 0 | 2028 | 65535
| High | DLC-Water Heating | C&I Curtailment-Turnkey-Manual HVAC Control | Small General |  | Winter Morning | % of Load | 1 | 2028 | 65535
| High | DLC-Water Heating | C&I Curtailment-Turnkey-Manual HVAC Control | Small General |  | Winter Morning | % of Load | 0 | 2028 | 65535
| High | DLC-Water Heating | C&I Curtailment-Turnkey-Auto-DR HVAC Control | Small General |  | Winter Morning | % of Load | 1 | 2028 | 65535
| High | DLC-Water Heating | C&I Curtailment-Turnkey-Auto-DR HVAC Control | Small General |  | Winter Morning | % of Load | 0 | 2028 | 65535
| High | DLC-Water Heating | C&I Curtailment-Turnkey-Standard Lighting Control | Small General |  | Winter Morning | % of Load | 1 | 2028 | 65535
| High | DLC-Water Heating | C&I Curtailment-Turnkey-Standard Lighting Control | Small General |  | Winter Morning | % of Load | 0 | 2028 | 65535
| High | DLC-Water Heating | C&I Curtailment-Turnkey-Advanced Lighting Control | Small General |  | Winter Morning | % of Load | 1 | 2028 | 65535
| High | DLC-Water Heating | C&I Curtailment-Turnkey-Advanced Lighting Control | Small General |  | Winter Morning | % of Load | 0 | 2028 | 65535
| High | DLC-Water Heating | C&I Curtailment-Turnkey-Water Heating Control | Small General |  | Winter Morning | % of Load | 1 | 2028 | 65535
| High | DLC-Water Heating | C&I Curtailment-Turnkey-Water Heating Control | Small General |  | Winter Morning | % of Load | 0 | 2028 | 65535
| High | DLC-Water Heating | C&I Curtailment-Turnkey-Other | Small General |  | Winter Morning | % of Load | 1 | 2028 | 65535
| High | DLC-Water Heating | C&I Curtailment-Turnkey-Other | Small General |  | Winter Morning | % of Load | 0 | 2028 | 65535
| High | DLC-Water Heating | Dynamic Pricing with enabling tech. | Small General |  | Winter Morning | % of Load | 1 | 2028 | 65535
| High | DLC-Water Heating | Dynamic Pricing with enabling tech. | Small General |  | Winter Morning | % of Load | 0 | 2028 | 65535
| High | DLC-Water Heating | DLC-Switch-Water Heating | Small General |  | Winter Evening | % of Load | 1 | 2028 | 65535
| High | DLC-Water Heating | DLC-Switch-Water Heating | Small General |  | Winter Evening | % of Load | 0 | 2028 | 65535
| High | DLC-Water Heating | DLC-BYOD-Water Heating | Small General |  | Winter Evening | % of Load | 1 | 2028 | 65535
| High | DLC-Water Heating | DLC-BYOD-Water Heating | Small General |  | Winter Evening | % of Load | 0 | 2028 | 65535
| High | DLC-Water Heating | DLC-Thermostat-DI-Central Heat Pump | Small General |  | Winter Evening | % of Load | 1 | 2028 | 65535
| High | DLC-Water Heating | DLC-Thermostat-DI-Central Heat Pump | Small General |  | Winter Evening | % of Load | 0 | 2028 | 65535
| High | DLC-Water Heating | DLC-Thermostat-BYOT-Central Heat Pump | Small General |  | Winter Evening | % of Load | 1 | 2028 | 65535
| High | DLC-Water Heating | DLC-Thermostat-BYOT-Central Heat Pump | Small General |  | Winter Evening | % of Load | 0 | 2028 | 65535
| High | DLC-Water Heating | DLC-Thermostat-HVAC | Small General |  | Winter Evening | % of Load | 1 | 2028 | 65535
| High | DLC-Water Heating | DLC-Thermostat-HVAC | Small General |  | Winter Evening | % of Load | 0 | 2028 | 65535
| High | DLC-Water Heating | DLC-Thermostat-DI-Baseboard Heating | Small General |  | Winter Evening | % of Load | 1 | 2028 | 65535
| High | DLC-Water Heating | DLC-Thermostat-DI-Baseboard Heating | Small General |  | Winter Evening | % of Load | 0 | 2028 | 65535
| High | DLC-Water Heating | DLC-Thermostat-BYOT-Baseboard Heating | Small General |  | Winter Evening | % of Load | 1 | 2028 | 65535
| High | DLC-Water Heating | DLC-Thermostat-BYOT-Baseboard Heating | Small General |  | Winter Evening | % of Load | 0 | 2028 | 65535
| High | DLC-Water Heating | DLC-Thermostat-DI-MSHP | Small General |  | Winter Evening | % of Load | 1 | 2028 | 65535
| High | DLC-Water Heating | DLC-Thermostat-DI-MSHP | Small General |  | Winter Evening | % of Load | 0 | 2028 | 65535
| High | DLC-Water Heating | DLC-Thermostat-BYOT-MSHP | Small General |  | Winter Evening | % of Load | 1 | 2028 | 65535
| High | DLC-Water Heating | DLC-Thermostat-BYOT-MSHP | Small General |  | Winter Evening | % of Load | 0 | 2028 | 65535
| High | DLC-Water Heating | C&I Curtailment-Turnkey-Manual HVAC Control | Small General |  | Winter Evening | % of Load | 1 | 2028 | 65535
| High | DLC-Water Heating | C&I Curtailment-Turnkey-Manual HVAC Control | Small General |  | Winter Evening | % of Load | 0 | 2028 | 65535
| High | DLC-Water Heating | C&I Curtailment-Turnkey-Auto-DR HVAC Control | Small General |  | Winter Evening | % of Load | 1 | 2028 | 65535
| High | DLC-Water Heating | C&I Curtailment-Turnkey-Auto-DR HVAC Control | Small General |  | Winter Evening | % of Load | 0 | 2028 | 65535
| High | DLC-Water Heating | C&I Curtailment-Turnkey-Standard Lighting Control | Small General |  | Winter Evening | % of Load | 1 | 2028 | 65535
| High | DLC-Water Heating | C&I Curtailment-Turnkey-Standard Lighting Control | Small General |  | Winter Evening | % of Load | 0 | 2028 | 65535
| High | DLC-Water Heating | C&I Curtailment-Turnkey-Advanced Lighting Control | Small General |  | Winter Evening | % of Load | 1 | 2028 | 65535
| High | DLC-Water Heating | C&I Curtailment-Turnkey-Advanced Lighting Control | Small General |  | Winter Evening | % of Load | 0 | 2028 | 65535
| High | DLC-Water Heating | C&I Curtailment-Turnkey-Water Heating Control | Small General |  | Winter Evening | % of Load | 1 | 2028 | 65535
| High | DLC-Water Heating | C&I Curtailment-Turnkey-Water Heating Control | Small General |  | Winter Evening | % of Load | 0 | 2028 | 65535
| High | DLC-Water Heating | C&I Curtailment-Turnkey-Other | Small General |  | Winter Evening | % of Load | 1 | 2028 | 65535
| High | DLC-Water Heating | C&I Curtailment-Turnkey-Other | Small General |  | Winter Evening | % of Load | 0 | 2028 | 65535
| High | DLC-Water Heating | Dynamic Pricing with enabling tech. | Small General |  | Winter Evening | % of Load | 1 | 2028 | 65535
| High | DLC-Water Heating | Dynamic Pricing with enabling tech. | Small General |  | Winter Evening | % of Load | 0 | 2028 | 65535
| High | DLC-Water Heating | DLC-Switch-Water Heating | General |  | Winter Morning | % of Load | 1 | 2028 | 65535
| High | DLC-Water Heating | DLC-Switch-Water Heating | General |  | Winter Morning | % of Load | 0 | 2028 | 65535
| High | DLC-Water Heating | DLC-BYOD-Water Heating | General |  | Winter Morning | % of Load | 1 | 2028 | 65535
| High | DLC-Water Heating | DLC-BYOD-Water Heating | General |  | Winter Morning | % of Load | 0 | 2028 | 65535
| High | DLC-Water Heating | DLC-Thermostat-DI-Central Heat Pump | General |  | Winter Morning | % of Load | 1 | 2028 | 65535
| High | DLC-Water Heating | DLC-Thermostat-DI-Central Heat Pump | General |  | Winter Morning | % of Load | 0 | 2028 | 65535
| High | DLC-Water Heating | DLC-Thermostat-BYOT-Central Heat Pump | General |  | Winter Morning | % of Load | 1 | 2028 | 65535
| High | DLC-Water Heating | DLC-Thermostat-BYOT-Central Heat Pump | General |  | Winter Morning | % of Load | 0 | 2028 | 65535
| High | DLC-Water Heating | DLC-Thermostat-HVAC | General |  | Winter Morning | % of Load | 1 | 2028 | 65535
| High | DLC-Water Heating | DLC-Thermostat-HVAC | General |  | Winter Morning | % of Load | 0 | 2028 | 65535
| High | DLC-Water Heating | DLC-Thermostat-DI-Baseboard Heating | General |  | Winter Morning | % of Load | 1 | 2028 | 65535
| High | DLC-Water Heating | DLC-Thermostat-DI-Baseboard Heating | General |  | Winter Morning | % of Load | 0 | 2028 | 65535
| High | DLC-Water Heating | DLC-Thermostat-BYOT-Baseboard Heating | General |  | Winter Morning | % of Load | 1 | 2028 | 65535
| High | DLC-Water Heating | DLC-Thermostat-BYOT-Baseboard Heating | General |  | Winter Morning | % of Load | 0 | 2028 | 65535
| High | DLC-Water Heating | DLC-Thermostat-DI-MSHP | General |  | Winter Morning | % of Load | 1 | 2028 | 65535
| High | DLC-Water Heating | DLC-Thermostat-DI-MSHP | General |  | Winter Morning | % of Load | 0 | 2028 | 65535
| High | DLC-Water Heating | DLC-Thermostat-BYOT-MSHP | General |  | Winter Morning | % of Load | 1 | 2028 | 65535
| High | DLC-Water Heating | DLC-Thermostat-BYOT-MSHP | General |  | Winter Morning | % of Load | 0 | 2028 | 65535
| High | DLC-Water Heating | C&I Curtailment-Turnkey-Manual HVAC Control | General |  | Winter Morning | % of Load | 1 | 2028 | 65535
| High | DLC-Water Heating | C&I Curtailment-Turnkey-Manual HVAC Control | General |  | Winter Morning | % of Load | 0 | 2028 | 65535
| High | DLC-Water Heating | C&I Curtailment-Turnkey-Auto-DR HVAC Control | General |  | Winter Morning | % of Load | 1 | 2028 | 65535
| High | DLC-Water Heating | C&I Curtailment-Turnkey-Auto-DR HVAC Control | General |  | Winter Morning | % of Load | 0 | 2028 | 65535
| High | DLC-Water Heating | C&I Curtailment-Turnkey-Standard Lighting Control | General |  | Winter Morning | % of Load | 1 | 2028 | 65535
| High | DLC-Water Heating | C&I Curtailment-Turnkey-Standard Lighting Control | General |  | Winter Morning | % of Load | 0 | 2028 | 65535
| High | DLC-Water Heating | C&I Curtailment-Turnkey-Advanced Lighting Control | General |  | Winter Morning | % of Load | 1 | 2028 | 65535
| High | DLC-Water Heating | C&I Curtailment-Turnkey-Advanced Lighting Control | General |  | Winter Morning | % of Load | 0 | 2028 | 65535
| High | DLC-Water Heating | C&I Curtailment-Turnkey-Water Heating Control | General |  | Winter Morning | % of Load | 1 | 2028 | 65535
| High | DLC-Water Heating | C&I Curtailment-Turnkey-Water Heating Control | General |  | Winter Morning | % of Load | 0 | 2028 | 65535
| High | DLC-Water Heating | C&I Curtailment-Turnkey-Other | General |  | Winter Morning | % of Load | 1 | 2028 | 65535
| High | DLC-Water Heating | C&I Curtailment-Turnkey-Other | General |  | Winter Morning | % of Load | 0 | 2028 | 65535
| High | DLC-Water Heating | DLC-Switch-Water Heating | General |  | Winter Evening | % of Load | 1 | 2028 | 65535
| High | DLC-Water Heating | DLC-Switch-Water Heating | General |  | Winter Evening | % of Load | 0 | 2028 | 65535
| High | DLC-Water Heating | DLC-BYOD-Water Heating | General |  | Winter Evening | % of Load | 1 | 2028 | 65535
| High | DLC-Water Heating | DLC-BYOD-Water Heating | General |  | Winter Evening | % of Load | 0 | 2028 | 65535
| High | DLC-Water Heating | DLC-Thermostat-DI-Central Heat Pump | General |  | Winter Evening | % of Load | 1 | 2028 | 65535
| High | DLC-Water Heating | DLC-Thermostat-DI-Central Heat Pump | General |  | Winter Evening | % of Load | 0 | 2028 | 65535
| High | DLC-Water Heating | DLC-Thermostat-BYOT-Central Heat Pump | General |  | Winter Evening | % of Load | 1 | 2028 | 65535
| High | DLC-Water Heating | DLC-Thermostat-BYOT-Central Heat Pump | General |  | Winter Evening | % of Load | 0 | 2028 | 65535
| High | DLC-Water Heating | DLC-Thermostat-HVAC | General |  | Winter Evening | % of Load | 1 | 2028 | 65535
| High | DLC-Water Heating | DLC-Thermostat-HVAC | General |  | Winter Evening | % of Load | 0 | 2028 | 65535
| High | DLC-Water Heating | DLC-Thermostat-DI-Baseboard Heating | General |  | Winter Evening | % of Load | 1 | 2028 | 65535
| High | DLC-Water Heating | DLC-Thermostat-DI-Baseboard Heating | General |  | Winter Evening | % of Load | 0 | 2028 | 65535
| High | DLC-Water Heating | DLC-Thermostat-BYOT-Baseboard Heating | General |  | Winter Evening | % of Load | 1 | 2028 | 65535
| High | DLC-Water Heating | DLC-Thermostat-BYOT-Baseboard Heating | General |  | Winter Evening | % of Load | 0 | 2028 | 65535
| High | DLC-Water Heating | DLC-Thermostat-DI-MSHP | General |  | Winter Evening | % of Load | 1 | 2028 | 65535
| High | DLC-Water Heating | DLC-Thermostat-DI-MSHP | General |  | Winter Evening | % of Load | 0 | 2028 | 65535
| High | DLC-Water Heating | DLC-Thermostat-BYOT-MSHP | General |  | Winter Evening | % of Load | 1 | 2028 | 65535
| High | DLC-Water Heating | DLC-Thermostat-BYOT-MSHP | General |  | Winter Evening | % of Load | 0 | 2028 | 65535
| High | DLC-Water Heating | C&I Curtailment-Turnkey-Manual HVAC Control | General |  | Winter Evening | % of Load | 1 | 2028 | 65535
| High | DLC-Water Heating | C&I Curtailment-Turnkey-Manual HVAC Control | General |  | Winter Evening | % of Load | 0 | 2028 | 65535
| High | DLC-Water Heating | C&I Curtailment-Turnkey-Auto-DR HVAC Control | General |  | Winter Evening | % of Load | 1 | 2028 | 65535
| High | DLC-Water Heating | C&I Curtailment-Turnkey-Auto-DR HVAC Control | General |  | Winter Evening | % of Load | 0 | 2028 | 65535
| High | DLC-Water Heating | C&I Curtailment-Turnkey-Standard Lighting Control | General |  | Winter Evening | % of Load | 1 | 2028 | 65535
| High | DLC-Water Heating | C&I Curtailment-Turnkey-Standard Lighting Control | General |  | Winter Evening | % of Load | 0 | 2028 | 65535
| High | DLC-Water Heating | C&I Curtailment-Turnkey-Advanced Lighting Control | General |  | Winter Evening | % of Load | 1 | 2028 | 65535
| High | DLC-Water Heating | C&I Curtailment-Turnkey-Advanced Lighting Control | General |  | Winter Evening | % of Load | 0 | 2028 | 65535
| High | DLC-Water Heating | C&I Curtailment-Turnkey-Water Heating Control | General |  | Winter Evening | % of Load | 1 | 2028 | 65535
| High | DLC-Water Heating | C&I Curtailment-Turnkey-Water Heating Control | General |  | Winter Evening | % of Load | 0 | 2028 | 65535
| High | DLC-Water Heating | C&I Curtailment-Turnkey-Other | General |  | Winter Evening | % of Load | 1 | 2028 | 65535
| High | DLC-Water Heating | C&I Curtailment-Turnkey-Other | General |  | Winter Evening | % of Load | 0 | 2028 | 65535
| High | DLC-Water Heating | DLC-Switch-Water Heating | Small Industrial |  | Winter Morning | % of Load | 1 | 2028 | 65535
| High | DLC-Water Heating | DLC-Switch-Water Heating | Small Industrial |  | Winter Morning | % of Load | 0 | 2028 | 65535
| High | DLC-Water Heating | DLC-BYOD-Water Heating | Small Industrial |  | Winter Morning | % of Load | 1 | 2028 | 65535
| High | DLC-Water Heating | DLC-BYOD-Water Heating | Small Industrial |  | Winter Morning | % of Load | 0 | 2028 | 65535
| High | DLC-Water Heating | DLC-Thermostat-DI-Central Heat Pump | Small Industrial |  | Winter Morning | % of Load | 1 | 2028 | 65535
| High | DLC-Water Heating | DLC-Thermostat-DI-Central Heat Pump | Small Industrial |  | Winter Morning | % of Load | 0 | 2028 | 65535
| High | DLC-Water Heating | DLC-Thermostat-BYOT-Central Heat Pump | Small Industrial |  | Winter Morning | % of Load | 1 | 2028 | 65535
| High | DLC-Water Heating | DLC-Thermostat-BYOT-Central Heat Pump | Small Industrial |  | Winter Morning | % of Load | 0 | 2028 | 65535
| High | DLC-Water Heating | DLC-Thermostat-HVAC | Small Industrial |  | Winter Morning | % of Load | 1 | 2028 | 65535
| High | DLC-Water Heating | DLC-Thermostat-HVAC | Small Industrial |  | Winter Morning | % of Load | 0 | 2028 | 65535
| High | DLC-Water Heating | DLC-Thermostat-DI-Baseboard Heating | Small Industrial |  | Winter Morning | % of Load | 1 | 2028 | 65535
| High | DLC-Water Heating | DLC-Thermostat-DI-Baseboard Heating | Small Industrial |  | Winter Morning | % of Load | 0 | 2028 | 65535
| High | DLC-Water Heating | DLC-Thermostat-BYOT-Baseboard Heating | Small Industrial |  | Winter Morning | % of Load | 1 | 2028 | 65535
| High | DLC-Water Heating | DLC-Thermostat-BYOT-Baseboard Heating | Small Industrial |  | Winter Morning | % of Load | 0 | 2028 | 65535
| High | DLC-Water Heating | DLC-Thermostat-DI-MSHP | Small Industrial |  | Winter Morning | % of Load | 1 | 2028 | 65535
| High | DLC-Water Heating | DLC-Thermostat-DI-MSHP | Small Industrial |  | Winter Morning | % of Load | 0 | 2028 | 65535
| High | DLC-Water Heating | DLC-Thermostat-BYOT-MSHP | Small Industrial |  | Winter Morning | % of Load | 1 | 2028 | 65535
| High | DLC-Water Heating | DLC-Thermostat-BYOT-MSHP | Small Industrial |  | Winter Morning | % of Load | 0 | 2028 | 65535
| High | DLC-Water Heating | C&I Curtailment-Turnkey-Manual HVAC Control | Small Industrial |  | Winter Morning | % of Load | 1 | 2028 | 65535
| High | DLC-Water Heating | C&I Curtailment-Turnkey-Manual HVAC Control | Small Industrial |  | Winter Morning | % of Load | 0 | 2028 | 65535
| High | DLC-Water Heating | C&I Curtailment-Turnkey-Auto-DR HVAC Control | Small Industrial |  | Winter Morning | % of Load | 1 | 2028 | 65535
| High | DLC-Water Heating | C&I Curtailment-Turnkey-Auto-DR HVAC Control | Small Industrial |  | Winter Morning | % of Load | 0 | 2028 | 65535
| High | DLC-Water Heating | C&I Curtailment-Turnkey-Standard Lighting Control | Small Industrial |  | Winter Morning | % of Load | 1 | 2028 | 65535
| High | DLC-Water Heating | C&I Curtailment-Turnkey-Standard Lighting Control | Small Industrial |  | Winter Morning | % of Load | 0 | 2028 | 65535
| High | DLC-Water Heating | C&I Curtailment-Turnkey-Advanced Lighting Control | Small Industrial |  | Winter Morning | % of Load | 1 | 2028 | 65535
| High | DLC-Water Heating | C&I Curtailment-Turnkey-Advanced Lighting Control | Small Industrial |  | Winter Morning | % of Load | 0 | 2028 | 65535
| High | DLC-Water Heating | C&I Curtailment-Turnkey-Water Heating Control | Small Industrial |  | Winter Morning | % of Load | 1 | 2028 | 65535
| High | DLC-Water Heating | C&I Curtailment-Turnkey-Water Heating Control | Small Industrial |  | Winter Morning | % of Load | 0 | 2028 | 65535
| High | DLC-Water Heating | C&I Curtailment-Turnkey-Other | Small Industrial |  | Winter Morning | % of Load | 1 | 2028 | 65535
| High | DLC-Water Heating | C&I Curtailment-Turnkey-Other | Small Industrial |  | Winter Morning | % of Load | 0 | 2028 | 65535
| High | DLC-Water Heating | C&I Curtailment-Turnkey-Industrial | Small Industrial |  | Winter Morning | % of Load | 1 | 2028 | 65535
| High | DLC-Water Heating | C&I Curtailment-Turnkey-Industrial | Small Industrial |  | Winter Morning | % of Load | 0 | 2028 | 65535
| High | DLC-Water Heating | DLC-Switch-Water Heating | Small Industrial |  | Winter Evening | % of Load | 1 | 2028 | 65535
| High | DLC-Water Heating | DLC-Switch-Water Heating | Small Industrial |  | Winter Evening | % of Load | 0 | 2028 | 65535
| High | DLC-Water Heating | DLC-BYOD-Water Heating | Small Industrial |  | Winter Evening | % of Load | 1 | 2028 | 65535
| High | DLC-Water Heating | DLC-BYOD-Water Heating | Small Industrial |  | Winter Evening | % of Load | 0 | 2028 | 65535
| High | DLC-Water Heating | DLC-Thermostat-DI-Central Heat Pump | Small Industrial |  | Winter Evening | % of Load | 1 | 2028 | 65535
| High | DLC-Water Heating | DLC-Thermostat-DI-Central Heat Pump | Small Industrial |  | Winter Evening | % of Load | 0 | 2028 | 65535
| High | DLC-Water Heating | DLC-Thermostat-BYOT-Central Heat Pump | Small Industrial |  | Winter Evening | % of Load | 1 | 2028 | 65535
| High | DLC-Water Heating | DLC-Thermostat-BYOT-Central Heat Pump | Small Industrial |  | Winter Evening | % of Load | 0 | 2028 | 65535
| High | DLC-Water Heating | DLC-Thermostat-HVAC | Small Industrial |  | Winter Evening | % of Load | 1 | 2028 | 65535
| High | DLC-Water Heating | DLC-Thermostat-HVAC | Small Industrial |  | Winter Evening | % of Load | 0 | 2028 | 65535
| High | DLC-Water Heating | DLC-Thermostat-DI-Baseboard Heating | Small Industrial |  | Winter Evening | % of Load | 1 | 2028 | 65535
| High | DLC-Water Heating | DLC-Thermostat-DI-Baseboard Heating | Small Industrial |  | Winter Evening | % of Load | 0 | 2028 | 65535
| High | DLC-Water Heating | DLC-Thermostat-BYOT-Baseboard Heating | Small Industrial |  | Winter Evening | % of Load | 1 | 2028 | 65535
| High | DLC-Water Heating | DLC-Thermostat-BYOT-Baseboard Heating | Small Industrial |  | Winter Evening | % of Load | 0 | 2028 | 65535
| High | DLC-Water Heating | DLC-Thermostat-DI-MSHP | Small Industrial |  | Winter Evening | % of Load | 1 | 2028 | 65535
| High | DLC-Water Heating | DLC-Thermostat-DI-MSHP | Small Industrial |  | Winter Evening | % of Load | 0 | 2028 | 65535
| High | DLC-Water Heating | DLC-Thermostat-BYOT-MSHP | Small Industrial |  | Winter Evening | % of Load | 1 | 2028 | 65535
| High | DLC-Water Heating | DLC-Thermostat-BYOT-MSHP | Small Industrial |  | Winter Evening | % of Load | 0 | 2028 | 65535
| High | DLC-Water Heating | C&I Curtailment-Turnkey-Manual HVAC Control | Small Industrial |  | Winter Evening | % of Load | 1 | 2028 | 65535
| High | DLC-Water Heating | C&I Curtailment-Turnkey-Manual HVAC Control | Small Industrial |  | Winter Evening | % of Load | 0 | 2028 | 65535
| High | DLC-Water Heating | C&I Curtailment-Turnkey-Auto-DR HVAC Control | Small Industrial |  | Winter Evening | % of Load | 1 | 2028 | 65535
| High | DLC-Water Heating | C&I Curtailment-Turnkey-Auto-DR HVAC Control | Small Industrial |  | Winter Evening | % of Load | 0 | 2028 | 65535
| High | DLC-Water Heating | C&I Curtailment-Turnkey-Standard Lighting Control | Small Industrial |  | Winter Evening | % of Load | 1 | 2028 | 65535
| High | DLC-Water Heating | C&I Curtailment-Turnkey-Standard Lighting Control | Small Industrial |  | Winter Evening | % of Load | 0 | 2028 | 65535
| High | DLC-Water Heating | C&I Curtailment-Turnkey-Advanced Lighting Control | Small Industrial |  | Winter Evening | % of Load | 1 | 2028 | 65535
| High | DLC-Water Heating | C&I Curtailment-Turnkey-Advanced Lighting Control | Small Industrial |  | Winter Evening | % of Load | 0 | 2028 | 65535
| High | DLC-Water Heating | C&I Curtailment-Turnkey-Water Heating Control | Small Industrial |  | Winter Evening | % of Load | 1 | 2028 | 65535
| High | DLC-Water Heating | C&I Curtailment-Turnkey-Water Heating Control | Small Industrial |  | Winter Evening | % of Load | 0 | 2028 | 65535
| High | DLC-Water Heating | C&I Curtailment-Turnkey-Other | Small Industrial |  | Winter Evening | % of Load | 1 | 2028 | 65535
| High | DLC-Water Heating | C&I Curtailment-Turnkey-Other | Small Industrial |  | Winter Evening | % of Load | 0 | 2028 | 65535
| High | DLC-Water Heating | C&I Curtailment-Turnkey-Industrial | Small Industrial |  | Winter Evening | % of Load | 1 | 2028 | 65535
| High | DLC-Water Heating | C&I Curtailment-Turnkey-Industrial | Small Industrial |  | Winter Evening | % of Load | 0 | 2028 | 65535
| High | DLC-Water Heating | DLC-Switch-Water Heating | Medium Industrial |  | Winter Morning | % of Load | 1 | 2028 | 65535
| High | DLC-Water Heating | DLC-Switch-Water Heating | Medium Industrial |  | Winter Morning | % of Load | 0 | 2028 | 65535
| High | DLC-Water Heating | DLC-BYOD-Water Heating | Medium Industrial |  | Winter Morning | % of Load | 1 | 2028 | 65535
| High | DLC-Water Heating | DLC-BYOD-Water Heating | Medium Industrial |  | Winter Morning | % of Load | 0 | 2028 | 65535
| High | DLC-Water Heating | DLC-Thermostat-DI-Central Heat Pump | Medium Industrial |  | Winter Morning | % of Load | 1 | 2028 | 65535
| High | DLC-Water Heating | DLC-Thermostat-DI-Central Heat Pump | Medium Industrial |  | Winter Morning | % of Load | 0 | 2028 | 65535
| High | DLC-Water Heating | DLC-Thermostat-BYOT-Central Heat Pump | Medium Industrial |  | Winter Morning | % of Load | 1 | 2028 | 65535
| High | DLC-Water Heating | DLC-Thermostat-BYOT-Central Heat Pump | Medium Industrial |  | Winter Morning | % of Load | 0 | 2028 | 65535
| High | DLC-Water Heating | DLC-Thermostat-HVAC | Medium Industrial |  | Winter Morning | % of Load | 1 | 2028 | 65535
| High | DLC-Water Heating | DLC-Thermostat-HVAC | Medium Industrial |  | Winter Morning | % of Load | 0 | 2028 | 65535
| High | DLC-Water Heating | DLC-Thermostat-DI-Baseboard Heating | Medium Industrial |  | Winter Morning | % of Load | 1 | 2028 | 65535
| High | DLC-Water Heating | DLC-Thermostat-DI-Baseboard Heating | Medium Industrial |  | Winter Morning | % of Load | 0 | 2028 | 65535
| High | DLC-Water Heating | DLC-Thermostat-BYOT-Baseboard Heating | Medium Industrial |  | Winter Morning | % of Load | 1 | 2028 | 65535
| High | DLC-Water Heating | DLC-Thermostat-BYOT-Baseboard Heating | Medium Industrial |  | Winter Morning | % of Load | 0 | 2028 | 65535
| High | DLC-Water Heating | DLC-Thermostat-DI-MSHP | Medium Industrial |  | Winter Morning | % of Load | 1 | 2028 | 65535
| High | DLC-Water Heating | DLC-Thermostat-DI-MSHP | Medium Industrial |  | Winter Morning | % of Load | 0 | 2028 | 65535
| High | DLC-Water Heating | DLC-Thermostat-BYOT-MSHP | Medium Industrial |  | Winter Morning | % of Load | 1 | 2028 | 65535
| High | DLC-Water Heating | DLC-Thermostat-BYOT-MSHP | Medium Industrial |  | Winter Morning | % of Load | 0 | 2028 | 65535
| High | DLC-Water Heating | C&I Curtailment-Turnkey-Manual HVAC Control | Medium Industrial |  | Winter Morning | % of Load | 1 | 2028 | 65535
| High | DLC-Water Heating | C&I Curtailment-Turnkey-Manual HVAC Control | Medium Industrial |  | Winter Morning | % of Load | 0 | 2028 | 65535
| High | DLC-Water Heating | C&I Curtailment-Turnkey-Auto-DR HVAC Control | Medium Industrial |  | Winter Morning | % of Load | 1 | 2028 | 65535
| High | DLC-Water Heating | C&I Curtailment-Turnkey-Auto-DR HVAC Control | Medium Industrial |  | Winter Morning | % of Load | 0 | 2028 | 65535
| High | DLC-Water Heating | C&I Curtailment-Turnkey-Standard Lighting Control | Medium Industrial |  | Winter Morning | % of Load | 1 | 2028 | 65535
| High | DLC-Water Heating | C&I Curtailment-Turnkey-Standard Lighting Control | Medium Industrial |  | Winter Morning | % of Load | 0 | 2028 | 65535
| High | DLC-Water Heating | C&I Curtailment-Turnkey-Advanced Lighting Control | Medium Industrial |  | Winter Morning | % of Load | 1 | 2028 | 65535
| High | DLC-Water Heating | C&I Curtailment-Turnkey-Advanced Lighting Control | Medium Industrial |  | Winter Morning | % of Load | 0 | 2028 | 65535
| High | DLC-Water Heating | C&I Curtailment-Turnkey-Water Heating Control | Medium Industrial |  | Winter Morning | % of Load | 1 | 2028 | 65535
| High | DLC-Water Heating | C&I Curtailment-Turnkey-Water Heating Control | Medium Industrial |  | Winter Morning | % of Load | 0 | 2028 | 65535
| High | DLC-Water Heating | C&I Curtailment-Turnkey-Other | Medium Industrial |  | Winter Morning | % of Load | 1 | 2028 | 65535
| High | DLC-Water Heating | C&I Curtailment-Turnkey-Other | Medium Industrial |  | Winter Morning | % of Load | 0 | 2028 | 65535
| High | DLC-Water Heating | DLC-Switch-Water Heating | Medium Industrial |  | Winter Evening | % of Load | 1 | 2028 | 65535
| High | DLC-Water Heating | DLC-Switch-Water Heating | Medium Industrial |  | Winter Evening | % of Load | 0 | 2028 | 65535
| High | DLC-Water Heating | DLC-BYOD-Water Heating | Medium Industrial |  | Winter Evening | % of Load | 1 | 2028 | 65535
| High | DLC-Water Heating | DLC-BYOD-Water Heating | Medium Industrial |  | Winter Evening | % of Load | 0 | 2028 | 65535
| High | DLC-Water Heating | DLC-Thermostat-DI-Central Heat Pump | Medium Industrial |  | Winter Evening | % of Load | 1 | 2028 | 65535
| High | DLC-Water Heating | DLC-Thermostat-DI-Central Heat Pump | Medium Industrial |  | Winter Evening | % of Load | 0 | 2028 | 65535
| High | DLC-Water Heating | DLC-Thermostat-BYOT-Central Heat Pump | Medium Industrial |  | Winter Evening | % of Load | 1 | 2028 | 65535
| High | DLC-Water Heating | DLC-Thermostat-BYOT-Central Heat Pump | Medium Industrial |  | Winter Evening | % of Load | 0 | 2028 | 65535
| High | DLC-Water Heating | DLC-Thermostat-HVAC | Medium Industrial |  | Winter Evening | % of Load | 1 | 2028 | 65535
| High | DLC-Water Heating | DLC-Thermostat-HVAC | Medium Industrial |  | Winter Evening | % of Load | 0 | 2028 | 65535
| High | DLC-Water Heating | DLC-Thermostat-DI-Baseboard Heating | Medium Industrial |  | Winter Evening | % of Load | 1 | 2028 | 65535
| High | DLC-Water Heating | DLC-Thermostat-DI-Baseboard Heating | Medium Industrial |  | Winter Evening | % of Load | 0 | 2028 | 65535
| High | DLC-Water Heating | DLC-Thermostat-BYOT-Baseboard Heating | Medium Industrial |  | Winter Evening | % of Load | 1 | 2028 | 65535
| High | DLC-Water Heating | DLC-Thermostat-BYOT-Baseboard Heating | Medium Industrial |  | Winter Evening | % of Load | 0 | 2028 | 65535
| High | DLC-Water Heating | DLC-Thermostat-DI-MSHP | Medium Industrial |  | Winter Evening | % of Load | 1 | 2028 | 65535
| High | DLC-Water Heating | DLC-Thermostat-DI-MSHP | Medium Industrial |  | Winter Evening | % of Load | 0 | 2028 | 65535
| High | DLC-Water Heating | DLC-Thermostat-BYOT-MSHP | Medium Industrial |  | Winter Evening | % of Load | 1 | 2028 | 65535
| High | DLC-Water Heating | DLC-Thermostat-BYOT-MSHP | Medium Industrial |  | Winter Evening | % of Load | 0 | 2028 | 65535
| High | DLC-Water Heating | C&I Curtailment-Turnkey-Manual HVAC Control | Medium Industrial |  | Winter Evening | % of Load | 1 | 2028 | 65535
| High | DLC-Water Heating | C&I Curtailment-Turnkey-Manual HVAC Control | Medium Industrial |  | Winter Evening | % of Load | 0 | 2028 | 65535
| High | DLC-Water Heating | C&I Curtailment-Turnkey-Auto-DR HVAC Control | Medium Industrial |  | Winter Evening | % of Load | 1 | 2028 | 65535
| High | DLC-Water Heating | C&I Curtailment-Turnkey-Auto-DR HVAC Control | Medium Industrial |  | Winter Evening | % of Load | 0 | 2028 | 65535
| High | DLC-Water Heating | C&I Curtailment-Turnkey-Standard Lighting Control | Medium Industrial |  | Winter Evening | % of Load | 1 | 2028 | 65535
| High | DLC-Water Heating | C&I Curtailment-Turnkey-Standard Lighting Control | Medium Industrial |  | Winter Evening | % of Load | 0 | 2028 | 65535
| High | DLC-Water Heating | C&I Curtailment-Turnkey-Advanced Lighting Control | Medium Industrial |  | Winter Evening | % of Load | 1 | 2028 | 65535
| High | DLC-Water Heating | C&I Curtailment-Turnkey-Advanced Lighting Control | Medium Industrial |  | Winter Evening | % of Load | 0 | 2028 | 65535
| High | DLC-Water Heating | C&I Curtailment-Turnkey-Water Heating Control | Medium Industrial |  | Winter Evening | % of Load | 1 | 2028 | 65535
| High | DLC-Water Heating | C&I Curtailment-Turnkey-Water Heating Control | Medium Industrial |  | Winter Evening | % of Load | 0 | 2028 | 65535
| High | DLC-Water Heating | C&I Curtailment-Turnkey-Other | Medium Industrial |  | Winter Evening | % of Load | 1 | 2028 | 65535
| High | DLC-Water Heating | C&I Curtailment-Turnkey-Other | Medium Industrial |  | Winter Evening | % of Load | 0 | 2028 | 65535
| High | DLC-Water Heating | DLC-Switch-Water Heating | Residential Charitable |  | Winter Morning | % of Load | 1 | 2028 | 65535
| High | DLC-Water Heating | DLC-Switch-Water Heating | Residential Charitable |  | Winter Morning | % of Load | 0 | 2028 | 65535
| High | DLC-Water Heating | DLC-BYOD-Water Heating | Residential Charitable |  | Winter Morning | % of Load | 1 | 2028 | 65535
| High | DLC-Water Heating | DLC-BYOD-Water Heating | Residential Charitable |  | Winter Morning | % of Load | 0 | 2028 | 65535
| High | DLC-Water Heating | DLC-Switch-Water Heating | Residential Charitable |  | Winter Evening | % of Load | 1 | 2028 | 65535
| High | DLC-Water Heating | DLC-Switch-Water Heating | Residential Charitable |  | Winter Evening | % of Load | 0 | 2028 | 65535
| High | DLC-Water Heating | DLC-BYOD-Water Heating | Residential Charitable |  | Winter Evening | % of Load | 1 | 2028 | 65535
| High | DLC-Water Heating | DLC-BYOD-Water Heating | Residential Charitable |  | Winter Evening | % of Load | 0 | 2028 | 65535
| High | C&I Curtailment | DLC-Switch-Water Heating | Small General |  | Winter Morning | % of Load | 1 | 2028 | 65535
| High | C&I Curtailment | DLC-Switch-Water Heating | Small General |  | Winter Morning | % of Load | 0 | 2028 | 65535
| High | C&I Curtailment | DLC-BYOD-Water Heating | Small General |  | Winter Morning | % of Load | 1 | 2028 | 65535
| High | C&I Curtailment | DLC-BYOD-Water Heating | Small General |  | Winter Morning | % of Load | 0 | 2028 | 65535
| High | C&I Curtailment | DLC-Thermostat-DI-Central Heat Pump | Small General |  | Winter Morning | % of Load | 1 | 2028 | 65535
| High | C&I Curtailment | DLC-Thermostat-DI-Central Heat Pump | Small General |  | Winter Morning | % of Load | 0 | 2028 | 65535
| High | C&I Curtailment | DLC-Thermostat-BYOT-Central Heat Pump | Small General |  | Winter Morning | % of Load | 1 | 2028 | 65535
| High | C&I Curtailment | DLC-Thermostat-BYOT-Central Heat Pump | Small General |  | Winter Morning | % of Load | 0 | 2028 | 65535
| High | C&I Curtailment | DLC-Thermostat-HVAC | Small General |  | Winter Morning | % of Load | 1 | 2028 | 65535
| High | C&I Curtailment | DLC-Thermostat-HVAC | Small General |  | Winter Morning | % of Load | 0 | 2028 | 65535
| High | C&I Curtailment | DLC-Thermostat-DI-Baseboard Heating | Small General |  | Winter Morning | % of Load | 1 | 2028 | 65535
| High | C&I Curtailment | DLC-Thermostat-DI-Baseboard Heating | Small General |  | Winter Morning | % of Load | 0 | 2028 | 65535
| High | C&I Curtailment | DLC-Thermostat-BYOT-Baseboard Heating | Small General |  | Winter Morning | % of Load | 1 | 2028 | 65535
| High | C&I Curtailment | DLC-Thermostat-BYOT-Baseboard Heating | Small General |  | Winter Morning | % of Load | 0 | 2028 | 65535
| High | C&I Curtailment | DLC-Thermostat-DI-MSHP | Small General |  | Winter Morning | % of Load | 1 | 2028 | 65535
| High | C&I Curtailment | DLC-Thermostat-DI-MSHP | Small General |  | Winter Morning | % of Load | 0 | 2028 | 65535
| High | C&I Curtailment | DLC-Thermostat-BYOT-MSHP | Small General |  | Winter Morning | % of Load | 1 | 2028 | 65535
| High | C&I Curtailment | DLC-Thermostat-BYOT-MSHP | Small General |  | Winter Morning | % of Load | 0 | 2028 | 65535
| High | C&I Curtailment | C&I Curtailment-Turnkey-Manual HVAC Control | Small General |  | Winter Morning | % of Load | 1 | 2028 | 65535
| High | C&I Curtailment | C&I Curtailment-Turnkey-Manual HVAC Control | Small General |  | Winter Morning | % of Load | 0 | 2028 | 65535
| High | C&I Curtailment | C&I Curtailment-Turnkey-Auto-DR HVAC Control | Small General |  | Winter Morning | % of Load | 1 | 2028 | 65535
| High | C&I Curtailment | C&I Curtailment-Turnkey-Auto-DR HVAC Control | Small General |  | Winter Morning | % of Load | 0 | 2028 | 65535
| High | C&I Curtailment | C&I Curtailment-Turnkey-Standard Lighting Control | Small General |  | Winter Morning | % of Load | 1 | 2028 | 65535
| High | C&I Curtailment | C&I Curtailment-Turnkey-Standard Lighting Control | Small General |  | Winter Morning | % of Load | 0 | 2028 | 65535
| High | C&I Curtailment | C&I Curtailment-Turnkey-Advanced Lighting Control | Small General |  | Winter Morning | % of Load | 1 | 2028 | 65535
| High | C&I Curtailment | C&I Curtailment-Turnkey-Advanced Lighting Control | Small General |  | Winter Morning | % of Load | 0 | 2028 | 65535
| High | C&I Curtailment | C&I Curtailment-Turnkey-Water Heating Control | Small General |  | Winter Morning | % of Load | 1 | 2028 | 65535
| High | C&I Curtailment | C&I Curtailment-Turnkey-Water Heating Control | Small General |  | Winter Morning | % of Load | 0 | 2028 | 65535
| High | C&I Curtailment | C&I Curtailment-Turnkey-Other | Small General |  | Winter Morning | % of Load | 1 | 2028 | 65535
| High | C&I Curtailment | C&I Curtailment-Turnkey-Other | Small General |  | Winter Morning | % of Load | 0 | 2028 | 65535
| High | C&I Curtailment | Dynamic Pricing with enabling tech. | Small General |  | Winter Morning | % of Load | 1 | 2028 | 65535
| High | C&I Curtailment | Dynamic Pricing with enabling tech. | Small General |  | Winter Morning | % of Load | 0 | 2028 | 65535
| High | C&I Curtailment | DLC-Switch-Water Heating | Small General |  | Winter Evening | % of Load | 1 | 2028 | 65535
| High | C&I Curtailment | DLC-Switch-Water Heating | Small General |  | Winter Evening | % of Load | 0 | 2028 | 65535
| High | C&I Curtailment | DLC-BYOD-Water Heating | Small General |  | Winter Evening | % of Load | 1 | 2028 | 65535
| High | C&I Curtailment | DLC-BYOD-Water Heating | Small General |  | Winter Evening | % of Load | 0 | 2028 | 65535
| High | C&I Curtailment | DLC-Thermostat-DI-Central Heat Pump | Small General |  | Winter Evening | % of Load | 1 | 2028 | 65535
| High | C&I Curtailment | DLC-Thermostat-DI-Central Heat Pump | Small General |  | Winter Evening | % of Load | 0 | 2028 | 65535
| High | C&I Curtailment | DLC-Thermostat-BYOT-Central Heat Pump | Small General |  | Winter Evening | % of Load | 1 | 2028 | 65535
| High | C&I Curtailment | DLC-Thermostat-BYOT-Central Heat Pump | Small General |  | Winter Evening | % of Load | 0 | 2028 | 65535
| High | C&I Curtailment | DLC-Thermostat-HVAC | Small General |  | Winter Evening | % of Load | 1 | 2028 | 65535
| High | C&I Curtailment | DLC-Thermostat-HVAC | Small General |  | Winter Evening | % of Load | 0 | 2028 | 65535
| High | C&I Curtailment | DLC-Thermostat-DI-Baseboard Heating | Small General |  | Winter Evening | % of Load | 1 | 2028 | 65535
| High | C&I Curtailment | DLC-Thermostat-DI-Baseboard Heating | Small General |  | Winter Evening | % of Load | 0 | 2028 | 65535
| High | C&I Curtailment | DLC-Thermostat-BYOT-Baseboard Heating | Small General |  | Winter Evening | % of Load | 1 | 2028 | 65535
| High | C&I Curtailment | DLC-Thermostat-BYOT-Baseboard Heating | Small General |  | Winter Evening | % of Load | 0 | 2028 | 65535
| High | C&I Curtailment | DLC-Thermostat-DI-MSHP | Small General |  | Winter Evening | % of Load | 1 | 2028 | 65535
| High | C&I Curtailment | DLC-Thermostat-DI-MSHP | Small General |  | Winter Evening | % of Load | 0 | 2028 | 65535
| High | C&I Curtailment | DLC-Thermostat-BYOT-MSHP | Small General |  | Winter Evening | % of Load | 1 | 2028 | 65535
| High | C&I Curtailment | DLC-Thermostat-BYOT-MSHP | Small General |  | Winter Evening | % of Load | 0 | 2028 | 65535
| High | C&I Curtailment | C&I Curtailment-Turnkey-Manual HVAC Control | Small General |  | Winter Evening | % of Load | 1 | 2028 | 65535
| High | C&I Curtailment | C&I Curtailment-Turnkey-Manual HVAC Control | Small General |  | Winter Evening | % of Load | 0 | 2028 | 65535
| High | C&I Curtailment | C&I Curtailment-Turnkey-Auto-DR HVAC Control | Small General |  | Winter Evening | % of Load | 1 | 2028 | 65535
| High | C&I Curtailment | C&I Curtailment-Turnkey-Auto-DR HVAC Control | Small General |  | Winter Evening | % of Load | 0 | 2028 | 65535
| High | C&I Curtailment | C&I Curtailment-Turnkey-Standard Lighting Control | Small General |  | Winter Evening | % of Load | 1 | 2028 | 65535
| High | C&I Curtailment | C&I Curtailment-Turnkey-Standard Lighting Control | Small General |  | Winter Evening | % of Load | 0 | 2028 | 65535
| High | C&I Curtailment | C&I Curtailment-Turnkey-Advanced Lighting Control | Small General |  | Winter Evening | % of Load | 1 | 2028 | 65535
| High | C&I Curtailment | C&I Curtailment-Turnkey-Advanced Lighting Control | Small General |  | Winter Evening | % of Load | 0 | 2028 | 65535
| High | C&I Curtailment | C&I Curtailment-Turnkey-Water Heating Control | Small General |  | Winter Evening | % of Load | 1 | 2028 | 65535
| High | C&I Curtailment | C&I Curtailment-Turnkey-Water Heating Control | Small General |  | Winter Evening | % of Load | 0 | 2028 | 65535
| High | C&I Curtailment | C&I Curtailment-Turnkey-Other | Small General |  | Winter Evening | % of Load | 1 | 2028 | 65535
| High | C&I Curtailment | C&I Curtailment-Turnkey-Other | Small General |  | Winter Evening | % of Load | 0 | 2028 | 65535
| High | C&I Curtailment | Dynamic Pricing with enabling tech. | Small General |  | Winter Evening | % of Load | 1 | 2028 | 65535
| High | C&I Curtailment | Dynamic Pricing with enabling tech. | Small General |  | Winter Evening | % of Load | 0 | 2028 | 65535
| High | C&I Curtailment | DLC-Switch-Water Heating | General |  | Winter Morning | % of Load | 1 | 2028 | 65535
| High | C&I Curtailment | DLC-Switch-Water Heating | General |  | Winter Morning | % of Load | 0 | 2028 | 65535
| High | C&I Curtailment | DLC-BYOD-Water Heating | General |  | Winter Morning | % of Load | 1 | 2028 | 65535
| High | C&I Curtailment | DLC-BYOD-Water Heating | General |  | Winter Morning | % of Load | 0 | 2028 | 65535
| High | C&I Curtailment | DLC-Thermostat-DI-Central Heat Pump | General |  | Winter Morning | % of Load | 1 | 2028 | 65535
| High | C&I Curtailment | DLC-Thermostat-DI-Central Heat Pump | General |  | Winter Morning | % of Load | 0 | 2028 | 65535
| High | C&I Curtailment | DLC-Thermostat-BYOT-Central Heat Pump | General |  | Winter Morning | % of Load | 1 | 2028 | 65535
| High | C&I Curtailment | DLC-Thermostat-BYOT-Central Heat Pump | General |  | Winter Morning | % of Load | 0 | 2028 | 65535
| High | C&I Curtailment | DLC-Thermostat-HVAC | General |  | Winter Morning | % of Load | 1 | 2028 | 65535
| High | C&I Curtailment | DLC-Thermostat-HVAC | General |  | Winter Morning | % of Load | 0 | 2028 | 65535
| High | C&I Curtailment | DLC-Thermostat-DI-Baseboard Heating | General |  | Winter Morning | % of Load | 1 | 2028 | 65535
| High | C&I Curtailment | DLC-Thermostat-DI-Baseboard Heating | General |  | Winter Morning | % of Load | 0 | 2028 | 65535
| High | C&I Curtailment | DLC-Thermostat-BYOT-Baseboard Heating | General |  | Winter Morning | % of Load | 1 | 2028 | 65535
| High | C&I Curtailment | DLC-Thermostat-BYOT-Baseboard Heating | General |  | Winter Morning | % of Load | 0 | 2028 | 65535
| High | C&I Curtailment | DLC-Thermostat-DI-MSHP | General |  | Winter Morning | % of Load | 1 | 2028 | 65535
| High | C&I Curtailment | DLC-Thermostat-DI-MSHP | General |  | Winter Morning | % of Load | 0 | 2028 | 65535
| High | C&I Curtailment | DLC-Thermostat-BYOT-MSHP | General |  | Winter Morning | % of Load | 1 | 2028 | 65535
| High | C&I Curtailment | DLC-Thermostat-BYOT-MSHP | General |  | Winter Morning | % of Load | 0 | 2028 | 65535
| High | C&I Curtailment | C&I Curtailment-Turnkey-Manual HVAC Control | General |  | Winter Morning | % of Load | 1 | 2028 | 65535
| High | C&I Curtailment | C&I Curtailment-Turnkey-Manual HVAC Control | General |  | Winter Morning | % of Load | 0 | 2028 | 65535
| High | C&I Curtailment | C&I Curtailment-Turnkey-Auto-DR HVAC Control | General |  | Winter Morning | % of Load | 1 | 2028 | 65535
| High | C&I Curtailment | C&I Curtailment-Turnkey-Auto-DR HVAC Control | General |  | Winter Morning | % of Load | 0 | 2028 | 65535
| High | C&I Curtailment | C&I Curtailment-Turnkey-Standard Lighting Control | General |  | Winter Morning | % of Load | 1 | 2028 | 65535
| High | C&I Curtailment | C&I Curtailment-Turnkey-Standard Lighting Control | General |  | Winter Morning | % of Load | 0 | 2028 | 65535
| High | C&I Curtailment | C&I Curtailment-Turnkey-Advanced Lighting Control | General |  | Winter Morning | % of Load | 1 | 2028 | 65535
| High | C&I Curtailment | C&I Curtailment-Turnkey-Advanced Lighting Control | General |  | Winter Morning | % of Load | 0 | 2028 | 65535
| High | C&I Curtailment | C&I Curtailment-Turnkey-Water Heating Control | General |  | Winter Morning | % of Load | 1 | 2028 | 65535
| High | C&I Curtailment | C&I Curtailment-Turnkey-Water Heating Control | General |  | Winter Morning | % of Load | 0 | 2028 | 65535
| High | C&I Curtailment | C&I Curtailment-Turnkey-Other | General |  | Winter Morning | % of Load | 1 | 2028 | 65535
| High | C&I Curtailment | C&I Curtailment-Turnkey-Other | General |  | Winter Morning | % of Load | 0 | 2028 | 65535
| High | C&I Curtailment | DLC-Switch-Water Heating | General |  | Winter Evening | % of Load | 1 | 2028 | 65535
| High | C&I Curtailment | DLC-Switch-Water Heating | General |  | Winter Evening | % of Load | 0 | 2028 | 65535
| High | C&I Curtailment | DLC-BYOD-Water Heating | General |  | Winter Evening | % of Load | 1 | 2028 | 65535
| High | C&I Curtailment | DLC-BYOD-Water Heating | General |  | Winter Evening | % of Load | 0 | 2028 | 65535
| High | C&I Curtailment | DLC-Thermostat-DI-Central Heat Pump | General |  | Winter Evening | % of Load | 1 | 2028 | 65535
| High | C&I Curtailment | DLC-Thermostat-DI-Central Heat Pump | General |  | Winter Evening | % of Load | 0 | 2028 | 65535
| High | C&I Curtailment | DLC-Thermostat-BYOT-Central Heat Pump | General |  | Winter Evening | % of Load | 1 | 2028 | 65535
| High | C&I Curtailment | DLC-Thermostat-BYOT-Central Heat Pump | General |  | Winter Evening | % of Load | 0 | 2028 | 65535
| High | C&I Curtailment | DLC-Thermostat-HVAC | General |  | Winter Evening | % of Load | 1 | 2028 | 65535
| High | C&I Curtailment | DLC-Thermostat-HVAC | General |  | Winter Evening | % of Load | 0 | 2028 | 65535
| High | C&I Curtailment | DLC-Thermostat-DI-Baseboard Heating | General |  | Winter Evening | % of Load | 1 | 2028 | 65535
| High | C&I Curtailment | DLC-Thermostat-DI-Baseboard Heating | General |  | Winter Evening | % of Load | 0 | 2028 | 65535
| High | C&I Curtailment | DLC-Thermostat-BYOT-Baseboard Heating | General |  | Winter Evening | % of Load | 1 | 2028 | 65535
| High | C&I Curtailment | DLC-Thermostat-BYOT-Baseboard Heating | General |  | Winter Evening | % of Load | 0 | 2028 | 65535
| High | C&I Curtailment | DLC-Thermostat-DI-MSHP | General |  | Winter Evening | % of Load | 1 | 2028 | 65535
| High | C&I Curtailment | DLC-Thermostat-DI-MSHP | General |  | Winter Evening | % of Load | 0 | 2028 | 65535
| High | C&I Curtailment | DLC-Thermostat-BYOT-MSHP | General |  | Winter Evening | % of Load | 1 | 2028 | 65535
| High | C&I Curtailment | DLC-Thermostat-BYOT-MSHP | General |  | Winter Evening | % of Load | 0 | 2028 | 65535
| High | C&I Curtailment | C&I Curtailment-Turnkey-Manual HVAC Control | General |  | Winter Evening | % of Load | 1 | 2028 | 65535
| High | C&I Curtailment | C&I Curtailment-Turnkey-Manual HVAC Control | General |  | Winter Evening | % of Load | 0 | 2028 | 65535
| High | C&I Curtailment | C&I Curtailment-Turnkey-Auto-DR HVAC Control | General |  | Winter Evening | % of Load | 1 | 2028 | 65535
| High | C&I Curtailment | C&I Curtailment-Turnkey-Auto-DR HVAC Control | General |  | Winter Evening | % of Load | 0 | 2028 | 65535
| High | C&I Curtailment | C&I Curtailment-Turnkey-Standard Lighting Control | General |  | Winter Evening | % of Load | 1 | 2028 | 65535
| High | C&I Curtailment | C&I Curtailment-Turnkey-Standard Lighting Control | General |  | Winter Evening | % of Load | 0 | 2028 | 65535
| High | C&I Curtailment | C&I Curtailment-Turnkey-Advanced Lighting Control | General |  | Winter Evening | % of Load | 1 | 2028 | 65535
| High | C&I Curtailment | C&I Curtailment-Turnkey-Advanced Lighting Control | General |  | Winter Evening | % of Load | 0 | 2028 | 65535
| High | C&I Curtailment | C&I Curtailment-Turnkey-Water Heating Control | General |  | Winter Evening | % of Load | 1 | 2028 | 65535
| High | C&I Curtailment | C&I Curtailment-Turnkey-Water Heating Control | General |  | Winter Evening | % of Load | 0 | 2028 | 65535
| High | C&I Curtailment | C&I Curtailment-Turnkey-Other | General |  | Winter Evening | % of Load | 1 | 2028 | 65535
| High | C&I Curtailment | C&I Curtailment-Turnkey-Other | General |  | Winter Evening | % of Load | 0 | 2028 | 65535
| High | C&I Curtailment | C&I Curtailment-Turnkey-Manual HVAC Control | Large General |  | Winter Morning | % of Load | 1 | 2028 | 65535
| High | C&I Curtailment | C&I Curtailment-Turnkey-Manual HVAC Control | Large General |  | Winter Morning | % of Load | 0 | 2028 | 65535
| High | C&I Curtailment | C&I Curtailment-Turnkey-Auto-DR HVAC Control | Large General |  | Winter Morning | % of Load | 1 | 2028 | 65535
| High | C&I Curtailment | C&I Curtailment-Turnkey-Auto-DR HVAC Control | Large General |  | Winter Morning | % of Load | 0 | 2028 | 65535
| High | C&I Curtailment | C&I Curtailment-Turnkey-Standard Lighting Control | Large General |  | Winter Morning | % of Load | 1 | 2028 | 65535
| High | C&I Curtailment | C&I Curtailment-Turnkey-Standard Lighting Control | Large General |  | Winter Morning | % of Load | 0 | 2028 | 65535
| High | C&I Curtailment | C&I Curtailment-Turnkey-Water Heating Control | Large General |  | Winter Morning | % of Load | 1 | 2028 | 65535
| High | C&I Curtailment | C&I Curtailment-Turnkey-Water Heating Control | Large General |  | Winter Morning | % of Load | 0 | 2028 | 65535
| High | C&I Curtailment | C&I Curtailment-Turnkey-Other | Large General |  | Winter Morning | % of Load | 1 | 2028 | 65535
| High | C&I Curtailment | C&I Curtailment-Turnkey-Other | Large General |  | Winter Morning | % of Load | 0 | 2028 | 65535
| High | C&I Curtailment | C&I Curtailment-Turnkey-Manual HVAC Control | Large General |  | Winter Evening | % of Load | 1 | 2028 | 65535
| High | C&I Curtailment | C&I Curtailment-Turnkey-Manual HVAC Control | Large General |  | Winter Evening | % of Load | 0 | 2028 | 65535
| High | C&I Curtailment | C&I Curtailment-Turnkey-Auto-DR HVAC Control | Large General |  | Winter Evening | % of Load | 1 | 2028 | 65535
| High | C&I Curtailment | C&I Curtailment-Turnkey-Auto-DR HVAC Control | Large General |  | Winter Evening | % of Load | 0 | 2028 | 65535
| High | C&I Curtailment | C&I Curtailment-Turnkey-Standard Lighting Control | Large General |  | Winter Evening | % of Load | 1 | 2028 | 65535
| High | C&I Curtailment | C&I Curtailment-Turnkey-Standard Lighting Control | Large General |  | Winter Evening | % of Load | 0 | 2028 | 65535
| High | C&I Curtailment | C&I Curtailment-Turnkey-Water Heating Control | Large General |  | Winter Evening | % of Load | 1 | 2028 | 65535
| High | C&I Curtailment | C&I Curtailment-Turnkey-Water Heating Control | Large General |  | Winter Evening | % of Load | 0 | 2028 | 65535
| High | C&I Curtailment | C&I Curtailment-Turnkey-Other | Large General |  | Winter Evening | % of Load | 1 | 2028 | 65535
| High | C&I Curtailment | C&I Curtailment-Turnkey-Other | Large General |  | Winter Evening | % of Load | 0 | 2028 | 65535
| High | C&I Curtailment | DLC-Switch-Water Heating | Small Industrial |  | Winter Morning | % of Load | 1 | 2028 | 65535
| High | C&I Curtailment | DLC-Switch-Water Heating | Small Industrial |  | Winter Morning | % of Load | 0 | 2028 | 65535
| High | C&I Curtailment | DLC-BYOD-Water Heating | Small Industrial |  | Winter Morning | % of Load | 1 | 2028 | 65535
| High | C&I Curtailment | DLC-BYOD-Water Heating | Small Industrial |  | Winter Morning | % of Load | 0 | 2028 | 65535
| High | C&I Curtailment | DLC-Thermostat-DI-Central Heat Pump | Small Industrial |  | Winter Morning | % of Load | 1 | 2028 | 65535
| High | C&I Curtailment | DLC-Thermostat-DI-Central Heat Pump | Small Industrial |  | Winter Morning | % of Load | 0 | 2028 | 65535
| High | C&I Curtailment | DLC-Thermostat-BYOT-Central Heat Pump | Small Industrial |  | Winter Morning | % of Load | 1 | 2028 | 65535
| High | C&I Curtailment | DLC-Thermostat-BYOT-Central Heat Pump | Small Industrial |  | Winter Morning | % of Load | 0 | 2028 | 65535
| High | C&I Curtailment | DLC-Thermostat-HVAC | Small Industrial |  | Winter Morning | % of Load | 1 | 2028 | 65535
| High | C&I Curtailment | DLC-Thermostat-HVAC | Small Industrial |  | Winter Morning | % of Load | 0 | 2028 | 65535
| High | C&I Curtailment | DLC-Thermostat-DI-Baseboard Heating | Small Industrial |  | Winter Morning | % of Load | 1 | 2028 | 65535
| High | C&I Curtailment | DLC-Thermostat-DI-Baseboard Heating | Small Industrial |  | Winter Morning | % of Load | 0 | 2028 | 65535
| High | C&I Curtailment | DLC-Thermostat-BYOT-Baseboard Heating | Small Industrial |  | Winter Morning | % of Load | 1 | 2028 | 65535
| High | C&I Curtailment | DLC-Thermostat-BYOT-Baseboard Heating | Small Industrial |  | Winter Morning | % of Load | 0 | 2028 | 65535
| High | C&I Curtailment | DLC-Thermostat-DI-MSHP | Small Industrial |  | Winter Morning | % of Load | 1 | 2028 | 65535
| High | C&I Curtailment | DLC-Thermostat-DI-MSHP | Small Industrial |  | Winter Morning | % of Load | 0 | 2028 | 65535
| High | C&I Curtailment | DLC-Thermostat-BYOT-MSHP | Small Industrial |  | Winter Morning | % of Load | 1 | 2028 | 65535
| High | C&I Curtailment | DLC-Thermostat-BYOT-MSHP | Small Industrial |  | Winter Morning | % of Load | 0 | 2028 | 65535
| High | C&I Curtailment | C&I Curtailment-Turnkey-Manual HVAC Control | Small Industrial |  | Winter Morning | % of Load | 1 | 2028 | 65535
| High | C&I Curtailment | C&I Curtailment-Turnkey-Manual HVAC Control | Small Industrial |  | Winter Morning | % of Load | 0 | 2028 | 65535
| High | C&I Curtailment | C&I Curtailment-Turnkey-Auto-DR HVAC Control | Small Industrial |  | Winter Morning | % of Load | 1 | 2028 | 65535
| High | C&I Curtailment | C&I Curtailment-Turnkey-Auto-DR HVAC Control | Small Industrial |  | Winter Morning | % of Load | 0 | 2028 | 65535
| High | C&I Curtailment | C&I Curtailment-Turnkey-Standard Lighting Control | Small Industrial |  | Winter Morning | % of Load | 1 | 2028 | 65535
| High | C&I Curtailment | C&I Curtailment-Turnkey-Standard Lighting Control | Small Industrial |  | Winter Morning | % of Load | 0 | 2028 | 65535
| High | C&I Curtailment | C&I Curtailment-Turnkey-Advanced Lighting Control | Small Industrial |  | Winter Morning | % of Load | 1 | 2028 | 65535
| High | C&I Curtailment | C&I Curtailment-Turnkey-Advanced Lighting Control | Small Industrial |  | Winter Morning | % of Load | 0 | 2028 | 65535
| High | C&I Curtailment | C&I Curtailment-Turnkey-Water Heating Control | Small Industrial |  | Winter Morning | % of Load | 1 | 2028 | 65535
| High | C&I Curtailment | C&I Curtailment-Turnkey-Water Heating Control | Small Industrial |  | Winter Morning | % of Load | 0 | 2028 | 65535
| High | C&I Curtailment | C&I Curtailment-Turnkey-Other | Small Industrial |  | Winter Morning | % of Load | 1 | 2028 | 65535
| High | C&I Curtailment | C&I Curtailment-Turnkey-Other | Small Industrial |  | Winter Morning | % of Load | 0 | 2028 | 65535
| High | C&I Curtailment | C&I Curtailment-Turnkey-Industrial | Small Industrial |  | Winter Morning | % of Load | 1 | 2028 | 65535
| High | C&I Curtailment | C&I Curtailment-Turnkey-Industrial | Small Industrial |  | Winter Morning | % of Load | 0 | 2028 | 65535
| High | C&I Curtailment | DLC-Switch-Water Heating | Small Industrial |  | Winter Evening | % of Load | 1 | 2028 | 65535
| High | C&I Curtailment | DLC-Switch-Water Heating | Small Industrial |  | Winter Evening | % of Load | 0 | 2028 | 65535
| High | C&I Curtailment | DLC-BYOD-Water Heating | Small Industrial |  | Winter Evening | % of Load | 1 | 2028 | 65535
| High | C&I Curtailment | DLC-BYOD-Water Heating | Small Industrial |  | Winter Evening | % of Load | 0 | 2028 | 65535
| High | C&I Curtailment | DLC-Thermostat-DI-Central Heat Pump | Small Industrial |  | Winter Evening | % of Load | 1 | 2028 | 65535
| High | C&I Curtailment | DLC-Thermostat-DI-Central Heat Pump | Small Industrial |  | Winter Evening | % of Load | 0 | 2028 | 65535
| High | C&I Curtailment | DLC-Thermostat-BYOT-Central Heat Pump | Small Industrial |  | Winter Evening | % of Load | 1 | 2028 | 65535
| High | C&I Curtailment | DLC-Thermostat-BYOT-Central Heat Pump | Small Industrial |  | Winter Evening | % of Load | 0 | 2028 | 65535
| High | C&I Curtailment | DLC-Thermostat-HVAC | Small Industrial |  | Winter Evening | % of Load | 1 | 2028 | 65535
| High | C&I Curtailment | DLC-Thermostat-HVAC | Small Industrial |  | Winter Evening | % of Load | 0 | 2028 | 65535
| High | C&I Curtailment | DLC-Thermostat-DI-Baseboard Heating | Small Industrial |  | Winter Evening | % of Load | 1 | 2028 | 65535
| High | C&I Curtailment | DLC-Thermostat-DI-Baseboard Heating | Small Industrial |  | Winter Evening | % of Load | 0 | 2028 | 65535
| High | C&I Curtailment | DLC-Thermostat-BYOT-Baseboard Heating | Small Industrial |  | Winter Evening | % of Load | 1 | 2028 | 65535
| High | C&I Curtailment | DLC-Thermostat-BYOT-Baseboard Heating | Small Industrial |  | Winter Evening | % of Load | 0 | 2028 | 65535
| High | C&I Curtailment | DLC-Thermostat-DI-MSHP | Small Industrial |  | Winter Evening | % of Load | 1 | 2028 | 65535
| High | C&I Curtailment | DLC-Thermostat-DI-MSHP | Small Industrial |  | Winter Evening | % of Load | 0 | 2028 | 65535
| High | C&I Curtailment | DLC-Thermostat-BYOT-MSHP | Small Industrial |  | Winter Evening | % of Load | 1 | 2028 | 65535
| High | C&I Curtailment | DLC-Thermostat-BYOT-MSHP | Small Industrial |  | Winter Evening | % of Load | 0 | 2028 | 65535
| High | C&I Curtailment | C&I Curtailment-Turnkey-Manual HVAC Control | Small Industrial |  | Winter Evening | % of Load | 1 | 2028 | 65535
| High | C&I Curtailment | C&I Curtailment-Turnkey-Manual HVAC Control | Small Industrial |  | Winter Evening | % of Load | 0 | 2028 | 65535
| High | C&I Curtailment | C&I Curtailment-Turnkey-Auto-DR HVAC Control | Small Industrial |  | Winter Evening | % of Load | 1 | 2028 | 65535
| High | C&I Curtailment | C&I Curtailment-Turnkey-Auto-DR HVAC Control | Small Industrial |  | Winter Evening | % of Load | 0 | 2028 | 65535
| High | C&I Curtailment | C&I Curtailment-Turnkey-Standard Lighting Control | Small Industrial |  | Winter Evening | % of Load | 1 | 2028 | 65535
| High | C&I Curtailment | C&I Curtailment-Turnkey-Standard Lighting Control | Small Industrial |  | Winter Evening | % of Load | 0 | 2028 | 65535
| High | C&I Curtailment | C&I Curtailment-Turnkey-Advanced Lighting Control | Small Industrial |  | Winter Evening | % of Load | 1 | 2028 | 65535
| High | C&I Curtailment | C&I Curtailment-Turnkey-Advanced Lighting Control | Small Industrial |  | Winter Evening | % of Load | 0 | 2028 | 65535
| High | C&I Curtailment | C&I Curtailment-Turnkey-Water Heating Control | Small Industrial |  | Winter Evening | % of Load | 1 | 2028 | 65535
| High | C&I Curtailment | C&I Curtailment-Turnkey-Water Heating Control | Small Industrial |  | Winter Evening | % of Load | 0 | 2028 | 65535
| High | C&I Curtailment | C&I Curtailment-Turnkey-Other | Small Industrial |  | Winter Evening | % of Load | 1 | 2028 | 65535
| High | C&I Curtailment | C&I Curtailment-Turnkey-Other | Small Industrial |  | Winter Evening | % of Load | 0 | 2028 | 65535
| High | C&I Curtailment | C&I Curtailment-Turnkey-Industrial | Small Industrial |  | Winter Evening | % of Load | 1 | 2028 | 65535
| High | C&I Curtailment | C&I Curtailment-Turnkey-Industrial | Small Industrial |  | Winter Evening | % of Load | 0 | 2028 | 65535
| High | C&I Curtailment | DLC-Switch-Water Heating | Medium Industrial |  | Winter Morning | % of Load | 1 | 2028 | 65535
| High | C&I Curtailment | DLC-Switch-Water Heating | Medium Industrial |  | Winter Morning | % of Load | 0 | 2028 | 65535
| High | C&I Curtailment | DLC-BYOD-Water Heating | Medium Industrial |  | Winter Morning | % of Load | 1 | 2028 | 65535
| High | C&I Curtailment | DLC-BYOD-Water Heating | Medium Industrial |  | Winter Morning | % of Load | 0 | 2028 | 65535
| High | C&I Curtailment | DLC-Thermostat-DI-Central Heat Pump | Medium Industrial |  | Winter Morning | % of Load | 1 | 2028 | 65535
| High | C&I Curtailment | DLC-Thermostat-DI-Central Heat Pump | Medium Industrial |  | Winter Morning | % of Load | 0 | 2028 | 65535
| High | C&I Curtailment | DLC-Thermostat-BYOT-Central Heat Pump | Medium Industrial |  | Winter Morning | % of Load | 1 | 2028 | 65535
| High | C&I Curtailment | DLC-Thermostat-BYOT-Central Heat Pump | Medium Industrial |  | Winter Morning | % of Load | 0 | 2028 | 65535
| High | C&I Curtailment | DLC-Thermostat-HVAC | Medium Industrial |  | Winter Morning | % of Load | 1 | 2028 | 65535
| High | C&I Curtailment | DLC-Thermostat-HVAC | Medium Industrial |  | Winter Morning | % of Load | 0 | 2028 | 65535
| High | C&I Curtailment | DLC-Thermostat-DI-Baseboard Heating | Medium Industrial |  | Winter Morning | % of Load | 1 | 2028 | 65535
| High | C&I Curtailment | DLC-Thermostat-DI-Baseboard Heating | Medium Industrial |  | Winter Morning | % of Load | 0 | 2028 | 65535
| High | C&I Curtailment | DLC-Thermostat-BYOT-Baseboard Heating | Medium Industrial |  | Winter Morning | % of Load | 1 | 2028 | 65535
| High | C&I Curtailment | DLC-Thermostat-BYOT-Baseboard Heating | Medium Industrial |  | Winter Morning | % of Load | 0 | 2028 | 65535
| High | C&I Curtailment | DLC-Thermostat-DI-MSHP | Medium Industrial |  | Winter Morning | % of Load | 1 | 2028 | 65535
| High | C&I Curtailment | DLC-Thermostat-DI-MSHP | Medium Industrial |  | Winter Morning | % of Load | 0 | 2028 | 65535
| High | C&I Curtailment | DLC-Thermostat-BYOT-MSHP | Medium Industrial |  | Winter Morning | % of Load | 1 | 2028 | 65535
| High | C&I Curtailment | DLC-Thermostat-BYOT-MSHP | Medium Industrial |  | Winter Morning | % of Load | 0 | 2028 | 65535
| High | C&I Curtailment | C&I Curtailment-Turnkey-Manual HVAC Control | Medium Industrial |  | Winter Morning | % of Load | 1 | 2028 | 65535
| High | C&I Curtailment | C&I Curtailment-Turnkey-Manual HVAC Control | Medium Industrial |  | Winter Morning | % of Load | 0 | 2028 | 65535
| High | C&I Curtailment | C&I Curtailment-Turnkey-Auto-DR HVAC Control | Medium Industrial |  | Winter Morning | % of Load | 1 | 2028 | 65535
| High | C&I Curtailment | C&I Curtailment-Turnkey-Auto-DR HVAC Control | Medium Industrial |  | Winter Morning | % of Load | 0 | 2028 | 65535
| High | C&I Curtailment | C&I Curtailment-Turnkey-Standard Lighting Control | Medium Industrial |  | Winter Morning | % of Load | 1 | 2028 | 65535
| High | C&I Curtailment | C&I Curtailment-Turnkey-Standard Lighting Control | Medium Industrial |  | Winter Morning | % of Load | 0 | 2028 | 65535
| High | C&I Curtailment | C&I Curtailment-Turnkey-Advanced Lighting Control | Medium Industrial |  | Winter Morning | % of Load | 1 | 2028 | 65535
| High | C&I Curtailment | C&I Curtailment-Turnkey-Advanced Lighting Control | Medium Industrial |  | Winter Morning | % of Load | 0 | 2028 | 65535
| High | C&I Curtailment | C&I Curtailment-Turnkey-Water Heating Control | Medium Industrial |  | Winter Morning | % of Load | 1 | 2028 | 65535
| High | C&I Curtailment | C&I Curtailment-Turnkey-Water Heating Control | Medium Industrial |  | Winter Morning | % of Load | 0 | 2028 | 65535
| High | C&I Curtailment | C&I Curtailment-Turnkey-Other | Medium Industrial |  | Winter Morning | % of Load | 1 | 2028 | 65535
| High | C&I Curtailment | C&I Curtailment-Turnkey-Other | Medium Industrial |  | Winter Morning | % of Load | 0 | 2028 | 65535
| High | C&I Curtailment | DLC-Switch-Water Heating | Medium Industrial |  | Winter Evening | % of Load | 1 | 2028 | 65535
| High | C&I Curtailment | DLC-Switch-Water Heating | Medium Industrial |  | Winter Evening | % of Load | 0 | 2028 | 65535
| High | C&I Curtailment | DLC-BYOD-Water Heating | Medium Industrial |  | Winter Evening | % of Load | 1 | 2028 | 65535
| High | C&I Curtailment | DLC-BYOD-Water Heating | Medium Industrial |  | Winter Evening | % of Load | 0 | 2028 | 65535
| High | C&I Curtailment | DLC-Thermostat-DI-Central Heat Pump | Medium Industrial |  | Winter Evening | % of Load | 1 | 2028 | 65535
| High | C&I Curtailment | DLC-Thermostat-DI-Central Heat Pump | Medium Industrial |  | Winter Evening | % of Load | 0 | 2028 | 65535
| High | C&I Curtailment | DLC-Thermostat-BYOT-Central Heat Pump | Medium Industrial |  | Winter Evening | % of Load | 1 | 2028 | 65535
| High | C&I Curtailment | DLC-Thermostat-BYOT-Central Heat Pump | Medium Industrial |  | Winter Evening | % of Load | 0 | 2028 | 65535
| High | C&I Curtailment | DLC-Thermostat-HVAC | Medium Industrial |  | Winter Evening | % of Load | 1 | 2028 | 65535
| High | C&I Curtailment | DLC-Thermostat-HVAC | Medium Industrial |  | Winter Evening | % of Load | 0 | 2028 | 65535
| High | C&I Curtailment | DLC-Thermostat-DI-Baseboard Heating | Medium Industrial |  | Winter Evening | % of Load | 1 | 2028 | 65535
| High | C&I Curtailment | DLC-Thermostat-DI-Baseboard Heating | Medium Industrial |  | Winter Evening | % of Load | 0 | 2028 | 65535
| High | C&I Curtailment | DLC-Thermostat-BYOT-Baseboard Heating | Medium Industrial |  | Winter Evening | % of Load | 1 | 2028 | 65535
| High | C&I Curtailment | DLC-Thermostat-BYOT-Baseboard Heating | Medium Industrial |  | Winter Evening | % of Load | 0 | 2028 | 65535
| High | C&I Curtailment | DLC-Thermostat-DI-MSHP | Medium Industrial |  | Winter Evening | % of Load | 1 | 2028 | 65535
| High | C&I Curtailment | DLC-Thermostat-DI-MSHP | Medium Industrial |  | Winter Evening | % of Load | 0 | 2028 | 65535
| High | C&I Curtailment | DLC-Thermostat-BYOT-MSHP | Medium Industrial |  | Winter Evening | % of Load | 1 | 2028 | 65535
| High | C&I Curtailment | DLC-Thermostat-BYOT-MSHP | Medium Industrial |  | Winter Evening | % of Load | 0 | 2028 | 65535
| High | C&I Curtailment | C&I Curtailment-Turnkey-Manual HVAC Control | Medium Industrial |  | Winter Evening | % of Load | 1 | 2028 | 65535
| High | C&I Curtailment | C&I Curtailment-Turnkey-Manual HVAC Control | Medium Industrial |  | Winter Evening | % of Load | 0 | 2028 | 65535
| High | C&I Curtailment | C&I Curtailment-Turnkey-Auto-DR HVAC Control | Medium Industrial |  | Winter Evening | % of Load | 1 | 2028 | 65535
| High | C&I Curtailment | C&I Curtailment-Turnkey-Auto-DR HVAC Control | Medium Industrial |  | Winter Evening | % of Load | 0 | 2028 | 65535
| High | C&I Curtailment | C&I Curtailment-Turnkey-Standard Lighting Control | Medium Industrial |  | Winter Evening | % of Load | 1 | 2028 | 65535
| High | C&I Curtailment | C&I Curtailment-Turnkey-Standard Lighting Control | Medium Industrial |  | Winter Evening | % of Load | 0 | 2028 | 65535
| High | C&I Curtailment | C&I Curtailment-Turnkey-Advanced Lighting Control | Medium Industrial |  | Winter Evening | % of Load | 1 | 2028 | 65535
| High | C&I Curtailment | C&I Curtailment-Turnkey-Advanced Lighting Control | Medium Industrial |  | Winter Evening | % of Load | 0 | 2028 | 65535
| High | C&I Curtailment | C&I Curtailment-Turnkey-Water Heating Control | Medium Industrial |  | Winter Evening | % of Load | 1 | 2028 | 65535
| High | C&I Curtailment | C&I Curtailment-Turnkey-Water Heating Control | Medium Industrial |  | Winter Evening | % of Load | 0 | 2028 | 65535
| High | C&I Curtailment | C&I Curtailment-Turnkey-Other | Medium Industrial |  | Winter Evening | % of Load | 1 | 2028 | 65535
| High | C&I Curtailment | C&I Curtailment-Turnkey-Other | Medium Industrial |  | Winter Evening | % of Load | 0 | 2028 | 65535
| High | C&I Curtailment | C&I Curtailment-Turnkey-Manual HVAC Control | Large Industrial |  | Winter Morning | % of Load | 1 | 2028 | 65535
| High | C&I Curtailment | C&I Curtailment-Turnkey-Manual HVAC Control | Large Industrial |  | Winter Morning | % of Load | 0 | 2028 | 65535
| High | C&I Curtailment | C&I Curtailment-Turnkey-Auto-DR HVAC Control | Large Industrial |  | Winter Morning | % of Load | 1 | 2028 | 65535
| High | C&I Curtailment | C&I Curtailment-Turnkey-Auto-DR HVAC Control | Large Industrial |  | Winter Morning | % of Load | 0 | 2028 | 65535
| High | C&I Curtailment | C&I Curtailment-Turnkey-Standard Lighting Control | Large Industrial |  | Winter Morning | % of Load | 1 | 2028 | 65535
| High | C&I Curtailment | C&I Curtailment-Turnkey-Standard Lighting Control | Large Industrial |  | Winter Morning | % of Load | 0 | 2028 | 65535
| High | C&I Curtailment | C&I Curtailment-Turnkey-Water Heating Control | Large Industrial |  | Winter Morning | % of Load | 1 | 2028 | 65535
| High | C&I Curtailment | C&I Curtailment-Turnkey-Water Heating Control | Large Industrial |  | Winter Morning | % of Load | 0 | 2028 | 65535
| High | C&I Curtailment | C&I Curtailment-Turnkey-Other | Large Industrial |  | Winter Morning | % of Load | 1 | 2028 | 65535
| High | C&I Curtailment | C&I Curtailment-Turnkey-Other | Large Industrial |  | Winter Morning | % of Load | 0 | 2028 | 65535
| High | C&I Curtailment | C&I Curtailment-Turnkey-Industrial | Large Industrial |  | Winter Morning | % of Load | 1 | 2028 | 65535
| High | C&I Curtailment | C&I Curtailment-Turnkey-Industrial | Large Industrial |  | Winter Morning | % of Load | 0 | 2028 | 65535
| High | C&I Curtailment | C&I Curtailment-Turnkey-Manual HVAC Control | Large Industrial |  | Winter Evening | % of Load | 1 | 2028 | 65535
| High | C&I Curtailment | C&I Curtailment-Turnkey-Manual HVAC Control | Large Industrial |  | Winter Evening | % of Load | 0 | 2028 | 65535
| High | C&I Curtailment | C&I Curtailment-Turnkey-Auto-DR HVAC Control | Large Industrial |  | Winter Evening | % of Load | 1 | 2028 | 65535
| High | C&I Curtailment | C&I Curtailment-Turnkey-Auto-DR HVAC Control | Large Industrial |  | Winter Evening | % of Load | 0 | 2028 | 65535
| High | C&I Curtailment | C&I Curtailment-Turnkey-Standard Lighting Control | Large Industrial |  | Winter Evening | % of Load | 1 | 2028 | 65535
| High | C&I Curtailment | C&I Curtailment-Turnkey-Standard Lighting Control | Large Industrial |  | Winter Evening | % of Load | 0 | 2028 | 65535
| High | C&I Curtailment | C&I Curtailment-Turnkey-Water Heating Control | Large Industrial |  | Winter Evening | % of Load | 1 | 2028 | 65535
| High | C&I Curtailment | C&I Curtailment-Turnkey-Water Heating Control | Large Industrial |  | Winter Evening | % of Load | 0 | 2028 | 65535
| High | C&I Curtailment | C&I Curtailment-Turnkey-Other | Large Industrial |  | Winter Evening | % of Load | 1 | 2028 | 65535
| High | C&I Curtailment | C&I Curtailment-Turnkey-Other | Large Industrial |  | Winter Evening | % of Load | 0 | 2028 | 65535
| High | C&I Curtailment | C&I Curtailment-Turnkey-Industrial | Large Industrial |  | Winter Evening | % of Load | 1 | 2028 | 65535
| High | C&I Curtailment | C&I Curtailment-Turnkey-Industrial | Large Industrial |  | Winter Evening | % of Load | 0 | 2028 | 65535
| High | Dynamic Pricing | DLC-Switch-Water Heating | Small General |  | Winter Morning | % of Load | 1 | 2028 | 65535
| High | Dynamic Pricing | DLC-Switch-Water Heating | Small General |  | Winter Morning | % of Load | 0 | 2028 | 65535
| High | Dynamic Pricing | DLC-BYOD-Water Heating | Small General |  | Winter Morning | % of Load | 1 | 2028 | 65535
| High | Dynamic Pricing | DLC-BYOD-Water Heating | Small General |  | Winter Morning | % of Load | 0 | 2028 | 65535
| High | Dynamic Pricing | DLC-Thermostat-DI-Central Heat Pump | Small General |  | Winter Morning | % of Load | 1 | 2028 | 65535
| High | Dynamic Pricing | DLC-Thermostat-DI-Central Heat Pump | Small General |  | Winter Morning | % of Load | 0 | 2028 | 65535
| High | Dynamic Pricing | DLC-Thermostat-BYOT-Central Heat Pump | Small General |  | Winter Morning | % of Load | 1 | 2028 | 65535
| High | Dynamic Pricing | DLC-Thermostat-BYOT-Central Heat Pump | Small General |  | Winter Morning | % of Load | 0 | 2028 | 65535
| High | Dynamic Pricing | DLC-Thermostat-HVAC | Small General |  | Winter Morning | % of Load | 1 | 2028 | 65535
| High | Dynamic Pricing | DLC-Thermostat-HVAC | Small General |  | Winter Morning | % of Load | 0 | 2028 | 65535
| High | Dynamic Pricing | DLC-Thermostat-DI-Baseboard Heating | Small General |  | Winter Morning | % of Load | 1 | 2028 | 65535
| High | Dynamic Pricing | DLC-Thermostat-DI-Baseboard Heating | Small General |  | Winter Morning | % of Load | 0 | 2028 | 65535
| High | Dynamic Pricing | DLC-Thermostat-BYOT-Baseboard Heating | Small General |  | Winter Morning | % of Load | 1 | 2028 | 65535
| High | Dynamic Pricing | DLC-Thermostat-BYOT-Baseboard Heating | Small General |  | Winter Morning | % of Load | 0 | 2028 | 65535
| High | Dynamic Pricing | DLC-Thermostat-DI-MSHP | Small General |  | Winter Morning | % of Load | 1 | 2028 | 65535
| High | Dynamic Pricing | DLC-Thermostat-DI-MSHP | Small General |  | Winter Morning | % of Load | 0 | 2028 | 65535
| High | Dynamic Pricing | DLC-Thermostat-BYOT-MSHP | Small General |  | Winter Morning | % of Load | 1 | 2028 | 65535
| High | Dynamic Pricing | DLC-Thermostat-BYOT-MSHP | Small General |  | Winter Morning | % of Load | 0 | 2028 | 65535
| High | Dynamic Pricing | C&I Curtailment-Turnkey-Manual HVAC Control | Small General |  | Winter Morning | % of Load | 1 | 2028 | 65535
| High | Dynamic Pricing | C&I Curtailment-Turnkey-Manual HVAC Control | Small General |  | Winter Morning | % of Load | 0 | 2028 | 65535
| High | Dynamic Pricing | C&I Curtailment-Turnkey-Auto-DR HVAC Control | Small General |  | Winter Morning | % of Load | 1 | 2028 | 65535
| High | Dynamic Pricing | C&I Curtailment-Turnkey-Auto-DR HVAC Control | Small General |  | Winter Morning | % of Load | 0 | 2028 | 65535
| High | Dynamic Pricing | C&I Curtailment-Turnkey-Standard Lighting Control | Small General |  | Winter Morning | % of Load | 1 | 2028 | 65535
| High | Dynamic Pricing | C&I Curtailment-Turnkey-Standard Lighting Control | Small General |  | Winter Morning | % of Load | 0 | 2028 | 65535
| High | Dynamic Pricing | C&I Curtailment-Turnkey-Advanced Lighting Control | Small General |  | Winter Morning | % of Load | 1 | 2028 | 65535
| High | Dynamic Pricing | C&I Curtailment-Turnkey-Advanced Lighting Control | Small General |  | Winter Morning | % of Load | 0 | 2028 | 65535
| High | Dynamic Pricing | C&I Curtailment-Turnkey-Water Heating Control | Small General |  | Winter Morning | % of Load | 1 | 2028 | 65535
| High | Dynamic Pricing | C&I Curtailment-Turnkey-Water Heating Control | Small General |  | Winter Morning | % of Load | 0 | 2028 | 65535
| High | Dynamic Pricing | C&I Curtailment-Turnkey-Other | Small General |  | Winter Morning | % of Load | 1 | 2028 | 65535
| High | Dynamic Pricing | C&I Curtailment-Turnkey-Other | Small General |  | Winter Morning | % of Load | 0 | 2028 | 65535
| High | Dynamic Pricing | Dynamic Pricing with enabling tech. | Small General |  | Winter Morning | % of Load | 1 | 2028 | 65535
| High | Dynamic Pricing | Dynamic Pricing with enabling tech. | Small General |  | Winter Morning | % of Load | 0 | 2028 | 65535
| High | Dynamic Pricing | Dynamic Pricing w/o enabling tech. | Small General |  | Winter Morning | % of Load | 1 | 2028 | 65535
| High | Dynamic Pricing | Dynamic Pricing w/o enabling tech. | Small General |  | Winter Morning | % of Load | 0 | 2028 | 65535
| High | Dynamic Pricing | DLC-Switch-Water Heating | Small General |  | Winter Evening | % of Load | 1 | 2028 | 65535
| High | Dynamic Pricing | DLC-Switch-Water Heating | Small General |  | Winter Evening | % of Load | 0 | 2028 | 65535
| High | Dynamic Pricing | DLC-BYOD-Water Heating | Small General |  | Winter Evening | % of Load | 1 | 2028 | 65535
| High | Dynamic Pricing | DLC-BYOD-Water Heating | Small General |  | Winter Evening | % of Load | 0 | 2028 | 65535
| High | Dynamic Pricing | DLC-Thermostat-DI-Central Heat Pump | Small General |  | Winter Evening | % of Load | 1 | 2028 | 65535
| High | Dynamic Pricing | DLC-Thermostat-DI-Central Heat Pump | Small General |  | Winter Evening | % of Load | 0 | 2028 | 65535
| High | Dynamic Pricing | DLC-Thermostat-BYOT-Central Heat Pump | Small General |  | Winter Evening | % of Load | 1 | 2028 | 65535
| High | Dynamic Pricing | DLC-Thermostat-BYOT-Central Heat Pump | Small General |  | Winter Evening | % of Load | 0 | 2028 | 65535
| High | Dynamic Pricing | DLC-Thermostat-HVAC | Small General |  | Winter Evening | % of Load | 1 | 2028 | 65535
| High | Dynamic Pricing | DLC-Thermostat-HVAC | Small General |  | Winter Evening | % of Load | 0 | 2028 | 65535
| High | Dynamic Pricing | DLC-Thermostat-DI-Baseboard Heating | Small General |  | Winter Evening | % of Load | 1 | 2028 | 65535
| High | Dynamic Pricing | DLC-Thermostat-DI-Baseboard Heating | Small General |  | Winter Evening | % of Load | 0 | 2028 | 65535
| High | Dynamic Pricing | DLC-Thermostat-BYOT-Baseboard Heating | Small General |  | Winter Evening | % of Load | 1 | 2028 | 65535
| High | Dynamic Pricing | DLC-Thermostat-BYOT-Baseboard Heating | Small General |  | Winter Evening | % of Load | 0 | 2028 | 65535
| High | Dynamic Pricing | DLC-Thermostat-DI-MSHP | Small General |  | Winter Evening | % of Load | 1 | 2028 | 65535
| High | Dynamic Pricing | DLC-Thermostat-DI-MSHP | Small General |  | Winter Evening | % of Load | 0 | 2028 | 65535
| High | Dynamic Pricing | DLC-Thermostat-BYOT-MSHP | Small General |  | Winter Evening | % of Load | 1 | 2028 | 65535
| High | Dynamic Pricing | DLC-Thermostat-BYOT-MSHP | Small General |  | Winter Evening | % of Load | 0 | 2028 | 65535
| High | Dynamic Pricing | C&I Curtailment-Turnkey-Manual HVAC Control | Small General |  | Winter Evening | % of Load | 1 | 2028 | 65535
| High | Dynamic Pricing | C&I Curtailment-Turnkey-Manual HVAC Control | Small General |  | Winter Evening | % of Load | 0 | 2028 | 65535
| High | Dynamic Pricing | C&I Curtailment-Turnkey-Auto-DR HVAC Control | Small General |  | Winter Evening | % of Load | 1 | 2028 | 65535
| High | Dynamic Pricing | C&I Curtailment-Turnkey-Auto-DR HVAC Control | Small General |  | Winter Evening | % of Load | 0 | 2028 | 65535
| High | Dynamic Pricing | C&I Curtailment-Turnkey-Standard Lighting Control | Small General |  | Winter Evening | % of Load | 1 | 2028 | 65535
| High | Dynamic Pricing | C&I Curtailment-Turnkey-Standard Lighting Control | Small General |  | Winter Evening | % of Load | 0 | 2028 | 65535
| High | Dynamic Pricing | C&I Curtailment-Turnkey-Advanced Lighting Control | Small General |  | Winter Evening | % of Load | 1 | 2028 | 65535
| High | Dynamic Pricing | C&I Curtailment-Turnkey-Advanced Lighting Control | Small General |  | Winter Evening | % of Load | 0 | 2028 | 65535
| High | Dynamic Pricing | C&I Curtailment-Turnkey-Water Heating Control | Small General |  | Winter Evening | % of Load | 1 | 2028 | 65535
| High | Dynamic Pricing | C&I Curtailment-Turnkey-Water Heating Control | Small General |  | Winter Evening | % of Load | 0 | 2028 | 65535
| High | Dynamic Pricing | C&I Curtailment-Turnkey-Other | Small General |  | Winter Evening | % of Load | 1 | 2028 | 65535
| High | Dynamic Pricing | C&I Curtailment-Turnkey-Other | Small General |  | Winter Evening | % of Load | 0 | 2028 | 65535
| High | Dynamic Pricing | Dynamic Pricing with enabling tech. | Small General |  | Winter Evening | % of Load | 1 | 2028 | 65535
| High | Dynamic Pricing | Dynamic Pricing with enabling tech. | Small General |  | Winter Evening | % of Load | 0 | 2028 | 65535
| High | Dynamic Pricing | Dynamic Pricing w/o enabling tech. | Small General |  | Winter Evening | % of Load | 1 | 2028 | 65535
| High | Dynamic Pricing | Dynamic Pricing w/o enabling tech. | Small General |  | Winter Evening | % of Load | 0 | 2028 | 65535
| High | Dynamic Pricing | DLC-Switch-Water Heating | General |  | Winter Morning | % of Load | 1 | 2028 | 65535
| High | Dynamic Pricing | DLC-Switch-Water Heating | General |  | Winter Morning | % of Load | 0 | 2028 | 65535
| High | Dynamic Pricing | DLC-BYOD-Water Heating | General |  | Winter Morning | % of Load | 1 | 2028 | 65535
| High | Dynamic Pricing | DLC-BYOD-Water Heating | General |  | Winter Morning | % of Load | 0 | 2028 | 65535
| High | Dynamic Pricing | DLC-Thermostat-DI-Central Heat Pump | General |  | Winter Morning | % of Load | 1 | 2028 | 65535
| High | Dynamic Pricing | DLC-Thermostat-DI-Central Heat Pump | General |  | Winter Morning | % of Load | 0 | 2028 | 65535
| High | Dynamic Pricing | DLC-Thermostat-BYOT-Central Heat Pump | General |  | Winter Morning | % of Load | 1 | 2028 | 65535
| High | Dynamic Pricing | DLC-Thermostat-BYOT-Central Heat Pump | General |  | Winter Morning | % of Load | 0 | 2028 | 65535
| High | Dynamic Pricing | DLC-Thermostat-HVAC | General |  | Winter Morning | % of Load | 1 | 2028 | 65535
| High | Dynamic Pricing | DLC-Thermostat-HVAC | General |  | Winter Morning | % of Load | 0 | 2028 | 65535
| High | Dynamic Pricing | DLC-Thermostat-DI-Baseboard Heating | General |  | Winter Morning | % of Load | 1 | 2028 | 65535
| High | Dynamic Pricing | DLC-Thermostat-DI-Baseboard Heating | General |  | Winter Morning | % of Load | 0 | 2028 | 65535
| High | Dynamic Pricing | DLC-Thermostat-BYOT-Baseboard Heating | General |  | Winter Morning | % of Load | 1 | 2028 | 65535
| High | Dynamic Pricing | DLC-Thermostat-BYOT-Baseboard Heating | General |  | Winter Morning | % of Load | 0 | 2028 | 65535
| High | Dynamic Pricing | DLC-Thermostat-DI-MSHP | General |  | Winter Morning | % of Load | 1 | 2028 | 65535
| High | Dynamic Pricing | DLC-Thermostat-DI-MSHP | General |  | Winter Morning | % of Load | 0 | 2028 | 65535
| High | Dynamic Pricing | DLC-Thermostat-BYOT-MSHP | General |  | Winter Morning | % of Load | 1 | 2028 | 65535
| High | Dynamic Pricing | DLC-Thermostat-BYOT-MSHP | General |  | Winter Morning | % of Load | 0 | 2028 | 65535
| High | Dynamic Pricing | C&I Curtailment-Turnkey-Manual HVAC Control | General |  | Winter Morning | % of Load | 1 | 2028 | 65535
| High | Dynamic Pricing | C&I Curtailment-Turnkey-Manual HVAC Control | General |  | Winter Morning | % of Load | 0 | 2028 | 65535
| High | Dynamic Pricing | C&I Curtailment-Turnkey-Auto-DR HVAC Control | General |  | Winter Morning | % of Load | 1 | 2028 | 65535
| High | Dynamic Pricing | C&I Curtailment-Turnkey-Auto-DR HVAC Control | General |  | Winter Morning | % of Load | 0 | 2028 | 65535
| High | Dynamic Pricing | C&I Curtailment-Turnkey-Standard Lighting Control | General |  | Winter Morning | % of Load | 1 | 2028 | 65535
| High | Dynamic Pricing | C&I Curtailment-Turnkey-Standard Lighting Control | General |  | Winter Morning | % of Load | 0 | 2028 | 65535
| High | Dynamic Pricing | C&I Curtailment-Turnkey-Advanced Lighting Control | General |  | Winter Morning | % of Load | 1 | 2028 | 65535
| High | Dynamic Pricing | C&I Curtailment-Turnkey-Advanced Lighting Control | General |  | Winter Morning | % of Load | 0 | 2028 | 65535
| High | Dynamic Pricing | C&I Curtailment-Turnkey-Water Heating Control | General |  | Winter Morning | % of Load | 1 | 2028 | 65535
| High | Dynamic Pricing | C&I Curtailment-Turnkey-Water Heating Control | General |  | Winter Morning | % of Load | 0 | 2028 | 65535
| High | Dynamic Pricing | C&I Curtailment-Turnkey-Other | General |  | Winter Morning | % of Load | 1 | 2028 | 65535
| High | Dynamic Pricing | C&I Curtailment-Turnkey-Other | General |  | Winter Morning | % of Load | 0 | 2028 | 65535
| High | Dynamic Pricing | Dynamic Pricing with enabling tech. | General |  | Winter Morning | % of Load | 1 | 2028 | 65535
| High | Dynamic Pricing | Dynamic Pricing with enabling tech. | General |  | Winter Morning | % of Load | 0 | 2028 | 65535
| High | Dynamic Pricing | Dynamic Pricing w/o enabling tech. | General |  | Winter Morning | % of Load | 1 | 2028 | 65535
| High | Dynamic Pricing | Dynamic Pricing w/o enabling tech. | General |  | Winter Morning | % of Load | 0 | 2028 | 65535
| High | Dynamic Pricing | DLC-Switch-Water Heating | General |  | Winter Evening | % of Load | 1 | 2028 | 65535
| High | Dynamic Pricing | DLC-Switch-Water Heating | General |  | Winter Evening | % of Load | 0 | 2028 | 65535
| High | Dynamic Pricing | DLC-BYOD-Water Heating | General |  | Winter Evening | % of Load | 1 | 2028 | 65535
| High | Dynamic Pricing | DLC-BYOD-Water Heating | General |  | Winter Evening | % of Load | 0 | 2028 | 65535
| High | Dynamic Pricing | DLC-Thermostat-DI-Central Heat Pump | General |  | Winter Evening | % of Load | 1 | 2028 | 65535
| High | Dynamic Pricing | DLC-Thermostat-DI-Central Heat Pump | General |  | Winter Evening | % of Load | 0 | 2028 | 65535
| High | Dynamic Pricing | DLC-Thermostat-BYOT-Central Heat Pump | General |  | Winter Evening | % of Load | 1 | 2028 | 65535
| High | Dynamic Pricing | DLC-Thermostat-BYOT-Central Heat Pump | General |  | Winter Evening | % of Load | 0 | 2028 | 65535
| High | Dynamic Pricing | DLC-Thermostat-HVAC | General |  | Winter Evening | % of Load | 1 | 2028 | 65535
| High | Dynamic Pricing | DLC-Thermostat-HVAC | General |  | Winter Evening | % of Load | 0 | 2028 | 65535
| High | Dynamic Pricing | DLC-Thermostat-DI-Baseboard Heating | General |  | Winter Evening | % of Load | 1 | 2028 | 65535
| High | Dynamic Pricing | DLC-Thermostat-DI-Baseboard Heating | General |  | Winter Evening | % of Load | 0 | 2028 | 65535
| High | Dynamic Pricing | DLC-Thermostat-BYOT-Baseboard Heating | General |  | Winter Evening | % of Load | 1 | 2028 | 65535
| High | Dynamic Pricing | DLC-Thermostat-BYOT-Baseboard Heating | General |  | Winter Evening | % of Load | 0 | 2028 | 65535
| High | Dynamic Pricing | DLC-Thermostat-DI-MSHP | General |  | Winter Evening | % of Load | 1 | 2028 | 65535
| High | Dynamic Pricing | DLC-Thermostat-DI-MSHP | General |  | Winter Evening | % of Load | 0 | 2028 | 65535
| High | Dynamic Pricing | DLC-Thermostat-BYOT-MSHP | General |  | Winter Evening | % of Load | 1 | 2028 | 65535
| High | Dynamic Pricing | DLC-Thermostat-BYOT-MSHP | General |  | Winter Evening | % of Load | 0 | 2028 | 65535
| High | Dynamic Pricing | C&I Curtailment-Turnkey-Manual HVAC Control | General |  | Winter Evening | % of Load | 1 | 2028 | 65535
| High | Dynamic Pricing | C&I Curtailment-Turnkey-Manual HVAC Control | General |  | Winter Evening | % of Load | 0 | 2028 | 65535
| High | Dynamic Pricing | C&I Curtailment-Turnkey-Auto-DR HVAC Control | General |  | Winter Evening | % of Load | 1 | 2028 | 65535
| High | Dynamic Pricing | C&I Curtailment-Turnkey-Auto-DR HVAC Control | General |  | Winter Evening | % of Load | 0 | 2028 | 65535
| High | Dynamic Pricing | C&I Curtailment-Turnkey-Standard Lighting Control | General |  | Winter Evening | % of Load | 1 | 2028 | 65535
| High | Dynamic Pricing | C&I Curtailment-Turnkey-Standard Lighting Control | General |  | Winter Evening | % of Load | 0 | 2028 | 65535
| High | Dynamic Pricing | C&I Curtailment-Turnkey-Advanced Lighting Control | General |  | Winter Evening | % of Load | 1 | 2028 | 65535
| High | Dynamic Pricing | C&I Curtailment-Turnkey-Advanced Lighting Control | General |  | Winter Evening | % of Load | 0 | 2028 | 65535
| High | Dynamic Pricing | C&I Curtailment-Turnkey-Water Heating Control | General |  | Winter Evening | % of Load | 1 | 2028 | 65535
| High | Dynamic Pricing | C&I Curtailment-Turnkey-Water Heating Control | General |  | Winter Evening | % of Load | 0 | 2028 | 65535
| High | Dynamic Pricing | C&I Curtailment-Turnkey-Other | General |  | Winter Evening | % of Load | 1 | 2028 | 65535
| High | Dynamic Pricing | C&I Curtailment-Turnkey-Other | General |  | Winter Evening | % of Load | 0 | 2028 | 65535
| High | Dynamic Pricing | Dynamic Pricing with enabling tech. | General |  | Winter Evening | % of Load | 1 | 2028 | 65535
| High | Dynamic Pricing | Dynamic Pricing with enabling tech. | General |  | Winter Evening | % of Load | 0 | 2028 | 65535
| High | Dynamic Pricing | Dynamic Pricing w/o enabling tech. | General |  | Winter Evening | % of Load | 1 | 2028 | 65535
| High | Dynamic Pricing | Dynamic Pricing w/o enabling tech. | General |  | Winter Evening | % of Load | 0 | 2028 | 65535
| High | Dynamic Pricing | Dynamic Pricing with enabling tech. | Large General |  | Winter Morning | % of Load | 1 | 2028 | 65535
| High | Dynamic Pricing | Dynamic Pricing with enabling tech. | Large General |  | Winter Morning | % of Load | 0 | 2028 | 65535
| High | Dynamic Pricing | Dynamic Pricing w/o enabling tech. | Large General |  | Winter Morning | % of Load | 1 | 2028 | 65535
| High | Dynamic Pricing | Dynamic Pricing w/o enabling tech. | Large General |  | Winter Morning | % of Load | 0 | 2028 | 65535
| High | Dynamic Pricing | Dynamic Pricing with enabling tech. | Large General |  | Winter Evening | % of Load | 1 | 2028 | 65535
| High | Dynamic Pricing | Dynamic Pricing with enabling tech. | Large General |  | Winter Evening | % of Load | 0 | 2028 | 65535
| High | Dynamic Pricing | Dynamic Pricing w/o enabling tech. | Large General |  | Winter Evening | % of Load | 1 | 2028 | 65535
| High | Dynamic Pricing | Dynamic Pricing w/o enabling tech. | Large General |  | Winter Evening | % of Load | 0 | 2028 | 65535
| High | Dynamic Pricing | DLC-Switch-Water Heating | Small Industrial |  | Winter Morning | % of Load | 1 | 2028 | 65535
| High | Dynamic Pricing | DLC-Switch-Water Heating | Small Industrial |  | Winter Morning | % of Load | 0 | 2028 | 65535
| High | Dynamic Pricing | DLC-BYOD-Water Heating | Small Industrial |  | Winter Morning | % of Load | 1 | 2028 | 65535
| High | Dynamic Pricing | DLC-BYOD-Water Heating | Small Industrial |  | Winter Morning | % of Load | 0 | 2028 | 65535
| High | Dynamic Pricing | DLC-Thermostat-DI-Central Heat Pump | Small Industrial |  | Winter Morning | % of Load | 1 | 2028 | 65535
| High | Dynamic Pricing | DLC-Thermostat-DI-Central Heat Pump | Small Industrial |  | Winter Morning | % of Load | 0 | 2028 | 65535
| High | Dynamic Pricing | DLC-Thermostat-BYOT-Central Heat Pump | Small Industrial |  | Winter Morning | % of Load | 1 | 2028 | 65535
| High | Dynamic Pricing | DLC-Thermostat-BYOT-Central Heat Pump | Small Industrial |  | Winter Morning | % of Load | 0 | 2028 | 65535
| High | Dynamic Pricing | DLC-Thermostat-HVAC | Small Industrial |  | Winter Morning | % of Load | 1 | 2028 | 65535
| High | Dynamic Pricing | DLC-Thermostat-HVAC | Small Industrial |  | Winter Morning | % of Load | 0 | 2028 | 65535
| High | Dynamic Pricing | DLC-Thermostat-DI-Baseboard Heating | Small Industrial |  | Winter Morning | % of Load | 1 | 2028 | 65535
| High | Dynamic Pricing | DLC-Thermostat-DI-Baseboard Heating | Small Industrial |  | Winter Morning | % of Load | 0 | 2028 | 65535
| High | Dynamic Pricing | DLC-Thermostat-BYOT-Baseboard Heating | Small Industrial |  | Winter Morning | % of Load | 1 | 2028 | 65535
| High | Dynamic Pricing | DLC-Thermostat-BYOT-Baseboard Heating | Small Industrial |  | Winter Morning | % of Load | 0 | 2028 | 65535
| High | Dynamic Pricing | DLC-Thermostat-DI-MSHP | Small Industrial |  | Winter Morning | % of Load | 1 | 2028 | 65535
| High | Dynamic Pricing | DLC-Thermostat-DI-MSHP | Small Industrial |  | Winter Morning | % of Load | 0 | 2028 | 65535
| High | Dynamic Pricing | DLC-Thermostat-BYOT-MSHP | Small Industrial |  | Winter Morning | % of Load | 1 | 2028 | 65535
| High | Dynamic Pricing | DLC-Thermostat-BYOT-MSHP | Small Industrial |  | Winter Morning | % of Load | 0 | 2028 | 65535
| High | Dynamic Pricing | C&I Curtailment-Turnkey-Manual HVAC Control | Small Industrial |  | Winter Morning | % of Load | 1 | 2028 | 65535
| High | Dynamic Pricing | C&I Curtailment-Turnkey-Manual HVAC Control | Small Industrial |  | Winter Morning | % of Load | 0 | 2028 | 65535
| High | Dynamic Pricing | C&I Curtailment-Turnkey-Auto-DR HVAC Control | Small Industrial |  | Winter Morning | % of Load | 1 | 2028 | 65535
| High | Dynamic Pricing | C&I Curtailment-Turnkey-Auto-DR HVAC Control | Small Industrial |  | Winter Morning | % of Load | 0 | 2028 | 65535
| High | Dynamic Pricing | C&I Curtailment-Turnkey-Standard Lighting Control | Small Industrial |  | Winter Morning | % of Load | 1 | 2028 | 65535
| High | Dynamic Pricing | C&I Curtailment-Turnkey-Standard Lighting Control | Small Industrial |  | Winter Morning | % of Load | 0 | 2028 | 65535
| High | Dynamic Pricing | C&I Curtailment-Turnkey-Advanced Lighting Control | Small Industrial |  | Winter Morning | % of Load | 1 | 2028 | 65535
| High | Dynamic Pricing | C&I Curtailment-Turnkey-Advanced Lighting Control | Small Industrial |  | Winter Morning | % of Load | 0 | 2028 | 65535
| High | Dynamic Pricing | C&I Curtailment-Turnkey-Water Heating Control | Small Industrial |  | Winter Morning | % of Load | 1 | 2028 | 65535
| High | Dynamic Pricing | C&I Curtailment-Turnkey-Water Heating Control | Small Industrial |  | Winter Morning | % of Load | 0 | 2028 | 65535
| High | Dynamic Pricing | C&I Curtailment-Turnkey-Other | Small Industrial |  | Winter Morning | % of Load | 1 | 2028 | 65535
| High | Dynamic Pricing | C&I Curtailment-Turnkey-Other | Small Industrial |  | Winter Morning | % of Load | 0 | 2028 | 65535
| High | Dynamic Pricing | C&I Curtailment-Turnkey-Industrial | Small Industrial |  | Winter Morning | % of Load | 1 | 2028 | 65535
| High | Dynamic Pricing | C&I Curtailment-Turnkey-Industrial | Small Industrial |  | Winter Morning | % of Load | 0 | 2028 | 65535
| High | Dynamic Pricing | Dynamic Pricing with enabling tech. | Small Industrial |  | Winter Morning | % of Load | 1 | 2028 | 65535
| High | Dynamic Pricing | Dynamic Pricing with enabling tech. | Small Industrial |  | Winter Morning | % of Load | 0 | 2028 | 65535
| High | Dynamic Pricing | Dynamic Pricing w/o enabling tech. | Small Industrial |  | Winter Morning | % of Load | 1 | 2028 | 65535
| High | Dynamic Pricing | Dynamic Pricing w/o enabling tech. | Small Industrial |  | Winter Morning | % of Load | 0 | 2028 | 65535
| High | Dynamic Pricing | DLC-Switch-Water Heating | Small Industrial |  | Winter Evening | % of Load | 1 | 2028 | 65535
| High | Dynamic Pricing | DLC-Switch-Water Heating | Small Industrial |  | Winter Evening | % of Load | 0 | 2028 | 65535
| High | Dynamic Pricing | DLC-BYOD-Water Heating | Small Industrial |  | Winter Evening | % of Load | 1 | 2028 | 65535
| High | Dynamic Pricing | DLC-BYOD-Water Heating | Small Industrial |  | Winter Evening | % of Load | 0 | 2028 | 65535
| High | Dynamic Pricing | DLC-Thermostat-DI-Central Heat Pump | Small Industrial |  | Winter Evening | % of Load | 1 | 2028 | 65535
| High | Dynamic Pricing | DLC-Thermostat-DI-Central Heat Pump | Small Industrial |  | Winter Evening | % of Load | 0 | 2028 | 65535
| High | Dynamic Pricing | DLC-Thermostat-BYOT-Central Heat Pump | Small Industrial |  | Winter Evening | % of Load | 1 | 2028 | 65535
| High | Dynamic Pricing | DLC-Thermostat-BYOT-Central Heat Pump | Small Industrial |  | Winter Evening | % of Load | 0 | 2028 | 65535
| High | Dynamic Pricing | DLC-Thermostat-HVAC | Small Industrial |  | Winter Evening | % of Load | 1 | 2028 | 65535
| High | Dynamic Pricing | DLC-Thermostat-HVAC | Small Industrial |  | Winter Evening | % of Load | 0 | 2028 | 65535
| High | Dynamic Pricing | DLC-Thermostat-DI-Baseboard Heating | Small Industrial |  | Winter Evening | % of Load | 1 | 2028 | 65535
| High | Dynamic Pricing | DLC-Thermostat-DI-Baseboard Heating | Small Industrial |  | Winter Evening | % of Load | 0 | 2028 | 65535
| High | Dynamic Pricing | DLC-Thermostat-BYOT-Baseboard Heating | Small Industrial |  | Winter Evening | % of Load | 1 | 2028 | 65535
| High | Dynamic Pricing | DLC-Thermostat-BYOT-Baseboard Heating | Small Industrial |  | Winter Evening | % of Load | 0 | 2028 | 65535
| High | Dynamic Pricing | DLC-Thermostat-DI-MSHP | Small Industrial |  | Winter Evening | % of Load | 1 | 2028 | 65535
| High | Dynamic Pricing | DLC-Thermostat-DI-MSHP | Small Industrial |  | Winter Evening | % of Load | 0 | 2028 | 65535
| High | Dynamic Pricing | DLC-Thermostat-BYOT-MSHP | Small Industrial |  | Winter Evening | % of Load | 1 | 2028 | 65535
| High | Dynamic Pricing | DLC-Thermostat-BYOT-MSHP | Small Industrial |  | Winter Evening | % of Load | 0 | 2028 | 65535
| High | Dynamic Pricing | C&I Curtailment-Turnkey-Manual HVAC Control | Small Industrial |  | Winter Evening | % of Load | 1 | 2028 | 65535
| High | Dynamic Pricing | C&I Curtailment-Turnkey-Manual HVAC Control | Small Industrial |  | Winter Evening | % of Load | 0 | 2028 | 65535
| High | Dynamic Pricing | C&I Curtailment-Turnkey-Auto-DR HVAC Control | Small Industrial |  | Winter Evening | % of Load | 1 | 2028 | 65535
| High | Dynamic Pricing | C&I Curtailment-Turnkey-Auto-DR HVAC Control | Small Industrial |  | Winter Evening | % of Load | 0 | 2028 | 65535
| High | Dynamic Pricing | C&I Curtailment-Turnkey-Standard Lighting Control | Small Industrial |  | Winter Evening | % of Load | 1 | 2028 | 65535
| High | Dynamic Pricing | C&I Curtailment-Turnkey-Standard Lighting Control | Small Industrial |  | Winter Evening | % of Load | 0 | 2028 | 65535
| High | Dynamic Pricing | C&I Curtailment-Turnkey-Advanced Lighting Control | Small Industrial |  | Winter Evening | % of Load | 1 | 2028 | 65535
| High | Dynamic Pricing | C&I Curtailment-Turnkey-Advanced Lighting Control | Small Industrial |  | Winter Evening | % of Load | 0 | 2028 | 65535
| High | Dynamic Pricing | C&I Curtailment-Turnkey-Water Heating Control | Small Industrial |  | Winter Evening | % of Load | 1 | 2028 | 65535
| High | Dynamic Pricing | C&I Curtailment-Turnkey-Water Heating Control | Small Industrial |  | Winter Evening | % of Load | 0 | 2028 | 65535
| High | Dynamic Pricing | C&I Curtailment-Turnkey-Other | Small Industrial |  | Winter Evening | % of Load | 1 | 2028 | 65535
| High | Dynamic Pricing | C&I Curtailment-Turnkey-Other | Small Industrial |  | Winter Evening | % of Load | 0 | 2028 | 65535
| High | Dynamic Pricing | C&I Curtailment-Turnkey-Industrial | Small Industrial |  | Winter Evening | % of Load | 1 | 2028 | 65535
| High | Dynamic Pricing | C&I Curtailment-Turnkey-Industrial | Small Industrial |  | Winter Evening | % of Load | 0 | 2028 | 65535
| High | Dynamic Pricing | Dynamic Pricing with enabling tech. | Small Industrial |  | Winter Evening | % of Load | 1 | 2028 | 65535
| High | Dynamic Pricing | Dynamic Pricing with enabling tech. | Small Industrial |  | Winter Evening | % of Load | 0 | 2028 | 65535
| High | Dynamic Pricing | Dynamic Pricing w/o enabling tech. | Small Industrial |  | Winter Evening | % of Load | 1 | 2028 | 65535
| High | Dynamic Pricing | Dynamic Pricing w/o enabling tech. | Small Industrial |  | Winter Evening | % of Load | 0 | 2028 | 65535
| High | Dynamic Pricing | DLC-Switch-Water Heating | Medium Industrial |  | Winter Morning | % of Load | 1 | 2028 | 65535
| High | Dynamic Pricing | DLC-Switch-Water Heating | Medium Industrial |  | Winter Morning | % of Load | 0 | 2028 | 65535
| High | Dynamic Pricing | DLC-BYOD-Water Heating | Medium Industrial |  | Winter Morning | % of Load | 1 | 2028 | 65535
| High | Dynamic Pricing | DLC-BYOD-Water Heating | Medium Industrial |  | Winter Morning | % of Load | 0 | 2028 | 65535
| High | Dynamic Pricing | DLC-Thermostat-DI-Central Heat Pump | Medium Industrial |  | Winter Morning | % of Load | 1 | 2028 | 65535
| High | Dynamic Pricing | DLC-Thermostat-DI-Central Heat Pump | Medium Industrial |  | Winter Morning | % of Load | 0 | 2028 | 65535
| High | Dynamic Pricing | DLC-Thermostat-BYOT-Central Heat Pump | Medium Industrial |  | Winter Morning | % of Load | 1 | 2028 | 65535
| High | Dynamic Pricing | DLC-Thermostat-BYOT-Central Heat Pump | Medium Industrial |  | Winter Morning | % of Load | 0 | 2028 | 65535
| High | Dynamic Pricing | DLC-Thermostat-HVAC | Medium Industrial |  | Winter Morning | % of Load | 1 | 2028 | 65535
| High | Dynamic Pricing | DLC-Thermostat-HVAC | Medium Industrial |  | Winter Morning | % of Load | 0 | 2028 | 65535
| High | Dynamic Pricing | DLC-Thermostat-DI-Baseboard Heating | Medium Industrial |  | Winter Morning | % of Load | 1 | 2028 | 65535
| High | Dynamic Pricing | DLC-Thermostat-DI-Baseboard Heating | Medium Industrial |  | Winter Morning | % of Load | 0 | 2028 | 65535
| High | Dynamic Pricing | DLC-Thermostat-BYOT-Baseboard Heating | Medium Industrial |  | Winter Morning | % of Load | 1 | 2028 | 65535
| High | Dynamic Pricing | DLC-Thermostat-BYOT-Baseboard Heating | Medium Industrial |  | Winter Morning | % of Load | 0 | 2028 | 65535
| High | Dynamic Pricing | DLC-Thermostat-DI-MSHP | Medium Industrial |  | Winter Morning | % of Load | 1 | 2028 | 65535
| High | Dynamic Pricing | DLC-Thermostat-DI-MSHP | Medium Industrial |  | Winter Morning | % of Load | 0 | 2028 | 65535
| High | Dynamic Pricing | DLC-Thermostat-BYOT-MSHP | Medium Industrial |  | Winter Morning | % of Load | 1 | 2028 | 65535
| High | Dynamic Pricing | DLC-Thermostat-BYOT-MSHP | Medium Industrial |  | Winter Morning | % of Load | 0 | 2028 | 65535
| High | Dynamic Pricing | C&I Curtailment-Turnkey-Manual HVAC Control | Medium Industrial |  | Winter Morning | % of Load | 1 | 2028 | 65535
| High | Dynamic Pricing | C&I Curtailment-Turnkey-Manual HVAC Control | Medium Industrial |  | Winter Morning | % of Load | 0 | 2028 | 65535
| High | Dynamic Pricing | C&I Curtailment-Turnkey-Auto-DR HVAC Control | Medium Industrial |  | Winter Morning | % of Load | 1 | 2028 | 65535
| High | Dynamic Pricing | C&I Curtailment-Turnkey-Auto-DR HVAC Control | Medium Industrial |  | Winter Morning | % of Load | 0 | 2028 | 65535
| High | Dynamic Pricing | C&I Curtailment-Turnkey-Standard Lighting Control | Medium Industrial |  | Winter Morning | % of Load | 1 | 2028 | 65535
| High | Dynamic Pricing | C&I Curtailment-Turnkey-Standard Lighting Control | Medium Industrial |  | Winter Morning | % of Load | 0 | 2028 | 65535
| High | Dynamic Pricing | C&I Curtailment-Turnkey-Advanced Lighting Control | Medium Industrial |  | Winter Morning | % of Load | 1 | 2028 | 65535
| High | Dynamic Pricing | C&I Curtailment-Turnkey-Advanced Lighting Control | Medium Industrial |  | Winter Morning | % of Load | 0 | 2028 | 65535
| High | Dynamic Pricing | C&I Curtailment-Turnkey-Water Heating Control | Medium Industrial |  | Winter Morning | % of Load | 1 | 2028 | 65535
| High | Dynamic Pricing | C&I Curtailment-Turnkey-Water Heating Control | Medium Industrial |  | Winter Morning | % of Load | 0 | 2028 | 65535
| High | Dynamic Pricing | C&I Curtailment-Turnkey-Other | Medium Industrial |  | Winter Morning | % of Load | 1 | 2028 | 65535
| High | Dynamic Pricing | C&I Curtailment-Turnkey-Other | Medium Industrial |  | Winter Morning | % of Load | 0 | 2028 | 65535
| High | Dynamic Pricing | Dynamic Pricing with enabling tech. | Medium Industrial |  | Winter Morning | % of Load | 1 | 2028 | 65535
| High | Dynamic Pricing | Dynamic Pricing with enabling tech. | Medium Industrial |  | Winter Morning | % of Load | 0 | 2028 | 65535
| High | Dynamic Pricing | Dynamic Pricing w/o enabling tech. | Medium Industrial |  | Winter Morning | % of Load | 1 | 2028 | 65535
| High | Dynamic Pricing | Dynamic Pricing w/o enabling tech. | Medium Industrial |  | Winter Morning | % of Load | 0 | 2028 | 65535
| High | Dynamic Pricing | DLC-Switch-Water Heating | Medium Industrial |  | Winter Evening | % of Load | 1 | 2028 | 65535
| High | Dynamic Pricing | DLC-Switch-Water Heating | Medium Industrial |  | Winter Evening | % of Load | 0 | 2028 | 65535
| High | Dynamic Pricing | DLC-BYOD-Water Heating | Medium Industrial |  | Winter Evening | % of Load | 1 | 2028 | 65535
| High | Dynamic Pricing | DLC-BYOD-Water Heating | Medium Industrial |  | Winter Evening | % of Load | 0 | 2028 | 65535
| High | Dynamic Pricing | DLC-Thermostat-DI-Central Heat Pump | Medium Industrial |  | Winter Evening | % of Load | 1 | 2028 | 65535
| High | Dynamic Pricing | DLC-Thermostat-DI-Central Heat Pump | Medium Industrial |  | Winter Evening | % of Load | 0 | 2028 | 65535
| High | Dynamic Pricing | DLC-Thermostat-BYOT-Central Heat Pump | Medium Industrial |  | Winter Evening | % of Load | 1 | 2028 | 65535
| High | Dynamic Pricing | DLC-Thermostat-BYOT-Central Heat Pump | Medium Industrial |  | Winter Evening | % of Load | 0 | 2028 | 65535
| High | Dynamic Pricing | DLC-Thermostat-HVAC | Medium Industrial |  | Winter Evening | % of Load | 1 | 2028 | 65535
| High | Dynamic Pricing | DLC-Thermostat-HVAC | Medium Industrial |  | Winter Evening | % of Load | 0 | 2028 | 65535
| High | Dynamic Pricing | DLC-Thermostat-DI-Baseboard Heating | Medium Industrial |  | Winter Evening | % of Load | 1 | 2028 | 65535
| High | Dynamic Pricing | DLC-Thermostat-DI-Baseboard Heating | Medium Industrial |  | Winter Evening | % of Load | 0 | 2028 | 65535
| High | Dynamic Pricing | DLC-Thermostat-BYOT-Baseboard Heating | Medium Industrial |  | Winter Evening | % of Load | 1 | 2028 | 65535
| High | Dynamic Pricing | DLC-Thermostat-BYOT-Baseboard Heating | Medium Industrial |  | Winter Evening | % of Load | 0 | 2028 | 65535
| High | Dynamic Pricing | DLC-Thermostat-DI-MSHP | Medium Industrial |  | Winter Evening | % of Load | 1 | 2028 | 65535
| High | Dynamic Pricing | DLC-Thermostat-DI-MSHP | Medium Industrial |  | Winter Evening | % of Load | 0 | 2028 | 65535
| High | Dynamic Pricing | DLC-Thermostat-BYOT-MSHP | Medium Industrial |  | Winter Evening | % of Load | 1 | 2028 | 65535
| High | Dynamic Pricing | DLC-Thermostat-BYOT-MSHP | Medium Industrial |  | Winter Evening | % of Load | 0 | 2028 | 65535
| High | Dynamic Pricing | C&I Curtailment-Turnkey-Manual HVAC Control | Medium Industrial |  | Winter Evening | % of Load | 1 | 2028 | 65535
| High | Dynamic Pricing | C&I Curtailment-Turnkey-Manual HVAC Control | Medium Industrial |  | Winter Evening | % of Load | 0 | 2028 | 65535
| High | Dynamic Pricing | C&I Curtailment-Turnkey-Auto-DR HVAC Control | Medium Industrial |  | Winter Evening | % of Load | 1 | 2028 | 65535
| High | Dynamic Pricing | C&I Curtailment-Turnkey-Auto-DR HVAC Control | Medium Industrial |  | Winter Evening | % of Load | 0 | 2028 | 65535
| High | Dynamic Pricing | C&I Curtailment-Turnkey-Standard Lighting Control | Medium Industrial |  | Winter Evening | % of Load | 1 | 2028 | 65535
| High | Dynamic Pricing | C&I Curtailment-Turnkey-Standard Lighting Control | Medium Industrial |  | Winter Evening | % of Load | 0 | 2028 | 65535
| High | Dynamic Pricing | C&I Curtailment-Turnkey-Advanced Lighting Control | Medium Industrial |  | Winter Evening | % of Load | 1 | 2028 | 65535
| High | Dynamic Pricing | C&I Curtailment-Turnkey-Advanced Lighting Control | Medium Industrial |  | Winter Evening | % of Load | 0 | 2028 | 65535
| High | Dynamic Pricing | C&I Curtailment-Turnkey-Water Heating Control | Medium Industrial |  | Winter Evening | % of Load | 1 | 2028 | 65535
| High | Dynamic Pricing | C&I Curtailment-Turnkey-Water Heating Control | Medium Industrial |  | Winter Evening | % of Load | 0 | 2028 | 65535
| High | Dynamic Pricing | C&I Curtailment-Turnkey-Other | Medium Industrial |  | Winter Evening | % of Load | 1 | 2028 | 65535
| High | Dynamic Pricing | C&I Curtailment-Turnkey-Other | Medium Industrial |  | Winter Evening | % of Load | 0 | 2028 | 65535
| High | Dynamic Pricing | Dynamic Pricing with enabling tech. | Medium Industrial |  | Winter Evening | % of Load | 1 | 2028 | 65535
| High | Dynamic Pricing | Dynamic Pricing with enabling tech. | Medium Industrial |  | Winter Evening | % of Load | 0 | 2028 | 65535
| High | Dynamic Pricing | Dynamic Pricing w/o enabling tech. | Medium Industrial |  | Winter Evening | % of Load | 1 | 2028 | 65535
| High | Dynamic Pricing | Dynamic Pricing w/o enabling tech. | Medium Industrial |  | Winter Evening | % of Load | 0 | 2028 | 65535
| High | Dynamic Pricing | Dynamic Pricing with enabling tech. | Large Industrial |  | Winter Morning | % of Load | 1 | 2028 | 65535
| High | Dynamic Pricing | Dynamic Pricing with enabling tech. | Large Industrial |  | Winter Morning | % of Load | 0 | 2028 | 65535
| High | Dynamic Pricing | Dynamic Pricing w/o enabling tech. | Large Industrial |  | Winter Morning | % of Load | 1 | 2028 | 65535
| High | Dynamic Pricing | Dynamic Pricing w/o enabling tech. | Large Industrial |  | Winter Morning | % of Load | 0 | 2028 | 65535
| High | Dynamic Pricing | Dynamic Pricing with enabling tech. | Large Industrial |  | Winter Evening | % of Load | 1 | 2028 | 65535
| High | Dynamic Pricing | Dynamic Pricing with enabling tech. | Large Industrial |  | Winter Evening | % of Load | 0 | 2028 | 65535
| High | Dynamic Pricing | Dynamic Pricing w/o enabling tech. | Large Industrial |  | Winter Evening | % of Load | 1 | 2028 | 65535
| High | Dynamic Pricing | Dynamic Pricing w/o enabling tech. | Large Industrial |  | Winter Evening | % of Load | 0 | 2028 | 65535
| High | Dynamic Pricing | Dynamic Pricing with enabling tech. | Residential Charitable |  | Winter Morning | % of Load | 1 | 2028 | 65535
| High | Dynamic Pricing | Dynamic Pricing with enabling tech. | Residential Charitable |  | Winter Morning | % of Load | 0 | 2028 | 65535
| High | Dynamic Pricing | Dynamic Pricing w/o enabling tech. | Residential Charitable |  | Winter Morning | % of Load | 1 | 2028 | 65535
| High | Dynamic Pricing | Dynamic Pricing w/o enabling tech. | Residential Charitable |  | Winter Morning | % of Load | 0 | 2028 | 65535
| High | Dynamic Pricing | Dynamic Pricing with enabling tech. | Residential Charitable |  | Winter Evening | % of Load | 1 | 2028 | 65535
| High | Dynamic Pricing | Dynamic Pricing with enabling tech. | Residential Charitable |  | Winter Evening | % of Load | 0 | 2028 | 65535
| High | Dynamic Pricing | Dynamic Pricing w/o enabling tech. | Residential Charitable |  | Winter Evening | % of Load | 1 | 2028 | 65535
| High | Dynamic Pricing | Dynamic Pricing w/o enabling tech. | Residential Charitable |  | Winter Evening | % of Load | 0 | 2028 | 65535
| High | BTM Battery Control | DLC-Switch-Water Heating | Small General |  | Winter Morning | % of Load | 1 | 2028 | 65535
| High | BTM Battery Control | DLC-Switch-Water Heating | Small General |  | Winter Morning | % of Load | 0 | 2028 | 65535
| High | BTM Battery Control | DLC-BYOD-Water Heating | Small General |  | Winter Morning | % of Load | 1 | 2028 | 65535
| High | BTM Battery Control | DLC-BYOD-Water Heating | Small General |  | Winter Morning | % of Load | 0 | 2028 | 65535
| High | BTM Battery Control | DLC-Thermostat-DI-Central Heat Pump | Small General |  | Winter Morning | % of Load | 1 | 2028 | 65535
| High | BTM Battery Control | DLC-Thermostat-DI-Central Heat Pump | Small General |  | Winter Morning | % of Load | 0 | 2028 | 65535
| High | BTM Battery Control | DLC-Thermostat-BYOT-Central Heat Pump | Small General |  | Winter Morning | % of Load | 1 | 2028 | 65535
| High | BTM Battery Control | DLC-Thermostat-BYOT-Central Heat Pump | Small General |  | Winter Morning | % of Load | 0 | 2028 | 65535
| High | BTM Battery Control | DLC-Thermostat-HVAC | Small General |  | Winter Morning | % of Load | 1 | 2028 | 65535
| High | BTM Battery Control | DLC-Thermostat-HVAC | Small General |  | Winter Morning | % of Load | 0 | 2028 | 65535
| High | BTM Battery Control | DLC-Thermostat-DI-Baseboard Heating | Small General |  | Winter Morning | % of Load | 1 | 2028 | 65535
| High | BTM Battery Control | DLC-Thermostat-DI-Baseboard Heating | Small General |  | Winter Morning | % of Load | 0 | 2028 | 65535
| High | BTM Battery Control | DLC-Thermostat-BYOT-Baseboard Heating | Small General |  | Winter Morning | % of Load | 1 | 2028 | 65535
| High | BTM Battery Control | DLC-Thermostat-BYOT-Baseboard Heating | Small General |  | Winter Morning | % of Load | 0 | 2028 | 65535
| High | BTM Battery Control | DLC-Thermostat-DI-MSHP | Small General |  | Winter Morning | % of Load | 1 | 2028 | 65535
| High | BTM Battery Control | DLC-Thermostat-DI-MSHP | Small General |  | Winter Morning | % of Load | 0 | 2028 | 65535
| High | BTM Battery Control | DLC-Thermostat-BYOT-MSHP | Small General |  | Winter Morning | % of Load | 1 | 2028 | 65535
| High | BTM Battery Control | DLC-Thermostat-BYOT-MSHP | Small General |  | Winter Morning | % of Load | 0 | 2028 | 65535
| High | BTM Battery Control | C&I Curtailment-Turnkey-Manual HVAC Control | Small General |  | Winter Morning | % of Load | 1 | 2028 | 65535
| High | BTM Battery Control | C&I Curtailment-Turnkey-Manual HVAC Control | Small General |  | Winter Morning | % of Load | 0 | 2028 | 65535
| High | BTM Battery Control | C&I Curtailment-Turnkey-Auto-DR HVAC Control | Small General |  | Winter Morning | % of Load | 1 | 2028 | 65535
| High | BTM Battery Control | C&I Curtailment-Turnkey-Auto-DR HVAC Control | Small General |  | Winter Morning | % of Load | 0 | 2028 | 65535
| High | BTM Battery Control | C&I Curtailment-Turnkey-Standard Lighting Control | Small General |  | Winter Morning | % of Load | 1 | 2028 | 65535
| High | BTM Battery Control | C&I Curtailment-Turnkey-Standard Lighting Control | Small General |  | Winter Morning | % of Load | 0 | 2028 | 65535
| High | BTM Battery Control | C&I Curtailment-Turnkey-Advanced Lighting Control | Small General |  | Winter Morning | % of Load | 1 | 2028 | 65535
| High | BTM Battery Control | C&I Curtailment-Turnkey-Advanced Lighting Control | Small General |  | Winter Morning | % of Load | 0 | 2028 | 65535
| High | BTM Battery Control | C&I Curtailment-Turnkey-Water Heating Control | Small General |  | Winter Morning | % of Load | 1 | 2028 | 65535
| High | BTM Battery Control | C&I Curtailment-Turnkey-Water Heating Control | Small General |  | Winter Morning | % of Load | 0 | 2028 | 65535
| High | BTM Battery Control | C&I Curtailment-Turnkey-Other | Small General |  | Winter Morning | % of Load | 1 | 2028 | 65535
| High | BTM Battery Control | C&I Curtailment-Turnkey-Other | Small General |  | Winter Morning | % of Load | 0 | 2028 | 65535
| High | BTM Battery Control | Dynamic Pricing with enabling tech. | Small General |  | Winter Morning | % of Load | 1 | 2028 | 65535
| High | BTM Battery Control | Dynamic Pricing with enabling tech. | Small General |  | Winter Morning | % of Load | 0 | 2028 | 65535
| High | BTM Battery Control | DLC-Switch-Water Heating | Small General |  | Winter Evening | % of Load | 1 | 2028 | 65535
| High | BTM Battery Control | DLC-Switch-Water Heating | Small General |  | Winter Evening | % of Load | 0 | 2028 | 65535
| High | BTM Battery Control | DLC-BYOD-Water Heating | Small General |  | Winter Evening | % of Load | 1 | 2028 | 65535
| High | BTM Battery Control | DLC-BYOD-Water Heating | Small General |  | Winter Evening | % of Load | 0 | 2028 | 65535
| High | BTM Battery Control | DLC-Thermostat-DI-Central Heat Pump | Small General |  | Winter Evening | % of Load | 1 | 2028 | 65535
| High | BTM Battery Control | DLC-Thermostat-DI-Central Heat Pump | Small General |  | Winter Evening | % of Load | 0 | 2028 | 65535
| High | BTM Battery Control | DLC-Thermostat-BYOT-Central Heat Pump | Small General |  | Winter Evening | % of Load | 1 | 2028 | 65535
| High | BTM Battery Control | DLC-Thermostat-BYOT-Central Heat Pump | Small General |  | Winter Evening | % of Load | 0 | 2028 | 65535
| High | BTM Battery Control | DLC-Thermostat-HVAC | Small General |  | Winter Evening | % of Load | 1 | 2028 | 65535
| High | BTM Battery Control | DLC-Thermostat-HVAC | Small General |  | Winter Evening | % of Load | 0 | 2028 | 65535
| High | BTM Battery Control | DLC-Thermostat-DI-Baseboard Heating | Small General |  | Winter Evening | % of Load | 1 | 2028 | 65535
| High | BTM Battery Control | DLC-Thermostat-DI-Baseboard Heating | Small General |  | Winter Evening | % of Load | 0 | 2028 | 65535
| High | BTM Battery Control | DLC-Thermostat-BYOT-Baseboard Heating | Small General |  | Winter Evening | % of Load | 1 | 2028 | 65535
| High | BTM Battery Control | DLC-Thermostat-BYOT-Baseboard Heating | Small General |  | Winter Evening | % of Load | 0 | 2028 | 65535
| High | BTM Battery Control | DLC-Thermostat-DI-MSHP | Small General |  | Winter Evening | % of Load | 1 | 2028 | 65535
| High | BTM Battery Control | DLC-Thermostat-DI-MSHP | Small General |  | Winter Evening | % of Load | 0 | 2028 | 65535
| High | BTM Battery Control | DLC-Thermostat-BYOT-MSHP | Small General |  | Winter Evening | % of Load | 1 | 2028 | 65535
| High | BTM Battery Control | DLC-Thermostat-BYOT-MSHP | Small General |  | Winter Evening | % of Load | 0 | 2028 | 65535
| High | BTM Battery Control | C&I Curtailment-Turnkey-Manual HVAC Control | Small General |  | Winter Evening | % of Load | 1 | 2028 | 65535
| High | BTM Battery Control | C&I Curtailment-Turnkey-Manual HVAC Control | Small General |  | Winter Evening | % of Load | 0 | 2028 | 65535
| High | BTM Battery Control | C&I Curtailment-Turnkey-Auto-DR HVAC Control | Small General |  | Winter Evening | % of Load | 1 | 2028 | 65535
| High | BTM Battery Control | C&I Curtailment-Turnkey-Auto-DR HVAC Control | Small General |  | Winter Evening | % of Load | 0 | 2028 | 65535
| High | BTM Battery Control | C&I Curtailment-Turnkey-Standard Lighting Control | Small General |  | Winter Evening | % of Load | 1 | 2028 | 65535
| High | BTM Battery Control | C&I Curtailment-Turnkey-Standard Lighting Control | Small General |  | Winter Evening | % of Load | 0 | 2028 | 65535
| High | BTM Battery Control | C&I Curtailment-Turnkey-Advanced Lighting Control | Small General |  | Winter Evening | % of Load | 1 | 2028 | 65535
| High | BTM Battery Control | C&I Curtailment-Turnkey-Advanced Lighting Control | Small General |  | Winter Evening | % of Load | 0 | 2028 | 65535
| High | BTM Battery Control | C&I Curtailment-Turnkey-Water Heating Control | Small General |  | Winter Evening | % of Load | 1 | 2028 | 65535
| High | BTM Battery Control | C&I Curtailment-Turnkey-Water Heating Control | Small General |  | Winter Evening | % of Load | 0 | 2028 | 65535
| High | BTM Battery Control | C&I Curtailment-Turnkey-Other | Small General |  | Winter Evening | % of Load | 1 | 2028 | 65535
| High | BTM Battery Control | C&I Curtailment-Turnkey-Other | Small General |  | Winter Evening | % of Load | 0 | 2028 | 65535
| High | BTM Battery Control | Dynamic Pricing with enabling tech. | Small General |  | Winter Evening | % of Load | 1 | 2028 | 65535
| High | BTM Battery Control | Dynamic Pricing with enabling tech. | Small General |  | Winter Evening | % of Load | 0 | 2028 | 65535
| High | BTM Battery Control | DLC-Switch-Water Heating | General |  | Winter Morning | % of Load | 1 | 2028 | 65535
| High | BTM Battery Control | DLC-Switch-Water Heating | General |  | Winter Morning | % of Load | 0 | 2028 | 65535
| High | BTM Battery Control | DLC-BYOD-Water Heating | General |  | Winter Morning | % of Load | 1 | 2028 | 65535
| High | BTM Battery Control | DLC-BYOD-Water Heating | General |  | Winter Morning | % of Load | 0 | 2028 | 65535
| High | BTM Battery Control | DLC-Thermostat-DI-Central Heat Pump | General |  | Winter Morning | % of Load | 1 | 2028 | 65535
| High | BTM Battery Control | DLC-Thermostat-DI-Central Heat Pump | General |  | Winter Morning | % of Load | 0 | 2028 | 65535
| High | BTM Battery Control | DLC-Thermostat-BYOT-Central Heat Pump | General |  | Winter Morning | % of Load | 1 | 2028 | 65535
| High | BTM Battery Control | DLC-Thermostat-BYOT-Central Heat Pump | General |  | Winter Morning | % of Load | 0 | 2028 | 65535
| High | BTM Battery Control | DLC-Thermostat-HVAC | General |  | Winter Morning | % of Load | 1 | 2028 | 65535
| High | BTM Battery Control | DLC-Thermostat-HVAC | General |  | Winter Morning | % of Load | 0 | 2028 | 65535
| High | BTM Battery Control | DLC-Thermostat-DI-Baseboard Heating | General |  | Winter Morning | % of Load | 1 | 2028 | 65535
| High | BTM Battery Control | DLC-Thermostat-DI-Baseboard Heating | General |  | Winter Morning | % of Load | 0 | 2028 | 65535
| High | BTM Battery Control | DLC-Thermostat-BYOT-Baseboard Heating | General |  | Winter Morning | % of Load | 1 | 2028 | 65535
| High | BTM Battery Control | DLC-Thermostat-BYOT-Baseboard Heating | General |  | Winter Morning | % of Load | 0 | 2028 | 65535
| High | BTM Battery Control | DLC-Thermostat-DI-MSHP | General |  | Winter Morning | % of Load | 1 | 2028 | 65535
| High | BTM Battery Control | DLC-Thermostat-DI-MSHP | General |  | Winter Morning | % of Load | 0 | 2028 | 65535
| High | BTM Battery Control | DLC-Thermostat-BYOT-MSHP | General |  | Winter Morning | % of Load | 1 | 2028 | 65535
| High | BTM Battery Control | DLC-Thermostat-BYOT-MSHP | General |  | Winter Morning | % of Load | 0 | 2028 | 65535
| High | BTM Battery Control | C&I Curtailment-Turnkey-Manual HVAC Control | General |  | Winter Morning | % of Load | 1 | 2028 | 65535
| High | BTM Battery Control | C&I Curtailment-Turnkey-Manual HVAC Control | General |  | Winter Morning | % of Load | 0 | 2028 | 65535
| High | BTM Battery Control | C&I Curtailment-Turnkey-Auto-DR HVAC Control | General |  | Winter Morning | % of Load | 1 | 2028 | 65535
| High | BTM Battery Control | C&I Curtailment-Turnkey-Auto-DR HVAC Control | General |  | Winter Morning | % of Load | 0 | 2028 | 65535
| High | BTM Battery Control | C&I Curtailment-Turnkey-Standard Lighting Control | General |  | Winter Morning | % of Load | 1 | 2028 | 65535
| High | BTM Battery Control | C&I Curtailment-Turnkey-Standard Lighting Control | General |  | Winter Morning | % of Load | 0 | 2028 | 65535
| High | BTM Battery Control | C&I Curtailment-Turnkey-Advanced Lighting Control | General |  | Winter Morning | % of Load | 1 | 2028 | 65535
| High | BTM Battery Control | C&I Curtailment-Turnkey-Advanced Lighting Control | General |  | Winter Morning | % of Load | 0 | 2028 | 65535
| High | BTM Battery Control | C&I Curtailment-Turnkey-Water Heating Control | General |  | Winter Morning | % of Load | 1 | 2028 | 65535
| High | BTM Battery Control | C&I Curtailment-Turnkey-Water Heating Control | General |  | Winter Morning | % of Load | 0 | 2028 | 65535
| High | BTM Battery Control | C&I Curtailment-Turnkey-Other | General |  | Winter Morning | % of Load | 1 | 2028 | 65535
| High | BTM Battery Control | C&I Curtailment-Turnkey-Other | General |  | Winter Morning | % of Load | 0 | 2028 | 65535
| High | BTM Battery Control | DLC-Switch-Water Heating | General |  | Winter Evening | % of Load | 1 | 2028 | 65535
| High | BTM Battery Control | DLC-Switch-Water Heating | General |  | Winter Evening | % of Load | 0 | 2028 | 65535
| High | BTM Battery Control | DLC-BYOD-Water Heating | General |  | Winter Evening | % of Load | 1 | 2028 | 65535
| High | BTM Battery Control | DLC-BYOD-Water Heating | General |  | Winter Evening | % of Load | 0 | 2028 | 65535
| High | BTM Battery Control | DLC-Thermostat-DI-Central Heat Pump | General |  | Winter Evening | % of Load | 1 | 2028 | 65535
| High | BTM Battery Control | DLC-Thermostat-DI-Central Heat Pump | General |  | Winter Evening | % of Load | 0 | 2028 | 65535
| High | BTM Battery Control | DLC-Thermostat-BYOT-Central Heat Pump | General |  | Winter Evening | % of Load | 1 | 2028 | 65535
| High | BTM Battery Control | DLC-Thermostat-BYOT-Central Heat Pump | General |  | Winter Evening | % of Load | 0 | 2028 | 65535
| High | BTM Battery Control | DLC-Thermostat-HVAC | General |  | Winter Evening | % of Load | 1 | 2028 | 65535
| High | BTM Battery Control | DLC-Thermostat-HVAC | General |  | Winter Evening | % of Load | 0 | 2028 | 65535
| High | BTM Battery Control | DLC-Thermostat-DI-Baseboard Heating | General |  | Winter Evening | % of Load | 1 | 2028 | 65535
| High | BTM Battery Control | DLC-Thermostat-DI-Baseboard Heating | General |  | Winter Evening | % of Load | 0 | 2028 | 65535
| High | BTM Battery Control | DLC-Thermostat-BYOT-Baseboard Heating | General |  | Winter Evening | % of Load | 1 | 2028 | 65535
| High | BTM Battery Control | DLC-Thermostat-BYOT-Baseboard Heating | General |  | Winter Evening | % of Load | 0 | 2028 | 65535
| High | BTM Battery Control | DLC-Thermostat-DI-MSHP | General |  | Winter Evening | % of Load | 1 | 2028 | 65535
| High | BTM Battery Control | DLC-Thermostat-DI-MSHP | General |  | Winter Evening | % of Load | 0 | 2028 | 65535
| High | BTM Battery Control | DLC-Thermostat-BYOT-MSHP | General |  | Winter Evening | % of Load | 1 | 2028 | 65535
| High | BTM Battery Control | DLC-Thermostat-BYOT-MSHP | General |  | Winter Evening | % of Load | 0 | 2028 | 65535
| High | BTM Battery Control | C&I Curtailment-Turnkey-Manual HVAC Control | General |  | Winter Evening | % of Load | 1 | 2028 | 65535
| High | BTM Battery Control | C&I Curtailment-Turnkey-Manual HVAC Control | General |  | Winter Evening | % of Load | 0 | 2028 | 65535
| High | BTM Battery Control | C&I Curtailment-Turnkey-Auto-DR HVAC Control | General |  | Winter Evening | % of Load | 1 | 2028 | 65535
| High | BTM Battery Control | C&I Curtailment-Turnkey-Auto-DR HVAC Control | General |  | Winter Evening | % of Load | 0 | 2028 | 65535
| High | BTM Battery Control | C&I Curtailment-Turnkey-Standard Lighting Control | General |  | Winter Evening | % of Load | 1 | 2028 | 65535
| High | BTM Battery Control | C&I Curtailment-Turnkey-Standard Lighting Control | General |  | Winter Evening | % of Load | 0 | 2028 | 65535
| High | BTM Battery Control | C&I Curtailment-Turnkey-Advanced Lighting Control | General |  | Winter Evening | % of Load | 1 | 2028 | 65535
| High | BTM Battery Control | C&I Curtailment-Turnkey-Advanced Lighting Control | General |  | Winter Evening | % of Load | 0 | 2028 | 65535
| High | BTM Battery Control | C&I Curtailment-Turnkey-Water Heating Control | General |  | Winter Evening | % of Load | 1 | 2028 | 65535
| High | BTM Battery Control | C&I Curtailment-Turnkey-Water Heating Control | General |  | Winter Evening | % of Load | 0 | 2028 | 65535
| High | BTM Battery Control | C&I Curtailment-Turnkey-Other | General |  | Winter Evening | % of Load | 1 | 2028 | 65535
| High | BTM Battery Control | C&I Curtailment-Turnkey-Other | General |  | Winter Evening | % of Load | 0 | 2028 | 65535
| High | BTM Battery Control | DLC-Switch-Water Heating | Small Industrial |  | Winter Morning | % of Load | 1 | 2028 | 65535
| High | BTM Battery Control | DLC-Switch-Water Heating | Small Industrial |  | Winter Morning | % of Load | 0 | 2028 | 65535
| High | BTM Battery Control | DLC-BYOD-Water Heating | Small Industrial |  | Winter Morning | % of Load | 1 | 2028 | 65535
| High | BTM Battery Control | DLC-BYOD-Water Heating | Small Industrial |  | Winter Morning | % of Load | 0 | 2028 | 65535
| High | BTM Battery Control | DLC-Thermostat-DI-Central Heat Pump | Small Industrial |  | Winter Morning | % of Load | 1 | 2028 | 65535
| High | BTM Battery Control | DLC-Thermostat-DI-Central Heat Pump | Small Industrial |  | Winter Morning | % of Load | 0 | 2028 | 65535
| High | BTM Battery Control | DLC-Thermostat-BYOT-Central Heat Pump | Small Industrial |  | Winter Morning | % of Load | 1 | 2028 | 65535
| High | BTM Battery Control | DLC-Thermostat-BYOT-Central Heat Pump | Small Industrial |  | Winter Morning | % of Load | 0 | 2028 | 65535
| High | BTM Battery Control | DLC-Thermostat-HVAC | Small Industrial |  | Winter Morning | % of Load | 1 | 2028 | 65535
| High | BTM Battery Control | DLC-Thermostat-HVAC | Small Industrial |  | Winter Morning | % of Load | 0 | 2028 | 65535
| High | BTM Battery Control | DLC-Thermostat-DI-Baseboard Heating | Small Industrial |  | Winter Morning | % of Load | 1 | 2028 | 65535
| High | BTM Battery Control | DLC-Thermostat-DI-Baseboard Heating | Small Industrial |  | Winter Morning | % of Load | 0 | 2028 | 65535
| High | BTM Battery Control | DLC-Thermostat-BYOT-Baseboard Heating | Small Industrial |  | Winter Morning | % of Load | 1 | 2028 | 65535
| High | BTM Battery Control | DLC-Thermostat-BYOT-Baseboard Heating | Small Industrial |  | Winter Morning | % of Load | 0 | 2028 | 65535
| High | BTM Battery Control | DLC-Thermostat-DI-MSHP | Small Industrial |  | Winter Morning | % of Load | 1 | 2028 | 65535
| High | BTM Battery Control | DLC-Thermostat-DI-MSHP | Small Industrial |  | Winter Morning | % of Load | 0 | 2028 | 65535
| High | BTM Battery Control | DLC-Thermostat-BYOT-MSHP | Small Industrial |  | Winter Morning | % of Load | 1 | 2028 | 65535
| High | BTM Battery Control | DLC-Thermostat-BYOT-MSHP | Small Industrial |  | Winter Morning | % of Load | 0 | 2028 | 65535
| High | BTM Battery Control | C&I Curtailment-Turnkey-Manual HVAC Control | Small Industrial |  | Winter Morning | % of Load | 1 | 2028 | 65535
| High | BTM Battery Control | C&I Curtailment-Turnkey-Manual HVAC Control | Small Industrial |  | Winter Morning | % of Load | 0 | 2028 | 65535
| High | BTM Battery Control | C&I Curtailment-Turnkey-Auto-DR HVAC Control | Small Industrial |  | Winter Morning | % of Load | 1 | 2028 | 65535
| High | BTM Battery Control | C&I Curtailment-Turnkey-Auto-DR HVAC Control | Small Industrial |  | Winter Morning | % of Load | 0 | 2028 | 65535
| High | BTM Battery Control | C&I Curtailment-Turnkey-Standard Lighting Control | Small Industrial |  | Winter Morning | % of Load | 1 | 2028 | 65535
| High | BTM Battery Control | C&I Curtailment-Turnkey-Standard Lighting Control | Small Industrial |  | Winter Morning | % of Load | 0 | 2028 | 65535
| High | BTM Battery Control | C&I Curtailment-Turnkey-Advanced Lighting Control | Small Industrial |  | Winter Morning | % of Load | 1 | 2028 | 65535
| High | BTM Battery Control | C&I Curtailment-Turnkey-Advanced Lighting Control | Small Industrial |  | Winter Morning | % of Load | 0 | 2028 | 65535
| High | BTM Battery Control | C&I Curtailment-Turnkey-Water Heating Control | Small Industrial |  | Winter Morning | % of Load | 1 | 2028 | 65535
| High | BTM Battery Control | C&I Curtailment-Turnkey-Water Heating Control | Small Industrial |  | Winter Morning | % of Load | 0 | 2028 | 65535
| High | BTM Battery Control | C&I Curtailment-Turnkey-Other | Small Industrial |  | Winter Morning | % of Load | 1 | 2028 | 65535
| High | BTM Battery Control | C&I Curtailment-Turnkey-Other | Small Industrial |  | Winter Morning | % of Load | 0 | 2028 | 65535
| High | BTM Battery Control | C&I Curtailment-Turnkey-Industrial | Small Industrial |  | Winter Morning | % of Load | 1 | 2028 | 65535
| High | BTM Battery Control | C&I Curtailment-Turnkey-Industrial | Small Industrial |  | Winter Morning | % of Load | 0 | 2028 | 65535
| High | BTM Battery Control | DLC-Switch-Water Heating | Small Industrial |  | Winter Evening | % of Load | 1 | 2028 | 65535
| High | BTM Battery Control | DLC-Switch-Water Heating | Small Industrial |  | Winter Evening | % of Load | 0 | 2028 | 65535
| High | BTM Battery Control | DLC-BYOD-Water Heating | Small Industrial |  | Winter Evening | % of Load | 1 | 2028 | 65535
| High | BTM Battery Control | DLC-BYOD-Water Heating | Small Industrial |  | Winter Evening | % of Load | 0 | 2028 | 65535
| High | BTM Battery Control | DLC-Thermostat-DI-Central Heat Pump | Small Industrial |  | Winter Evening | % of Load | 1 | 2028 | 65535
| High | BTM Battery Control | DLC-Thermostat-DI-Central Heat Pump | Small Industrial |  | Winter Evening | % of Load | 0 | 2028 | 65535
| High | BTM Battery Control | DLC-Thermostat-BYOT-Central Heat Pump | Small Industrial |  | Winter Evening | % of Load | 1 | 2028 | 65535
| High | BTM Battery Control | DLC-Thermostat-BYOT-Central Heat Pump | Small Industrial |  | Winter Evening | % of Load | 0 | 2028 | 65535
| High | BTM Battery Control | DLC-Thermostat-HVAC | Small Industrial |  | Winter Evening | % of Load | 1 | 2028 | 65535
| High | BTM Battery Control | DLC-Thermostat-HVAC | Small Industrial |  | Winter Evening | % of Load | 0 | 2028 | 65535
| High | BTM Battery Control | DLC-Thermostat-DI-Baseboard Heating | Small Industrial |  | Winter Evening | % of Load | 1 | 2028 | 65535
| High | BTM Battery Control | DLC-Thermostat-DI-Baseboard Heating | Small Industrial |  | Winter Evening | % of Load | 0 | 2028 | 65535
| High | BTM Battery Control | DLC-Thermostat-BYOT-Baseboard Heating | Small Industrial |  | Winter Evening | % of Load | 1 | 2028 | 65535
| High | BTM Battery Control | DLC-Thermostat-BYOT-Baseboard Heating | Small Industrial |  | Winter Evening | % of Load | 0 | 2028 | 65535
| High | BTM Battery Control | DLC-Thermostat-DI-MSHP | Small Industrial |  | Winter Evening | % of Load | 1 | 2028 | 65535
| High | BTM Battery Control | DLC-Thermostat-DI-MSHP | Small Industrial |  | Winter Evening | % of Load | 0 | 2028 | 65535
| High | BTM Battery Control | DLC-Thermostat-BYOT-MSHP | Small Industrial |  | Winter Evening | % of Load | 1 | 2028 | 65535
| High | BTM Battery Control | DLC-Thermostat-BYOT-MSHP | Small Industrial |  | Winter Evening | % of Load | 0 | 2028 | 65535
| High | BTM Battery Control | C&I Curtailment-Turnkey-Manual HVAC Control | Small Industrial |  | Winter Evening | % of Load | 1 | 2028 | 65535
| High | BTM Battery Control | C&I Curtailment-Turnkey-Manual HVAC Control | Small Industrial |  | Winter Evening | % of Load | 0 | 2028 | 65535
| High | BTM Battery Control | C&I Curtailment-Turnkey-Auto-DR HVAC Control | Small Industrial |  | Winter Evening | % of Load | 1 | 2028 | 65535
| High | BTM Battery Control | C&I Curtailment-Turnkey-Auto-DR HVAC Control | Small Industrial |  | Winter Evening | % of Load | 0 | 2028 | 65535
| High | BTM Battery Control | C&I Curtailment-Turnkey-Standard Lighting Control | Small Industrial |  | Winter Evening | % of Load | 1 | 2028 | 65535
| High | BTM Battery Control | C&I Curtailment-Turnkey-Standard Lighting Control | Small Industrial |  | Winter Evening | % of Load | 0 | 2028 | 65535
| High | BTM Battery Control | C&I Curtailment-Turnkey-Advanced Lighting Control | Small Industrial |  | Winter Evening | % of Load | 1 | 2028 | 65535
| High | BTM Battery Control | C&I Curtailment-Turnkey-Advanced Lighting Control | Small Industrial |  | Winter Evening | % of Load | 0 | 2028 | 65535
| High | BTM Battery Control | C&I Curtailment-Turnkey-Water Heating Control | Small Industrial |  | Winter Evening | % of Load | 1 | 2028 | 65535
| High | BTM Battery Control | C&I Curtailment-Turnkey-Water Heating Control | Small Industrial |  | Winter Evening | % of Load | 0 | 2028 | 65535
| High | BTM Battery Control | C&I Curtailment-Turnkey-Other | Small Industrial |  | Winter Evening | % of Load | 1 | 2028 | 65535
| High | BTM Battery Control | C&I Curtailment-Turnkey-Other | Small Industrial |  | Winter Evening | % of Load | 0 | 2028 | 65535
| High | BTM Battery Control | C&I Curtailment-Turnkey-Industrial | Small Industrial |  | Winter Evening | % of Load | 1 | 2028 | 65535
| High | BTM Battery Control | C&I Curtailment-Turnkey-Industrial | Small Industrial |  | Winter Evening | % of Load | 0 | 2028 | 65535
| High | BTM Battery Control | DLC-Switch-Water Heating | Medium Industrial |  | Winter Morning | % of Load | 1 | 2028 | 65535
| High | BTM Battery Control | DLC-Switch-Water Heating | Medium Industrial |  | Winter Morning | % of Load | 0 | 2028 | 65535
| High | BTM Battery Control | DLC-BYOD-Water Heating | Medium Industrial |  | Winter Morning | % of Load | 1 | 2028 | 65535
| High | BTM Battery Control | DLC-BYOD-Water Heating | Medium Industrial |  | Winter Morning | % of Load | 0 | 2028 | 65535
| High | BTM Battery Control | DLC-Thermostat-DI-Central Heat Pump | Medium Industrial |  | Winter Morning | % of Load | 1 | 2028 | 65535
| High | BTM Battery Control | DLC-Thermostat-DI-Central Heat Pump | Medium Industrial |  | Winter Morning | % of Load | 0 | 2028 | 65535
| High | BTM Battery Control | DLC-Thermostat-BYOT-Central Heat Pump | Medium Industrial |  | Winter Morning | % of Load | 1 | 2028 | 65535
| High | BTM Battery Control | DLC-Thermostat-BYOT-Central Heat Pump | Medium Industrial |  | Winter Morning | % of Load | 0 | 2028 | 65535
| High | BTM Battery Control | DLC-Thermostat-HVAC | Medium Industrial |  | Winter Morning | % of Load | 1 | 2028 | 65535
| High | BTM Battery Control | DLC-Thermostat-HVAC | Medium Industrial |  | Winter Morning | % of Load | 0 | 2028 | 65535
| High | BTM Battery Control | DLC-Thermostat-DI-Baseboard Heating | Medium Industrial |  | Winter Morning | % of Load | 1 | 2028 | 65535
| High | BTM Battery Control | DLC-Thermostat-DI-Baseboard Heating | Medium Industrial |  | Winter Morning | % of Load | 0 | 2028 | 65535
| High | BTM Battery Control | DLC-Thermostat-BYOT-Baseboard Heating | Medium Industrial |  | Winter Morning | % of Load | 1 | 2028 | 65535
| High | BTM Battery Control | DLC-Thermostat-BYOT-Baseboard Heating | Medium Industrial |  | Winter Morning | % of Load | 0 | 2028 | 65535
| High | BTM Battery Control | DLC-Thermostat-DI-MSHP | Medium Industrial |  | Winter Morning | % of Load | 1 | 2028 | 65535
| High | BTM Battery Control | DLC-Thermostat-DI-MSHP | Medium Industrial |  | Winter Morning | % of Load | 0 | 2028 | 65535
| High | BTM Battery Control | DLC-Thermostat-BYOT-MSHP | Medium Industrial |  | Winter Morning | % of Load | 1 | 2028 | 65535
| High | BTM Battery Control | DLC-Thermostat-BYOT-MSHP | Medium Industrial |  | Winter Morning | % of Load | 0 | 2028 | 65535
| High | BTM Battery Control | C&I Curtailment-Turnkey-Manual HVAC Control | Medium Industrial |  | Winter Morning | % of Load | 1 | 2028 | 65535
| High | BTM Battery Control | C&I Curtailment-Turnkey-Manual HVAC Control | Medium Industrial |  | Winter Morning | % of Load | 0 | 2028 | 65535
| High | BTM Battery Control | C&I Curtailment-Turnkey-Auto-DR HVAC Control | Medium Industrial |  | Winter Morning | % of Load | 1 | 2028 | 65535
| High | BTM Battery Control | C&I Curtailment-Turnkey-Auto-DR HVAC Control | Medium Industrial |  | Winter Morning | % of Load | 0 | 2028 | 65535
| High | BTM Battery Control | C&I Curtailment-Turnkey-Standard Lighting Control | Medium Industrial |  | Winter Morning | % of Load | 1 | 2028 | 65535
| High | BTM Battery Control | C&I Curtailment-Turnkey-Standard Lighting Control | Medium Industrial |  | Winter Morning | % of Load | 0 | 2028 | 65535
| High | BTM Battery Control | C&I Curtailment-Turnkey-Advanced Lighting Control | Medium Industrial |  | Winter Morning | % of Load | 1 | 2028 | 65535
| High | BTM Battery Control | C&I Curtailment-Turnkey-Advanced Lighting Control | Medium Industrial |  | Winter Morning | % of Load | 0 | 2028 | 65535
| High | BTM Battery Control | C&I Curtailment-Turnkey-Water Heating Control | Medium Industrial |  | Winter Morning | % of Load | 1 | 2028 | 65535
| High | BTM Battery Control | C&I Curtailment-Turnkey-Water Heating Control | Medium Industrial |  | Winter Morning | % of Load | 0 | 2028 | 65535
| High | BTM Battery Control | C&I Curtailment-Turnkey-Other | Medium Industrial |  | Winter Morning | % of Load | 1 | 2028 | 65535
| High | BTM Battery Control | C&I Curtailment-Turnkey-Other | Medium Industrial |  | Winter Morning | % of Load | 0 | 2028 | 65535
| High | BTM Battery Control | DLC-Switch-Water Heating | Medium Industrial |  | Winter Evening | % of Load | 1 | 2028 | 65535
| High | BTM Battery Control | DLC-Switch-Water Heating | Medium Industrial |  | Winter Evening | % of Load | 0 | 2028 | 65535
| High | BTM Battery Control | DLC-BYOD-Water Heating | Medium Industrial |  | Winter Evening | % of Load | 1 | 2028 | 65535
| High | BTM Battery Control | DLC-BYOD-Water Heating | Medium Industrial |  | Winter Evening | % of Load | 0 | 2028 | 65535
| High | BTM Battery Control | DLC-Thermostat-DI-Central Heat Pump | Medium Industrial |  | Winter Evening | % of Load | 1 | 2028 | 65535
| High | BTM Battery Control | DLC-Thermostat-DI-Central Heat Pump | Medium Industrial |  | Winter Evening | % of Load | 0 | 2028 | 65535
| High | BTM Battery Control | DLC-Thermostat-BYOT-Central Heat Pump | Medium Industrial |  | Winter Evening | % of Load | 1 | 2028 | 65535
| High | BTM Battery Control | DLC-Thermostat-BYOT-Central Heat Pump | Medium Industrial |  | Winter Evening | % of Load | 0 | 2028 | 65535
| High | BTM Battery Control | DLC-Thermostat-HVAC | Medium Industrial |  | Winter Evening | % of Load | 1 | 2028 | 65535
| High | BTM Battery Control | DLC-Thermostat-HVAC | Medium Industrial |  | Winter Evening | % of Load | 0 | 2028 | 65535
| High | BTM Battery Control | DLC-Thermostat-DI-Baseboard Heating | Medium Industrial |  | Winter Evening | % of Load | 1 | 2028 | 65535
| High | BTM Battery Control | DLC-Thermostat-DI-Baseboard Heating | Medium Industrial |  | Winter Evening | % of Load | 0 | 2028 | 65535
| High | BTM Battery Control | DLC-Thermostat-BYOT-Baseboard Heating | Medium Industrial |  | Winter Evening | % of Load | 1 | 2028 | 65535
| High | BTM Battery Control | DLC-Thermostat-BYOT-Baseboard Heating | Medium Industrial |  | Winter Evening | % of Load | 0 | 2028 | 65535
| High | BTM Battery Control | DLC-Thermostat-DI-MSHP | Medium Industrial |  | Winter Evening | % of Load | 1 | 2028 | 65535
| High | BTM Battery Control | DLC-Thermostat-DI-MSHP | Medium Industrial |  | Winter Evening | % of Load | 0 | 2028 | 65535
| High | BTM Battery Control | DLC-Thermostat-BYOT-MSHP | Medium Industrial |  | Winter Evening | % of Load | 1 | 2028 | 65535
| High | BTM Battery Control | DLC-Thermostat-BYOT-MSHP | Medium Industrial |  | Winter Evening | % of Load | 0 | 2028 | 65535
| High | BTM Battery Control | C&I Curtailment-Turnkey-Manual HVAC Control | Medium Industrial |  | Winter Evening | % of Load | 1 | 2028 | 65535
| High | BTM Battery Control | C&I Curtailment-Turnkey-Manual HVAC Control | Medium Industrial |  | Winter Evening | % of Load | 0 | 2028 | 65535
| High | BTM Battery Control | C&I Curtailment-Turnkey-Auto-DR HVAC Control | Medium Industrial |  | Winter Evening | % of Load | 1 | 2028 | 65535
| High | BTM Battery Control | C&I Curtailment-Turnkey-Auto-DR HVAC Control | Medium Industrial |  | Winter Evening | % of Load | 0 | 2028 | 65535
| High | BTM Battery Control | C&I Curtailment-Turnkey-Standard Lighting Control | Medium Industrial |  | Winter Evening | % of Load | 1 | 2028 | 65535
| High | BTM Battery Control | C&I Curtailment-Turnkey-Standard Lighting Control | Medium Industrial |  | Winter Evening | % of Load | 0 | 2028 | 65535
| High | BTM Battery Control | C&I Curtailment-Turnkey-Advanced Lighting Control | Medium Industrial |  | Winter Evening | % of Load | 1 | 2028 | 65535
| High | BTM Battery Control | C&I Curtailment-Turnkey-Advanced Lighting Control | Medium Industrial |  | Winter Evening | % of Load | 0 | 2028 | 65535
| High | BTM Battery Control | C&I Curtailment-Turnkey-Water Heating Control | Medium Industrial |  | Winter Evening | % of Load | 1 | 2028 | 65535
| High | BTM Battery Control | C&I Curtailment-Turnkey-Water Heating Control | Medium Industrial |  | Winter Evening | % of Load | 0 | 2028 | 65535
| High | BTM Battery Control | C&I Curtailment-Turnkey-Other | Medium Industrial |  | Winter Evening | % of Load | 1 | 2028 | 65535
| High | BTM Battery Control | C&I Curtailment-Turnkey-Other | Medium Industrial |  | Winter Evening | % of Load | 0 | 2028 | 65535
| High | BTM Battery Control | BTM Battery Control-BYOB | Residential Charitable |  | Winter Morning | % of Load | 1 | 2028 | 65535
| High | BTM Battery Control | BTM Battery Control-BYOB | Residential Charitable |  | Winter Morning | % of Load | 0 | 2028 | 65535
| High | BTM Battery Control | BTM Battery Control-BYOB | Residential Charitable |  | Winter Evening | % of Load | 1 | 2028 | 65535
| High | BTM Battery Control | BTM Battery Control-BYOB | Residential Charitable |  | Winter Evening | % of Load | 0 | 2028 | 65535
| High | EV Charging Control | DLC-Switch-Water Heating | Small General |  | Winter Morning | % of Load | 1 | 2028 | 65535
| High | EV Charging Control | DLC-Switch-Water Heating | Small General |  | Winter Morning | % of Load | 0 | 2028 | 65535
| High | EV Charging Control | DLC-BYOD-Water Heating | Small General |  | Winter Morning | % of Load | 1 | 2028 | 65535
| High | EV Charging Control | DLC-BYOD-Water Heating | Small General |  | Winter Morning | % of Load | 0 | 2028 | 65535
| High | EV Charging Control | DLC-Thermostat-DI-Central Heat Pump | Small General |  | Winter Morning | % of Load | 1 | 2028 | 65535
| High | EV Charging Control | DLC-Thermostat-DI-Central Heat Pump | Small General |  | Winter Morning | % of Load | 0 | 2028 | 65535
| High | EV Charging Control | DLC-Thermostat-BYOT-Central Heat Pump | Small General |  | Winter Morning | % of Load | 1 | 2028 | 65535
| High | EV Charging Control | DLC-Thermostat-BYOT-Central Heat Pump | Small General |  | Winter Morning | % of Load | 0 | 2028 | 65535
| High | EV Charging Control | DLC-Thermostat-HVAC | Small General |  | Winter Morning | % of Load | 1 | 2028 | 65535
| High | EV Charging Control | DLC-Thermostat-HVAC | Small General |  | Winter Morning | % of Load | 0 | 2028 | 65535
| High | EV Charging Control | DLC-Thermostat-DI-Baseboard Heating | Small General |  | Winter Morning | % of Load | 1 | 2028 | 65535
| High | EV Charging Control | DLC-Thermostat-DI-Baseboard Heating | Small General |  | Winter Morning | % of Load | 0 | 2028 | 65535
| High | EV Charging Control | DLC-Thermostat-BYOT-Baseboard Heating | Small General |  | Winter Morning | % of Load | 1 | 2028 | 65535
| High | EV Charging Control | DLC-Thermostat-BYOT-Baseboard Heating | Small General |  | Winter Morning | % of Load | 0 | 2028 | 65535
| High | EV Charging Control | DLC-Thermostat-DI-MSHP | Small General |  | Winter Morning | % of Load | 1 | 2028 | 65535
| High | EV Charging Control | DLC-Thermostat-DI-MSHP | Small General |  | Winter Morning | % of Load | 0 | 2028 | 65535
| High | EV Charging Control | DLC-Thermostat-BYOT-MSHP | Small General |  | Winter Morning | % of Load | 1 | 2028 | 65535
| High | EV Charging Control | DLC-Thermostat-BYOT-MSHP | Small General |  | Winter Morning | % of Load | 0 | 2028 | 65535
| High | EV Charging Control | C&I Curtailment-Turnkey-Manual HVAC Control | Small General |  | Winter Morning | % of Load | 1 | 2028 | 65535
| High | EV Charging Control | C&I Curtailment-Turnkey-Manual HVAC Control | Small General |  | Winter Morning | % of Load | 0 | 2028 | 65535
| High | EV Charging Control | C&I Curtailment-Turnkey-Auto-DR HVAC Control | Small General |  | Winter Morning | % of Load | 1 | 2028 | 65535
| High | EV Charging Control | C&I Curtailment-Turnkey-Auto-DR HVAC Control | Small General |  | Winter Morning | % of Load | 0 | 2028 | 65535
| High | EV Charging Control | C&I Curtailment-Turnkey-Standard Lighting Control | Small General |  | Winter Morning | % of Load | 1 | 2028 | 65535
| High | EV Charging Control | C&I Curtailment-Turnkey-Standard Lighting Control | Small General |  | Winter Morning | % of Load | 0 | 2028 | 65535
| High | EV Charging Control | C&I Curtailment-Turnkey-Advanced Lighting Control | Small General |  | Winter Morning | % of Load | 1 | 2028 | 65535
| High | EV Charging Control | C&I Curtailment-Turnkey-Advanced Lighting Control | Small General |  | Winter Morning | % of Load | 0 | 2028 | 65535
| High | EV Charging Control | C&I Curtailment-Turnkey-Water Heating Control | Small General |  | Winter Morning | % of Load | 1 | 2028 | 65535
| High | EV Charging Control | C&I Curtailment-Turnkey-Water Heating Control | Small General |  | Winter Morning | % of Load | 0 | 2028 | 65535
| High | EV Charging Control | C&I Curtailment-Turnkey-Other | Small General |  | Winter Morning | % of Load | 1 | 2028 | 65535
| High | EV Charging Control | C&I Curtailment-Turnkey-Other | Small General |  | Winter Morning | % of Load | 0 | 2028 | 65535
| High | EV Charging Control | Dynamic Pricing with enabling tech. | Small General |  | Winter Morning | % of Load | 1 | 2028 | 65535
| High | EV Charging Control | Dynamic Pricing with enabling tech. | Small General |  | Winter Morning | % of Load | 0 | 2028 | 65535
| High | EV Charging Control | DLC-Switch-Water Heating | Small General |  | Winter Evening | % of Load | 1 | 2028 | 65535
| High | EV Charging Control | DLC-Switch-Water Heating | Small General |  | Winter Evening | % of Load | 0 | 2028 | 65535
| High | EV Charging Control | DLC-BYOD-Water Heating | Small General |  | Winter Evening | % of Load | 1 | 2028 | 65535
| High | EV Charging Control | DLC-BYOD-Water Heating | Small General |  | Winter Evening | % of Load | 0 | 2028 | 65535
| High | EV Charging Control | DLC-Thermostat-DI-Central Heat Pump | Small General |  | Winter Evening | % of Load | 1 | 2028 | 65535
| High | EV Charging Control | DLC-Thermostat-DI-Central Heat Pump | Small General |  | Winter Evening | % of Load | 0 | 2028 | 65535
| High | EV Charging Control | DLC-Thermostat-BYOT-Central Heat Pump | Small General |  | Winter Evening | % of Load | 1 | 2028 | 65535
| High | EV Charging Control | DLC-Thermostat-BYOT-Central Heat Pump | Small General |  | Winter Evening | % of Load | 0 | 2028 | 65535
| High | EV Charging Control | DLC-Thermostat-HVAC | Small General |  | Winter Evening | % of Load | 1 | 2028 | 65535
| High | EV Charging Control | DLC-Thermostat-HVAC | Small General |  | Winter Evening | % of Load | 0 | 2028 | 65535
| High | EV Charging Control | DLC-Thermostat-DI-Baseboard Heating | Small General |  | Winter Evening | % of Load | 1 | 2028 | 65535
| High | EV Charging Control | DLC-Thermostat-DI-Baseboard Heating | Small General |  | Winter Evening | % of Load | 0 | 2028 | 65535
| High | EV Charging Control | DLC-Thermostat-BYOT-Baseboard Heating | Small General |  | Winter Evening | % of Load | 1 | 2028 | 65535
| High | EV Charging Control | DLC-Thermostat-BYOT-Baseboard Heating | Small General |  | Winter Evening | % of Load | 0 | 2028 | 65535
| High | EV Charging Control | DLC-Thermostat-DI-MSHP | Small General |  | Winter Evening | % of Load | 1 | 2028 | 65535
| High | EV Charging Control | DLC-Thermostat-DI-MSHP | Small General |  | Winter Evening | % of Load | 0 | 2028 | 65535
| High | EV Charging Control | DLC-Thermostat-BYOT-MSHP | Small General |  | Winter Evening | % of Load | 1 | 2028 | 65535
| High | EV Charging Control | DLC-Thermostat-BYOT-MSHP | Small General |  | Winter Evening | % of Load | 0 | 2028 | 65535
| High | EV Charging Control | C&I Curtailment-Turnkey-Manual HVAC Control | Small General |  | Winter Evening | % of Load | 1 | 2028 | 65535
| High | EV Charging Control | C&I Curtailment-Turnkey-Manual HVAC Control | Small General |  | Winter Evening | % of Load | 0 | 2028 | 65535
| High | EV Charging Control | C&I Curtailment-Turnkey-Auto-DR HVAC Control | Small General |  | Winter Evening | % of Load | 1 | 2028 | 65535
| High | EV Charging Control | C&I Curtailment-Turnkey-Auto-DR HVAC Control | Small General |  | Winter Evening | % of Load | 0 | 2028 | 65535
| High | EV Charging Control | C&I Curtailment-Turnkey-Standard Lighting Control | Small General |  | Winter Evening | % of Load | 1 | 2028 | 65535
| High | EV Charging Control | C&I Curtailment-Turnkey-Standard Lighting Control | Small General |  | Winter Evening | % of Load | 0 | 2028 | 65535
| High | EV Charging Control | C&I Curtailment-Turnkey-Advanced Lighting Control | Small General |  | Winter Evening | % of Load | 1 | 2028 | 65535
| High | EV Charging Control | C&I Curtailment-Turnkey-Advanced Lighting Control | Small General |  | Winter Evening | % of Load | 0 | 2028 | 65535
| High | EV Charging Control | C&I Curtailment-Turnkey-Water Heating Control | Small General |  | Winter Evening | % of Load | 1 | 2028 | 65535
| High | EV Charging Control | C&I Curtailment-Turnkey-Water Heating Control | Small General |  | Winter Evening | % of Load | 0 | 2028 | 65535
| High | EV Charging Control | C&I Curtailment-Turnkey-Other | Small General |  | Winter Evening | % of Load | 1 | 2028 | 65535
| High | EV Charging Control | C&I Curtailment-Turnkey-Other | Small General |  | Winter Evening | % of Load | 0 | 2028 | 65535
| High | EV Charging Control | Dynamic Pricing with enabling tech. | Small General |  | Winter Evening | % of Load | 1 | 2028 | 65535
| High | EV Charging Control | Dynamic Pricing with enabling tech. | Small General |  | Winter Evening | % of Load | 0 | 2028 | 65535
| High | EV Charging Control | DLC-Switch-Water Heating | General |  | Winter Morning | % of Load | 1 | 2028 | 65535
| High | EV Charging Control | DLC-Switch-Water Heating | General |  | Winter Morning | % of Load | 0 | 2028 | 65535
| High | EV Charging Control | DLC-BYOD-Water Heating | General |  | Winter Morning | % of Load | 1 | 2028 | 65535
| High | EV Charging Control | DLC-BYOD-Water Heating | General |  | Winter Morning | % of Load | 0 | 2028 | 65535
| High | EV Charging Control | DLC-Thermostat-DI-Central Heat Pump | General |  | Winter Morning | % of Load | 1 | 2028 | 65535
| High | EV Charging Control | DLC-Thermostat-DI-Central Heat Pump | General |  | Winter Morning | % of Load | 0 | 2028 | 65535
| High | EV Charging Control | DLC-Thermostat-BYOT-Central Heat Pump | General |  | Winter Morning | % of Load | 1 | 2028 | 65535
| High | EV Charging Control | DLC-Thermostat-BYOT-Central Heat Pump | General |  | Winter Morning | % of Load | 0 | 2028 | 65535
| High | EV Charging Control | DLC-Thermostat-HVAC | General |  | Winter Morning | % of Load | 1 | 2028 | 65535
| High | EV Charging Control | DLC-Thermostat-HVAC | General |  | Winter Morning | % of Load | 0 | 2028 | 65535
| High | EV Charging Control | DLC-Thermostat-DI-Baseboard Heating | General |  | Winter Morning | % of Load | 1 | 2028 | 65535
| High | EV Charging Control | DLC-Thermostat-DI-Baseboard Heating | General |  | Winter Morning | % of Load | 0 | 2028 | 65535
| High | EV Charging Control | DLC-Thermostat-BYOT-Baseboard Heating | General |  | Winter Morning | % of Load | 1 | 2028 | 65535
| High | EV Charging Control | DLC-Thermostat-BYOT-Baseboard Heating | General |  | Winter Morning | % of Load | 0 | 2028 | 65535
| High | EV Charging Control | DLC-Thermostat-DI-MSHP | General |  | Winter Morning | % of Load | 1 | 2028 | 65535
| High | EV Charging Control | DLC-Thermostat-DI-MSHP | General |  | Winter Morning | % of Load | 0 | 2028 | 65535
| High | EV Charging Control | DLC-Thermostat-BYOT-MSHP | General |  | Winter Morning | % of Load | 1 | 2028 | 65535
| High | EV Charging Control | DLC-Thermostat-BYOT-MSHP | General |  | Winter Morning | % of Load | 0 | 2028 | 65535
| High | EV Charging Control | C&I Curtailment-Turnkey-Manual HVAC Control | General |  | Winter Morning | % of Load | 1 | 2028 | 65535
| High | EV Charging Control | C&I Curtailment-Turnkey-Manual HVAC Control | General |  | Winter Morning | % of Load | 0 | 2028 | 65535
| High | EV Charging Control | C&I Curtailment-Turnkey-Auto-DR HVAC Control | General |  | Winter Morning | % of Load | 1 | 2028 | 65535
| High | EV Charging Control | C&I Curtailment-Turnkey-Auto-DR HVAC Control | General |  | Winter Morning | % of Load | 0 | 2028 | 65535
| High | EV Charging Control | C&I Curtailment-Turnkey-Standard Lighting Control | General |  | Winter Morning | % of Load | 1 | 2028 | 65535
| High | EV Charging Control | C&I Curtailment-Turnkey-Standard Lighting Control | General |  | Winter Morning | % of Load | 0 | 2028 | 65535
| High | EV Charging Control | C&I Curtailment-Turnkey-Advanced Lighting Control | General |  | Winter Morning | % of Load | 1 | 2028 | 65535
| High | EV Charging Control | C&I Curtailment-Turnkey-Advanced Lighting Control | General |  | Winter Morning | % of Load | 0 | 2028 | 65535
| High | EV Charging Control | C&I Curtailment-Turnkey-Water Heating Control | General |  | Winter Morning | % of Load | 1 | 2028 | 65535
| High | EV Charging Control | C&I Curtailment-Turnkey-Water Heating Control | General |  | Winter Morning | % of Load | 0 | 2028 | 65535
| High | EV Charging Control | C&I Curtailment-Turnkey-Other | General |  | Winter Morning | % of Load | 1 | 2028 | 65535
| High | EV Charging Control | C&I Curtailment-Turnkey-Other | General |  | Winter Morning | % of Load | 0 | 2028 | 65535
| High | EV Charging Control | DLC-Switch-Water Heating | General |  | Winter Evening | % of Load | 1 | 2028 | 65535
| High | EV Charging Control | DLC-Switch-Water Heating | General |  | Winter Evening | % of Load | 0 | 2028 | 65535
| High | EV Charging Control | DLC-BYOD-Water Heating | General |  | Winter Evening | % of Load | 1 | 2028 | 65535
| High | EV Charging Control | DLC-BYOD-Water Heating | General |  | Winter Evening | % of Load | 0 | 2028 | 65535
| High | EV Charging Control | DLC-Thermostat-DI-Central Heat Pump | General |  | Winter Evening | % of Load | 1 | 2028 | 65535
| High | EV Charging Control | DLC-Thermostat-DI-Central Heat Pump | General |  | Winter Evening | % of Load | 0 | 2028 | 65535
| High | EV Charging Control | DLC-Thermostat-BYOT-Central Heat Pump | General |  | Winter Evening | % of Load | 1 | 2028 | 65535
| High | EV Charging Control | DLC-Thermostat-BYOT-Central Heat Pump | General |  | Winter Evening | % of Load | 0 | 2028 | 65535
| High | EV Charging Control | DLC-Thermostat-HVAC | General |  | Winter Evening | % of Load | 1 | 2028 | 65535
| High | EV Charging Control | DLC-Thermostat-HVAC | General |  | Winter Evening | % of Load | 0 | 2028 | 65535
| High | EV Charging Control | DLC-Thermostat-DI-Baseboard Heating | General |  | Winter Evening | % of Load | 1 | 2028 | 65535
| High | EV Charging Control | DLC-Thermostat-DI-Baseboard Heating | General |  | Winter Evening | % of Load | 0 | 2028 | 65535
| High | EV Charging Control | DLC-Thermostat-BYOT-Baseboard Heating | General |  | Winter Evening | % of Load | 1 | 2028 | 65535
| High | EV Charging Control | DLC-Thermostat-BYOT-Baseboard Heating | General |  | Winter Evening | % of Load | 0 | 2028 | 65535
| High | EV Charging Control | DLC-Thermostat-DI-MSHP | General |  | Winter Evening | % of Load | 1 | 2028 | 65535
| High | EV Charging Control | DLC-Thermostat-DI-MSHP | General |  | Winter Evening | % of Load | 0 | 2028 | 65535
| High | EV Charging Control | DLC-Thermostat-BYOT-MSHP | General |  | Winter Evening | % of Load | 1 | 2028 | 65535
| High | EV Charging Control | DLC-Thermostat-BYOT-MSHP | General |  | Winter Evening | % of Load | 0 | 2028 | 65535
| High | EV Charging Control | C&I Curtailment-Turnkey-Manual HVAC Control | General |  | Winter Evening | % of Load | 1 | 2028 | 65535
| High | EV Charging Control | C&I Curtailment-Turnkey-Manual HVAC Control | General |  | Winter Evening | % of Load | 0 | 2028 | 65535
| High | EV Charging Control | C&I Curtailment-Turnkey-Auto-DR HVAC Control | General |  | Winter Evening | % of Load | 1 | 2028 | 65535
| High | EV Charging Control | C&I Curtailment-Turnkey-Auto-DR HVAC Control | General |  | Winter Evening | % of Load | 0 | 2028 | 65535
| High | EV Charging Control | C&I Curtailment-Turnkey-Standard Lighting Control | General |  | Winter Evening | % of Load | 1 | 2028 | 65535
| High | EV Charging Control | C&I Curtailment-Turnkey-Standard Lighting Control | General |  | Winter Evening | % of Load | 0 | 2028 | 65535
| High | EV Charging Control | C&I Curtailment-Turnkey-Advanced Lighting Control | General |  | Winter Evening | % of Load | 1 | 2028 | 65535
| High | EV Charging Control | C&I Curtailment-Turnkey-Advanced Lighting Control | General |  | Winter Evening | % of Load | 0 | 2028 | 65535
| High | EV Charging Control | C&I Curtailment-Turnkey-Water Heating Control | General |  | Winter Evening | % of Load | 1 | 2028 | 65535
| High | EV Charging Control | C&I Curtailment-Turnkey-Water Heating Control | General |  | Winter Evening | % of Load | 0 | 2028 | 65535
| High | EV Charging Control | C&I Curtailment-Turnkey-Other | General |  | Winter Evening | % of Load | 1 | 2028 | 65535
| High | EV Charging Control | C&I Curtailment-Turnkey-Other | General |  | Winter Evening | % of Load | 0 | 2028 | 65535
| High | EV Charging Control | DLC-Switch-Water Heating | Small Industrial |  | Winter Morning | % of Load | 1 | 2028 | 65535
| High | EV Charging Control | DLC-Switch-Water Heating | Small Industrial |  | Winter Morning | % of Load | 0 | 2028 | 65535
| High | EV Charging Control | DLC-BYOD-Water Heating | Small Industrial |  | Winter Morning | % of Load | 1 | 2028 | 65535
| High | EV Charging Control | DLC-BYOD-Water Heating | Small Industrial |  | Winter Morning | % of Load | 0 | 2028 | 65535
| High | EV Charging Control | DLC-Thermostat-DI-Central Heat Pump | Small Industrial |  | Winter Morning | % of Load | 1 | 2028 | 65535
| High | EV Charging Control | DLC-Thermostat-DI-Central Heat Pump | Small Industrial |  | Winter Morning | % of Load | 0 | 2028 | 65535
| High | EV Charging Control | DLC-Thermostat-BYOT-Central Heat Pump | Small Industrial |  | Winter Morning | % of Load | 1 | 2028 | 65535
| High | EV Charging Control | DLC-Thermostat-BYOT-Central Heat Pump | Small Industrial |  | Winter Morning | % of Load | 0 | 2028 | 65535
| High | EV Charging Control | DLC-Thermostat-HVAC | Small Industrial |  | Winter Morning | % of Load | 1 | 2028 | 65535
| High | EV Charging Control | DLC-Thermostat-HVAC | Small Industrial |  | Winter Morning | % of Load | 0 | 2028 | 65535
| High | EV Charging Control | DLC-Thermostat-DI-Baseboard Heating | Small Industrial |  | Winter Morning | % of Load | 1 | 2028 | 65535
| High | EV Charging Control | DLC-Thermostat-DI-Baseboard Heating | Small Industrial |  | Winter Morning | % of Load | 0 | 2028 | 65535
| High | EV Charging Control | DLC-Thermostat-BYOT-Baseboard Heating | Small Industrial |  | Winter Morning | % of Load | 1 | 2028 | 65535
| High | EV Charging Control | DLC-Thermostat-BYOT-Baseboard Heating | Small Industrial |  | Winter Morning | % of Load | 0 | 2028 | 65535
| High | EV Charging Control | DLC-Thermostat-DI-MSHP | Small Industrial |  | Winter Morning | % of Load | 1 | 2028 | 65535
| High | EV Charging Control | DLC-Thermostat-DI-MSHP | Small Industrial |  | Winter Morning | % of Load | 0 | 2028 | 65535
| High | EV Charging Control | DLC-Thermostat-BYOT-MSHP | Small Industrial |  | Winter Morning | % of Load | 1 | 2028 | 65535
| High | EV Charging Control | DLC-Thermostat-BYOT-MSHP | Small Industrial |  | Winter Morning | % of Load | 0 | 2028 | 65535
| High | EV Charging Control | C&I Curtailment-Turnkey-Manual HVAC Control | Small Industrial |  | Winter Morning | % of Load | 1 | 2028 | 65535
| High | EV Charging Control | C&I Curtailment-Turnkey-Manual HVAC Control | Small Industrial |  | Winter Morning | % of Load | 0 | 2028 | 65535
| High | EV Charging Control | C&I Curtailment-Turnkey-Auto-DR HVAC Control | Small Industrial |  | Winter Morning | % of Load | 1 | 2028 | 65535
| High | EV Charging Control | C&I Curtailment-Turnkey-Auto-DR HVAC Control | Small Industrial |  | Winter Morning | % of Load | 0 | 2028 | 65535
| High | EV Charging Control | C&I Curtailment-Turnkey-Standard Lighting Control | Small Industrial |  | Winter Morning | % of Load | 1 | 2028 | 65535
| High | EV Charging Control | C&I Curtailment-Turnkey-Standard Lighting Control | Small Industrial |  | Winter Morning | % of Load | 0 | 2028 | 65535
| High | EV Charging Control | C&I Curtailment-Turnkey-Advanced Lighting Control | Small Industrial |  | Winter Morning | % of Load | 1 | 2028 | 65535
| High | EV Charging Control | C&I Curtailment-Turnkey-Advanced Lighting Control | Small Industrial |  | Winter Morning | % of Load | 0 | 2028 | 65535
| High | EV Charging Control | C&I Curtailment-Turnkey-Water Heating Control | Small Industrial |  | Winter Morning | % of Load | 1 | 2028 | 65535
| High | EV Charging Control | C&I Curtailment-Turnkey-Water Heating Control | Small Industrial |  | Winter Morning | % of Load | 0 | 2028 | 65535
| High | EV Charging Control | C&I Curtailment-Turnkey-Other | Small Industrial |  | Winter Morning | % of Load | 1 | 2028 | 65535
| High | EV Charging Control | C&I Curtailment-Turnkey-Other | Small Industrial |  | Winter Morning | % of Load | 0 | 2028 | 65535
| High | EV Charging Control | C&I Curtailment-Turnkey-Industrial | Small Industrial |  | Winter Morning | % of Load | 1 | 2028 | 65535
| High | EV Charging Control | C&I Curtailment-Turnkey-Industrial | Small Industrial |  | Winter Morning | % of Load | 0 | 2028 | 65535
| High | EV Charging Control | DLC-Switch-Water Heating | Small Industrial |  | Winter Evening | % of Load | 1 | 2028 | 65535
| High | EV Charging Control | DLC-Switch-Water Heating | Small Industrial |  | Winter Evening | % of Load | 0 | 2028 | 65535
| High | EV Charging Control | DLC-BYOD-Water Heating | Small Industrial |  | Winter Evening | % of Load | 1 | 2028 | 65535
| High | EV Charging Control | DLC-BYOD-Water Heating | Small Industrial |  | Winter Evening | % of Load | 0 | 2028 | 65535
| High | EV Charging Control | DLC-Thermostat-DI-Central Heat Pump | Small Industrial |  | Winter Evening | % of Load | 1 | 2028 | 65535
| High | EV Charging Control | DLC-Thermostat-DI-Central Heat Pump | Small Industrial |  | Winter Evening | % of Load | 0 | 2028 | 65535
| High | EV Charging Control | DLC-Thermostat-BYOT-Central Heat Pump | Small Industrial |  | Winter Evening | % of Load | 1 | 2028 | 65535
| High | EV Charging Control | DLC-Thermostat-BYOT-Central Heat Pump | Small Industrial |  | Winter Evening | % of Load | 0 | 2028 | 65535
| High | EV Charging Control | DLC-Thermostat-HVAC | Small Industrial |  | Winter Evening | % of Load | 1 | 2028 | 65535
| High | EV Charging Control | DLC-Thermostat-HVAC | Small Industrial |  | Winter Evening | % of Load | 0 | 2028 | 65535
| High | EV Charging Control | DLC-Thermostat-DI-Baseboard Heating | Small Industrial |  | Winter Evening | % of Load | 1 | 2028 | 65535
| High | EV Charging Control | DLC-Thermostat-DI-Baseboard Heating | Small Industrial |  | Winter Evening | % of Load | 0 | 2028 | 65535
| High | EV Charging Control | DLC-Thermostat-BYOT-Baseboard Heating | Small Industrial |  | Winter Evening | % of Load | 1 | 2028 | 65535
| High | EV Charging Control | DLC-Thermostat-BYOT-Baseboard Heating | Small Industrial |  | Winter Evening | % of Load | 0 | 2028 | 65535
| High | EV Charging Control | DLC-Thermostat-DI-MSHP | Small Industrial |  | Winter Evening | % of Load | 1 | 2028 | 65535
| High | EV Charging Control | DLC-Thermostat-DI-MSHP | Small Industrial |  | Winter Evening | % of Load | 0 | 2028 | 65535
| High | EV Charging Control | DLC-Thermostat-BYOT-MSHP | Small Industrial |  | Winter Evening | % of Load | 1 | 2028 | 65535
| High | EV Charging Control | DLC-Thermostat-BYOT-MSHP | Small Industrial |  | Winter Evening | % of Load | 0 | 2028 | 65535
| High | EV Charging Control | C&I Curtailment-Turnkey-Manual HVAC Control | Small Industrial |  | Winter Evening | % of Load | 1 | 2028 | 65535
| High | EV Charging Control | C&I Curtailment-Turnkey-Manual HVAC Control | Small Industrial |  | Winter Evening | % of Load | 0 | 2028 | 65535
| High | EV Charging Control | C&I Curtailment-Turnkey-Auto-DR HVAC Control | Small Industrial |  | Winter Evening | % of Load | 1 | 2028 | 65535
| High | EV Charging Control | C&I Curtailment-Turnkey-Auto-DR HVAC Control | Small Industrial |  | Winter Evening | % of Load | 0 | 2028 | 65535
| High | EV Charging Control | C&I Curtailment-Turnkey-Standard Lighting Control | Small Industrial |  | Winter Evening | % of Load | 1 | 2028 | 65535
| High | EV Charging Control | C&I Curtailment-Turnkey-Standard Lighting Control | Small Industrial |  | Winter Evening | % of Load | 0 | 2028 | 65535
| High | EV Charging Control | C&I Curtailment-Turnkey-Advanced Lighting Control | Small Industrial |  | Winter Evening | % of Load | 1 | 2028 | 65535
| High | EV Charging Control | C&I Curtailment-Turnkey-Advanced Lighting Control | Small Industrial |  | Winter Evening | % of Load | 0 | 2028 | 65535
| High | EV Charging Control | C&I Curtailment-Turnkey-Water Heating Control | Small Industrial |  | Winter Evening | % of Load | 1 | 2028 | 65535
| High | EV Charging Control | C&I Curtailment-Turnkey-Water Heating Control | Small Industrial |  | Winter Evening | % of Load | 0 | 2028 | 65535
| High | EV Charging Control | C&I Curtailment-Turnkey-Other | Small Industrial |  | Winter Evening | % of Load | 1 | 2028 | 65535
| High | EV Charging Control | C&I Curtailment-Turnkey-Other | Small Industrial |  | Winter Evening | % of Load | 0 | 2028 | 65535
| High | EV Charging Control | C&I Curtailment-Turnkey-Industrial | Small Industrial |  | Winter Evening | % of Load | 1 | 2028 | 65535
| High | EV Charging Control | C&I Curtailment-Turnkey-Industrial | Small Industrial |  | Winter Evening | % of Load | 0 | 2028 | 65535
| High | EV Charging Control | DLC-Switch-Water Heating | Medium Industrial |  | Winter Morning | % of Load | 1 | 2028 | 65535
| High | EV Charging Control | DLC-Switch-Water Heating | Medium Industrial |  | Winter Morning | % of Load | 0 | 2028 | 65535
| High | EV Charging Control | DLC-BYOD-Water Heating | Medium Industrial |  | Winter Morning | % of Load | 1 | 2028 | 65535
| High | EV Charging Control | DLC-BYOD-Water Heating | Medium Industrial |  | Winter Morning | % of Load | 0 | 2028 | 65535
| High | EV Charging Control | DLC-Thermostat-DI-Central Heat Pump | Medium Industrial |  | Winter Morning | % of Load | 1 | 2028 | 65535
| High | EV Charging Control | DLC-Thermostat-DI-Central Heat Pump | Medium Industrial |  | Winter Morning | % of Load | 0 | 2028 | 65535
| High | EV Charging Control | DLC-Thermostat-BYOT-Central Heat Pump | Medium Industrial |  | Winter Morning | % of Load | 1 | 2028 | 65535
| High | EV Charging Control | DLC-Thermostat-BYOT-Central Heat Pump | Medium Industrial |  | Winter Morning | % of Load | 0 | 2028 | 65535
| High | EV Charging Control | DLC-Thermostat-HVAC | Medium Industrial |  | Winter Morning | % of Load | 1 | 2028 | 65535
| High | EV Charging Control | DLC-Thermostat-HVAC | Medium Industrial |  | Winter Morning | % of Load | 0 | 2028 | 65535
| High | EV Charging Control | DLC-Thermostat-DI-Baseboard Heating | Medium Industrial |  | Winter Morning | % of Load | 1 | 2028 | 65535
| High | EV Charging Control | DLC-Thermostat-DI-Baseboard Heating | Medium Industrial |  | Winter Morning | % of Load | 0 | 2028 | 65535
| High | EV Charging Control | DLC-Thermostat-BYOT-Baseboard Heating | Medium Industrial |  | Winter Morning | % of Load | 1 | 2028 | 65535
| High | EV Charging Control | DLC-Thermostat-BYOT-Baseboard Heating | Medium Industrial |  | Winter Morning | % of Load | 0 | 2028 | 65535
| High | EV Charging Control | DLC-Thermostat-DI-MSHP | Medium Industrial |  | Winter Morning | % of Load | 1 | 2028 | 65535
| High | EV Charging Control | DLC-Thermostat-DI-MSHP | Medium Industrial |  | Winter Morning | % of Load | 0 | 2028 | 65535
| High | EV Charging Control | DLC-Thermostat-BYOT-MSHP | Medium Industrial |  | Winter Morning | % of Load | 1 | 2028 | 65535
| High | EV Charging Control | DLC-Thermostat-BYOT-MSHP | Medium Industrial |  | Winter Morning | % of Load | 0 | 2028 | 65535
| High | EV Charging Control | C&I Curtailment-Turnkey-Manual HVAC Control | Medium Industrial |  | Winter Morning | % of Load | 1 | 2028 | 65535
| High | EV Charging Control | C&I Curtailment-Turnkey-Manual HVAC Control | Medium Industrial |  | Winter Morning | % of Load | 0 | 2028 | 65535
| High | EV Charging Control | C&I Curtailment-Turnkey-Auto-DR HVAC Control | Medium Industrial |  | Winter Morning | % of Load | 1 | 2028 | 65535
| High | EV Charging Control | C&I Curtailment-Turnkey-Auto-DR HVAC Control | Medium Industrial |  | Winter Morning | % of Load | 0 | 2028 | 65535
| High | EV Charging Control | C&I Curtailment-Turnkey-Standard Lighting Control | Medium Industrial |  | Winter Morning | % of Load | 1 | 2028 | 65535
| High | EV Charging Control | C&I Curtailment-Turnkey-Standard Lighting Control | Medium Industrial |  | Winter Morning | % of Load | 0 | 2028 | 65535
| High | EV Charging Control | C&I Curtailment-Turnkey-Advanced Lighting Control | Medium Industrial |  | Winter Morning | % of Load | 1 | 2028 | 65535
| High | EV Charging Control | C&I Curtailment-Turnkey-Advanced Lighting Control | Medium Industrial |  | Winter Morning | % of Load | 0 | 2028 | 65535
| High | EV Charging Control | C&I Curtailment-Turnkey-Water Heating Control | Medium Industrial |  | Winter Morning | % of Load | 1 | 2028 | 65535
| High | EV Charging Control | C&I Curtailment-Turnkey-Water Heating Control | Medium Industrial |  | Winter Morning | % of Load | 0 | 2028 | 65535
| High | EV Charging Control | C&I Curtailment-Turnkey-Other | Medium Industrial |  | Winter Morning | % of Load | 1 | 2028 | 65535
| High | EV Charging Control | C&I Curtailment-Turnkey-Other | Medium Industrial |  | Winter Morning | % of Load | 0 | 2028 | 65535
| High | EV Charging Control | DLC-Switch-Water Heating | Medium Industrial |  | Winter Evening | % of Load | 1 | 2028 | 65535
| High | EV Charging Control | DLC-Switch-Water Heating | Medium Industrial |  | Winter Evening | % of Load | 0 | 2028 | 65535
| High | EV Charging Control | DLC-BYOD-Water Heating | Medium Industrial |  | Winter Evening | % of Load | 1 | 2028 | 65535
| High | EV Charging Control | DLC-BYOD-Water Heating | Medium Industrial |  | Winter Evening | % of Load | 0 | 2028 | 65535
| High | EV Charging Control | DLC-Thermostat-DI-Central Heat Pump | Medium Industrial |  | Winter Evening | % of Load | 1 | 2028 | 65535
| High | EV Charging Control | DLC-Thermostat-DI-Central Heat Pump | Medium Industrial |  | Winter Evening | % of Load | 0 | 2028 | 65535
| High | EV Charging Control | DLC-Thermostat-BYOT-Central Heat Pump | Medium Industrial |  | Winter Evening | % of Load | 1 | 2028 | 65535
| High | EV Charging Control | DLC-Thermostat-BYOT-Central Heat Pump | Medium Industrial |  | Winter Evening | % of Load | 0 | 2028 | 65535
| High | EV Charging Control | DLC-Thermostat-HVAC | Medium Industrial |  | Winter Evening | % of Load | 1 | 2028 | 65535
| High | EV Charging Control | DLC-Thermostat-HVAC | Medium Industrial |  | Winter Evening | % of Load | 0 | 2028 | 65535
| High | EV Charging Control | DLC-Thermostat-DI-Baseboard Heating | Medium Industrial |  | Winter Evening | % of Load | 1 | 2028 | 65535
| High | EV Charging Control | DLC-Thermostat-DI-Baseboard Heating | Medium Industrial |  | Winter Evening | % of Load | 0 | 2028 | 65535
| High | EV Charging Control | DLC-Thermostat-BYOT-Baseboard Heating | Medium Industrial |  | Winter Evening | % of Load | 1 | 2028 | 65535
| High | EV Charging Control | DLC-Thermostat-BYOT-Baseboard Heating | Medium Industrial |  | Winter Evening | % of Load | 0 | 2028 | 65535
| High | EV Charging Control | DLC-Thermostat-DI-MSHP | Medium Industrial |  | Winter Evening | % of Load | 1 | 2028 | 65535
| High | EV Charging Control | DLC-Thermostat-DI-MSHP | Medium Industrial |  | Winter Evening | % of Load | 0 | 2028 | 65535
| High | EV Charging Control | DLC-Thermostat-BYOT-MSHP | Medium Industrial |  | Winter Evening | % of Load | 1 | 2028 | 65535
| High | EV Charging Control | DLC-Thermostat-BYOT-MSHP | Medium Industrial |  | Winter Evening | % of Load | 0 | 2028 | 65535
| High | EV Charging Control | C&I Curtailment-Turnkey-Manual HVAC Control | Medium Industrial |  | Winter Evening | % of Load | 1 | 2028 | 65535
| High | EV Charging Control | C&I Curtailment-Turnkey-Manual HVAC Control | Medium Industrial |  | Winter Evening | % of Load | 0 | 2028 | 65535
| High | EV Charging Control | C&I Curtailment-Turnkey-Auto-DR HVAC Control | Medium Industrial |  | Winter Evening | % of Load | 1 | 2028 | 65535
| High | EV Charging Control | C&I Curtailment-Turnkey-Auto-DR HVAC Control | Medium Industrial |  | Winter Evening | % of Load | 0 | 2028 | 65535
| High | EV Charging Control | C&I Curtailment-Turnkey-Standard Lighting Control | Medium Industrial |  | Winter Evening | % of Load | 1 | 2028 | 65535
| High | EV Charging Control | C&I Curtailment-Turnkey-Standard Lighting Control | Medium Industrial |  | Winter Evening | % of Load | 0 | 2028 | 65535
| High | EV Charging Control | C&I Curtailment-Turnkey-Advanced Lighting Control | Medium Industrial |  | Winter Evening | % of Load | 1 | 2028 | 65535
| High | EV Charging Control | C&I Curtailment-Turnkey-Advanced Lighting Control | Medium Industrial |  | Winter Evening | % of Load | 0 | 2028 | 65535
| High | EV Charging Control | C&I Curtailment-Turnkey-Water Heating Control | Medium Industrial |  | Winter Evening | % of Load | 1 | 2028 | 65535
| High | EV Charging Control | C&I Curtailment-Turnkey-Water Heating Control | Medium Industrial |  | Winter Evening | % of Load | 0 | 2028 | 65535
| High | EV Charging Control | C&I Curtailment-Turnkey-Other | Medium Industrial |  | Winter Evening | % of Load | 1 | 2028 | 65535
| High | EV Charging Control | C&I Curtailment-Turnkey-Other | Medium Industrial |  | Winter Evening | % of Load | 0 | 2028 | 65535
| High | EV Charging Control | EV Charging Control | EV Res LDV |  | Winter Morning | % of Load | 1 | 2028 | 65535
| High | EV Charging Control | EV Charging Control | EV Res LDV |  | Winter Morning | % of Load | 0 | 2028 | 65535
| High | EV Charging Control | EV Charging Control | EV Res LDV |  | Winter Evening | % of Load | 1 | 2028 | 65535
| High | EV Charging Control | EV Charging Control | EV Res LDV |  | Winter Evening | % of Load | 0 | 2028 | 65535
| High | EV Charging Control | EV Charging Control | EV Com LDV |  | Winter Morning | % of Load | 1 | 2028 | 65535
| High | EV Charging Control | EV Charging Control | EV Com LDV |  | Winter Morning | % of Load | 0 | 2028 | 65535
| High | EV Charging Control | EV Charging Control | EV Com LDV |  | Winter Evening | % of Load | 1 | 2028 | 65535
| High | EV Charging Control | EV Charging Control | EV Com LDV |  | Winter Evening | % of Load | 0 | 2028 | 65535
| High | EV Charging Control | EV Charging Control | EV Com MDV |  | Winter Morning | % of Load | 1 | 2028 | 65535
| High | EV Charging Control | EV Charging Control | EV Com MDV |  | Winter Morning | % of Load | 0 | 2028 | 65535
| High | EV Charging Control | EV Charging Control | EV Com MDV |  | Winter Evening | % of Load | 1 | 2028 | 65535
| High | EV Charging Control | EV Charging Control | EV Com MDV |  | Winter Evening | % of Load | 0 | 2028 | 65535
| High | EV Charging Control | EV Charging Control | EV Com HDV |  | Winter Morning | % of Load | 1 | 2028 | 65535
| High | EV Charging Control | EV Charging Control | EV Com HDV |  | Winter Morning | % of Load | 0 | 2028 | 65535
| High | EV Charging Control | EV Charging Control | EV Com HDV |  | Winter Evening | % of Load | 1 | 2028 | 65535
| High | EV Charging Control | EV Charging Control | EV Com HDV |  | Winter Evening | % of Load | 0 | 2028 | 65535
| High | Behavioral DR | DLC-Switch-Water Heating | Small General |  | Winter Morning | % of Load | 1 | 2028 | 65535
| High | Behavioral DR | DLC-Switch-Water Heating | Small General |  | Winter Morning | % of Load | 0 | 2028 | 65535
| High | Behavioral DR | DLC-BYOD-Water Heating | Small General |  | Winter Morning | % of Load | 1 | 2028 | 65535
| High | Behavioral DR | DLC-BYOD-Water Heating | Small General |  | Winter Morning | % of Load | 0 | 2028 | 65535
| High | Behavioral DR | DLC-Thermostat-DI-Central Heat Pump | Small General |  | Winter Morning | % of Load | 1 | 2028 | 65535
| High | Behavioral DR | DLC-Thermostat-DI-Central Heat Pump | Small General |  | Winter Morning | % of Load | 0 | 2028 | 65535
| High | Behavioral DR | DLC-Thermostat-BYOT-Central Heat Pump | Small General |  | Winter Morning | % of Load | 1 | 2028 | 65535
| High | Behavioral DR | DLC-Thermostat-BYOT-Central Heat Pump | Small General |  | Winter Morning | % of Load | 0 | 2028 | 65535
| High | Behavioral DR | DLC-Thermostat-HVAC | Small General |  | Winter Morning | % of Load | 1 | 2028 | 65535
| High | Behavioral DR | DLC-Thermostat-HVAC | Small General |  | Winter Morning | % of Load | 0 | 2028 | 65535
| High | Behavioral DR | DLC-Thermostat-DI-Baseboard Heating | Small General |  | Winter Morning | % of Load | 1 | 2028 | 65535
| High | Behavioral DR | DLC-Thermostat-DI-Baseboard Heating | Small General |  | Winter Morning | % of Load | 0 | 2028 | 65535
| High | Behavioral DR | DLC-Thermostat-BYOT-Baseboard Heating | Small General |  | Winter Morning | % of Load | 1 | 2028 | 65535
| High | Behavioral DR | DLC-Thermostat-BYOT-Baseboard Heating | Small General |  | Winter Morning | % of Load | 0 | 2028 | 65535
| High | Behavioral DR | DLC-Thermostat-DI-MSHP | Small General |  | Winter Morning | % of Load | 1 | 2028 | 65535
| High | Behavioral DR | DLC-Thermostat-DI-MSHP | Small General |  | Winter Morning | % of Load | 0 | 2028 | 65535
| High | Behavioral DR | DLC-Thermostat-BYOT-MSHP | Small General |  | Winter Morning | % of Load | 1 | 2028 | 65535
| High | Behavioral DR | DLC-Thermostat-BYOT-MSHP | Small General |  | Winter Morning | % of Load | 0 | 2028 | 65535
| High | Behavioral DR | C&I Curtailment-Turnkey-Manual HVAC Control | Small General |  | Winter Morning | % of Load | 1 | 2028 | 65535
| High | Behavioral DR | C&I Curtailment-Turnkey-Manual HVAC Control | Small General |  | Winter Morning | % of Load | 0 | 2028 | 65535
| High | Behavioral DR | C&I Curtailment-Turnkey-Auto-DR HVAC Control | Small General |  | Winter Morning | % of Load | 1 | 2028 | 65535
| High | Behavioral DR | C&I Curtailment-Turnkey-Auto-DR HVAC Control | Small General |  | Winter Morning | % of Load | 0 | 2028 | 65535
| High | Behavioral DR | C&I Curtailment-Turnkey-Standard Lighting Control | Small General |  | Winter Morning | % of Load | 1 | 2028 | 65535
| High | Behavioral DR | C&I Curtailment-Turnkey-Standard Lighting Control | Small General |  | Winter Morning | % of Load | 0 | 2028 | 65535
| High | Behavioral DR | C&I Curtailment-Turnkey-Advanced Lighting Control | Small General |  | Winter Morning | % of Load | 1 | 2028 | 65535
| High | Behavioral DR | C&I Curtailment-Turnkey-Advanced Lighting Control | Small General |  | Winter Morning | % of Load | 0 | 2028 | 65535
| High | Behavioral DR | C&I Curtailment-Turnkey-Water Heating Control | Small General |  | Winter Morning | % of Load | 1 | 2028 | 65535
| High | Behavioral DR | C&I Curtailment-Turnkey-Water Heating Control | Small General |  | Winter Morning | % of Load | 0 | 2028 | 65535
| High | Behavioral DR | C&I Curtailment-Turnkey-Other | Small General |  | Winter Morning | % of Load | 1 | 2028 | 65535
| High | Behavioral DR | C&I Curtailment-Turnkey-Other | Small General |  | Winter Morning | % of Load | 0 | 2028 | 65535
| High | Behavioral DR | Dynamic Pricing with enabling tech. | Small General |  | Winter Morning | % of Load | 1 | 2028 | 65535
| High | Behavioral DR | Dynamic Pricing with enabling tech. | Small General |  | Winter Morning | % of Load | 0 | 2028 | 65535
| High | Behavioral DR | DLC-Switch-Water Heating | Small General |  | Winter Evening | % of Load | 1 | 2028 | 65535
| High | Behavioral DR | DLC-Switch-Water Heating | Small General |  | Winter Evening | % of Load | 0 | 2028 | 65535
| High | Behavioral DR | DLC-BYOD-Water Heating | Small General |  | Winter Evening | % of Load | 1 | 2028 | 65535
| High | Behavioral DR | DLC-BYOD-Water Heating | Small General |  | Winter Evening | % of Load | 0 | 2028 | 65535
| High | Behavioral DR | DLC-Thermostat-DI-Central Heat Pump | Small General |  | Winter Evening | % of Load | 1 | 2028 | 65535
| High | Behavioral DR | DLC-Thermostat-DI-Central Heat Pump | Small General |  | Winter Evening | % of Load | 0 | 2028 | 65535
| High | Behavioral DR | DLC-Thermostat-BYOT-Central Heat Pump | Small General |  | Winter Evening | % of Load | 1 | 2028 | 65535
| High | Behavioral DR | DLC-Thermostat-BYOT-Central Heat Pump | Small General |  | Winter Evening | % of Load | 0 | 2028 | 65535
| High | Behavioral DR | DLC-Thermostat-HVAC | Small General |  | Winter Evening | % of Load | 1 | 2028 | 65535
| High | Behavioral DR | DLC-Thermostat-HVAC | Small General |  | Winter Evening | % of Load | 0 | 2028 | 65535
| High | Behavioral DR | DLC-Thermostat-DI-Baseboard Heating | Small General |  | Winter Evening | % of Load | 1 | 2028 | 65535
| High | Behavioral DR | DLC-Thermostat-DI-Baseboard Heating | Small General |  | Winter Evening | % of Load | 0 | 2028 | 65535
| High | Behavioral DR | DLC-Thermostat-BYOT-Baseboard Heating | Small General |  | Winter Evening | % of Load | 1 | 2028 | 65535
| High | Behavioral DR | DLC-Thermostat-BYOT-Baseboard Heating | Small General |  | Winter Evening | % of Load | 0 | 2028 | 65535
| High | Behavioral DR | DLC-Thermostat-DI-MSHP | Small General |  | Winter Evening | % of Load | 1 | 2028 | 65535
| High | Behavioral DR | DLC-Thermostat-DI-MSHP | Small General |  | Winter Evening | % of Load | 0 | 2028 | 65535
| High | Behavioral DR | DLC-Thermostat-BYOT-MSHP | Small General |  | Winter Evening | % of Load | 1 | 2028 | 65535
| High | Behavioral DR | DLC-Thermostat-BYOT-MSHP | Small General |  | Winter Evening | % of Load | 0 | 2028 | 65535
| High | Behavioral DR | C&I Curtailment-Turnkey-Manual HVAC Control | Small General |  | Winter Evening | % of Load | 1 | 2028 | 65535
| High | Behavioral DR | C&I Curtailment-Turnkey-Manual HVAC Control | Small General |  | Winter Evening | % of Load | 0 | 2028 | 65535
| High | Behavioral DR | C&I Curtailment-Turnkey-Auto-DR HVAC Control | Small General |  | Winter Evening | % of Load | 1 | 2028 | 65535
| High | Behavioral DR | C&I Curtailment-Turnkey-Auto-DR HVAC Control | Small General |  | Winter Evening | % of Load | 0 | 2028 | 65535
| High | Behavioral DR | C&I Curtailment-Turnkey-Standard Lighting Control | Small General |  | Winter Evening | % of Load | 1 | 2028 | 65535
| High | Behavioral DR | C&I Curtailment-Turnkey-Standard Lighting Control | Small General |  | Winter Evening | % of Load | 0 | 2028 | 65535
| High | Behavioral DR | C&I Curtailment-Turnkey-Advanced Lighting Control | Small General |  | Winter Evening | % of Load | 1 | 2028 | 65535
| High | Behavioral DR | C&I Curtailment-Turnkey-Advanced Lighting Control | Small General |  | Winter Evening | % of Load | 0 | 2028 | 65535
| High | Behavioral DR | C&I Curtailment-Turnkey-Water Heating Control | Small General |  | Winter Evening | % of Load | 1 | 2028 | 65535
| High | Behavioral DR | C&I Curtailment-Turnkey-Water Heating Control | Small General |  | Winter Evening | % of Load | 0 | 2028 | 65535
| High | Behavioral DR | C&I Curtailment-Turnkey-Other | Small General |  | Winter Evening | % of Load | 1 | 2028 | 65535
| High | Behavioral DR | C&I Curtailment-Turnkey-Other | Small General |  | Winter Evening | % of Load | 0 | 2028 | 65535
| High | Behavioral DR | Dynamic Pricing with enabling tech. | Small General |  | Winter Evening | % of Load | 1 | 2028 | 65535
| High | Behavioral DR | Dynamic Pricing with enabling tech. | Small General |  | Winter Evening | % of Load | 0 | 2028 | 65535
| High | Behavioral DR | DLC-Switch-Water Heating | General |  | Winter Morning | % of Load | 1 | 2028 | 65535
| High | Behavioral DR | DLC-Switch-Water Heating | General |  | Winter Morning | % of Load | 0 | 2028 | 65535
| High | Behavioral DR | DLC-BYOD-Water Heating | General |  | Winter Morning | % of Load | 1 | 2028 | 65535
| High | Behavioral DR | DLC-BYOD-Water Heating | General |  | Winter Morning | % of Load | 0 | 2028 | 65535
| High | Behavioral DR | DLC-Thermostat-DI-Central Heat Pump | General |  | Winter Morning | % of Load | 1 | 2028 | 65535
| High | Behavioral DR | DLC-Thermostat-DI-Central Heat Pump | General |  | Winter Morning | % of Load | 0 | 2028 | 65535
| High | Behavioral DR | DLC-Thermostat-BYOT-Central Heat Pump | General |  | Winter Morning | % of Load | 1 | 2028 | 65535
| High | Behavioral DR | DLC-Thermostat-BYOT-Central Heat Pump | General |  | Winter Morning | % of Load | 0 | 2028 | 65535
| High | Behavioral DR | DLC-Thermostat-HVAC | General |  | Winter Morning | % of Load | 1 | 2028 | 65535
| High | Behavioral DR | DLC-Thermostat-HVAC | General |  | Winter Morning | % of Load | 0 | 2028 | 65535
| High | Behavioral DR | DLC-Thermostat-DI-Baseboard Heating | General |  | Winter Morning | % of Load | 1 | 2028 | 65535
| High | Behavioral DR | DLC-Thermostat-DI-Baseboard Heating | General |  | Winter Morning | % of Load | 0 | 2028 | 65535
| High | Behavioral DR | DLC-Thermostat-BYOT-Baseboard Heating | General |  | Winter Morning | % of Load | 1 | 2028 | 65535
| High | Behavioral DR | DLC-Thermostat-BYOT-Baseboard Heating | General |  | Winter Morning | % of Load | 0 | 2028 | 65535
| High | Behavioral DR | DLC-Thermostat-DI-MSHP | General |  | Winter Morning | % of Load | 1 | 2028 | 65535
| High | Behavioral DR | DLC-Thermostat-DI-MSHP | General |  | Winter Morning | % of Load | 0 | 2028 | 65535
| High | Behavioral DR | DLC-Thermostat-BYOT-MSHP | General |  | Winter Morning | % of Load | 1 | 2028 | 65535
| High | Behavioral DR | DLC-Thermostat-BYOT-MSHP | General |  | Winter Morning | % of Load | 0 | 2028 | 65535
| High | Behavioral DR | C&I Curtailment-Turnkey-Manual HVAC Control | General |  | Winter Morning | % of Load | 1 | 2028 | 65535
| High | Behavioral DR | C&I Curtailment-Turnkey-Manual HVAC Control | General |  | Winter Morning | % of Load | 0 | 2028 | 65535
| High | Behavioral DR | C&I Curtailment-Turnkey-Auto-DR HVAC Control | General |  | Winter Morning | % of Load | 1 | 2028 | 65535
| High | Behavioral DR | C&I Curtailment-Turnkey-Auto-DR HVAC Control | General |  | Winter Morning | % of Load | 0 | 2028 | 65535
| High | Behavioral DR | C&I Curtailment-Turnkey-Standard Lighting Control | General |  | Winter Morning | % of Load | 1 | 2028 | 65535
| High | Behavioral DR | C&I Curtailment-Turnkey-Standard Lighting Control | General |  | Winter Morning | % of Load | 0 | 2028 | 65535
| High | Behavioral DR | C&I Curtailment-Turnkey-Advanced Lighting Control | General |  | Winter Morning | % of Load | 1 | 2028 | 65535
| High | Behavioral DR | C&I Curtailment-Turnkey-Advanced Lighting Control | General |  | Winter Morning | % of Load | 0 | 2028 | 65535
| High | Behavioral DR | C&I Curtailment-Turnkey-Water Heating Control | General |  | Winter Morning | % of Load | 1 | 2028 | 65535
| High | Behavioral DR | C&I Curtailment-Turnkey-Water Heating Control | General |  | Winter Morning | % of Load | 0 | 2028 | 65535
| High | Behavioral DR | C&I Curtailment-Turnkey-Other | General |  | Winter Morning | % of Load | 1 | 2028 | 65535
| High | Behavioral DR | C&I Curtailment-Turnkey-Other | General |  | Winter Morning | % of Load | 0 | 2028 | 65535
| High | Behavioral DR | DLC-Switch-Water Heating | General |  | Winter Evening | % of Load | 1 | 2028 | 65535
| High | Behavioral DR | DLC-Switch-Water Heating | General |  | Winter Evening | % of Load | 0 | 2028 | 65535
| High | Behavioral DR | DLC-BYOD-Water Heating | General |  | Winter Evening | % of Load | 1 | 2028 | 65535
| High | Behavioral DR | DLC-BYOD-Water Heating | General |  | Winter Evening | % of Load | 0 | 2028 | 65535
| High | Behavioral DR | DLC-Thermostat-DI-Central Heat Pump | General |  | Winter Evening | % of Load | 1 | 2028 | 65535
| High | Behavioral DR | DLC-Thermostat-DI-Central Heat Pump | General |  | Winter Evening | % of Load | 0 | 2028 | 65535
| High | Behavioral DR | DLC-Thermostat-BYOT-Central Heat Pump | General |  | Winter Evening | % of Load | 1 | 2028 | 65535
| High | Behavioral DR | DLC-Thermostat-BYOT-Central Heat Pump | General |  | Winter Evening | % of Load | 0 | 2028 | 65535
| High | Behavioral DR | DLC-Thermostat-HVAC | General |  | Winter Evening | % of Load | 1 | 2028 | 65535
| High | Behavioral DR | DLC-Thermostat-HVAC | General |  | Winter Evening | % of Load | 0 | 2028 | 65535
| High | Behavioral DR | DLC-Thermostat-DI-Baseboard Heating | General |  | Winter Evening | % of Load | 1 | 2028 | 65535
| High | Behavioral DR | DLC-Thermostat-DI-Baseboard Heating | General |  | Winter Evening | % of Load | 0 | 2028 | 65535
| High | Behavioral DR | DLC-Thermostat-BYOT-Baseboard Heating | General |  | Winter Evening | % of Load | 1 | 2028 | 65535
| High | Behavioral DR | DLC-Thermostat-BYOT-Baseboard Heating | General |  | Winter Evening | % of Load | 0 | 2028 | 65535
| High | Behavioral DR | DLC-Thermostat-DI-MSHP | General |  | Winter Evening | % of Load | 1 | 2028 | 65535
| High | Behavioral DR | DLC-Thermostat-DI-MSHP | General |  | Winter Evening | % of Load | 0 | 2028 | 65535
| High | Behavioral DR | DLC-Thermostat-BYOT-MSHP | General |  | Winter Evening | % of Load | 1 | 2028 | 65535
| High | Behavioral DR | DLC-Thermostat-BYOT-MSHP | General |  | Winter Evening | % of Load | 0 | 2028 | 65535
| High | Behavioral DR | C&I Curtailment-Turnkey-Manual HVAC Control | General |  | Winter Evening | % of Load | 1 | 2028 | 65535
| High | Behavioral DR | C&I Curtailment-Turnkey-Manual HVAC Control | General |  | Winter Evening | % of Load | 0 | 2028 | 65535
| High | Behavioral DR | C&I Curtailment-Turnkey-Auto-DR HVAC Control | General |  | Winter Evening | % of Load | 1 | 2028 | 65535
| High | Behavioral DR | C&I Curtailment-Turnkey-Auto-DR HVAC Control | General |  | Winter Evening | % of Load | 0 | 2028 | 65535
| High | Behavioral DR | C&I Curtailment-Turnkey-Standard Lighting Control | General |  | Winter Evening | % of Load | 1 | 2028 | 65535
| High | Behavioral DR | C&I Curtailment-Turnkey-Standard Lighting Control | General |  | Winter Evening | % of Load | 0 | 2028 | 65535
| High | Behavioral DR | C&I Curtailment-Turnkey-Advanced Lighting Control | General |  | Winter Evening | % of Load | 1 | 2028 | 65535
| High | Behavioral DR | C&I Curtailment-Turnkey-Advanced Lighting Control | General |  | Winter Evening | % of Load | 0 | 2028 | 65535
| High | Behavioral DR | C&I Curtailment-Turnkey-Water Heating Control | General |  | Winter Evening | % of Load | 1 | 2028 | 65535
| High | Behavioral DR | C&I Curtailment-Turnkey-Water Heating Control | General |  | Winter Evening | % of Load | 0 | 2028 | 65535
| High | Behavioral DR | C&I Curtailment-Turnkey-Other | General |  | Winter Evening | % of Load | 1 | 2028 | 65535
| High | Behavioral DR | C&I Curtailment-Turnkey-Other | General |  | Winter Evening | % of Load | 0 | 2028 | 65535
| High | Behavioral DR | DLC-Switch-Water Heating | Small Industrial |  | Winter Morning | % of Load | 1 | 2028 | 65535
| High | Behavioral DR | DLC-Switch-Water Heating | Small Industrial |  | Winter Morning | % of Load | 0 | 2028 | 65535
| High | Behavioral DR | DLC-BYOD-Water Heating | Small Industrial |  | Winter Morning | % of Load | 1 | 2028 | 65535
| High | Behavioral DR | DLC-BYOD-Water Heating | Small Industrial |  | Winter Morning | % of Load | 0 | 2028 | 65535
| High | Behavioral DR | DLC-Thermostat-DI-Central Heat Pump | Small Industrial |  | Winter Morning | % of Load | 1 | 2028 | 65535
| High | Behavioral DR | DLC-Thermostat-DI-Central Heat Pump | Small Industrial |  | Winter Morning | % of Load | 0 | 2028 | 65535
| High | Behavioral DR | DLC-Thermostat-BYOT-Central Heat Pump | Small Industrial |  | Winter Morning | % of Load | 1 | 2028 | 65535
| High | Behavioral DR | DLC-Thermostat-BYOT-Central Heat Pump | Small Industrial |  | Winter Morning | % of Load | 0 | 2028 | 65535
| High | Behavioral DR | DLC-Thermostat-HVAC | Small Industrial |  | Winter Morning | % of Load | 1 | 2028 | 65535
| High | Behavioral DR | DLC-Thermostat-HVAC | Small Industrial |  | Winter Morning | % of Load | 0 | 2028 | 65535
| High | Behavioral DR | DLC-Thermostat-DI-Baseboard Heating | Small Industrial |  | Winter Morning | % of Load | 1 | 2028 | 65535
| High | Behavioral DR | DLC-Thermostat-DI-Baseboard Heating | Small Industrial |  | Winter Morning | % of Load | 0 | 2028 | 65535
| High | Behavioral DR | DLC-Thermostat-BYOT-Baseboard Heating | Small Industrial |  | Winter Morning | % of Load | 1 | 2028 | 65535
| High | Behavioral DR | DLC-Thermostat-BYOT-Baseboard Heating | Small Industrial |  | Winter Morning | % of Load | 0 | 2028 | 65535
| High | Behavioral DR | DLC-Thermostat-DI-MSHP | Small Industrial |  | Winter Morning | % of Load | 1 | 2028 | 65535
| High | Behavioral DR | DLC-Thermostat-DI-MSHP | Small Industrial |  | Winter Morning | % of Load | 0 | 2028 | 65535
| High | Behavioral DR | DLC-Thermostat-BYOT-MSHP | Small Industrial |  | Winter Morning | % of Load | 1 | 2028 | 65535
| High | Behavioral DR | DLC-Thermostat-BYOT-MSHP | Small Industrial |  | Winter Morning | % of Load | 0 | 2028 | 65535
| High | Behavioral DR | C&I Curtailment-Turnkey-Manual HVAC Control | Small Industrial |  | Winter Morning | % of Load | 1 | 2028 | 65535
| High | Behavioral DR | C&I Curtailment-Turnkey-Manual HVAC Control | Small Industrial |  | Winter Morning | % of Load | 0 | 2028 | 65535
| High | Behavioral DR | C&I Curtailment-Turnkey-Auto-DR HVAC Control | Small Industrial |  | Winter Morning | % of Load | 1 | 2028 | 65535
| High | Behavioral DR | C&I Curtailment-Turnkey-Auto-DR HVAC Control | Small Industrial |  | Winter Morning | % of Load | 0 | 2028 | 65535
| High | Behavioral DR | C&I Curtailment-Turnkey-Standard Lighting Control | Small Industrial |  | Winter Morning | % of Load | 1 | 2028 | 65535
| High | Behavioral DR | C&I Curtailment-Turnkey-Standard Lighting Control | Small Industrial |  | Winter Morning | % of Load | 0 | 2028 | 65535
| High | Behavioral DR | C&I Curtailment-Turnkey-Advanced Lighting Control | Small Industrial |  | Winter Morning | % of Load | 1 | 2028 | 65535
| High | Behavioral DR | C&I Curtailment-Turnkey-Advanced Lighting Control | Small Industrial |  | Winter Morning | % of Load | 0 | 2028 | 65535
| High | Behavioral DR | C&I Curtailment-Turnkey-Water Heating Control | Small Industrial |  | Winter Morning | % of Load | 1 | 2028 | 65535
| High | Behavioral DR | C&I Curtailment-Turnkey-Water Heating Control | Small Industrial |  | Winter Morning | % of Load | 0 | 2028 | 65535
| High | Behavioral DR | C&I Curtailment-Turnkey-Other | Small Industrial |  | Winter Morning | % of Load | 1 | 2028 | 65535
| High | Behavioral DR | C&I Curtailment-Turnkey-Other | Small Industrial |  | Winter Morning | % of Load | 0 | 2028 | 65535
| High | Behavioral DR | C&I Curtailment-Turnkey-Industrial | Small Industrial |  | Winter Morning | % of Load | 1 | 2028 | 65535
| High | Behavioral DR | C&I Curtailment-Turnkey-Industrial | Small Industrial |  | Winter Morning | % of Load | 0 | 2028 | 65535
| High | Behavioral DR | DLC-Switch-Water Heating | Small Industrial |  | Winter Evening | % of Load | 1 | 2028 | 65535
| High | Behavioral DR | DLC-Switch-Water Heating | Small Industrial |  | Winter Evening | % of Load | 0 | 2028 | 65535
| High | Behavioral DR | DLC-BYOD-Water Heating | Small Industrial |  | Winter Evening | % of Load | 1 | 2028 | 65535
| High | Behavioral DR | DLC-BYOD-Water Heating | Small Industrial |  | Winter Evening | % of Load | 0 | 2028 | 65535
| High | Behavioral DR | DLC-Thermostat-DI-Central Heat Pump | Small Industrial |  | Winter Evening | % of Load | 1 | 2028 | 65535
| High | Behavioral DR | DLC-Thermostat-DI-Central Heat Pump | Small Industrial |  | Winter Evening | % of Load | 0 | 2028 | 65535
| High | Behavioral DR | DLC-Thermostat-BYOT-Central Heat Pump | Small Industrial |  | Winter Evening | % of Load | 1 | 2028 | 65535
| High | Behavioral DR | DLC-Thermostat-BYOT-Central Heat Pump | Small Industrial |  | Winter Evening | % of Load | 0 | 2028 | 65535
| High | Behavioral DR | DLC-Thermostat-HVAC | Small Industrial |  | Winter Evening | % of Load | 1 | 2028 | 65535
| High | Behavioral DR | DLC-Thermostat-HVAC | Small Industrial |  | Winter Evening | % of Load | 0 | 2028 | 65535
| High | Behavioral DR | DLC-Thermostat-DI-Baseboard Heating | Small Industrial |  | Winter Evening | % of Load | 1 | 2028 | 65535
| High | Behavioral DR | DLC-Thermostat-DI-Baseboard Heating | Small Industrial |  | Winter Evening | % of Load | 0 | 2028 | 65535
| High | Behavioral DR | DLC-Thermostat-BYOT-Baseboard Heating | Small Industrial |  | Winter Evening | % of Load | 1 | 2028 | 65535
| High | Behavioral DR | DLC-Thermostat-BYOT-Baseboard Heating | Small Industrial |  | Winter Evening | % of Load | 0 | 2028 | 65535
| High | Behavioral DR | DLC-Thermostat-DI-MSHP | Small Industrial |  | Winter Evening | % of Load | 1 | 2028 | 65535
| High | Behavioral DR | DLC-Thermostat-DI-MSHP | Small Industrial |  | Winter Evening | % of Load | 0 | 2028 | 65535
| High | Behavioral DR | DLC-Thermostat-BYOT-MSHP | Small Industrial |  | Winter Evening | % of Load | 1 | 2028 | 65535
| High | Behavioral DR | DLC-Thermostat-BYOT-MSHP | Small Industrial |  | Winter Evening | % of Load | 0 | 2028 | 65535
| High | Behavioral DR | C&I Curtailment-Turnkey-Manual HVAC Control | Small Industrial |  | Winter Evening | % of Load | 1 | 2028 | 65535
| High | Behavioral DR | C&I Curtailment-Turnkey-Manual HVAC Control | Small Industrial |  | Winter Evening | % of Load | 0 | 2028 | 65535
| High | Behavioral DR | C&I Curtailment-Turnkey-Auto-DR HVAC Control | Small Industrial |  | Winter Evening | % of Load | 1 | 2028 | 65535
| High | Behavioral DR | C&I Curtailment-Turnkey-Auto-DR HVAC Control | Small Industrial |  | Winter Evening | % of Load | 0 | 2028 | 65535
| High | Behavioral DR | C&I Curtailment-Turnkey-Standard Lighting Control | Small Industrial |  | Winter Evening | % of Load | 1 | 2028 | 65535
| High | Behavioral DR | C&I Curtailment-Turnkey-Standard Lighting Control | Small Industrial |  | Winter Evening | % of Load | 0 | 2028 | 65535
| High | Behavioral DR | C&I Curtailment-Turnkey-Advanced Lighting Control | Small Industrial |  | Winter Evening | % of Load | 1 | 2028 | 65535
| High | Behavioral DR | C&I Curtailment-Turnkey-Advanced Lighting Control | Small Industrial |  | Winter Evening | % of Load | 0 | 2028 | 65535
| High | Behavioral DR | C&I Curtailment-Turnkey-Water Heating Control | Small Industrial |  | Winter Evening | % of Load | 1 | 2028 | 65535
| High | Behavioral DR | C&I Curtailment-Turnkey-Water Heating Control | Small Industrial |  | Winter Evening | % of Load | 0 | 2028 | 65535
| High | Behavioral DR | C&I Curtailment-Turnkey-Other | Small Industrial |  | Winter Evening | % of Load | 1 | 2028 | 65535
| High | Behavioral DR | C&I Curtailment-Turnkey-Other | Small Industrial |  | Winter Evening | % of Load | 0 | 2028 | 65535
| High | Behavioral DR | C&I Curtailment-Turnkey-Industrial | Small Industrial |  | Winter Evening | % of Load | 1 | 2028 | 65535
| High | Behavioral DR | C&I Curtailment-Turnkey-Industrial | Small Industrial |  | Winter Evening | % of Load | 0 | 2028 | 65535
| High | Behavioral DR | DLC-Switch-Water Heating | Medium Industrial |  | Winter Morning | % of Load | 1 | 2028 | 65535
| High | Behavioral DR | DLC-Switch-Water Heating | Medium Industrial |  | Winter Morning | % of Load | 0 | 2028 | 65535
| High | Behavioral DR | DLC-BYOD-Water Heating | Medium Industrial |  | Winter Morning | % of Load | 1 | 2028 | 65535
| High | Behavioral DR | DLC-BYOD-Water Heating | Medium Industrial |  | Winter Morning | % of Load | 0 | 2028 | 65535
| High | Behavioral DR | DLC-Thermostat-DI-Central Heat Pump | Medium Industrial |  | Winter Morning | % of Load | 1 | 2028 | 65535
| High | Behavioral DR | DLC-Thermostat-DI-Central Heat Pump | Medium Industrial |  | Winter Morning | % of Load | 0 | 2028 | 65535
| High | Behavioral DR | DLC-Thermostat-BYOT-Central Heat Pump | Medium Industrial |  | Winter Morning | % of Load | 1 | 2028 | 65535
| High | Behavioral DR | DLC-Thermostat-BYOT-Central Heat Pump | Medium Industrial |  | Winter Morning | % of Load | 0 | 2028 | 65535
| High | Behavioral DR | DLC-Thermostat-HVAC | Medium Industrial |  | Winter Morning | % of Load | 1 | 2028 | 65535
| High | Behavioral DR | DLC-Thermostat-HVAC | Medium Industrial |  | Winter Morning | % of Load | 0 | 2028 | 65535
| High | Behavioral DR | DLC-Thermostat-DI-Baseboard Heating | Medium Industrial |  | Winter Morning | % of Load | 1 | 2028 | 65535
| High | Behavioral DR | DLC-Thermostat-DI-Baseboard Heating | Medium Industrial |  | Winter Morning | % of Load | 0 | 2028 | 65535
| High | Behavioral DR | DLC-Thermostat-BYOT-Baseboard Heating | Medium Industrial |  | Winter Morning | % of Load | 1 | 2028 | 65535
| High | Behavioral DR | DLC-Thermostat-BYOT-Baseboard Heating | Medium Industrial |  | Winter Morning | % of Load | 0 | 2028 | 65535
| High | Behavioral DR | DLC-Thermostat-DI-MSHP | Medium Industrial |  | Winter Morning | % of Load | 1 | 2028 | 65535
| High | Behavioral DR | DLC-Thermostat-DI-MSHP | Medium Industrial |  | Winter Morning | % of Load | 0 | 2028 | 65535
| High | Behavioral DR | DLC-Thermostat-BYOT-MSHP | Medium Industrial |  | Winter Morning | % of Load | 1 | 2028 | 65535
| High | Behavioral DR | DLC-Thermostat-BYOT-MSHP | Medium Industrial |  | Winter Morning | % of Load | 0 | 2028 | 65535
| High | Behavioral DR | C&I Curtailment-Turnkey-Manual HVAC Control | Medium Industrial |  | Winter Morning | % of Load | 1 | 2028 | 65535
| High | Behavioral DR | C&I Curtailment-Turnkey-Manual HVAC Control | Medium Industrial |  | Winter Morning | % of Load | 0 | 2028 | 65535
| High | Behavioral DR | C&I Curtailment-Turnkey-Auto-DR HVAC Control | Medium Industrial |  | Winter Morning | % of Load | 1 | 2028 | 65535
| High | Behavioral DR | C&I Curtailment-Turnkey-Auto-DR HVAC Control | Medium Industrial |  | Winter Morning | % of Load | 0 | 2028 | 65535
| High | Behavioral DR | C&I Curtailment-Turnkey-Standard Lighting Control | Medium Industrial |  | Winter Morning | % of Load | 1 | 2028 | 65535
| High | Behavioral DR | C&I Curtailment-Turnkey-Standard Lighting Control | Medium Industrial |  | Winter Morning | % of Load | 0 | 2028 | 65535
| High | Behavioral DR | C&I Curtailment-Turnkey-Advanced Lighting Control | Medium Industrial |  | Winter Morning | % of Load | 1 | 2028 | 65535
| High | Behavioral DR | C&I Curtailment-Turnkey-Advanced Lighting Control | Medium Industrial |  | Winter Morning | % of Load | 0 | 2028 | 65535
| High | Behavioral DR | C&I Curtailment-Turnkey-Water Heating Control | Medium Industrial |  | Winter Morning | % of Load | 1 | 2028 | 65535
| High | Behavioral DR | C&I Curtailment-Turnkey-Water Heating Control | Medium Industrial |  | Winter Morning | % of Load | 0 | 2028 | 65535
| High | Behavioral DR | C&I Curtailment-Turnkey-Other | Medium Industrial |  | Winter Morning | % of Load | 1 | 2028 | 65535
| High | Behavioral DR | C&I Curtailment-Turnkey-Other | Medium Industrial |  | Winter Morning | % of Load | 0 | 2028 | 65535
| High | Behavioral DR | DLC-Switch-Water Heating | Medium Industrial |  | Winter Evening | % of Load | 1 | 2028 | 65535
| High | Behavioral DR | DLC-Switch-Water Heating | Medium Industrial |  | Winter Evening | % of Load | 0 | 2028 | 65535
| High | Behavioral DR | DLC-BYOD-Water Heating | Medium Industrial |  | Winter Evening | % of Load | 1 | 2028 | 65535
| High | Behavioral DR | DLC-BYOD-Water Heating | Medium Industrial |  | Winter Evening | % of Load | 0 | 2028 | 65535
| High | Behavioral DR | DLC-Thermostat-DI-Central Heat Pump | Medium Industrial |  | Winter Evening | % of Load | 1 | 2028 | 65535
| High | Behavioral DR | DLC-Thermostat-DI-Central Heat Pump | Medium Industrial |  | Winter Evening | % of Load | 0 | 2028 | 65535
| High | Behavioral DR | DLC-Thermostat-BYOT-Central Heat Pump | Medium Industrial |  | Winter Evening | % of Load | 1 | 2028 | 65535
| High | Behavioral DR | DLC-Thermostat-BYOT-Central Heat Pump | Medium Industrial |  | Winter Evening | % of Load | 0 | 2028 | 65535
| High | Behavioral DR | DLC-Thermostat-HVAC | Medium Industrial |  | Winter Evening | % of Load | 1 | 2028 | 65535
| High | Behavioral DR | DLC-Thermostat-HVAC | Medium Industrial |  | Winter Evening | % of Load | 0 | 2028 | 65535
| High | Behavioral DR | DLC-Thermostat-DI-Baseboard Heating | Medium Industrial |  | Winter Evening | % of Load | 1 | 2028 | 65535
| High | Behavioral DR | DLC-Thermostat-DI-Baseboard Heating | Medium Industrial |  | Winter Evening | % of Load | 0 | 2028 | 65535
| High | Behavioral DR | DLC-Thermostat-BYOT-Baseboard Heating | Medium Industrial |  | Winter Evening | % of Load | 1 | 2028 | 65535
| High | Behavioral DR | DLC-Thermostat-BYOT-Baseboard Heating | Medium Industrial |  | Winter Evening | % of Load | 0 | 2028 | 65535
| High | Behavioral DR | DLC-Thermostat-DI-MSHP | Medium Industrial |  | Winter Evening | % of Load | 1 | 2028 | 65535
| High | Behavioral DR | DLC-Thermostat-DI-MSHP | Medium Industrial |  | Winter Evening | % of Load | 0 | 2028 | 65535
| High | Behavioral DR | DLC-Thermostat-BYOT-MSHP | Medium Industrial |  | Winter Evening | % of Load | 1 | 2028 | 65535
| High | Behavioral DR | DLC-Thermostat-BYOT-MSHP | Medium Industrial |  | Winter Evening | % of Load | 0 | 2028 | 65535
| High | Behavioral DR | C&I Curtailment-Turnkey-Manual HVAC Control | Medium Industrial |  | Winter Evening | % of Load | 1 | 2028 | 65535
| High | Behavioral DR | C&I Curtailment-Turnkey-Manual HVAC Control | Medium Industrial |  | Winter Evening | % of Load | 0 | 2028 | 65535
| High | Behavioral DR | C&I Curtailment-Turnkey-Auto-DR HVAC Control | Medium Industrial |  | Winter Evening | % of Load | 1 | 2028 | 65535
| High | Behavioral DR | C&I Curtailment-Turnkey-Auto-DR HVAC Control | Medium Industrial |  | Winter Evening | % of Load | 0 | 2028 | 65535
| High | Behavioral DR | C&I Curtailment-Turnkey-Standard Lighting Control | Medium Industrial |  | Winter Evening | % of Load | 1 | 2028 | 65535
| High | Behavioral DR | C&I Curtailment-Turnkey-Standard Lighting Control | Medium Industrial |  | Winter Evening | % of Load | 0 | 2028 | 65535
| High | Behavioral DR | C&I Curtailment-Turnkey-Advanced Lighting Control | Medium Industrial |  | Winter Evening | % of Load | 1 | 2028 | 65535
| High | Behavioral DR | C&I Curtailment-Turnkey-Advanced Lighting Control | Medium Industrial |  | Winter Evening | % of Load | 0 | 2028 | 65535
| High | Behavioral DR | C&I Curtailment-Turnkey-Water Heating Control | Medium Industrial |  | Winter Evening | % of Load | 1 | 2028 | 65535
| High | Behavioral DR | C&I Curtailment-Turnkey-Water Heating Control | Medium Industrial |  | Winter Evening | % of Load | 0 | 2028 | 65535
| High | Behavioral DR | C&I Curtailment-Turnkey-Other | Medium Industrial |  | Winter Evening | % of Load | 1 | 2028 | 65535
| High | Behavioral DR | C&I Curtailment-Turnkey-Other | Medium Industrial |  | Winter Evening | % of Load | 0 | 2028 | 65535
| High | Behavioral DR | Behavioral DR | Residential Charitable |  | Winter Morning | % of Load | 1 | 2028 | 65535
| High | Behavioral DR | Behavioral DR | Residential Charitable |  | Winter Morning | % of Load | 0 | 2028 | 65535
| High | Behavioral DR | Behavioral DR | Residential Charitable |  | Winter Evening | % of Load | 1 | 2028 | 65535
| High | Behavioral DR | Behavioral DR | Residential Charitable |  | Winter Evening | % of Load | 0 | 2028 | 65535
| High | Time-of-Use Rates (TOU) | DLC-Switch-Water Heating | Small General |  | Winter Morning | % of Load | 1 | 2028 | 65535
| High | Time-of-Use Rates (TOU) | DLC-Switch-Water Heating | Small General |  | Winter Morning | % of Load | 0 | 2028 | 65535
| High | Time-of-Use Rates (TOU) | DLC-BYOD-Water Heating | Small General |  | Winter Morning | % of Load | 1 | 2028 | 65535
| High | Time-of-Use Rates (TOU) | DLC-BYOD-Water Heating | Small General |  | Winter Morning | % of Load | 0 | 2028 | 65535
| High | Time-of-Use Rates (TOU) | DLC-Thermostat-DI-Central Heat Pump | Small General |  | Winter Morning | % of Load | 1 | 2028 | 65535
| High | Time-of-Use Rates (TOU) | DLC-Thermostat-DI-Central Heat Pump | Small General |  | Winter Morning | % of Load | 0 | 2028 | 65535
| High | Time-of-Use Rates (TOU) | DLC-Thermostat-BYOT-Central Heat Pump | Small General |  | Winter Morning | % of Load | 1 | 2028 | 65535
| High | Time-of-Use Rates (TOU) | DLC-Thermostat-BYOT-Central Heat Pump | Small General |  | Winter Morning | % of Load | 0 | 2028 | 65535
| High | Time-of-Use Rates (TOU) | DLC-Thermostat-HVAC | Small General |  | Winter Morning | % of Load | 1 | 2028 | 65535
| High | Time-of-Use Rates (TOU) | DLC-Thermostat-HVAC | Small General |  | Winter Morning | % of Load | 0 | 2028 | 65535
| High | Time-of-Use Rates (TOU) | DLC-Thermostat-DI-Baseboard Heating | Small General |  | Winter Morning | % of Load | 1 | 2028 | 65535
| High | Time-of-Use Rates (TOU) | DLC-Thermostat-DI-Baseboard Heating | Small General |  | Winter Morning | % of Load | 0 | 2028 | 65535
| High | Time-of-Use Rates (TOU) | DLC-Thermostat-BYOT-Baseboard Heating | Small General |  | Winter Morning | % of Load | 1 | 2028 | 65535
| High | Time-of-Use Rates (TOU) | DLC-Thermostat-BYOT-Baseboard Heating | Small General |  | Winter Morning | % of Load | 0 | 2028 | 65535
| High | Time-of-Use Rates (TOU) | DLC-Thermostat-DI-MSHP | Small General |  | Winter Morning | % of Load | 1 | 2028 | 65535
| High | Time-of-Use Rates (TOU) | DLC-Thermostat-DI-MSHP | Small General |  | Winter Morning | % of Load | 0 | 2028 | 65535
| High | Time-of-Use Rates (TOU) | DLC-Thermostat-BYOT-MSHP | Small General |  | Winter Morning | % of Load | 1 | 2028 | 65535
| High | Time-of-Use Rates (TOU) | DLC-Thermostat-BYOT-MSHP | Small General |  | Winter Morning | % of Load | 0 | 2028 | 65535
| High | Time-of-Use Rates (TOU) | C&I Curtailment-Turnkey-Manual HVAC Control | Small General |  | Winter Morning | % of Load | 1 | 2028 | 65535
| High | Time-of-Use Rates (TOU) | C&I Curtailment-Turnkey-Manual HVAC Control | Small General |  | Winter Morning | % of Load | 0 | 2028 | 65535
| High | Time-of-Use Rates (TOU) | C&I Curtailment-Turnkey-Auto-DR HVAC Control | Small General |  | Winter Morning | % of Load | 1 | 2028 | 65535
| High | Time-of-Use Rates (TOU) | C&I Curtailment-Turnkey-Auto-DR HVAC Control | Small General |  | Winter Morning | % of Load | 0 | 2028 | 65535
| High | Time-of-Use Rates (TOU) | C&I Curtailment-Turnkey-Standard Lighting Control | Small General |  | Winter Morning | % of Load | 1 | 2028 | 65535
| High | Time-of-Use Rates (TOU) | C&I Curtailment-Turnkey-Standard Lighting Control | Small General |  | Winter Morning | % of Load | 0 | 2028 | 65535
| High | Time-of-Use Rates (TOU) | C&I Curtailment-Turnkey-Advanced Lighting Control | Small General |  | Winter Morning | % of Load | 1 | 2028 | 65535
| High | Time-of-Use Rates (TOU) | C&I Curtailment-Turnkey-Advanced Lighting Control | Small General |  | Winter Morning | % of Load | 0 | 2028 | 65535
| High | Time-of-Use Rates (TOU) | C&I Curtailment-Turnkey-Water Heating Control | Small General |  | Winter Morning | % of Load | 1 | 2028 | 65535
| High | Time-of-Use Rates (TOU) | C&I Curtailment-Turnkey-Water Heating Control | Small General |  | Winter Morning | % of Load | 0 | 2028 | 65535
| High | Time-of-Use Rates (TOU) | C&I Curtailment-Turnkey-Other | Small General |  | Winter Morning | % of Load | 1 | 2028 | 65535
| High | Time-of-Use Rates (TOU) | C&I Curtailment-Turnkey-Other | Small General |  | Winter Morning | % of Load | 0 | 2028 | 65535
| High | Time-of-Use Rates (TOU) | Dynamic Pricing with enabling tech. | Small General |  | Winter Morning | % of Load | 1 | 2028 | 65535
| High | Time-of-Use Rates (TOU) | Dynamic Pricing with enabling tech. | Small General |  | Winter Morning | % of Load | 0 | 2028 | 65535
| High | Time-of-Use Rates (TOU) | Time-of-Use Rates (TOU) | Small General |  | Winter Morning | % of Load | 1 | 2028 | 65535
| High | Time-of-Use Rates (TOU) | Time-of-Use Rates (TOU) | Small General |  | Winter Morning | % of Load | 0 | 2028 | 65535
| High | Time-of-Use Rates (TOU) | DLC-Switch-Water Heating | Small General |  | Winter Evening | % of Load | 1 | 2028 | 65535
| High | Time-of-Use Rates (TOU) | DLC-Switch-Water Heating | Small General |  | Winter Evening | % of Load | 0 | 2028 | 65535
| High | Time-of-Use Rates (TOU) | DLC-BYOD-Water Heating | Small General |  | Winter Evening | % of Load | 1 | 2028 | 65535
| High | Time-of-Use Rates (TOU) | DLC-BYOD-Water Heating | Small General |  | Winter Evening | % of Load | 0 | 2028 | 65535
| High | Time-of-Use Rates (TOU) | DLC-Thermostat-DI-Central Heat Pump | Small General |  | Winter Evening | % of Load | 1 | 2028 | 65535
| High | Time-of-Use Rates (TOU) | DLC-Thermostat-DI-Central Heat Pump | Small General |  | Winter Evening | % of Load | 0 | 2028 | 65535
| High | Time-of-Use Rates (TOU) | DLC-Thermostat-BYOT-Central Heat Pump | Small General |  | Winter Evening | % of Load | 1 | 2028 | 65535
| High | Time-of-Use Rates (TOU) | DLC-Thermostat-BYOT-Central Heat Pump | Small General |  | Winter Evening | % of Load | 0 | 2028 | 65535
| High | Time-of-Use Rates (TOU) | DLC-Thermostat-HVAC | Small General |  | Winter Evening | % of Load | 1 | 2028 | 65535
| High | Time-of-Use Rates (TOU) | DLC-Thermostat-HVAC | Small General |  | Winter Evening | % of Load | 0 | 2028 | 65535
| High | Time-of-Use Rates (TOU) | DLC-Thermostat-DI-Baseboard Heating | Small General |  | Winter Evening | % of Load | 1 | 2028 | 65535
| High | Time-of-Use Rates (TOU) | DLC-Thermostat-DI-Baseboard Heating | Small General |  | Winter Evening | % of Load | 0 | 2028 | 65535
| High | Time-of-Use Rates (TOU) | DLC-Thermostat-BYOT-Baseboard Heating | Small General |  | Winter Evening | % of Load | 1 | 2028 | 65535
| High | Time-of-Use Rates (TOU) | DLC-Thermostat-BYOT-Baseboard Heating | Small General |  | Winter Evening | % of Load | 0 | 2028 | 65535
| High | Time-of-Use Rates (TOU) | DLC-Thermostat-DI-MSHP | Small General |  | Winter Evening | % of Load | 1 | 2028 | 65535
| High | Time-of-Use Rates (TOU) | DLC-Thermostat-DI-MSHP | Small General |  | Winter Evening | % of Load | 0 | 2028 | 65535
| High | Time-of-Use Rates (TOU) | DLC-Thermostat-BYOT-MSHP | Small General |  | Winter Evening | % of Load | 1 | 2028 | 65535
| High | Time-of-Use Rates (TOU) | DLC-Thermostat-BYOT-MSHP | Small General |  | Winter Evening | % of Load | 0 | 2028 | 65535
| High | Time-of-Use Rates (TOU) | C&I Curtailment-Turnkey-Manual HVAC Control | Small General |  | Winter Evening | % of Load | 1 | 2028 | 65535
| High | Time-of-Use Rates (TOU) | C&I Curtailment-Turnkey-Manual HVAC Control | Small General |  | Winter Evening | % of Load | 0 | 2028 | 65535
| High | Time-of-Use Rates (TOU) | C&I Curtailment-Turnkey-Auto-DR HVAC Control | Small General |  | Winter Evening | % of Load | 1 | 2028 | 65535
| High | Time-of-Use Rates (TOU) | C&I Curtailment-Turnkey-Auto-DR HVAC Control | Small General |  | Winter Evening | % of Load | 0 | 2028 | 65535
| High | Time-of-Use Rates (TOU) | C&I Curtailment-Turnkey-Standard Lighting Control | Small General |  | Winter Evening | % of Load | 1 | 2028 | 65535
| High | Time-of-Use Rates (TOU) | C&I Curtailment-Turnkey-Standard Lighting Control | Small General |  | Winter Evening | % of Load | 0 | 2028 | 65535
| High | Time-of-Use Rates (TOU) | C&I Curtailment-Turnkey-Advanced Lighting Control | Small General |  | Winter Evening | % of Load | 1 | 2028 | 65535
| High | Time-of-Use Rates (TOU) | C&I Curtailment-Turnkey-Advanced Lighting Control | Small General |  | Winter Evening | % of Load | 0 | 2028 | 65535
| High | Time-of-Use Rates (TOU) | C&I Curtailment-Turnkey-Water Heating Control | Small General |  | Winter Evening | % of Load | 1 | 2028 | 65535
| High | Time-of-Use Rates (TOU) | C&I Curtailment-Turnkey-Water Heating Control | Small General |  | Winter Evening | % of Load | 0 | 2028 | 65535
| High | Time-of-Use Rates (TOU) | C&I Curtailment-Turnkey-Other | Small General |  | Winter Evening | % of Load | 1 | 2028 | 65535
| High | Time-of-Use Rates (TOU) | C&I Curtailment-Turnkey-Other | Small General |  | Winter Evening | % of Load | 0 | 2028 | 65535
| High | Time-of-Use Rates (TOU) | Dynamic Pricing with enabling tech. | Small General |  | Winter Evening | % of Load | 1 | 2028 | 65535
| High | Time-of-Use Rates (TOU) | Dynamic Pricing with enabling tech. | Small General |  | Winter Evening | % of Load | 0 | 2028 | 65535
| High | Time-of-Use Rates (TOU) | Time-of-Use Rates (TOU) | Small General |  | Winter Evening | % of Load | 1 | 2028 | 65535
| High | Time-of-Use Rates (TOU) | Time-of-Use Rates (TOU) | Small General |  | Winter Evening | % of Load | 0 | 2028 | 65535
| High | Time-of-Use Rates (TOU) | DLC-Switch-Water Heating | General |  | Winter Morning | % of Load | 1 | 2028 | 65535
| High | Time-of-Use Rates (TOU) | DLC-Switch-Water Heating | General |  | Winter Morning | % of Load | 0 | 2028 | 65535
| High | Time-of-Use Rates (TOU) | DLC-BYOD-Water Heating | General |  | Winter Morning | % of Load | 1 | 2028 | 65535
| High | Time-of-Use Rates (TOU) | DLC-BYOD-Water Heating | General |  | Winter Morning | % of Load | 0 | 2028 | 65535
| High | Time-of-Use Rates (TOU) | DLC-Thermostat-DI-Central Heat Pump | General |  | Winter Morning | % of Load | 1 | 2028 | 65535
| High | Time-of-Use Rates (TOU) | DLC-Thermostat-DI-Central Heat Pump | General |  | Winter Morning | % of Load | 0 | 2028 | 65535
| High | Time-of-Use Rates (TOU) | DLC-Thermostat-BYOT-Central Heat Pump | General |  | Winter Morning | % of Load | 1 | 2028 | 65535
| High | Time-of-Use Rates (TOU) | DLC-Thermostat-BYOT-Central Heat Pump | General |  | Winter Morning | % of Load | 0 | 2028 | 65535
| High | Time-of-Use Rates (TOU) | DLC-Thermostat-HVAC | General |  | Winter Morning | % of Load | 1 | 2028 | 65535
| High | Time-of-Use Rates (TOU) | DLC-Thermostat-HVAC | General |  | Winter Morning | % of Load | 0 | 2028 | 65535
| High | Time-of-Use Rates (TOU) | DLC-Thermostat-DI-Baseboard Heating | General |  | Winter Morning | % of Load | 1 | 2028 | 65535
| High | Time-of-Use Rates (TOU) | DLC-Thermostat-DI-Baseboard Heating | General |  | Winter Morning | % of Load | 0 | 2028 | 65535
| High | Time-of-Use Rates (TOU) | DLC-Thermostat-BYOT-Baseboard Heating | General |  | Winter Morning | % of Load | 1 | 2028 | 65535
| High | Time-of-Use Rates (TOU) | DLC-Thermostat-BYOT-Baseboard Heating | General |  | Winter Morning | % of Load | 0 | 2028 | 65535
| High | Time-of-Use Rates (TOU) | DLC-Thermostat-DI-MSHP | General |  | Winter Morning | % of Load | 1 | 2028 | 65535
| High | Time-of-Use Rates (TOU) | DLC-Thermostat-DI-MSHP | General |  | Winter Morning | % of Load | 0 | 2028 | 65535
| High | Time-of-Use Rates (TOU) | DLC-Thermostat-BYOT-MSHP | General |  | Winter Morning | % of Load | 1 | 2028 | 65535
| High | Time-of-Use Rates (TOU) | DLC-Thermostat-BYOT-MSHP | General |  | Winter Morning | % of Load | 0 | 2028 | 65535
| High | Time-of-Use Rates (TOU) | C&I Curtailment-Turnkey-Manual HVAC Control | General |  | Winter Morning | % of Load | 1 | 2028 | 65535
| High | Time-of-Use Rates (TOU) | C&I Curtailment-Turnkey-Manual HVAC Control | General |  | Winter Morning | % of Load | 0 | 2028 | 65535
| High | Time-of-Use Rates (TOU) | C&I Curtailment-Turnkey-Auto-DR HVAC Control | General |  | Winter Morning | % of Load | 1 | 2028 | 65535
| High | Time-of-Use Rates (TOU) | C&I Curtailment-Turnkey-Auto-DR HVAC Control | General |  | Winter Morning | % of Load | 0 | 2028 | 65535
| High | Time-of-Use Rates (TOU) | C&I Curtailment-Turnkey-Standard Lighting Control | General |  | Winter Morning | % of Load | 1 | 2028 | 65535
| High | Time-of-Use Rates (TOU) | C&I Curtailment-Turnkey-Standard Lighting Control | General |  | Winter Morning | % of Load | 0 | 2028 | 65535
| High | Time-of-Use Rates (TOU) | C&I Curtailment-Turnkey-Advanced Lighting Control | General |  | Winter Morning | % of Load | 1 | 2028 | 65535
| High | Time-of-Use Rates (TOU) | C&I Curtailment-Turnkey-Advanced Lighting Control | General |  | Winter Morning | % of Load | 0 | 2028 | 65535
| High | Time-of-Use Rates (TOU) | C&I Curtailment-Turnkey-Water Heating Control | General |  | Winter Morning | % of Load | 1 | 2028 | 65535
| High | Time-of-Use Rates (TOU) | C&I Curtailment-Turnkey-Water Heating Control | General |  | Winter Morning | % of Load | 0 | 2028 | 65535
| High | Time-of-Use Rates (TOU) | C&I Curtailment-Turnkey-Other | General |  | Winter Morning | % of Load | 1 | 2028 | 65535
| High | Time-of-Use Rates (TOU) | C&I Curtailment-Turnkey-Other | General |  | Winter Morning | % of Load | 0 | 2028 | 65535
| High | Time-of-Use Rates (TOU) | Time-of-Use Rates (TOU) | General |  | Winter Morning | % of Load | 1 | 2028 | 65535
| High | Time-of-Use Rates (TOU) | Time-of-Use Rates (TOU) | General |  | Winter Morning | % of Load | 0 | 2028 | 65535
| High | Time-of-Use Rates (TOU) | DLC-Switch-Water Heating | General |  | Winter Evening | % of Load | 1 | 2028 | 65535
| High | Time-of-Use Rates (TOU) | DLC-Switch-Water Heating | General |  | Winter Evening | % of Load | 0 | 2028 | 65535
| High | Time-of-Use Rates (TOU) | DLC-BYOD-Water Heating | General |  | Winter Evening | % of Load | 1 | 2028 | 65535
| High | Time-of-Use Rates (TOU) | DLC-BYOD-Water Heating | General |  | Winter Evening | % of Load | 0 | 2028 | 65535
| High | Time-of-Use Rates (TOU) | DLC-Thermostat-DI-Central Heat Pump | General |  | Winter Evening | % of Load | 1 | 2028 | 65535
| High | Time-of-Use Rates (TOU) | DLC-Thermostat-DI-Central Heat Pump | General |  | Winter Evening | % of Load | 0 | 2028 | 65535
| High | Time-of-Use Rates (TOU) | DLC-Thermostat-BYOT-Central Heat Pump | General |  | Winter Evening | % of Load | 1 | 2028 | 65535
| High | Time-of-Use Rates (TOU) | DLC-Thermostat-BYOT-Central Heat Pump | General |  | Winter Evening | % of Load | 0 | 2028 | 65535
| High | Time-of-Use Rates (TOU) | DLC-Thermostat-HVAC | General |  | Winter Evening | % of Load | 1 | 2028 | 65535
| High | Time-of-Use Rates (TOU) | DLC-Thermostat-HVAC | General |  | Winter Evening | % of Load | 0 | 2028 | 65535
| High | Time-of-Use Rates (TOU) | DLC-Thermostat-DI-Baseboard Heating | General |  | Winter Evening | % of Load | 1 | 2028 | 65535
| High | Time-of-Use Rates (TOU) | DLC-Thermostat-DI-Baseboard Heating | General |  | Winter Evening | % of Load | 0 | 2028 | 65535
| High | Time-of-Use Rates (TOU) | DLC-Thermostat-BYOT-Baseboard Heating | General |  | Winter Evening | % of Load | 1 | 2028 | 65535
| High | Time-of-Use Rates (TOU) | DLC-Thermostat-BYOT-Baseboard Heating | General |  | Winter Evening | % of Load | 0 | 2028 | 65535
| High | Time-of-Use Rates (TOU) | DLC-Thermostat-DI-MSHP | General |  | Winter Evening | % of Load | 1 | 2028 | 65535
| High | Time-of-Use Rates (TOU) | DLC-Thermostat-DI-MSHP | General |  | Winter Evening | % of Load | 0 | 2028 | 65535
| High | Time-of-Use Rates (TOU) | DLC-Thermostat-BYOT-MSHP | General |  | Winter Evening | % of Load | 1 | 2028 | 65535
| High | Time-of-Use Rates (TOU) | DLC-Thermostat-BYOT-MSHP | General |  | Winter Evening | % of Load | 0 | 2028 | 65535
| High | Time-of-Use Rates (TOU) | C&I Curtailment-Turnkey-Manual HVAC Control | General |  | Winter Evening | % of Load | 1 | 2028 | 65535
| High | Time-of-Use Rates (TOU) | C&I Curtailment-Turnkey-Manual HVAC Control | General |  | Winter Evening | % of Load | 0 | 2028 | 65535
| High | Time-of-Use Rates (TOU) | C&I Curtailment-Turnkey-Auto-DR HVAC Control | General |  | Winter Evening | % of Load | 1 | 2028 | 65535
| High | Time-of-Use Rates (TOU) | C&I Curtailment-Turnkey-Auto-DR HVAC Control | General |  | Winter Evening | % of Load | 0 | 2028 | 65535
| High | Time-of-Use Rates (TOU) | C&I Curtailment-Turnkey-Standard Lighting Control | General |  | Winter Evening | % of Load | 1 | 2028 | 65535
| High | Time-of-Use Rates (TOU) | C&I Curtailment-Turnkey-Standard Lighting Control | General |  | Winter Evening | % of Load | 0 | 2028 | 65535
| High | Time-of-Use Rates (TOU) | C&I Curtailment-Turnkey-Advanced Lighting Control | General |  | Winter Evening | % of Load | 1 | 2028 | 65535
| High | Time-of-Use Rates (TOU) | C&I Curtailment-Turnkey-Advanced Lighting Control | General |  | Winter Evening | % of Load | 0 | 2028 | 65535
| High | Time-of-Use Rates (TOU) | C&I Curtailment-Turnkey-Water Heating Control | General |  | Winter Evening | % of Load | 1 | 2028 | 65535
| High | Time-of-Use Rates (TOU) | C&I Curtailment-Turnkey-Water Heating Control | General |  | Winter Evening | % of Load | 0 | 2028 | 65535
| High | Time-of-Use Rates (TOU) | C&I Curtailment-Turnkey-Other | General |  | Winter Evening | % of Load | 1 | 2028 | 65535
| High | Time-of-Use Rates (TOU) | C&I Curtailment-Turnkey-Other | General |  | Winter Evening | % of Load | 0 | 2028 | 65535
| High | Time-of-Use Rates (TOU) | Time-of-Use Rates (TOU) | General |  | Winter Evening | % of Load | 1 | 2028 | 65535
| High | Time-of-Use Rates (TOU) | Time-of-Use Rates (TOU) | General |  | Winter Evening | % of Load | 0 | 2028 | 65535
| High | Time-of-Use Rates (TOU) | DLC-Switch-Water Heating | Small Industrial |  | Winter Morning | % of Load | 1 | 2028 | 65535
| High | Time-of-Use Rates (TOU) | DLC-Switch-Water Heating | Small Industrial |  | Winter Morning | % of Load | 0 | 2028 | 65535
| High | Time-of-Use Rates (TOU) | DLC-BYOD-Water Heating | Small Industrial |  | Winter Morning | % of Load | 1 | 2028 | 65535
| High | Time-of-Use Rates (TOU) | DLC-BYOD-Water Heating | Small Industrial |  | Winter Morning | % of Load | 0 | 2028 | 65535
| High | Time-of-Use Rates (TOU) | DLC-Thermostat-DI-Central Heat Pump | Small Industrial |  | Winter Morning | % of Load | 1 | 2028 | 65535
| High | Time-of-Use Rates (TOU) | DLC-Thermostat-DI-Central Heat Pump | Small Industrial |  | Winter Morning | % of Load | 0 | 2028 | 65535
| High | Time-of-Use Rates (TOU) | DLC-Thermostat-BYOT-Central Heat Pump | Small Industrial |  | Winter Morning | % of Load | 1 | 2028 | 65535
| High | Time-of-Use Rates (TOU) | DLC-Thermostat-BYOT-Central Heat Pump | Small Industrial |  | Winter Morning | % of Load | 0 | 2028 | 65535
| High | Time-of-Use Rates (TOU) | DLC-Thermostat-HVAC | Small Industrial |  | Winter Morning | % of Load | 1 | 2028 | 65535
| High | Time-of-Use Rates (TOU) | DLC-Thermostat-HVAC | Small Industrial |  | Winter Morning | % of Load | 0 | 2028 | 65535
| High | Time-of-Use Rates (TOU) | DLC-Thermostat-DI-Baseboard Heating | Small Industrial |  | Winter Morning | % of Load | 1 | 2028 | 65535
| High | Time-of-Use Rates (TOU) | DLC-Thermostat-DI-Baseboard Heating | Small Industrial |  | Winter Morning | % of Load | 0 | 2028 | 65535
| High | Time-of-Use Rates (TOU) | DLC-Thermostat-BYOT-Baseboard Heating | Small Industrial |  | Winter Morning | % of Load | 1 | 2028 | 65535
| High | Time-of-Use Rates (TOU) | DLC-Thermostat-BYOT-Baseboard Heating | Small Industrial |  | Winter Morning | % of Load | 0 | 2028 | 65535
| High | Time-of-Use Rates (TOU) | DLC-Thermostat-DI-MSHP | Small Industrial |  | Winter Morning | % of Load | 1 | 2028 | 65535
| High | Time-of-Use Rates (TOU) | DLC-Thermostat-DI-MSHP | Small Industrial |  | Winter Morning | % of Load | 0 | 2028 | 65535
| High | Time-of-Use Rates (TOU) | DLC-Thermostat-BYOT-MSHP | Small Industrial |  | Winter Morning | % of Load | 1 | 2028 | 65535
| High | Time-of-Use Rates (TOU) | DLC-Thermostat-BYOT-MSHP | Small Industrial |  | Winter Morning | % of Load | 0 | 2028 | 65535
| High | Time-of-Use Rates (TOU) | C&I Curtailment-Turnkey-Manual HVAC Control | Small Industrial |  | Winter Morning | % of Load | 1 | 2028 | 65535
| High | Time-of-Use Rates (TOU) | C&I Curtailment-Turnkey-Manual HVAC Control | Small Industrial |  | Winter Morning | % of Load | 0 | 2028 | 65535
| High | Time-of-Use Rates (TOU) | C&I Curtailment-Turnkey-Auto-DR HVAC Control | Small Industrial |  | Winter Morning | % of Load | 1 | 2028 | 65535
| High | Time-of-Use Rates (TOU) | C&I Curtailment-Turnkey-Auto-DR HVAC Control | Small Industrial |  | Winter Morning | % of Load | 0 | 2028 | 65535
| High | Time-of-Use Rates (TOU) | C&I Curtailment-Turnkey-Standard Lighting Control | Small Industrial |  | Winter Morning | % of Load | 1 | 2028 | 65535
| High | Time-of-Use Rates (TOU) | C&I Curtailment-Turnkey-Standard Lighting Control | Small Industrial |  | Winter Morning | % of Load | 0 | 2028 | 65535
| High | Time-of-Use Rates (TOU) | C&I Curtailment-Turnkey-Advanced Lighting Control | Small Industrial |  | Winter Morning | % of Load | 1 | 2028 | 65535
| High | Time-of-Use Rates (TOU) | C&I Curtailment-Turnkey-Advanced Lighting Control | Small Industrial |  | Winter Morning | % of Load | 0 | 2028 | 65535
| High | Time-of-Use Rates (TOU) | C&I Curtailment-Turnkey-Water Heating Control | Small Industrial |  | Winter Morning | % of Load | 1 | 2028 | 65535
| High | Time-of-Use Rates (TOU) | C&I Curtailment-Turnkey-Water Heating Control | Small Industrial |  | Winter Morning | % of Load | 0 | 2028 | 65535
| High | Time-of-Use Rates (TOU) | C&I Curtailment-Turnkey-Other | Small Industrial |  | Winter Morning | % of Load | 1 | 2028 | 65535
| High | Time-of-Use Rates (TOU) | C&I Curtailment-Turnkey-Other | Small Industrial |  | Winter Morning | % of Load | 0 | 2028 | 65535
| High | Time-of-Use Rates (TOU) | C&I Curtailment-Turnkey-Industrial | Small Industrial |  | Winter Morning | % of Load | 1 | 2028 | 65535
| High | Time-of-Use Rates (TOU) | C&I Curtailment-Turnkey-Industrial | Small Industrial |  | Winter Morning | % of Load | 0 | 2028 | 65535
| High | Time-of-Use Rates (TOU) | Time-of-Use Rates (TOU) | Small Industrial |  | Winter Morning | % of Load | 1 | 2028 | 65535
| High | Time-of-Use Rates (TOU) | Time-of-Use Rates (TOU) | Small Industrial |  | Winter Morning | % of Load | 0 | 2028 | 65535
| High | Time-of-Use Rates (TOU) | DLC-Switch-Water Heating | Small Industrial |  | Winter Evening | % of Load | 1 | 2028 | 65535
| High | Time-of-Use Rates (TOU) | DLC-Switch-Water Heating | Small Industrial |  | Winter Evening | % of Load | 0 | 2028 | 65535
| High | Time-of-Use Rates (TOU) | DLC-BYOD-Water Heating | Small Industrial |  | Winter Evening | % of Load | 1 | 2028 | 65535
| High | Time-of-Use Rates (TOU) | DLC-BYOD-Water Heating | Small Industrial |  | Winter Evening | % of Load | 0 | 2028 | 65535
| High | Time-of-Use Rates (TOU) | DLC-Thermostat-DI-Central Heat Pump | Small Industrial |  | Winter Evening | % of Load | 1 | 2028 | 65535
| High | Time-of-Use Rates (TOU) | DLC-Thermostat-DI-Central Heat Pump | Small Industrial |  | Winter Evening | % of Load | 0 | 2028 | 65535
| High | Time-of-Use Rates (TOU) | DLC-Thermostat-BYOT-Central Heat Pump | Small Industrial |  | Winter Evening | % of Load | 1 | 2028 | 65535
| High | Time-of-Use Rates (TOU) | DLC-Thermostat-BYOT-Central Heat Pump | Small Industrial |  | Winter Evening | % of Load | 0 | 2028 | 65535
| High | Time-of-Use Rates (TOU) | DLC-Thermostat-HVAC | Small Industrial |  | Winter Evening | % of Load | 1 | 2028 | 65535
| High | Time-of-Use Rates (TOU) | DLC-Thermostat-HVAC | Small Industrial |  | Winter Evening | % of Load | 0 | 2028 | 65535
| High | Time-of-Use Rates (TOU) | DLC-Thermostat-DI-Baseboard Heating | Small Industrial |  | Winter Evening | % of Load | 1 | 2028 | 65535
| High | Time-of-Use Rates (TOU) | DLC-Thermostat-DI-Baseboard Heating | Small Industrial |  | Winter Evening | % of Load | 0 | 2028 | 65535
| High | Time-of-Use Rates (TOU) | DLC-Thermostat-BYOT-Baseboard Heating | Small Industrial |  | Winter Evening | % of Load | 1 | 2028 | 65535
| High | Time-of-Use Rates (TOU) | DLC-Thermostat-BYOT-Baseboard Heating | Small Industrial |  | Winter Evening | % of Load | 0 | 2028 | 65535
| High | Time-of-Use Rates (TOU) | DLC-Thermostat-DI-MSHP | Small Industrial |  | Winter Evening | % of Load | 1 | 2028 | 65535
| High | Time-of-Use Rates (TOU) | DLC-Thermostat-DI-MSHP | Small Industrial |  | Winter Evening | % of Load | 0 | 2028 | 65535
| High | Time-of-Use Rates (TOU) | DLC-Thermostat-BYOT-MSHP | Small Industrial |  | Winter Evening | % of Load | 1 | 2028 | 65535
| High | Time-of-Use Rates (TOU) | DLC-Thermostat-BYOT-MSHP | Small Industrial |  | Winter Evening | % of Load | 0 | 2028 | 65535
| High | Time-of-Use Rates (TOU) | C&I Curtailment-Turnkey-Manual HVAC Control | Small Industrial |  | Winter Evening | % of Load | 1 | 2028 | 65535
| High | Time-of-Use Rates (TOU) | C&I Curtailment-Turnkey-Manual HVAC Control | Small Industrial |  | Winter Evening | % of Load | 0 | 2028 | 65535
| High | Time-of-Use Rates (TOU) | C&I Curtailment-Turnkey-Auto-DR HVAC Control | Small Industrial |  | Winter Evening | % of Load | 1 | 2028 | 65535
| High | Time-of-Use Rates (TOU) | C&I Curtailment-Turnkey-Auto-DR HVAC Control | Small Industrial |  | Winter Evening | % of Load | 0 | 2028 | 65535
| High | Time-of-Use Rates (TOU) | C&I Curtailment-Turnkey-Standard Lighting Control | Small Industrial |  | Winter Evening | % of Load | 1 | 2028 | 65535
| High | Time-of-Use Rates (TOU) | C&I Curtailment-Turnkey-Standard Lighting Control | Small Industrial |  | Winter Evening | % of Load | 0 | 2028 | 65535
| High | Time-of-Use Rates (TOU) | C&I Curtailment-Turnkey-Advanced Lighting Control | Small Industrial |  | Winter Evening | % of Load | 1 | 2028 | 65535
| High | Time-of-Use Rates (TOU) | C&I Curtailment-Turnkey-Advanced Lighting Control | Small Industrial |  | Winter Evening | % of Load | 0 | 2028 | 65535
| High | Time-of-Use Rates (TOU) | C&I Curtailment-Turnkey-Water Heating Control | Small Industrial |  | Winter Evening | % of Load | 1 | 2028 | 65535
| High | Time-of-Use Rates (TOU) | C&I Curtailment-Turnkey-Water Heating Control | Small Industrial |  | Winter Evening | % of Load | 0 | 2028 | 65535
| High | Time-of-Use Rates (TOU) | C&I Curtailment-Turnkey-Other | Small Industrial |  | Winter Evening | % of Load | 1 | 2028 | 65535
| High | Time-of-Use Rates (TOU) | C&I Curtailment-Turnkey-Other | Small Industrial |  | Winter Evening | % of Load | 0 | 2028 | 65535
| High | Time-of-Use Rates (TOU) | C&I Curtailment-Turnkey-Industrial | Small Industrial |  | Winter Evening | % of Load | 1 | 2028 | 65535
| High | Time-of-Use Rates (TOU) | C&I Curtailment-Turnkey-Industrial | Small Industrial |  | Winter Evening | % of Load | 0 | 2028 | 65535
| High | Time-of-Use Rates (TOU) | Time-of-Use Rates (TOU) | Small Industrial |  | Winter Evening | % of Load | 1 | 2028 | 65535
| High | Time-of-Use Rates (TOU) | Time-of-Use Rates (TOU) | Small Industrial |  | Winter Evening | % of Load | 0 | 2028 | 65535
| High | Time-of-Use Rates (TOU) | DLC-Switch-Water Heating | Medium Industrial |  | Winter Morning | % of Load | 1 | 2028 | 65535
| High | Time-of-Use Rates (TOU) | DLC-Switch-Water Heating | Medium Industrial |  | Winter Morning | % of Load | 0 | 2028 | 65535
| High | Time-of-Use Rates (TOU) | DLC-BYOD-Water Heating | Medium Industrial |  | Winter Morning | % of Load | 1 | 2028 | 65535
| High | Time-of-Use Rates (TOU) | DLC-BYOD-Water Heating | Medium Industrial |  | Winter Morning | % of Load | 0 | 2028 | 65535
| High | Time-of-Use Rates (TOU) | DLC-Thermostat-DI-Central Heat Pump | Medium Industrial |  | Winter Morning | % of Load | 1 | 2028 | 65535
| High | Time-of-Use Rates (TOU) | DLC-Thermostat-DI-Central Heat Pump | Medium Industrial |  | Winter Morning | % of Load | 0 | 2028 | 65535
| High | Time-of-Use Rates (TOU) | DLC-Thermostat-BYOT-Central Heat Pump | Medium Industrial |  | Winter Morning | % of Load | 1 | 2028 | 65535
| High | Time-of-Use Rates (TOU) | DLC-Thermostat-BYOT-Central Heat Pump | Medium Industrial |  | Winter Morning | % of Load | 0 | 2028 | 65535
| High | Time-of-Use Rates (TOU) | DLC-Thermostat-HVAC | Medium Industrial |  | Winter Morning | % of Load | 1 | 2028 | 65535
| High | Time-of-Use Rates (TOU) | DLC-Thermostat-HVAC | Medium Industrial |  | Winter Morning | % of Load | 0 | 2028 | 65535
| High | Time-of-Use Rates (TOU) | DLC-Thermostat-DI-Baseboard Heating | Medium Industrial |  | Winter Morning | % of Load | 1 | 2028 | 65535
| High | Time-of-Use Rates (TOU) | DLC-Thermostat-DI-Baseboard Heating | Medium Industrial |  | Winter Morning | % of Load | 0 | 2028 | 65535
| High | Time-of-Use Rates (TOU) | DLC-Thermostat-BYOT-Baseboard Heating | Medium Industrial |  | Winter Morning | % of Load | 1 | 2028 | 65535
| High | Time-of-Use Rates (TOU) | DLC-Thermostat-BYOT-Baseboard Heating | Medium Industrial |  | Winter Morning | % of Load | 0 | 2028 | 65535
| High | Time-of-Use Rates (TOU) | DLC-Thermostat-DI-MSHP | Medium Industrial |  | Winter Morning | % of Load | 1 | 2028 | 65535
| High | Time-of-Use Rates (TOU) | DLC-Thermostat-DI-MSHP | Medium Industrial |  | Winter Morning | % of Load | 0 | 2028 | 65535
| High | Time-of-Use Rates (TOU) | DLC-Thermostat-BYOT-MSHP | Medium Industrial |  | Winter Morning | % of Load | 1 | 2028 | 65535
| High | Time-of-Use Rates (TOU) | DLC-Thermostat-BYOT-MSHP | Medium Industrial |  | Winter Morning | % of Load | 0 | 2028 | 65535
| High | Time-of-Use Rates (TOU) | C&I Curtailment-Turnkey-Manual HVAC Control | Medium Industrial |  | Winter Morning | % of Load | 1 | 2028 | 65535
| High | Time-of-Use Rates (TOU) | C&I Curtailment-Turnkey-Manual HVAC Control | Medium Industrial |  | Winter Morning | % of Load | 0 | 2028 | 65535
| High | Time-of-Use Rates (TOU) | C&I Curtailment-Turnkey-Auto-DR HVAC Control | Medium Industrial |  | Winter Morning | % of Load | 1 | 2028 | 65535
| High | Time-of-Use Rates (TOU) | C&I Curtailment-Turnkey-Auto-DR HVAC Control | Medium Industrial |  | Winter Morning | % of Load | 0 | 2028 | 65535
| High | Time-of-Use Rates (TOU) | C&I Curtailment-Turnkey-Standard Lighting Control | Medium Industrial |  | Winter Morning | % of Load | 1 | 2028 | 65535
| High | Time-of-Use Rates (TOU) | C&I Curtailment-Turnkey-Standard Lighting Control | Medium Industrial |  | Winter Morning | % of Load | 0 | 2028 | 65535
| High | Time-of-Use Rates (TOU) | C&I Curtailment-Turnkey-Advanced Lighting Control | Medium Industrial |  | Winter Morning | % of Load | 1 | 2028 | 65535
| High | Time-of-Use Rates (TOU) | C&I Curtailment-Turnkey-Advanced Lighting Control | Medium Industrial |  | Winter Morning | % of Load | 0 | 2028 | 65535
| High | Time-of-Use Rates (TOU) | C&I Curtailment-Turnkey-Water Heating Control | Medium Industrial |  | Winter Morning | % of Load | 1 | 2028 | 65535
| High | Time-of-Use Rates (TOU) | C&I Curtailment-Turnkey-Water Heating Control | Medium Industrial |  | Winter Morning | % of Load | 0 | 2028 | 65535
| High | Time-of-Use Rates (TOU) | C&I Curtailment-Turnkey-Other | Medium Industrial |  | Winter Morning | % of Load | 1 | 2028 | 65535
| High | Time-of-Use Rates (TOU) | C&I Curtailment-Turnkey-Other | Medium Industrial |  | Winter Morning | % of Load | 0 | 2028 | 65535
| High | Time-of-Use Rates (TOU) | Time-of-Use Rates (TOU) | Medium Industrial |  | Winter Morning | % of Load | 1 | 2028 | 65535
| High | Time-of-Use Rates (TOU) | Time-of-Use Rates (TOU) | Medium Industrial |  | Winter Morning | % of Load | 0 | 2028 | 65535
| High | Time-of-Use Rates (TOU) | DLC-Switch-Water Heating | Medium Industrial |  | Winter Evening | % of Load | 1 | 2028 | 65535
| High | Time-of-Use Rates (TOU) | DLC-Switch-Water Heating | Medium Industrial |  | Winter Evening | % of Load | 0 | 2028 | 65535
| High | Time-of-Use Rates (TOU) | DLC-BYOD-Water Heating | Medium Industrial |  | Winter Evening | % of Load | 1 | 2028 | 65535
| High | Time-of-Use Rates (TOU) | DLC-BYOD-Water Heating | Medium Industrial |  | Winter Evening | % of Load | 0 | 2028 | 65535
| High | Time-of-Use Rates (TOU) | DLC-Thermostat-DI-Central Heat Pump | Medium Industrial |  | Winter Evening | % of Load | 1 | 2028 | 65535
| High | Time-of-Use Rates (TOU) | DLC-Thermostat-DI-Central Heat Pump | Medium Industrial |  | Winter Evening | % of Load | 0 | 2028 | 65535
| High | Time-of-Use Rates (TOU) | DLC-Thermostat-BYOT-Central Heat Pump | Medium Industrial |  | Winter Evening | % of Load | 1 | 2028 | 65535
| High | Time-of-Use Rates (TOU) | DLC-Thermostat-BYOT-Central Heat Pump | Medium Industrial |  | Winter Evening | % of Load | 0 | 2028 | 65535
| High | Time-of-Use Rates (TOU) | DLC-Thermostat-HVAC | Medium Industrial |  | Winter Evening | % of Load | 1 | 2028 | 65535
| High | Time-of-Use Rates (TOU) | DLC-Thermostat-HVAC | Medium Industrial |  | Winter Evening | % of Load | 0 | 2028 | 65535
| High | Time-of-Use Rates (TOU) | DLC-Thermostat-DI-Baseboard Heating | Medium Industrial |  | Winter Evening | % of Load | 1 | 2028 | 65535
| High | Time-of-Use Rates (TOU) | DLC-Thermostat-DI-Baseboard Heating | Medium Industrial |  | Winter Evening | % of Load | 0 | 2028 | 65535
| High | Time-of-Use Rates (TOU) | DLC-Thermostat-BYOT-Baseboard Heating | Medium Industrial |  | Winter Evening | % of Load | 1 | 2028 | 65535
| High | Time-of-Use Rates (TOU) | DLC-Thermostat-BYOT-Baseboard Heating | Medium Industrial |  | Winter Evening | % of Load | 0 | 2028 | 65535
| High | Time-of-Use Rates (TOU) | DLC-Thermostat-DI-MSHP | Medium Industrial |  | Winter Evening | % of Load | 1 | 2028 | 65535
| High | Time-of-Use Rates (TOU) | DLC-Thermostat-DI-MSHP | Medium Industrial |  | Winter Evening | % of Load | 0 | 2028 | 65535
| High | Time-of-Use Rates (TOU) | DLC-Thermostat-BYOT-MSHP | Medium Industrial |  | Winter Evening | % of Load | 1 | 2028 | 65535
| High | Time-of-Use Rates (TOU) | DLC-Thermostat-BYOT-MSHP | Medium Industrial |  | Winter Evening | % of Load | 0 | 2028 | 65535
| High | Time-of-Use Rates (TOU) | C&I Curtailment-Turnkey-Manual HVAC Control | Medium Industrial |  | Winter Evening | % of Load | 1 | 2028 | 65535
| High | Time-of-Use Rates (TOU) | C&I Curtailment-Turnkey-Manual HVAC Control | Medium Industrial |  | Winter Evening | % of Load | 0 | 2028 | 65535
| High | Time-of-Use Rates (TOU) | C&I Curtailment-Turnkey-Auto-DR HVAC Control | Medium Industrial |  | Winter Evening | % of Load | 1 | 2028 | 65535
| High | Time-of-Use Rates (TOU) | C&I Curtailment-Turnkey-Auto-DR HVAC Control | Medium Industrial |  | Winter Evening | % of Load | 0 | 2028 | 65535
| High | Time-of-Use Rates (TOU) | C&I Curtailment-Turnkey-Standard Lighting Control | Medium Industrial |  | Winter Evening | % of Load | 1 | 2028 | 65535
| High | Time-of-Use Rates (TOU) | C&I Curtailment-Turnkey-Standard Lighting Control | Medium Industrial |  | Winter Evening | % of Load | 0 | 2028 | 65535
| High | Time-of-Use Rates (TOU) | C&I Curtailment-Turnkey-Advanced Lighting Control | Medium Industrial |  | Winter Evening | % of Load | 1 | 2028 | 65535
| High | Time-of-Use Rates (TOU) | C&I Curtailment-Turnkey-Advanced Lighting Control | Medium Industrial |  | Winter Evening | % of Load | 0 | 2028 | 65535
| High | Time-of-Use Rates (TOU) | C&I Curtailment-Turnkey-Water Heating Control | Medium Industrial |  | Winter Evening | % of Load | 1 | 2028 | 65535
| High | Time-of-Use Rates (TOU) | C&I Curtailment-Turnkey-Water Heating Control | Medium Industrial |  | Winter Evening | % of Load | 0 | 2028 | 65535
| High | Time-of-Use Rates (TOU) | C&I Curtailment-Turnkey-Other | Medium Industrial |  | Winter Evening | % of Load | 1 | 2028 | 65535
| High | Time-of-Use Rates (TOU) | C&I Curtailment-Turnkey-Other | Medium Industrial |  | Winter Evening | % of Load | 0 | 2028 | 65535
| High | Time-of-Use Rates (TOU) | Time-of-Use Rates (TOU) | Medium Industrial |  | Winter Evening | % of Load | 1 | 2028 | 65535
| High | Time-of-Use Rates (TOU) | Time-of-Use Rates (TOU) | Medium Industrial |  | Winter Evening | % of Load | 0 | 2028 | 65535
| High | Time-of-Use Rates (TOU) | Time-of-Use Rates (TOU) | Residential Charitable |  | Winter Morning | % of Load | 1 | 2028 | 65535
| High | Time-of-Use Rates (TOU) | Time-of-Use Rates (TOU) | Residential Charitable |  | Winter Morning | % of Load | 0 | 2028 | 65535
| High | Time-of-Use Rates (TOU) | Time-of-Use Rates (TOU) | Residential Charitable |  | Winter Evening | % of Load | 1 | 2028 | 65535
| High | Time-of-Use Rates (TOU) | Time-of-Use Rates (TOU) | Residential Charitable |  | Winter Evening | % of Load | 0 | 2028 | 65535
| High | DLC-Thermostat | DLC-Switch-Water Heating | Small General |  | Winter Morning | % of Load | 1 | 2029 | 65535
| High | DLC-Thermostat | DLC-Switch-Water Heating | Small General |  | Winter Morning | % of Load | 0 | 2029 | 65535
| High | DLC-Thermostat | DLC-BYOD-Water Heating | Small General |  | Winter Morning | % of Load | 1 | 2029 | 65535
| High | DLC-Thermostat | DLC-BYOD-Water Heating | Small General |  | Winter Morning | % of Load | 0 | 2029 | 65535
| High | DLC-Thermostat | DLC-Thermostat-DI-Central Heat Pump | Small General |  | Winter Morning | % of Load | 1 | 2029 | 65535
| High | DLC-Thermostat | DLC-Thermostat-DI-Central Heat Pump | Small General |  | Winter Morning | % of Load | 0 | 2029 | 65535
| High | DLC-Thermostat | DLC-Thermostat-BYOT-Central Heat Pump | Small General |  | Winter Morning | % of Load | 1 | 2029 | 65535
| High | DLC-Thermostat | DLC-Thermostat-BYOT-Central Heat Pump | Small General |  | Winter Morning | % of Load | 0 | 2029 | 65535
| High | DLC-Thermostat | DLC-Thermostat-HVAC | Small General |  | Winter Morning | % of Load | 1 | 2029 | 65535
| High | DLC-Thermostat | DLC-Thermostat-HVAC | Small General |  | Winter Morning | % of Load | 0 | 2029 | 65535
| High | DLC-Thermostat | DLC-Thermostat-DI-Baseboard Heating | Small General |  | Winter Morning | % of Load | 1 | 2029 | 65535
| High | DLC-Thermostat | DLC-Thermostat-DI-Baseboard Heating | Small General |  | Winter Morning | % of Load | 0 | 2029 | 65535
| High | DLC-Thermostat | DLC-Thermostat-BYOT-Baseboard Heating | Small General |  | Winter Morning | % of Load | 1 | 2029 | 65535
| High | DLC-Thermostat | DLC-Thermostat-BYOT-Baseboard Heating | Small General |  | Winter Morning | % of Load | 0 | 2029 | 65535
| High | DLC-Thermostat | DLC-Thermostat-DI-MSHP | Small General |  | Winter Morning | % of Load | 1 | 2029 | 65535
| High | DLC-Thermostat | DLC-Thermostat-DI-MSHP | Small General |  | Winter Morning | % of Load | 0 | 2029 | 65535
| High | DLC-Thermostat | DLC-Thermostat-BYOT-MSHP | Small General |  | Winter Morning | % of Load | 1 | 2029 | 65535
| High | DLC-Thermostat | DLC-Thermostat-BYOT-MSHP | Small General |  | Winter Morning | % of Load | 0 | 2029 | 65535
| High | DLC-Thermostat | C&I Curtailment-Turnkey-Manual HVAC Control | Small General |  | Winter Morning | % of Load | 1 | 2029 | 65535
| High | DLC-Thermostat | C&I Curtailment-Turnkey-Manual HVAC Control | Small General |  | Winter Morning | % of Load | 0 | 2029 | 65535
| High | DLC-Thermostat | C&I Curtailment-Turnkey-Auto-DR HVAC Control | Small General |  | Winter Morning | % of Load | 1 | 2029 | 65535
| High | DLC-Thermostat | C&I Curtailment-Turnkey-Auto-DR HVAC Control | Small General |  | Winter Morning | % of Load | 0 | 2029 | 65535
| High | DLC-Thermostat | C&I Curtailment-Turnkey-Standard Lighting Control | Small General |  | Winter Morning | % of Load | 1 | 2029 | 65535
| High | DLC-Thermostat | C&I Curtailment-Turnkey-Standard Lighting Control | Small General |  | Winter Morning | % of Load | 0 | 2029 | 65535
| High | DLC-Thermostat | C&I Curtailment-Turnkey-Advanced Lighting Control | Small General |  | Winter Morning | % of Load | 1 | 2029 | 65535
| High | DLC-Thermostat | C&I Curtailment-Turnkey-Advanced Lighting Control | Small General |  | Winter Morning | % of Load | 0 | 2029 | 65535
| High | DLC-Thermostat | C&I Curtailment-Turnkey-Water Heating Control | Small General |  | Winter Morning | % of Load | 1 | 2029 | 65535
| High | DLC-Thermostat | C&I Curtailment-Turnkey-Water Heating Control | Small General |  | Winter Morning | % of Load | 0 | 2029 | 65535
| High | DLC-Thermostat | C&I Curtailment-Turnkey-Other | Small General |  | Winter Morning | % of Load | 1 | 2029 | 65535
| High | DLC-Thermostat | C&I Curtailment-Turnkey-Other | Small General |  | Winter Morning | % of Load | 0 | 2029 | 65535
| High | DLC-Thermostat | Dynamic Pricing with enabling tech. | Small General |  | Winter Morning | % of Load | 1 | 2029 | 65535
| High | DLC-Thermostat | Dynamic Pricing with enabling tech. | Small General |  | Winter Morning | % of Load | 0 | 2029 | 65535
| High | DLC-Thermostat | DLC-Switch-Water Heating | Small General |  | Winter Evening | % of Load | 1 | 2029 | 65535
| High | DLC-Thermostat | DLC-Switch-Water Heating | Small General |  | Winter Evening | % of Load | 0 | 2029 | 65535
| High | DLC-Thermostat | DLC-BYOD-Water Heating | Small General |  | Winter Evening | % of Load | 1 | 2029 | 65535
| High | DLC-Thermostat | DLC-BYOD-Water Heating | Small General |  | Winter Evening | % of Load | 0 | 2029 | 65535
| High | DLC-Thermostat | DLC-Thermostat-DI-Central Heat Pump | Small General |  | Winter Evening | % of Load | 1 | 2029 | 65535
| High | DLC-Thermostat | DLC-Thermostat-DI-Central Heat Pump | Small General |  | Winter Evening | % of Load | 0 | 2029 | 65535
| High | DLC-Thermostat | DLC-Thermostat-BYOT-Central Heat Pump | Small General |  | Winter Evening | % of Load | 1 | 2029 | 65535
| High | DLC-Thermostat | DLC-Thermostat-BYOT-Central Heat Pump | Small General |  | Winter Evening | % of Load | 0 | 2029 | 65535
| High | DLC-Thermostat | DLC-Thermostat-HVAC | Small General |  | Winter Evening | % of Load | 1 | 2029 | 65535
| High | DLC-Thermostat | DLC-Thermostat-HVAC | Small General |  | Winter Evening | % of Load | 0 | 2029 | 65535
| High | DLC-Thermostat | DLC-Thermostat-DI-Baseboard Heating | Small General |  | Winter Evening | % of Load | 1 | 2029 | 65535
| High | DLC-Thermostat | DLC-Thermostat-DI-Baseboard Heating | Small General |  | Winter Evening | % of Load | 0 | 2029 | 65535
| High | DLC-Thermostat | DLC-Thermostat-BYOT-Baseboard Heating | Small General |  | Winter Evening | % of Load | 1 | 2029 | 65535
| High | DLC-Thermostat | DLC-Thermostat-BYOT-Baseboard Heating | Small General |  | Winter Evening | % of Load | 0 | 2029 | 65535
| High | DLC-Thermostat | DLC-Thermostat-DI-MSHP | Small General |  | Winter Evening | % of Load | 1 | 2029 | 65535
| High | DLC-Thermostat | DLC-Thermostat-DI-MSHP | Small General |  | Winter Evening | % of Load | 0 | 2029 | 65535
| High | DLC-Thermostat | DLC-Thermostat-BYOT-MSHP | Small General |  | Winter Evening | % of Load | 1 | 2029 | 65535
| High | DLC-Thermostat | DLC-Thermostat-BYOT-MSHP | Small General |  | Winter Evening | % of Load | 0 | 2029 | 65535
| High | DLC-Thermostat | C&I Curtailment-Turnkey-Manual HVAC Control | Small General |  | Winter Evening | % of Load | 1 | 2029 | 65535
| High | DLC-Thermostat | C&I Curtailment-Turnkey-Manual HVAC Control | Small General |  | Winter Evening | % of Load | 0 | 2029 | 65535
| High | DLC-Thermostat | C&I Curtailment-Turnkey-Auto-DR HVAC Control | Small General |  | Winter Evening | % of Load | 1 | 2029 | 65535
| High | DLC-Thermostat | C&I Curtailment-Turnkey-Auto-DR HVAC Control | Small General |  | Winter Evening | % of Load | 0 | 2029 | 65535
| High | DLC-Thermostat | C&I Curtailment-Turnkey-Standard Lighting Control | Small General |  | Winter Evening | % of Load | 1 | 2029 | 65535
| High | DLC-Thermostat | C&I Curtailment-Turnkey-Standard Lighting Control | Small General |  | Winter Evening | % of Load | 0 | 2029 | 65535
| High | DLC-Thermostat | C&I Curtailment-Turnkey-Advanced Lighting Control | Small General |  | Winter Evening | % of Load | 1 | 2029 | 65535
| High | DLC-Thermostat | C&I Curtailment-Turnkey-Advanced Lighting Control | Small General |  | Winter Evening | % of Load | 0 | 2029 | 65535
| High | DLC-Thermostat | C&I Curtailment-Turnkey-Water Heating Control | Small General |  | Winter Evening | % of Load | 1 | 2029 | 65535
| High | DLC-Thermostat | C&I Curtailment-Turnkey-Water Heating Control | Small General |  | Winter Evening | % of Load | 0 | 2029 | 65535
| High | DLC-Thermostat | C&I Curtailment-Turnkey-Other | Small General |  | Winter Evening | % of Load | 1 | 2029 | 65535
| High | DLC-Thermostat | C&I Curtailment-Turnkey-Other | Small General |  | Winter Evening | % of Load | 0 | 2029 | 65535
| High | DLC-Thermostat | Dynamic Pricing with enabling tech. | Small General |  | Winter Evening | % of Load | 1 | 2029 | 65535
| High | DLC-Thermostat | Dynamic Pricing with enabling tech. | Small General |  | Winter Evening | % of Load | 0 | 2029 | 65535
| High | DLC-Thermostat | DLC-Switch-Water Heating | General |  | Winter Morning | % of Load | 1 | 2029 | 65535
| High | DLC-Thermostat | DLC-Switch-Water Heating | General |  | Winter Morning | % of Load | 0 | 2029 | 65535
| High | DLC-Thermostat | DLC-BYOD-Water Heating | General |  | Winter Morning | % of Load | 1 | 2029 | 65535
| High | DLC-Thermostat | DLC-BYOD-Water Heating | General |  | Winter Morning | % of Load | 0 | 2029 | 65535
| High | DLC-Thermostat | DLC-Thermostat-DI-Central Heat Pump | General |  | Winter Morning | % of Load | 1 | 2029 | 65535
| High | DLC-Thermostat | DLC-Thermostat-DI-Central Heat Pump | General |  | Winter Morning | % of Load | 0 | 2029 | 65535
| High | DLC-Thermostat | DLC-Thermostat-BYOT-Central Heat Pump | General |  | Winter Morning | % of Load | 1 | 2029 | 65535
| High | DLC-Thermostat | DLC-Thermostat-BYOT-Central Heat Pump | General |  | Winter Morning | % of Load | 0 | 2029 | 65535
| High | DLC-Thermostat | DLC-Thermostat-HVAC | General |  | Winter Morning | % of Load | 1 | 2029 | 65535
| High | DLC-Thermostat | DLC-Thermostat-HVAC | General |  | Winter Morning | % of Load | 0 | 2029 | 65535
| High | DLC-Thermostat | DLC-Thermostat-DI-Baseboard Heating | General |  | Winter Morning | % of Load | 1 | 2029 | 65535
| High | DLC-Thermostat | DLC-Thermostat-DI-Baseboard Heating | General |  | Winter Morning | % of Load | 0 | 2029 | 65535
| High | DLC-Thermostat | DLC-Thermostat-BYOT-Baseboard Heating | General |  | Winter Morning | % of Load | 1 | 2029 | 65535
| High | DLC-Thermostat | DLC-Thermostat-BYOT-Baseboard Heating | General |  | Winter Morning | % of Load | 0 | 2029 | 65535
| High | DLC-Thermostat | DLC-Thermostat-DI-MSHP | General |  | Winter Morning | % of Load | 1 | 2029 | 65535
| High | DLC-Thermostat | DLC-Thermostat-DI-MSHP | General |  | Winter Morning | % of Load | 0 | 2029 | 65535
| High | DLC-Thermostat | DLC-Thermostat-BYOT-MSHP | General |  | Winter Morning | % of Load | 1 | 2029 | 65535
| High | DLC-Thermostat | DLC-Thermostat-BYOT-MSHP | General |  | Winter Morning | % of Load | 0 | 2029 | 65535
| High | DLC-Thermostat | C&I Curtailment-Turnkey-Manual HVAC Control | General |  | Winter Morning | % of Load | 1 | 2029 | 65535
| High | DLC-Thermostat | C&I Curtailment-Turnkey-Manual HVAC Control | General |  | Winter Morning | % of Load | 0 | 2029 | 65535
| High | DLC-Thermostat | C&I Curtailment-Turnkey-Auto-DR HVAC Control | General |  | Winter Morning | % of Load | 1 | 2029 | 65535
| High | DLC-Thermostat | C&I Curtailment-Turnkey-Auto-DR HVAC Control | General |  | Winter Morning | % of Load | 0 | 2029 | 65535
| High | DLC-Thermostat | C&I Curtailment-Turnkey-Standard Lighting Control | General |  | Winter Morning | % of Load | 1 | 2029 | 65535
| High | DLC-Thermostat | C&I Curtailment-Turnkey-Standard Lighting Control | General |  | Winter Morning | % of Load | 0 | 2029 | 65535
| High | DLC-Thermostat | C&I Curtailment-Turnkey-Advanced Lighting Control | General |  | Winter Morning | % of Load | 1 | 2029 | 65535
| High | DLC-Thermostat | C&I Curtailment-Turnkey-Advanced Lighting Control | General |  | Winter Morning | % of Load | 0 | 2029 | 65535
| High | DLC-Thermostat | C&I Curtailment-Turnkey-Water Heating Control | General |  | Winter Morning | % of Load | 1 | 2029 | 65535
| High | DLC-Thermostat | C&I Curtailment-Turnkey-Water Heating Control | General |  | Winter Morning | % of Load | 0 | 2029 | 65535
| High | DLC-Thermostat | C&I Curtailment-Turnkey-Other | General |  | Winter Morning | % of Load | 1 | 2029 | 65535
| High | DLC-Thermostat | C&I Curtailment-Turnkey-Other | General |  | Winter Morning | % of Load | 0 | 2029 | 65535
| High | DLC-Thermostat | DLC-Switch-Water Heating | General |  | Winter Evening | % of Load | 1 | 2029 | 65535
| High | DLC-Thermostat | DLC-Switch-Water Heating | General |  | Winter Evening | % of Load | 0 | 2029 | 65535
| High | DLC-Thermostat | DLC-BYOD-Water Heating | General |  | Winter Evening | % of Load | 1 | 2029 | 65535
| High | DLC-Thermostat | DLC-BYOD-Water Heating | General |  | Winter Evening | % of Load | 0 | 2029 | 65535
| High | DLC-Thermostat | DLC-Thermostat-DI-Central Heat Pump | General |  | Winter Evening | % of Load | 1 | 2029 | 65535
| High | DLC-Thermostat | DLC-Thermostat-DI-Central Heat Pump | General |  | Winter Evening | % of Load | 0 | 2029 | 65535
| High | DLC-Thermostat | DLC-Thermostat-BYOT-Central Heat Pump | General |  | Winter Evening | % of Load | 1 | 2029 | 65535
| High | DLC-Thermostat | DLC-Thermostat-BYOT-Central Heat Pump | General |  | Winter Evening | % of Load | 0 | 2029 | 65535
| High | DLC-Thermostat | DLC-Thermostat-HVAC | General |  | Winter Evening | % of Load | 1 | 2029 | 65535
| High | DLC-Thermostat | DLC-Thermostat-HVAC | General |  | Winter Evening | % of Load | 0 | 2029 | 65535
| High | DLC-Thermostat | DLC-Thermostat-DI-Baseboard Heating | General |  | Winter Evening | % of Load | 1 | 2029 | 65535
| High | DLC-Thermostat | DLC-Thermostat-DI-Baseboard Heating | General |  | Winter Evening | % of Load | 0 | 2029 | 65535
| High | DLC-Thermostat | DLC-Thermostat-BYOT-Baseboard Heating | General |  | Winter Evening | % of Load | 1 | 2029 | 65535
| High | DLC-Thermostat | DLC-Thermostat-BYOT-Baseboard Heating | General |  | Winter Evening | % of Load | 0 | 2029 | 65535
| High | DLC-Thermostat | DLC-Thermostat-DI-MSHP | General |  | Winter Evening | % of Load | 1 | 2029 | 65535
| High | DLC-Thermostat | DLC-Thermostat-DI-MSHP | General |  | Winter Evening | % of Load | 0 | 2029 | 65535
| High | DLC-Thermostat | DLC-Thermostat-BYOT-MSHP | General |  | Winter Evening | % of Load | 1 | 2029 | 65535
| High | DLC-Thermostat | DLC-Thermostat-BYOT-MSHP | General |  | Winter Evening | % of Load | 0 | 2029 | 65535
| High | DLC-Thermostat | C&I Curtailment-Turnkey-Manual HVAC Control | General |  | Winter Evening | % of Load | 1 | 2029 | 65535
| High | DLC-Thermostat | C&I Curtailment-Turnkey-Manual HVAC Control | General |  | Winter Evening | % of Load | 0 | 2029 | 65535
| High | DLC-Thermostat | C&I Curtailment-Turnkey-Auto-DR HVAC Control | General |  | Winter Evening | % of Load | 1 | 2029 | 65535
| High | DLC-Thermostat | C&I Curtailment-Turnkey-Auto-DR HVAC Control | General |  | Winter Evening | % of Load | 0 | 2029 | 65535
| High | DLC-Thermostat | C&I Curtailment-Turnkey-Standard Lighting Control | General |  | Winter Evening | % of Load | 1 | 2029 | 65535
| High | DLC-Thermostat | C&I Curtailment-Turnkey-Standard Lighting Control | General |  | Winter Evening | % of Load | 0 | 2029 | 65535
| High | DLC-Thermostat | C&I Curtailment-Turnkey-Advanced Lighting Control | General |  | Winter Evening | % of Load | 1 | 2029 | 65535
| High | DLC-Thermostat | C&I Curtailment-Turnkey-Advanced Lighting Control | General |  | Winter Evening | % of Load | 0 | 2029 | 65535
| High | DLC-Thermostat | C&I Curtailment-Turnkey-Water Heating Control | General |  | Winter Evening | % of Load | 1 | 2029 | 65535
| High | DLC-Thermostat | C&I Curtailment-Turnkey-Water Heating Control | General |  | Winter Evening | % of Load | 0 | 2029 | 65535
| High | DLC-Thermostat | C&I Curtailment-Turnkey-Other | General |  | Winter Evening | % of Load | 1 | 2029 | 65535
| High | DLC-Thermostat | C&I Curtailment-Turnkey-Other | General |  | Winter Evening | % of Load | 0 | 2029 | 65535
| High | DLC-Thermostat | DLC-Switch-Water Heating | Small Industrial |  | Winter Morning | % of Load | 1 | 2029 | 65535
| High | DLC-Thermostat | DLC-Switch-Water Heating | Small Industrial |  | Winter Morning | % of Load | 0 | 2029 | 65535
| High | DLC-Thermostat | DLC-BYOD-Water Heating | Small Industrial |  | Winter Morning | % of Load | 1 | 2029 | 65535
| High | DLC-Thermostat | DLC-BYOD-Water Heating | Small Industrial |  | Winter Morning | % of Load | 0 | 2029 | 65535
| High | DLC-Thermostat | DLC-Thermostat-DI-Central Heat Pump | Small Industrial |  | Winter Morning | % of Load | 1 | 2029 | 65535
| High | DLC-Thermostat | DLC-Thermostat-DI-Central Heat Pump | Small Industrial |  | Winter Morning | % of Load | 0 | 2029 | 65535
| High | DLC-Thermostat | DLC-Thermostat-BYOT-Central Heat Pump | Small Industrial |  | Winter Morning | % of Load | 1 | 2029 | 65535
| High | DLC-Thermostat | DLC-Thermostat-BYOT-Central Heat Pump | Small Industrial |  | Winter Morning | % of Load | 0 | 2029 | 65535
| High | DLC-Thermostat | DLC-Thermostat-HVAC | Small Industrial |  | Winter Morning | % of Load | 1 | 2029 | 65535
| High | DLC-Thermostat | DLC-Thermostat-HVAC | Small Industrial |  | Winter Morning | % of Load | 0 | 2029 | 65535
| High | DLC-Thermostat | DLC-Thermostat-DI-Baseboard Heating | Small Industrial |  | Winter Morning | % of Load | 1 | 2029 | 65535
| High | DLC-Thermostat | DLC-Thermostat-DI-Baseboard Heating | Small Industrial |  | Winter Morning | % of Load | 0 | 2029 | 65535
| High | DLC-Thermostat | DLC-Thermostat-BYOT-Baseboard Heating | Small Industrial |  | Winter Morning | % of Load | 1 | 2029 | 65535
| High | DLC-Thermostat | DLC-Thermostat-BYOT-Baseboard Heating | Small Industrial |  | Winter Morning | % of Load | 0 | 2029 | 65535
| High | DLC-Thermostat | DLC-Thermostat-DI-MSHP | Small Industrial |  | Winter Morning | % of Load | 1 | 2029 | 65535
| High | DLC-Thermostat | DLC-Thermostat-DI-MSHP | Small Industrial |  | Winter Morning | % of Load | 0 | 2029 | 65535
| High | DLC-Thermostat | DLC-Thermostat-BYOT-MSHP | Small Industrial |  | Winter Morning | % of Load | 1 | 2029 | 65535
| High | DLC-Thermostat | DLC-Thermostat-BYOT-MSHP | Small Industrial |  | Winter Morning | % of Load | 0 | 2029 | 65535
| High | DLC-Thermostat | C&I Curtailment-Turnkey-Manual HVAC Control | Small Industrial |  | Winter Morning | % of Load | 1 | 2029 | 65535
| High | DLC-Thermostat | C&I Curtailment-Turnkey-Manual HVAC Control | Small Industrial |  | Winter Morning | % of Load | 0 | 2029 | 65535
| High | DLC-Thermostat | C&I Curtailment-Turnkey-Auto-DR HVAC Control | Small Industrial |  | Winter Morning | % of Load | 1 | 2029 | 65535
| High | DLC-Thermostat | C&I Curtailment-Turnkey-Auto-DR HVAC Control | Small Industrial |  | Winter Morning | % of Load | 0 | 2029 | 65535
| High | DLC-Thermostat | C&I Curtailment-Turnkey-Standard Lighting Control | Small Industrial |  | Winter Morning | % of Load | 1 | 2029 | 65535
| High | DLC-Thermostat | C&I Curtailment-Turnkey-Standard Lighting Control | Small Industrial |  | Winter Morning | % of Load | 0 | 2029 | 65535
| High | DLC-Thermostat | C&I Curtailment-Turnkey-Advanced Lighting Control | Small Industrial |  | Winter Morning | % of Load | 1 | 2029 | 65535
| High | DLC-Thermostat | C&I Curtailment-Turnkey-Advanced Lighting Control | Small Industrial |  | Winter Morning | % of Load | 0 | 2029 | 65535
| High | DLC-Thermostat | C&I Curtailment-Turnkey-Water Heating Control | Small Industrial |  | Winter Morning | % of Load | 1 | 2029 | 65535
| High | DLC-Thermostat | C&I Curtailment-Turnkey-Water Heating Control | Small Industrial |  | Winter Morning | % of Load | 0 | 2029 | 65535
| High | DLC-Thermostat | C&I Curtailment-Turnkey-Other | Small Industrial |  | Winter Morning | % of Load | 1 | 2029 | 65535
| High | DLC-Thermostat | C&I Curtailment-Turnkey-Other | Small Industrial |  | Winter Morning | % of Load | 0 | 2029 | 65535
| High | DLC-Thermostat | C&I Curtailment-Turnkey-Industrial | Small Industrial |  | Winter Morning | % of Load | 1 | 2029 | 65535
| High | DLC-Thermostat | C&I Curtailment-Turnkey-Industrial | Small Industrial |  | Winter Morning | % of Load | 0 | 2029 | 65535
| High | DLC-Thermostat | DLC-Switch-Water Heating | Small Industrial |  | Winter Evening | % of Load | 1 | 2029 | 65535
| High | DLC-Thermostat | DLC-Switch-Water Heating | Small Industrial |  | Winter Evening | % of Load | 0 | 2029 | 65535
| High | DLC-Thermostat | DLC-BYOD-Water Heating | Small Industrial |  | Winter Evening | % of Load | 1 | 2029 | 65535
| High | DLC-Thermostat | DLC-BYOD-Water Heating | Small Industrial |  | Winter Evening | % of Load | 0 | 2029 | 65535
| High | DLC-Thermostat | DLC-Thermostat-DI-Central Heat Pump | Small Industrial |  | Winter Evening | % of Load | 1 | 2029 | 65535
| High | DLC-Thermostat | DLC-Thermostat-DI-Central Heat Pump | Small Industrial |  | Winter Evening | % of Load | 0 | 2029 | 65535
| High | DLC-Thermostat | DLC-Thermostat-BYOT-Central Heat Pump | Small Industrial |  | Winter Evening | % of Load | 1 | 2029 | 65535
| High | DLC-Thermostat | DLC-Thermostat-BYOT-Central Heat Pump | Small Industrial |  | Winter Evening | % of Load | 0 | 2029 | 65535
| High | DLC-Thermostat | DLC-Thermostat-HVAC | Small Industrial |  | Winter Evening | % of Load | 1 | 2029 | 65535
| High | DLC-Thermostat | DLC-Thermostat-HVAC | Small Industrial |  | Winter Evening | % of Load | 0 | 2029 | 65535
| High | DLC-Thermostat | DLC-Thermostat-DI-Baseboard Heating | Small Industrial |  | Winter Evening | % of Load | 1 | 2029 | 65535
| High | DLC-Thermostat | DLC-Thermostat-DI-Baseboard Heating | Small Industrial |  | Winter Evening | % of Load | 0 | 2029 | 65535
| High | DLC-Thermostat | DLC-Thermostat-BYOT-Baseboard Heating | Small Industrial |  | Winter Evening | % of Load | 1 | 2029 | 65535
| High | DLC-Thermostat | DLC-Thermostat-BYOT-Baseboard Heating | Small Industrial |  | Winter Evening | % of Load | 0 | 2029 | 65535
| High | DLC-Thermostat | DLC-Thermostat-DI-MSHP | Small Industrial |  | Winter Evening | % of Load | 1 | 2029 | 65535
| High | DLC-Thermostat | DLC-Thermostat-DI-MSHP | Small Industrial |  | Winter Evening | % of Load | 0 | 2029 | 65535
| High | DLC-Thermostat | DLC-Thermostat-BYOT-MSHP | Small Industrial |  | Winter Evening | % of Load | 1 | 2029 | 65535
| High | DLC-Thermostat | DLC-Thermostat-BYOT-MSHP | Small Industrial |  | Winter Evening | % of Load | 0 | 2029 | 65535
| High | DLC-Thermostat | C&I Curtailment-Turnkey-Manual HVAC Control | Small Industrial |  | Winter Evening | % of Load | 1 | 2029 | 65535
| High | DLC-Thermostat | C&I Curtailment-Turnkey-Manual HVAC Control | Small Industrial |  | Winter Evening | % of Load | 0 | 2029 | 65535
| High | DLC-Thermostat | C&I Curtailment-Turnkey-Auto-DR HVAC Control | Small Industrial |  | Winter Evening | % of Load | 1 | 2029 | 65535
| High | DLC-Thermostat | C&I Curtailment-Turnkey-Auto-DR HVAC Control | Small Industrial |  | Winter Evening | % of Load | 0 | 2029 | 65535
| High | DLC-Thermostat | C&I Curtailment-Turnkey-Standard Lighting Control | Small Industrial |  | Winter Evening | % of Load | 1 | 2029 | 65535
| High | DLC-Thermostat | C&I Curtailment-Turnkey-Standard Lighting Control | Small Industrial |  | Winter Evening | % of Load | 0 | 2029 | 65535
| High | DLC-Thermostat | C&I Curtailment-Turnkey-Advanced Lighting Control | Small Industrial |  | Winter Evening | % of Load | 1 | 2029 | 65535
| High | DLC-Thermostat | C&I Curtailment-Turnkey-Advanced Lighting Control | Small Industrial |  | Winter Evening | % of Load | 0 | 2029 | 65535
| High | DLC-Thermostat | C&I Curtailment-Turnkey-Water Heating Control | Small Industrial |  | Winter Evening | % of Load | 1 | 2029 | 65535
| High | DLC-Thermostat | C&I Curtailment-Turnkey-Water Heating Control | Small Industrial |  | Winter Evening | % of Load | 0 | 2029 | 65535
| High | DLC-Thermostat | C&I Curtailment-Turnkey-Other | Small Industrial |  | Winter Evening | % of Load | 1 | 2029 | 65535
| High | DLC-Thermostat | C&I Curtailment-Turnkey-Other | Small Industrial |  | Winter Evening | % of Load | 0 | 2029 | 65535
| High | DLC-Thermostat | C&I Curtailment-Turnkey-Industrial | Small Industrial |  | Winter Evening | % of Load | 1 | 2029 | 65535
| High | DLC-Thermostat | C&I Curtailment-Turnkey-Industrial | Small Industrial |  | Winter Evening | % of Load | 0 | 2029 | 65535
| High | DLC-Thermostat | DLC-Switch-Water Heating | Medium Industrial |  | Winter Morning | % of Load | 1 | 2029 | 65535
| High | DLC-Thermostat | DLC-Switch-Water Heating | Medium Industrial |  | Winter Morning | % of Load | 0 | 2029 | 65535
| High | DLC-Thermostat | DLC-BYOD-Water Heating | Medium Industrial |  | Winter Morning | % of Load | 1 | 2029 | 65535
| High | DLC-Thermostat | DLC-BYOD-Water Heating | Medium Industrial |  | Winter Morning | % of Load | 0 | 2029 | 65535
| High | DLC-Thermostat | DLC-Thermostat-DI-Central Heat Pump | Medium Industrial |  | Winter Morning | % of Load | 1 | 2029 | 65535
| High | DLC-Thermostat | DLC-Thermostat-DI-Central Heat Pump | Medium Industrial |  | Winter Morning | % of Load | 0 | 2029 | 65535
| High | DLC-Thermostat | DLC-Thermostat-BYOT-Central Heat Pump | Medium Industrial |  | Winter Morning | % of Load | 1 | 2029 | 65535
| High | DLC-Thermostat | DLC-Thermostat-BYOT-Central Heat Pump | Medium Industrial |  | Winter Morning | % of Load | 0 | 2029 | 65535
| High | DLC-Thermostat | DLC-Thermostat-HVAC | Medium Industrial |  | Winter Morning | % of Load | 1 | 2029 | 65535
| High | DLC-Thermostat | DLC-Thermostat-HVAC | Medium Industrial |  | Winter Morning | % of Load | 0 | 2029 | 65535
| High | DLC-Thermostat | DLC-Thermostat-DI-Baseboard Heating | Medium Industrial |  | Winter Morning | % of Load | 1 | 2029 | 65535
| High | DLC-Thermostat | DLC-Thermostat-DI-Baseboard Heating | Medium Industrial |  | Winter Morning | % of Load | 0 | 2029 | 65535
| High | DLC-Thermostat | DLC-Thermostat-BYOT-Baseboard Heating | Medium Industrial |  | Winter Morning | % of Load | 1 | 2029 | 65535
| High | DLC-Thermostat | DLC-Thermostat-BYOT-Baseboard Heating | Medium Industrial |  | Winter Morning | % of Load | 0 | 2029 | 65535
| High | DLC-Thermostat | DLC-Thermostat-DI-MSHP | Medium Industrial |  | Winter Morning | % of Load | 1 | 2029 | 65535
| High | DLC-Thermostat | DLC-Thermostat-DI-MSHP | Medium Industrial |  | Winter Morning | % of Load | 0 | 2029 | 65535
| High | DLC-Thermostat | DLC-Thermostat-BYOT-MSHP | Medium Industrial |  | Winter Morning | % of Load | 1 | 2029 | 65535
| High | DLC-Thermostat | DLC-Thermostat-BYOT-MSHP | Medium Industrial |  | Winter Morning | % of Load | 0 | 2029 | 65535
| High | DLC-Thermostat | C&I Curtailment-Turnkey-Manual HVAC Control | Medium Industrial |  | Winter Morning | % of Load | 1 | 2029 | 65535
| High | DLC-Thermostat | C&I Curtailment-Turnkey-Manual HVAC Control | Medium Industrial |  | Winter Morning | % of Load | 0 | 2029 | 65535
| High | DLC-Thermostat | C&I Curtailment-Turnkey-Auto-DR HVAC Control | Medium Industrial |  | Winter Morning | % of Load | 1 | 2029 | 65535
| High | DLC-Thermostat | C&I Curtailment-Turnkey-Auto-DR HVAC Control | Medium Industrial |  | Winter Morning | % of Load | 0 | 2029 | 65535
| High | DLC-Thermostat | C&I Curtailment-Turnkey-Standard Lighting Control | Medium Industrial |  | Winter Morning | % of Load | 1 | 2029 | 65535
| High | DLC-Thermostat | C&I Curtailment-Turnkey-Standard Lighting Control | Medium Industrial |  | Winter Morning | % of Load | 0 | 2029 | 65535
| High | DLC-Thermostat | C&I Curtailment-Turnkey-Advanced Lighting Control | Medium Industrial |  | Winter Morning | % of Load | 1 | 2029 | 65535
| High | DLC-Thermostat | C&I Curtailment-Turnkey-Advanced Lighting Control | Medium Industrial |  | Winter Morning | % of Load | 0 | 2029 | 65535
| High | DLC-Thermostat | C&I Curtailment-Turnkey-Water Heating Control | Medium Industrial |  | Winter Morning | % of Load | 1 | 2029 | 65535
| High | DLC-Thermostat | C&I Curtailment-Turnkey-Water Heating Control | Medium Industrial |  | Winter Morning | % of Load | 0 | 2029 | 65535
| High | DLC-Thermostat | C&I Curtailment-Turnkey-Other | Medium Industrial |  | Winter Morning | % of Load | 1 | 2029 | 65535
| High | DLC-Thermostat | C&I Curtailment-Turnkey-Other | Medium Industrial |  | Winter Morning | % of Load | 0 | 2029 | 65535
| High | DLC-Thermostat | DLC-Switch-Water Heating | Medium Industrial |  | Winter Evening | % of Load | 1 | 2029 | 65535
| High | DLC-Thermostat | DLC-Switch-Water Heating | Medium Industrial |  | Winter Evening | % of Load | 0 | 2029 | 65535
| High | DLC-Thermostat | DLC-BYOD-Water Heating | Medium Industrial |  | Winter Evening | % of Load | 1 | 2029 | 65535
| High | DLC-Thermostat | DLC-BYOD-Water Heating | Medium Industrial |  | Winter Evening | % of Load | 0 | 2029 | 65535
| High | DLC-Thermostat | DLC-Thermostat-DI-Central Heat Pump | Medium Industrial |  | Winter Evening | % of Load | 1 | 2029 | 65535
| High | DLC-Thermostat | DLC-Thermostat-DI-Central Heat Pump | Medium Industrial |  | Winter Evening | % of Load | 0 | 2029 | 65535
| High | DLC-Thermostat | DLC-Thermostat-BYOT-Central Heat Pump | Medium Industrial |  | Winter Evening | % of Load | 1 | 2029 | 65535
| High | DLC-Thermostat | DLC-Thermostat-BYOT-Central Heat Pump | Medium Industrial |  | Winter Evening | % of Load | 0 | 2029 | 65535
| High | DLC-Thermostat | DLC-Thermostat-HVAC | Medium Industrial |  | Winter Evening | % of Load | 1 | 2029 | 65535
| High | DLC-Thermostat | DLC-Thermostat-HVAC | Medium Industrial |  | Winter Evening | % of Load | 0 | 2029 | 65535
| High | DLC-Thermostat | DLC-Thermostat-DI-Baseboard Heating | Medium Industrial |  | Winter Evening | % of Load | 1 | 2029 | 65535
| High | DLC-Thermostat | DLC-Thermostat-DI-Baseboard Heating | Medium Industrial |  | Winter Evening | % of Load | 0 | 2029 | 65535
| High | DLC-Thermostat | DLC-Thermostat-BYOT-Baseboard Heating | Medium Industrial |  | Winter Evening | % of Load | 1 | 2029 | 65535
| High | DLC-Thermostat | DLC-Thermostat-BYOT-Baseboard Heating | Medium Industrial |  | Winter Evening | % of Load | 0 | 2029 | 65535
| High | DLC-Thermostat | DLC-Thermostat-DI-MSHP | Medium Industrial |  | Winter Evening | % of Load | 1 | 2029 | 65535
| High | DLC-Thermostat | DLC-Thermostat-DI-MSHP | Medium Industrial |  | Winter Evening | % of Load | 0 | 2029 | 65535
| High | DLC-Thermostat | DLC-Thermostat-BYOT-MSHP | Medium Industrial |  | Winter Evening | % of Load | 1 | 2029 | 65535
| High | DLC-Thermostat | DLC-Thermostat-BYOT-MSHP | Medium Industrial |  | Winter Evening | % of Load | 0 | 2029 | 65535
| High | DLC-Thermostat | C&I Curtailment-Turnkey-Manual HVAC Control | Medium Industrial |  | Winter Evening | % of Load | 1 | 2029 | 65535
| High | DLC-Thermostat | C&I Curtailment-Turnkey-Manual HVAC Control | Medium Industrial |  | Winter Evening | % of Load | 0 | 2029 | 65535
| High | DLC-Thermostat | C&I Curtailment-Turnkey-Auto-DR HVAC Control | Medium Industrial |  | Winter Evening | % of Load | 1 | 2029 | 65535
| High | DLC-Thermostat | C&I Curtailment-Turnkey-Auto-DR HVAC Control | Medium Industrial |  | Winter Evening | % of Load | 0 | 2029 | 65535
| High | DLC-Thermostat | C&I Curtailment-Turnkey-Standard Lighting Control | Medium Industrial |  | Winter Evening | % of Load | 1 | 2029 | 65535
| High | DLC-Thermostat | C&I Curtailment-Turnkey-Standard Lighting Control | Medium Industrial |  | Winter Evening | % of Load | 0 | 2029 | 65535
| High | DLC-Thermostat | C&I Curtailment-Turnkey-Advanced Lighting Control | Medium Industrial |  | Winter Evening | % of Load | 1 | 2029 | 65535
| High | DLC-Thermostat | C&I Curtailment-Turnkey-Advanced Lighting Control | Medium Industrial |  | Winter Evening | % of Load | 0 | 2029 | 65535
| High | DLC-Thermostat | C&I Curtailment-Turnkey-Water Heating Control | Medium Industrial |  | Winter Evening | % of Load | 1 | 2029 | 65535
| High | DLC-Thermostat | C&I Curtailment-Turnkey-Water Heating Control | Medium Industrial |  | Winter Evening | % of Load | 0 | 2029 | 65535
| High | DLC-Thermostat | C&I Curtailment-Turnkey-Other | Medium Industrial |  | Winter Evening | % of Load | 1 | 2029 | 65535
| High | DLC-Thermostat | C&I Curtailment-Turnkey-Other | Medium Industrial |  | Winter Evening | % of Load | 0 | 2029 | 65535
| High | DLC-Thermostat | DLC-Thermostat-DI-Central Heat Pump | Residential Charitable |  | Winter Morning | % of Load | 1 | 2029 | 65535
| High | DLC-Thermostat | DLC-Thermostat-DI-Central Heat Pump | Residential Charitable |  | Winter Morning | % of Load | 0 | 2029 | 65535
| High | DLC-Thermostat | DLC-Thermostat-BYOT-Central Heat Pump | Residential Charitable |  | Winter Morning | % of Load | 1 | 2029 | 65535
| High | DLC-Thermostat | DLC-Thermostat-BYOT-Central Heat Pump | Residential Charitable |  | Winter Morning | % of Load | 0 | 2029 | 65535
| High | DLC-Thermostat | DLC-Thermostat-DI-Baseboard Heating | Residential Charitable |  | Winter Morning | % of Load | 1 | 2029 | 65535
| High | DLC-Thermostat | DLC-Thermostat-DI-Baseboard Heating | Residential Charitable |  | Winter Morning | % of Load | 0 | 2029 | 65535
| High | DLC-Thermostat | DLC-Thermostat-BYOT-Baseboard Heating | Residential Charitable |  | Winter Morning | % of Load | 1 | 2029 | 65535
| High | DLC-Thermostat | DLC-Thermostat-BYOT-Baseboard Heating | Residential Charitable |  | Winter Morning | % of Load | 0 | 2029 | 65535
| High | DLC-Thermostat | DLC-Thermostat-DI-MSHP | Residential Charitable |  | Winter Morning | % of Load | 1 | 2029 | 65535
| High | DLC-Thermostat | DLC-Thermostat-DI-MSHP | Residential Charitable |  | Winter Morning | % of Load | 0 | 2029 | 65535
| High | DLC-Thermostat | DLC-Thermostat-BYOT-MSHP | Residential Charitable |  | Winter Morning | % of Load | 1 | 2029 | 65535
| High | DLC-Thermostat | DLC-Thermostat-BYOT-MSHP | Residential Charitable |  | Winter Morning | % of Load | 0 | 2029 | 65535
| High | DLC-Thermostat | DLC-Thermostat-DI-Central Heat Pump | Residential Charitable |  | Winter Evening | % of Load | 1 | 2029 | 65535
| High | DLC-Thermostat | DLC-Thermostat-DI-Central Heat Pump | Residential Charitable |  | Winter Evening | % of Load | 0 | 2029 | 65535
| High | DLC-Thermostat | DLC-Thermostat-BYOT-Central Heat Pump | Residential Charitable |  | Winter Evening | % of Load | 1 | 2029 | 65535
| High | DLC-Thermostat | DLC-Thermostat-BYOT-Central Heat Pump | Residential Charitable |  | Winter Evening | % of Load | 0 | 2029 | 65535
| High | DLC-Thermostat | DLC-Thermostat-DI-Baseboard Heating | Residential Charitable |  | Winter Evening | % of Load | 1 | 2029 | 65535
| High | DLC-Thermostat | DLC-Thermostat-DI-Baseboard Heating | Residential Charitable |  | Winter Evening | % of Load | 0 | 2029 | 65535
| High | DLC-Thermostat | DLC-Thermostat-BYOT-Baseboard Heating | Residential Charitable |  | Winter Evening | % of Load | 1 | 2029 | 65535
| High | DLC-Thermostat | DLC-Thermostat-BYOT-Baseboard Heating | Residential Charitable |  | Winter Evening | % of Load | 0 | 2029 | 65535
| High | DLC-Thermostat | DLC-Thermostat-DI-MSHP | Residential Charitable |  | Winter Evening | % of Load | 1 | 2029 | 65535
| High | DLC-Thermostat | DLC-Thermostat-DI-MSHP | Residential Charitable |  | Winter Evening | % of Load | 0 | 2029 | 65535
| High | DLC-Thermostat | DLC-Thermostat-BYOT-MSHP | Residential Charitable |  | Winter Evening | % of Load | 1 | 2029 | 65535
| High | DLC-Thermostat | DLC-Thermostat-BYOT-MSHP | Residential Charitable |  | Winter Evening | % of Load | 0 | 2029 | 65535
| High | DLC-Water Heating | DLC-Switch-Water Heating | Small General |  | Winter Morning | % of Load | 1 | 2029 | 65535
| High | DLC-Water Heating | DLC-Switch-Water Heating | Small General |  | Winter Morning | % of Load | 0 | 2029 | 65535
| High | DLC-Water Heating | DLC-BYOD-Water Heating | Small General |  | Winter Morning | % of Load | 1 | 2029 | 65535
| High | DLC-Water Heating | DLC-BYOD-Water Heating | Small General |  | Winter Morning | % of Load | 0 | 2029 | 65535
| High | DLC-Water Heating | DLC-Thermostat-DI-Central Heat Pump | Small General |  | Winter Morning | % of Load | 1 | 2029 | 65535
| High | DLC-Water Heating | DLC-Thermostat-DI-Central Heat Pump | Small General |  | Winter Morning | % of Load | 0 | 2029 | 65535
| High | DLC-Water Heating | DLC-Thermostat-BYOT-Central Heat Pump | Small General |  | Winter Morning | % of Load | 1 | 2029 | 65535
| High | DLC-Water Heating | DLC-Thermostat-BYOT-Central Heat Pump | Small General |  | Winter Morning | % of Load | 0 | 2029 | 65535
| High | DLC-Water Heating | DLC-Thermostat-HVAC | Small General |  | Winter Morning | % of Load | 1 | 2029 | 65535
| High | DLC-Water Heating | DLC-Thermostat-HVAC | Small General |  | Winter Morning | % of Load | 0 | 2029 | 65535
| High | DLC-Water Heating | DLC-Thermostat-DI-Baseboard Heating | Small General |  | Winter Morning | % of Load | 1 | 2029 | 65535
| High | DLC-Water Heating | DLC-Thermostat-DI-Baseboard Heating | Small General |  | Winter Morning | % of Load | 0 | 2029 | 65535
| High | DLC-Water Heating | DLC-Thermostat-BYOT-Baseboard Heating | Small General |  | Winter Morning | % of Load | 1 | 2029 | 65535
| High | DLC-Water Heating | DLC-Thermostat-BYOT-Baseboard Heating | Small General |  | Winter Morning | % of Load | 0 | 2029 | 65535
| High | DLC-Water Heating | DLC-Thermostat-DI-MSHP | Small General |  | Winter Morning | % of Load | 1 | 2029 | 65535
| High | DLC-Water Heating | DLC-Thermostat-DI-MSHP | Small General |  | Winter Morning | % of Load | 0 | 2029 | 65535
| High | DLC-Water Heating | DLC-Thermostat-BYOT-MSHP | Small General |  | Winter Morning | % of Load | 1 | 2029 | 65535
| High | DLC-Water Heating | DLC-Thermostat-BYOT-MSHP | Small General |  | Winter Morning | % of Load | 0 | 2029 | 65535
| High | DLC-Water Heating | C&I Curtailment-Turnkey-Manual HVAC Control | Small General |  | Winter Morning | % of Load | 1 | 2029 | 65535
| High | DLC-Water Heating | C&I Curtailment-Turnkey-Manual HVAC Control | Small General |  | Winter Morning | % of Load | 0 | 2029 | 65535
| High | DLC-Water Heating | C&I Curtailment-Turnkey-Auto-DR HVAC Control | Small General |  | Winter Morning | % of Load | 1 | 2029 | 65535
| High | DLC-Water Heating | C&I Curtailment-Turnkey-Auto-DR HVAC Control | Small General |  | Winter Morning | % of Load | 0 | 2029 | 65535
| High | DLC-Water Heating | C&I Curtailment-Turnkey-Standard Lighting Control | Small General |  | Winter Morning | % of Load | 1 | 2029 | 65535
| High | DLC-Water Heating | C&I Curtailment-Turnkey-Standard Lighting Control | Small General |  | Winter Morning | % of Load | 0 | 2029 | 65535
| High | DLC-Water Heating | C&I Curtailment-Turnkey-Advanced Lighting Control | Small General |  | Winter Morning | % of Load | 1 | 2029 | 65535
| High | DLC-Water Heating | C&I Curtailment-Turnkey-Advanced Lighting Control | Small General |  | Winter Morning | % of Load | 0 | 2029 | 65535
| High | DLC-Water Heating | C&I Curtailment-Turnkey-Water Heating Control | Small General |  | Winter Morning | % of Load | 1 | 2029 | 65535
| High | DLC-Water Heating | C&I Curtailment-Turnkey-Water Heating Control | Small General |  | Winter Morning | % of Load | 0 | 2029 | 65535
| High | DLC-Water Heating | C&I Curtailment-Turnkey-Other | Small General |  | Winter Morning | % of Load | 1 | 2029 | 65535
| High | DLC-Water Heating | C&I Curtailment-Turnkey-Other | Small General |  | Winter Morning | % of Load | 0 | 2029 | 65535
| High | DLC-Water Heating | Dynamic Pricing with enabling tech. | Small General |  | Winter Morning | % of Load | 1 | 2029 | 65535
| High | DLC-Water Heating | Dynamic Pricing with enabling tech. | Small General |  | Winter Morning | % of Load | 0 | 2029 | 65535
| High | DLC-Water Heating | DLC-Switch-Water Heating | Small General |  | Winter Evening | % of Load | 1 | 2029 | 65535
| High | DLC-Water Heating | DLC-Switch-Water Heating | Small General |  | Winter Evening | % of Load | 0 | 2029 | 65535
| High | DLC-Water Heating | DLC-BYOD-Water Heating | Small General |  | Winter Evening | % of Load | 1 | 2029 | 65535
| High | DLC-Water Heating | DLC-BYOD-Water Heating | Small General |  | Winter Evening | % of Load | 0 | 2029 | 65535
| High | DLC-Water Heating | DLC-Thermostat-DI-Central Heat Pump | Small General |  | Winter Evening | % of Load | 1 | 2029 | 65535
| High | DLC-Water Heating | DLC-Thermostat-DI-Central Heat Pump | Small General |  | Winter Evening | % of Load | 0 | 2029 | 65535
| High | DLC-Water Heating | DLC-Thermostat-BYOT-Central Heat Pump | Small General |  | Winter Evening | % of Load | 1 | 2029 | 65535
| High | DLC-Water Heating | DLC-Thermostat-BYOT-Central Heat Pump | Small General |  | Winter Evening | % of Load | 0 | 2029 | 65535
| High | DLC-Water Heating | DLC-Thermostat-HVAC | Small General |  | Winter Evening | % of Load | 1 | 2029 | 65535
| High | DLC-Water Heating | DLC-Thermostat-HVAC | Small General |  | Winter Evening | % of Load | 0 | 2029 | 65535
| High | DLC-Water Heating | DLC-Thermostat-DI-Baseboard Heating | Small General |  | Winter Evening | % of Load | 1 | 2029 | 65535
| High | DLC-Water Heating | DLC-Thermostat-DI-Baseboard Heating | Small General |  | Winter Evening | % of Load | 0 | 2029 | 65535
| High | DLC-Water Heating | DLC-Thermostat-BYOT-Baseboard Heating | Small General |  | Winter Evening | % of Load | 1 | 2029 | 65535
| High | DLC-Water Heating | DLC-Thermostat-BYOT-Baseboard Heating | Small General |  | Winter Evening | % of Load | 0 | 2029 | 65535
| High | DLC-Water Heating | DLC-Thermostat-DI-MSHP | Small General |  | Winter Evening | % of Load | 1 | 2029 | 65535
| High | DLC-Water Heating | DLC-Thermostat-DI-MSHP | Small General |  | Winter Evening | % of Load | 0 | 2029 | 65535
| High | DLC-Water Heating | DLC-Thermostat-BYOT-MSHP | Small General |  | Winter Evening | % of Load | 1 | 2029 | 65535
| High | DLC-Water Heating | DLC-Thermostat-BYOT-MSHP | Small General |  | Winter Evening | % of Load | 0 | 2029 | 65535
| High | DLC-Water Heating | C&I Curtailment-Turnkey-Manual HVAC Control | Small General |  | Winter Evening | % of Load | 1 | 2029 | 65535
| High | DLC-Water Heating | C&I Curtailment-Turnkey-Manual HVAC Control | Small General |  | Winter Evening | % of Load | 0 | 2029 | 65535
| High | DLC-Water Heating | C&I Curtailment-Turnkey-Auto-DR HVAC Control | Small General |  | Winter Evening | % of Load | 1 | 2029 | 65535
| High | DLC-Water Heating | C&I Curtailment-Turnkey-Auto-DR HVAC Control | Small General |  | Winter Evening | % of Load | 0 | 2029 | 65535
| High | DLC-Water Heating | C&I Curtailment-Turnkey-Standard Lighting Control | Small General |  | Winter Evening | % of Load | 1 | 2029 | 65535
| High | DLC-Water Heating | C&I Curtailment-Turnkey-Standard Lighting Control | Small General |  | Winter Evening | % of Load | 0 | 2029 | 65535
| High | DLC-Water Heating | C&I Curtailment-Turnkey-Advanced Lighting Control | Small General |  | Winter Evening | % of Load | 1 | 2029 | 65535
| High | DLC-Water Heating | C&I Curtailment-Turnkey-Advanced Lighting Control | Small General |  | Winter Evening | % of Load | 0 | 2029 | 65535
| High | DLC-Water Heating | C&I Curtailment-Turnkey-Water Heating Control | Small General |  | Winter Evening | % of Load | 1 | 2029 | 65535
| High | DLC-Water Heating | C&I Curtailment-Turnkey-Water Heating Control | Small General |  | Winter Evening | % of Load | 0 | 2029 | 65535
| High | DLC-Water Heating | C&I Curtailment-Turnkey-Other | Small General |  | Winter Evening | % of Load | 1 | 2029 | 65535
| High | DLC-Water Heating | C&I Curtailment-Turnkey-Other | Small General |  | Winter Evening | % of Load | 0 | 2029 | 65535
| High | DLC-Water Heating | Dynamic Pricing with enabling tech. | Small General |  | Winter Evening | % of Load | 1 | 2029 | 65535
| High | DLC-Water Heating | Dynamic Pricing with enabling tech. | Small General |  | Winter Evening | % of Load | 0 | 2029 | 65535
| High | DLC-Water Heating | DLC-Switch-Water Heating | General |  | Winter Morning | % of Load | 1 | 2029 | 65535
| High | DLC-Water Heating | DLC-Switch-Water Heating | General |  | Winter Morning | % of Load | 0 | 2029 | 65535
| High | DLC-Water Heating | DLC-BYOD-Water Heating | General |  | Winter Morning | % of Load | 1 | 2029 | 65535
| High | DLC-Water Heating | DLC-BYOD-Water Heating | General |  | Winter Morning | % of Load | 0 | 2029 | 65535
| High | DLC-Water Heating | DLC-Thermostat-DI-Central Heat Pump | General |  | Winter Morning | % of Load | 1 | 2029 | 65535
| High | DLC-Water Heating | DLC-Thermostat-DI-Central Heat Pump | General |  | Winter Morning | % of Load | 0 | 2029 | 65535
| High | DLC-Water Heating | DLC-Thermostat-BYOT-Central Heat Pump | General |  | Winter Morning | % of Load | 1 | 2029 | 65535
| High | DLC-Water Heating | DLC-Thermostat-BYOT-Central Heat Pump | General |  | Winter Morning | % of Load | 0 | 2029 | 65535
| High | DLC-Water Heating | DLC-Thermostat-HVAC | General |  | Winter Morning | % of Load | 1 | 2029 | 65535
| High | DLC-Water Heating | DLC-Thermostat-HVAC | General |  | Winter Morning | % of Load | 0 | 2029 | 65535
| High | DLC-Water Heating | DLC-Thermostat-DI-Baseboard Heating | General |  | Winter Morning | % of Load | 1 | 2029 | 65535
| High | DLC-Water Heating | DLC-Thermostat-DI-Baseboard Heating | General |  | Winter Morning | % of Load | 0 | 2029 | 65535
| High | DLC-Water Heating | DLC-Thermostat-BYOT-Baseboard Heating | General |  | Winter Morning | % of Load | 1 | 2029 | 65535
| High | DLC-Water Heating | DLC-Thermostat-BYOT-Baseboard Heating | General |  | Winter Morning | % of Load | 0 | 2029 | 65535
| High | DLC-Water Heating | DLC-Thermostat-DI-MSHP | General |  | Winter Morning | % of Load | 1 | 2029 | 65535
| High | DLC-Water Heating | DLC-Thermostat-DI-MSHP | General |  | Winter Morning | % of Load | 0 | 2029 | 65535
| High | DLC-Water Heating | DLC-Thermostat-BYOT-MSHP | General |  | Winter Morning | % of Load | 1 | 2029 | 65535
| High | DLC-Water Heating | DLC-Thermostat-BYOT-MSHP | General |  | Winter Morning | % of Load | 0 | 2029 | 65535
| High | DLC-Water Heating | C&I Curtailment-Turnkey-Manual HVAC Control | General |  | Winter Morning | % of Load | 1 | 2029 | 65535
| High | DLC-Water Heating | C&I Curtailment-Turnkey-Manual HVAC Control | General |  | Winter Morning | % of Load | 0 | 2029 | 65535
| High | DLC-Water Heating | C&I Curtailment-Turnkey-Auto-DR HVAC Control | General |  | Winter Morning | % of Load | 1 | 2029 | 65535
| High | DLC-Water Heating | C&I Curtailment-Turnkey-Auto-DR HVAC Control | General |  | Winter Morning | % of Load | 0 | 2029 | 65535
| High | DLC-Water Heating | C&I Curtailment-Turnkey-Standard Lighting Control | General |  | Winter Morning | % of Load | 1 | 2029 | 65535
| High | DLC-Water Heating | C&I Curtailment-Turnkey-Standard Lighting Control | General |  | Winter Morning | % of Load | 0 | 2029 | 65535
| High | DLC-Water Heating | C&I Curtailment-Turnkey-Advanced Lighting Control | General |  | Winter Morning | % of Load | 1 | 2029 | 65535
| High | DLC-Water Heating | C&I Curtailment-Turnkey-Advanced Lighting Control | General |  | Winter Morning | % of Load | 0 | 2029 | 65535
| High | DLC-Water Heating | C&I Curtailment-Turnkey-Water Heating Control | General |  | Winter Morning | % of Load | 1 | 2029 | 65535
| High | DLC-Water Heating | C&I Curtailment-Turnkey-Water Heating Control | General |  | Winter Morning | % of Load | 0 | 2029 | 65535
| High | DLC-Water Heating | C&I Curtailment-Turnkey-Other | General |  | Winter Morning | % of Load | 1 | 2029 | 65535
| High | DLC-Water Heating | C&I Curtailment-Turnkey-Other | General |  | Winter Morning | % of Load | 0 | 2029 | 65535
| High | DLC-Water Heating | DLC-Switch-Water Heating | General |  | Winter Evening | % of Load | 1 | 2029 | 65535
| High | DLC-Water Heating | DLC-Switch-Water Heating | General |  | Winter Evening | % of Load | 0 | 2029 | 65535
| High | DLC-Water Heating | DLC-BYOD-Water Heating | General |  | Winter Evening | % of Load | 1 | 2029 | 65535
| High | DLC-Water Heating | DLC-BYOD-Water Heating | General |  | Winter Evening | % of Load | 0 | 2029 | 65535
| High | DLC-Water Heating | DLC-Thermostat-DI-Central Heat Pump | General |  | Winter Evening | % of Load | 1 | 2029 | 65535
| High | DLC-Water Heating | DLC-Thermostat-DI-Central Heat Pump | General |  | Winter Evening | % of Load | 0 | 2029 | 65535
| High | DLC-Water Heating | DLC-Thermostat-BYOT-Central Heat Pump | General |  | Winter Evening | % of Load | 1 | 2029 | 65535
| High | DLC-Water Heating | DLC-Thermostat-BYOT-Central Heat Pump | General |  | Winter Evening | % of Load | 0 | 2029 | 65535
| High | DLC-Water Heating | DLC-Thermostat-HVAC | General |  | Winter Evening | % of Load | 1 | 2029 | 65535
| High | DLC-Water Heating | DLC-Thermostat-HVAC | General |  | Winter Evening | % of Load | 0 | 2029 | 65535
| High | DLC-Water Heating | DLC-Thermostat-DI-Baseboard Heating | General |  | Winter Evening | % of Load | 1 | 2029 | 65535
| High | DLC-Water Heating | DLC-Thermostat-DI-Baseboard Heating | General |  | Winter Evening | % of Load | 0 | 2029 | 65535
| High | DLC-Water Heating | DLC-Thermostat-BYOT-Baseboard Heating | General |  | Winter Evening | % of Load | 1 | 2029 | 65535
| High | DLC-Water Heating | DLC-Thermostat-BYOT-Baseboard Heating | General |  | Winter Evening | % of Load | 0 | 2029 | 65535
| High | DLC-Water Heating | DLC-Thermostat-DI-MSHP | General |  | Winter Evening | % of Load | 1 | 2029 | 65535
| High | DLC-Water Heating | DLC-Thermostat-DI-MSHP | General |  | Winter Evening | % of Load | 0 | 2029 | 65535
| High | DLC-Water Heating | DLC-Thermostat-BYOT-MSHP | General |  | Winter Evening | % of Load | 1 | 2029 | 65535
| High | DLC-Water Heating | DLC-Thermostat-BYOT-MSHP | General |  | Winter Evening | % of Load | 0 | 2029 | 65535
| High | DLC-Water Heating | C&I Curtailment-Turnkey-Manual HVAC Control | General |  | Winter Evening | % of Load | 1 | 2029 | 65535
| High | DLC-Water Heating | C&I Curtailment-Turnkey-Manual HVAC Control | General |  | Winter Evening | % of Load | 0 | 2029 | 65535
| High | DLC-Water Heating | C&I Curtailment-Turnkey-Auto-DR HVAC Control | General |  | Winter Evening | % of Load | 1 | 2029 | 65535
| High | DLC-Water Heating | C&I Curtailment-Turnkey-Auto-DR HVAC Control | General |  | Winter Evening | % of Load | 0 | 2029 | 65535
| High | DLC-Water Heating | C&I Curtailment-Turnkey-Standard Lighting Control | General |  | Winter Evening | % of Load | 1 | 2029 | 65535
| High | DLC-Water Heating | C&I Curtailment-Turnkey-Standard Lighting Control | General |  | Winter Evening | % of Load | 0 | 2029 | 65535
| High | DLC-Water Heating | C&I Curtailment-Turnkey-Advanced Lighting Control | General |  | Winter Evening | % of Load | 1 | 2029 | 65535
| High | DLC-Water Heating | C&I Curtailment-Turnkey-Advanced Lighting Control | General |  | Winter Evening | % of Load | 0 | 2029 | 65535
| High | DLC-Water Heating | C&I Curtailment-Turnkey-Water Heating Control | General |  | Winter Evening | % of Load | 1 | 2029 | 65535
| High | DLC-Water Heating | C&I Curtailment-Turnkey-Water Heating Control | General |  | Winter Evening | % of Load | 0 | 2029 | 65535
| High | DLC-Water Heating | C&I Curtailment-Turnkey-Other | General |  | Winter Evening | % of Load | 1 | 2029 | 65535
| High | DLC-Water Heating | C&I Curtailment-Turnkey-Other | General |  | Winter Evening | % of Load | 0 | 2029 | 65535
| High | DLC-Water Heating | DLC-Switch-Water Heating | Small Industrial |  | Winter Morning | % of Load | 1 | 2029 | 65535
| High | DLC-Water Heating | DLC-Switch-Water Heating | Small Industrial |  | Winter Morning | % of Load | 0 | 2029 | 65535
| High | DLC-Water Heating | DLC-BYOD-Water Heating | Small Industrial |  | Winter Morning | % of Load | 1 | 2029 | 65535
| High | DLC-Water Heating | DLC-BYOD-Water Heating | Small Industrial |  | Winter Morning | % of Load | 0 | 2029 | 65535
| High | DLC-Water Heating | DLC-Thermostat-DI-Central Heat Pump | Small Industrial |  | Winter Morning | % of Load | 1 | 2029 | 65535
| High | DLC-Water Heating | DLC-Thermostat-DI-Central Heat Pump | Small Industrial |  | Winter Morning | % of Load | 0 | 2029 | 65535
| High | DLC-Water Heating | DLC-Thermostat-BYOT-Central Heat Pump | Small Industrial |  | Winter Morning | % of Load | 1 | 2029 | 65535
| High | DLC-Water Heating | DLC-Thermostat-BYOT-Central Heat Pump | Small Industrial |  | Winter Morning | % of Load | 0 | 2029 | 65535
| High | DLC-Water Heating | DLC-Thermostat-HVAC | Small Industrial |  | Winter Morning | % of Load | 1 | 2029 | 65535
| High | DLC-Water Heating | DLC-Thermostat-HVAC | Small Industrial |  | Winter Morning | % of Load | 0 | 2029 | 65535
| High | DLC-Water Heating | DLC-Thermostat-DI-Baseboard Heating | Small Industrial |  | Winter Morning | % of Load | 1 | 2029 | 65535
| High | DLC-Water Heating | DLC-Thermostat-DI-Baseboard Heating | Small Industrial |  | Winter Morning | % of Load | 0 | 2029 | 65535
| High | DLC-Water Heating | DLC-Thermostat-BYOT-Baseboard Heating | Small Industrial |  | Winter Morning | % of Load | 1 | 2029 | 65535
| High | DLC-Water Heating | DLC-Thermostat-BYOT-Baseboard Heating | Small Industrial |  | Winter Morning | % of Load | 0 | 2029 | 65535
| High | DLC-Water Heating | DLC-Thermostat-DI-MSHP | Small Industrial |  | Winter Morning | % of Load | 1 | 2029 | 65535
| High | DLC-Water Heating | DLC-Thermostat-DI-MSHP | Small Industrial |  | Winter Morning | % of Load | 0 | 2029 | 65535
| High | DLC-Water Heating | DLC-Thermostat-BYOT-MSHP | Small Industrial |  | Winter Morning | % of Load | 1 | 2029 | 65535
| High | DLC-Water Heating | DLC-Thermostat-BYOT-MSHP | Small Industrial |  | Winter Morning | % of Load | 0 | 2029 | 65535
| High | DLC-Water Heating | C&I Curtailment-Turnkey-Manual HVAC Control | Small Industrial |  | Winter Morning | % of Load | 1 | 2029 | 65535
| High | DLC-Water Heating | C&I Curtailment-Turnkey-Manual HVAC Control | Small Industrial |  | Winter Morning | % of Load | 0 | 2029 | 65535
| High | DLC-Water Heating | C&I Curtailment-Turnkey-Auto-DR HVAC Control | Small Industrial |  | Winter Morning | % of Load | 1 | 2029 | 65535
| High | DLC-Water Heating | C&I Curtailment-Turnkey-Auto-DR HVAC Control | Small Industrial |  | Winter Morning | % of Load | 0 | 2029 | 65535
| High | DLC-Water Heating | C&I Curtailment-Turnkey-Standard Lighting Control | Small Industrial |  | Winter Morning | % of Load | 1 | 2029 | 65535
| High | DLC-Water Heating | C&I Curtailment-Turnkey-Standard Lighting Control | Small Industrial |  | Winter Morning | % of Load | 0 | 2029 | 65535
| High | DLC-Water Heating | C&I Curtailment-Turnkey-Advanced Lighting Control | Small Industrial |  | Winter Morning | % of Load | 1 | 2029 | 65535
| High | DLC-Water Heating | C&I Curtailment-Turnkey-Advanced Lighting Control | Small Industrial |  | Winter Morning | % of Load | 0 | 2029 | 65535
| High | DLC-Water Heating | C&I Curtailment-Turnkey-Water Heating Control | Small Industrial |  | Winter Morning | % of Load | 1 | 2029 | 65535
| High | DLC-Water Heating | C&I Curtailment-Turnkey-Water Heating Control | Small Industrial |  | Winter Morning | % of Load | 0 | 2029 | 65535
| High | DLC-Water Heating | C&I Curtailment-Turnkey-Other | Small Industrial |  | Winter Morning | % of Load | 1 | 2029 | 65535
| High | DLC-Water Heating | C&I Curtailment-Turnkey-Other | Small Industrial |  | Winter Morning | % of Load | 0 | 2029 | 65535
| High | DLC-Water Heating | C&I Curtailment-Turnkey-Industrial | Small Industrial |  | Winter Morning | % of Load | 1 | 2029 | 65535
| High | DLC-Water Heating | C&I Curtailment-Turnkey-Industrial | Small Industrial |  | Winter Morning | % of Load | 0 | 2029 | 65535
| High | DLC-Water Heating | DLC-Switch-Water Heating | Small Industrial |  | Winter Evening | % of Load | 1 | 2029 | 65535
| High | DLC-Water Heating | DLC-Switch-Water Heating | Small Industrial |  | Winter Evening | % of Load | 0 | 2029 | 65535
| High | DLC-Water Heating | DLC-BYOD-Water Heating | Small Industrial |  | Winter Evening | % of Load | 1 | 2029 | 65535
| High | DLC-Water Heating | DLC-BYOD-Water Heating | Small Industrial |  | Winter Evening | % of Load | 0 | 2029 | 65535
| High | DLC-Water Heating | DLC-Thermostat-DI-Central Heat Pump | Small Industrial |  | Winter Evening | % of Load | 1 | 2029 | 65535
| High | DLC-Water Heating | DLC-Thermostat-DI-Central Heat Pump | Small Industrial |  | Winter Evening | % of Load | 0 | 2029 | 65535
| High | DLC-Water Heating | DLC-Thermostat-BYOT-Central Heat Pump | Small Industrial |  | Winter Evening | % of Load | 1 | 2029 | 65535
| High | DLC-Water Heating | DLC-Thermostat-BYOT-Central Heat Pump | Small Industrial |  | Winter Evening | % of Load | 0 | 2029 | 65535
| High | DLC-Water Heating | DLC-Thermostat-HVAC | Small Industrial |  | Winter Evening | % of Load | 1 | 2029 | 65535
| High | DLC-Water Heating | DLC-Thermostat-HVAC | Small Industrial |  | Winter Evening | % of Load | 0 | 2029 | 65535
| High | DLC-Water Heating | DLC-Thermostat-DI-Baseboard Heating | Small Industrial |  | Winter Evening | % of Load | 1 | 2029 | 65535
| High | DLC-Water Heating | DLC-Thermostat-DI-Baseboard Heating | Small Industrial |  | Winter Evening | % of Load | 0 | 2029 | 65535
| High | DLC-Water Heating | DLC-Thermostat-BYOT-Baseboard Heating | Small Industrial |  | Winter Evening | % of Load | 1 | 2029 | 65535
| High | DLC-Water Heating | DLC-Thermostat-BYOT-Baseboard Heating | Small Industrial |  | Winter Evening | % of Load | 0 | 2029 | 65535
| High | DLC-Water Heating | DLC-Thermostat-DI-MSHP | Small Industrial |  | Winter Evening | % of Load | 1 | 2029 | 65535
| High | DLC-Water Heating | DLC-Thermostat-DI-MSHP | Small Industrial |  | Winter Evening | % of Load | 0 | 2029 | 65535
| High | DLC-Water Heating | DLC-Thermostat-BYOT-MSHP | Small Industrial |  | Winter Evening | % of Load | 1 | 2029 | 65535
| High | DLC-Water Heating | DLC-Thermostat-BYOT-MSHP | Small Industrial |  | Winter Evening | % of Load | 0 | 2029 | 65535
| High | DLC-Water Heating | C&I Curtailment-Turnkey-Manual HVAC Control | Small Industrial |  | Winter Evening | % of Load | 1 | 2029 | 65535
| High | DLC-Water Heating | C&I Curtailment-Turnkey-Manual HVAC Control | Small Industrial |  | Winter Evening | % of Load | 0 | 2029 | 65535
| High | DLC-Water Heating | C&I Curtailment-Turnkey-Auto-DR HVAC Control | Small Industrial |  | Winter Evening | % of Load | 1 | 2029 | 65535
| High | DLC-Water Heating | C&I Curtailment-Turnkey-Auto-DR HVAC Control | Small Industrial |  | Winter Evening | % of Load | 0 | 2029 | 65535
| High | DLC-Water Heating | C&I Curtailment-Turnkey-Standard Lighting Control | Small Industrial |  | Winter Evening | % of Load | 1 | 2029 | 65535
| High | DLC-Water Heating | C&I Curtailment-Turnkey-Standard Lighting Control | Small Industrial |  | Winter Evening | % of Load | 0 | 2029 | 65535
| High | DLC-Water Heating | C&I Curtailment-Turnkey-Advanced Lighting Control | Small Industrial |  | Winter Evening | % of Load | 1 | 2029 | 65535
| High | DLC-Water Heating | C&I Curtailment-Turnkey-Advanced Lighting Control | Small Industrial |  | Winter Evening | % of Load | 0 | 2029 | 65535
| High | DLC-Water Heating | C&I Curtailment-Turnkey-Water Heating Control | Small Industrial |  | Winter Evening | % of Load | 1 | 2029 | 65535
| High | DLC-Water Heating | C&I Curtailment-Turnkey-Water Heating Control | Small Industrial |  | Winter Evening | % of Load | 0 | 2029 | 65535
| High | DLC-Water Heating | C&I Curtailment-Turnkey-Other | Small Industrial |  | Winter Evening | % of Load | 1 | 2029 | 65535
| High | DLC-Water Heating | C&I Curtailment-Turnkey-Other | Small Industrial |  | Winter Evening | % of Load | 0 | 2029 | 65535
| High | DLC-Water Heating | C&I Curtailment-Turnkey-Industrial | Small Industrial |  | Winter Evening | % of Load | 1 | 2029 | 65535
| High | DLC-Water Heating | C&I Curtailment-Turnkey-Industrial | Small Industrial |  | Winter Evening | % of Load | 0 | 2029 | 65535
| High | DLC-Water Heating | DLC-Switch-Water Heating | Medium Industrial |  | Winter Morning | % of Load | 1 | 2029 | 65535
| High | DLC-Water Heating | DLC-Switch-Water Heating | Medium Industrial |  | Winter Morning | % of Load | 0 | 2029 | 65535
| High | DLC-Water Heating | DLC-BYOD-Water Heating | Medium Industrial |  | Winter Morning | % of Load | 1 | 2029 | 65535
| High | DLC-Water Heating | DLC-BYOD-Water Heating | Medium Industrial |  | Winter Morning | % of Load | 0 | 2029 | 65535
| High | DLC-Water Heating | DLC-Thermostat-DI-Central Heat Pump | Medium Industrial |  | Winter Morning | % of Load | 1 | 2029 | 65535
| High | DLC-Water Heating | DLC-Thermostat-DI-Central Heat Pump | Medium Industrial |  | Winter Morning | % of Load | 0 | 2029 | 65535
| High | DLC-Water Heating | DLC-Thermostat-BYOT-Central Heat Pump | Medium Industrial |  | Winter Morning | % of Load | 1 | 2029 | 65535
| High | DLC-Water Heating | DLC-Thermostat-BYOT-Central Heat Pump | Medium Industrial |  | Winter Morning | % of Load | 0 | 2029 | 65535
| High | DLC-Water Heating | DLC-Thermostat-HVAC | Medium Industrial |  | Winter Morning | % of Load | 1 | 2029 | 65535
| High | DLC-Water Heating | DLC-Thermostat-HVAC | Medium Industrial |  | Winter Morning | % of Load | 0 | 2029 | 65535
| High | DLC-Water Heating | DLC-Thermostat-DI-Baseboard Heating | Medium Industrial |  | Winter Morning | % of Load | 1 | 2029 | 65535
| High | DLC-Water Heating | DLC-Thermostat-DI-Baseboard Heating | Medium Industrial |  | Winter Morning | % of Load | 0 | 2029 | 65535
| High | DLC-Water Heating | DLC-Thermostat-BYOT-Baseboard Heating | Medium Industrial |  | Winter Morning | % of Load | 1 | 2029 | 65535
| High | DLC-Water Heating | DLC-Thermostat-BYOT-Baseboard Heating | Medium Industrial |  | Winter Morning | % of Load | 0 | 2029 | 65535
| High | DLC-Water Heating | DLC-Thermostat-DI-MSHP | Medium Industrial |  | Winter Morning | % of Load | 1 | 2029 | 65535
| High | DLC-Water Heating | DLC-Thermostat-DI-MSHP | Medium Industrial |  | Winter Morning | % of Load | 0 | 2029 | 65535
| High | DLC-Water Heating | DLC-Thermostat-BYOT-MSHP | Medium Industrial |  | Winter Morning | % of Load | 1 | 2029 | 65535
| High | DLC-Water Heating | DLC-Thermostat-BYOT-MSHP | Medium Industrial |  | Winter Morning | % of Load | 0 | 2029 | 65535
| High | DLC-Water Heating | C&I Curtailment-Turnkey-Manual HVAC Control | Medium Industrial |  | Winter Morning | % of Load | 1 | 2029 | 65535
| High | DLC-Water Heating | C&I Curtailment-Turnkey-Manual HVAC Control | Medium Industrial |  | Winter Morning | % of Load | 0 | 2029 | 65535
| High | DLC-Water Heating | C&I Curtailment-Turnkey-Auto-DR HVAC Control | Medium Industrial |  | Winter Morning | % of Load | 1 | 2029 | 65535
| High | DLC-Water Heating | C&I Curtailment-Turnkey-Auto-DR HVAC Control | Medium Industrial |  | Winter Morning | % of Load | 0 | 2029 | 65535
| High | DLC-Water Heating | C&I Curtailment-Turnkey-Standard Lighting Control | Medium Industrial |  | Winter Morning | % of Load | 1 | 2029 | 65535
| High | DLC-Water Heating | C&I Curtailment-Turnkey-Standard Lighting Control | Medium Industrial |  | Winter Morning | % of Load | 0 | 2029 | 65535
| High | DLC-Water Heating | C&I Curtailment-Turnkey-Advanced Lighting Control | Medium Industrial |  | Winter Morning | % of Load | 1 | 2029 | 65535
| High | DLC-Water Heating | C&I Curtailment-Turnkey-Advanced Lighting Control | Medium Industrial |  | Winter Morning | % of Load | 0 | 2029 | 65535
| High | DLC-Water Heating | C&I Curtailment-Turnkey-Water Heating Control | Medium Industrial |  | Winter Morning | % of Load | 1 | 2029 | 65535
| High | DLC-Water Heating | C&I Curtailment-Turnkey-Water Heating Control | Medium Industrial |  | Winter Morning | % of Load | 0 | 2029 | 65535
| High | DLC-Water Heating | C&I Curtailment-Turnkey-Other | Medium Industrial |  | Winter Morning | % of Load | 1 | 2029 | 65535
| High | DLC-Water Heating | C&I Curtailment-Turnkey-Other | Medium Industrial |  | Winter Morning | % of Load | 0 | 2029 | 65535
| High | DLC-Water Heating | DLC-Switch-Water Heating | Medium Industrial |  | Winter Evening | % of Load | 1 | 2029 | 65535
| High | DLC-Water Heating | DLC-Switch-Water Heating | Medium Industrial |  | Winter Evening | % of Load | 0 | 2029 | 65535
| High | DLC-Water Heating | DLC-BYOD-Water Heating | Medium Industrial |  | Winter Evening | % of Load | 1 | 2029 | 65535
| High | DLC-Water Heating | DLC-BYOD-Water Heating | Medium Industrial |  | Winter Evening | % of Load | 0 | 2029 | 65535
| High | DLC-Water Heating | DLC-Thermostat-DI-Central Heat Pump | Medium Industrial |  | Winter Evening | % of Load | 1 | 2029 | 65535
| High | DLC-Water Heating | DLC-Thermostat-DI-Central Heat Pump | Medium Industrial |  | Winter Evening | % of Load | 0 | 2029 | 65535
| High | DLC-Water Heating | DLC-Thermostat-BYOT-Central Heat Pump | Medium Industrial |  | Winter Evening | % of Load | 1 | 2029 | 65535
| High | DLC-Water Heating | DLC-Thermostat-BYOT-Central Heat Pump | Medium Industrial |  | Winter Evening | % of Load | 0 | 2029 | 65535
| High | DLC-Water Heating | DLC-Thermostat-HVAC | Medium Industrial |  | Winter Evening | % of Load | 1 | 2029 | 65535
| High | DLC-Water Heating | DLC-Thermostat-HVAC | Medium Industrial |  | Winter Evening | % of Load | 0 | 2029 | 65535
| High | DLC-Water Heating | DLC-Thermostat-DI-Baseboard Heating | Medium Industrial |  | Winter Evening | % of Load | 1 | 2029 | 65535
| High | DLC-Water Heating | DLC-Thermostat-DI-Baseboard Heating | Medium Industrial |  | Winter Evening | % of Load | 0 | 2029 | 65535
| High | DLC-Water Heating | DLC-Thermostat-BYOT-Baseboard Heating | Medium Industrial |  | Winter Evening | % of Load | 1 | 2029 | 65535
| High | DLC-Water Heating | DLC-Thermostat-BYOT-Baseboard Heating | Medium Industrial |  | Winter Evening | % of Load | 0 | 2029 | 65535
| High | DLC-Water Heating | DLC-Thermostat-DI-MSHP | Medium Industrial |  | Winter Evening | % of Load | 1 | 2029 | 65535
| High | DLC-Water Heating | DLC-Thermostat-DI-MSHP | Medium Industrial |  | Winter Evening | % of Load | 0 | 2029 | 65535
| High | DLC-Water Heating | DLC-Thermostat-BYOT-MSHP | Medium Industrial |  | Winter Evening | % of Load | 1 | 2029 | 65535
| High | DLC-Water Heating | DLC-Thermostat-BYOT-MSHP | Medium Industrial |  | Winter Evening | % of Load | 0 | 2029 | 65535
| High | DLC-Water Heating | C&I Curtailment-Turnkey-Manual HVAC Control | Medium Industrial |  | Winter Evening | % of Load | 1 | 2029 | 65535
| High | DLC-Water Heating | C&I Curtailment-Turnkey-Manual HVAC Control | Medium Industrial |  | Winter Evening | % of Load | 0 | 2029 | 65535
| High | DLC-Water Heating | C&I Curtailment-Turnkey-Auto-DR HVAC Control | Medium Industrial |  | Winter Evening | % of Load | 1 | 2029 | 65535
| High | DLC-Water Heating | C&I Curtailment-Turnkey-Auto-DR HVAC Control | Medium Industrial |  | Winter Evening | % of Load | 0 | 2029 | 65535
| High | DLC-Water Heating | C&I Curtailment-Turnkey-Standard Lighting Control | Medium Industrial |  | Winter Evening | % of Load | 1 | 2029 | 65535
| High | DLC-Water Heating | C&I Curtailment-Turnkey-Standard Lighting Control | Medium Industrial |  | Winter Evening | % of Load | 0 | 2029 | 65535
| High | DLC-Water Heating | C&I Curtailment-Turnkey-Advanced Lighting Control | Medium Industrial |  | Winter Evening | % of Load | 1 | 2029 | 65535
| High | DLC-Water Heating | C&I Curtailment-Turnkey-Advanced Lighting Control | Medium Industrial |  | Winter Evening | % of Load | 0 | 2029 | 65535
| High | DLC-Water Heating | C&I Curtailment-Turnkey-Water Heating Control | Medium Industrial |  | Winter Evening | % of Load | 1 | 2029 | 65535
| High | DLC-Water Heating | C&I Curtailment-Turnkey-Water Heating Control | Medium Industrial |  | Winter Evening | % of Load | 0 | 2029 | 65535
| High | DLC-Water Heating | C&I Curtailment-Turnkey-Other | Medium Industrial |  | Winter Evening | % of Load | 1 | 2029 | 65535
| High | DLC-Water Heating | C&I Curtailment-Turnkey-Other | Medium Industrial |  | Winter Evening | % of Load | 0 | 2029 | 65535
| High | DLC-Water Heating | DLC-Switch-Water Heating | Residential Charitable |  | Winter Morning | % of Load | 1 | 2029 | 65535
| High | DLC-Water Heating | DLC-Switch-Water Heating | Residential Charitable |  | Winter Morning | % of Load | 0 | 2029 | 65535
| High | DLC-Water Heating | DLC-BYOD-Water Heating | Residential Charitable |  | Winter Morning | % of Load | 1 | 2029 | 65535
| High | DLC-Water Heating | DLC-BYOD-Water Heating | Residential Charitable |  | Winter Morning | % of Load | 0 | 2029 | 65535
| High | DLC-Water Heating | DLC-Switch-Water Heating | Residential Charitable |  | Winter Evening | % of Load | 1 | 2029 | 65535
| High | DLC-Water Heating | DLC-Switch-Water Heating | Residential Charitable |  | Winter Evening | % of Load | 0 | 2029 | 65535
| High | DLC-Water Heating | DLC-BYOD-Water Heating | Residential Charitable |  | Winter Evening | % of Load | 1 | 2029 | 65535
| High | DLC-Water Heating | DLC-BYOD-Water Heating | Residential Charitable |  | Winter Evening | % of Load | 0 | 2029 | 65535
| High | C&I Curtailment | DLC-Switch-Water Heating | Small General |  | Winter Morning | % of Load | 1 | 2029 | 65535
| High | C&I Curtailment | DLC-Switch-Water Heating | Small General |  | Winter Morning | % of Load | 0 | 2029 | 65535
| High | C&I Curtailment | DLC-BYOD-Water Heating | Small General |  | Winter Morning | % of Load | 1 | 2029 | 65535
| High | C&I Curtailment | DLC-BYOD-Water Heating | Small General |  | Winter Morning | % of Load | 0 | 2029 | 65535
| High | C&I Curtailment | DLC-Thermostat-DI-Central Heat Pump | Small General |  | Winter Morning | % of Load | 1 | 2029 | 65535
| High | C&I Curtailment | DLC-Thermostat-DI-Central Heat Pump | Small General |  | Winter Morning | % of Load | 0 | 2029 | 65535
| High | C&I Curtailment | DLC-Thermostat-BYOT-Central Heat Pump | Small General |  | Winter Morning | % of Load | 1 | 2029 | 65535
| High | C&I Curtailment | DLC-Thermostat-BYOT-Central Heat Pump | Small General |  | Winter Morning | % of Load | 0 | 2029 | 65535
| High | C&I Curtailment | DLC-Thermostat-HVAC | Small General |  | Winter Morning | % of Load | 1 | 2029 | 65535
| High | C&I Curtailment | DLC-Thermostat-HVAC | Small General |  | Winter Morning | % of Load | 0 | 2029 | 65535
| High | C&I Curtailment | DLC-Thermostat-DI-Baseboard Heating | Small General |  | Winter Morning | % of Load | 1 | 2029 | 65535
| High | C&I Curtailment | DLC-Thermostat-DI-Baseboard Heating | Small General |  | Winter Morning | % of Load | 0 | 2029 | 65535
| High | C&I Curtailment | DLC-Thermostat-BYOT-Baseboard Heating | Small General |  | Winter Morning | % of Load | 1 | 2029 | 65535
| High | C&I Curtailment | DLC-Thermostat-BYOT-Baseboard Heating | Small General |  | Winter Morning | % of Load | 0 | 2029 | 65535
| High | C&I Curtailment | DLC-Thermostat-DI-MSHP | Small General |  | Winter Morning | % of Load | 1 | 2029 | 65535
| High | C&I Curtailment | DLC-Thermostat-DI-MSHP | Small General |  | Winter Morning | % of Load | 0 | 2029 | 65535
| High | C&I Curtailment | DLC-Thermostat-BYOT-MSHP | Small General |  | Winter Morning | % of Load | 1 | 2029 | 65535
| High | C&I Curtailment | DLC-Thermostat-BYOT-MSHP | Small General |  | Winter Morning | % of Load | 0 | 2029 | 65535
| High | C&I Curtailment | C&I Curtailment-Turnkey-Manual HVAC Control | Small General |  | Winter Morning | % of Load | 1 | 2029 | 65535
| High | C&I Curtailment | C&I Curtailment-Turnkey-Manual HVAC Control | Small General |  | Winter Morning | % of Load | 0 | 2029 | 65535
| High | C&I Curtailment | C&I Curtailment-Turnkey-Auto-DR HVAC Control | Small General |  | Winter Morning | % of Load | 1 | 2029 | 65535
| High | C&I Curtailment | C&I Curtailment-Turnkey-Auto-DR HVAC Control | Small General |  | Winter Morning | % of Load | 0 | 2029 | 65535
| High | C&I Curtailment | C&I Curtailment-Turnkey-Standard Lighting Control | Small General |  | Winter Morning | % of Load | 1 | 2029 | 65535
| High | C&I Curtailment | C&I Curtailment-Turnkey-Standard Lighting Control | Small General |  | Winter Morning | % of Load | 0 | 2029 | 65535
| High | C&I Curtailment | C&I Curtailment-Turnkey-Advanced Lighting Control | Small General |  | Winter Morning | % of Load | 1 | 2029 | 65535
| High | C&I Curtailment | C&I Curtailment-Turnkey-Advanced Lighting Control | Small General |  | Winter Morning | % of Load | 0 | 2029 | 65535
| High | C&I Curtailment | C&I Curtailment-Turnkey-Water Heating Control | Small General |  | Winter Morning | % of Load | 1 | 2029 | 65535
| High | C&I Curtailment | C&I Curtailment-Turnkey-Water Heating Control | Small General |  | Winter Morning | % of Load | 0 | 2029 | 65535
| High | C&I Curtailment | C&I Curtailment-Turnkey-Other | Small General |  | Winter Morning | % of Load | 1 | 2029 | 65535
| High | C&I Curtailment | C&I Curtailment-Turnkey-Other | Small General |  | Winter Morning | % of Load | 0 | 2029 | 65535
| High | C&I Curtailment | Dynamic Pricing with enabling tech. | Small General |  | Winter Morning | % of Load | 1 | 2029 | 65535
| High | C&I Curtailment | Dynamic Pricing with enabling tech. | Small General |  | Winter Morning | % of Load | 0 | 2029 | 65535
| High | C&I Curtailment | DLC-Switch-Water Heating | Small General |  | Winter Evening | % of Load | 1 | 2029 | 65535
| High | C&I Curtailment | DLC-Switch-Water Heating | Small General |  | Winter Evening | % of Load | 0 | 2029 | 65535
| High | C&I Curtailment | DLC-BYOD-Water Heating | Small General |  | Winter Evening | % of Load | 1 | 2029 | 65535
| High | C&I Curtailment | DLC-BYOD-Water Heating | Small General |  | Winter Evening | % of Load | 0 | 2029 | 65535
| High | C&I Curtailment | DLC-Thermostat-DI-Central Heat Pump | Small General |  | Winter Evening | % of Load | 1 | 2029 | 65535
| High | C&I Curtailment | DLC-Thermostat-DI-Central Heat Pump | Small General |  | Winter Evening | % of Load | 0 | 2029 | 65535
| High | C&I Curtailment | DLC-Thermostat-BYOT-Central Heat Pump | Small General |  | Winter Evening | % of Load | 1 | 2029 | 65535
| High | C&I Curtailment | DLC-Thermostat-BYOT-Central Heat Pump | Small General |  | Winter Evening | % of Load | 0 | 2029 | 65535
| High | C&I Curtailment | DLC-Thermostat-HVAC | Small General |  | Winter Evening | % of Load | 1 | 2029 | 65535
| High | C&I Curtailment | DLC-Thermostat-HVAC | Small General |  | Winter Evening | % of Load | 0 | 2029 | 65535
| High | C&I Curtailment | DLC-Thermostat-DI-Baseboard Heating | Small General |  | Winter Evening | % of Load | 1 | 2029 | 65535
| High | C&I Curtailment | DLC-Thermostat-DI-Baseboard Heating | Small General |  | Winter Evening | % of Load | 0 | 2029 | 65535
| High | C&I Curtailment | DLC-Thermostat-BYOT-Baseboard Heating | Small General |  | Winter Evening | % of Load | 1 | 2029 | 65535
| High | C&I Curtailment | DLC-Thermostat-BYOT-Baseboard Heating | Small General |  | Winter Evening | % of Load | 0 | 2029 | 65535
| High | C&I Curtailment | DLC-Thermostat-DI-MSHP | Small General |  | Winter Evening | % of Load | 1 | 2029 | 65535
| High | C&I Curtailment | DLC-Thermostat-DI-MSHP | Small General |  | Winter Evening | % of Load | 0 | 2029 | 65535
| High | C&I Curtailment | DLC-Thermostat-BYOT-MSHP | Small General |  | Winter Evening | % of Load | 1 | 2029 | 65535
| High | C&I Curtailment | DLC-Thermostat-BYOT-MSHP | Small General |  | Winter Evening | % of Load | 0 | 2029 | 65535
| High | C&I Curtailment | C&I Curtailment-Turnkey-Manual HVAC Control | Small General |  | Winter Evening | % of Load | 1 | 2029 | 65535
| High | C&I Curtailment | C&I Curtailment-Turnkey-Manual HVAC Control | Small General |  | Winter Evening | % of Load | 0 | 2029 | 65535
| High | C&I Curtailment | C&I Curtailment-Turnkey-Auto-DR HVAC Control | Small General |  | Winter Evening | % of Load | 1 | 2029 | 65535
| High | C&I Curtailment | C&I Curtailment-Turnkey-Auto-DR HVAC Control | Small General |  | Winter Evening | % of Load | 0 | 2029 | 65535
| High | C&I Curtailment | C&I Curtailment-Turnkey-Standard Lighting Control | Small General |  | Winter Evening | % of Load | 1 | 2029 | 65535
| High | C&I Curtailment | C&I Curtailment-Turnkey-Standard Lighting Control | Small General |  | Winter Evening | % of Load | 0 | 2029 | 65535
| High | C&I Curtailment | C&I Curtailment-Turnkey-Advanced Lighting Control | Small General |  | Winter Evening | % of Load | 1 | 2029 | 65535
| High | C&I Curtailment | C&I Curtailment-Turnkey-Advanced Lighting Control | Small General |  | Winter Evening | % of Load | 0 | 2029 | 65535
| High | C&I Curtailment | C&I Curtailment-Turnkey-Water Heating Control | Small General |  | Winter Evening | % of Load | 1 | 2029 | 65535
| High | C&I Curtailment | C&I Curtailment-Turnkey-Water Heating Control | Small General |  | Winter Evening | % of Load | 0 | 2029 | 65535
| High | C&I Curtailment | C&I Curtailment-Turnkey-Other | Small General |  | Winter Evening | % of Load | 1 | 2029 | 65535
| High | C&I Curtailment | C&I Curtailment-Turnkey-Other | Small General |  | Winter Evening | % of Load | 0 | 2029 | 65535
| High | C&I Curtailment | Dynamic Pricing with enabling tech. | Small General |  | Winter Evening | % of Load | 1 | 2029 | 65535
| High | C&I Curtailment | Dynamic Pricing with enabling tech. | Small General |  | Winter Evening | % of Load | 0 | 2029 | 65535
| High | C&I Curtailment | DLC-Switch-Water Heating | General |  | Winter Morning | % of Load | 1 | 2029 | 65535
| High | C&I Curtailment | DLC-Switch-Water Heating | General |  | Winter Morning | % of Load | 0 | 2029 | 65535
| High | C&I Curtailment | DLC-BYOD-Water Heating | General |  | Winter Morning | % of Load | 1 | 2029 | 65535
| High | C&I Curtailment | DLC-BYOD-Water Heating | General |  | Winter Morning | % of Load | 0 | 2029 | 65535
| High | C&I Curtailment | DLC-Thermostat-DI-Central Heat Pump | General |  | Winter Morning | % of Load | 1 | 2029 | 65535
| High | C&I Curtailment | DLC-Thermostat-DI-Central Heat Pump | General |  | Winter Morning | % of Load | 0 | 2029 | 65535
| High | C&I Curtailment | DLC-Thermostat-BYOT-Central Heat Pump | General |  | Winter Morning | % of Load | 1 | 2029 | 65535
| High | C&I Curtailment | DLC-Thermostat-BYOT-Central Heat Pump | General |  | Winter Morning | % of Load | 0 | 2029 | 65535
| High | C&I Curtailment | DLC-Thermostat-HVAC | General |  | Winter Morning | % of Load | 1 | 2029 | 65535
| High | C&I Curtailment | DLC-Thermostat-HVAC | General |  | Winter Morning | % of Load | 0 | 2029 | 65535
| High | C&I Curtailment | DLC-Thermostat-DI-Baseboard Heating | General |  | Winter Morning | % of Load | 1 | 2029 | 65535
| High | C&I Curtailment | DLC-Thermostat-DI-Baseboard Heating | General |  | Winter Morning | % of Load | 0 | 2029 | 65535
| High | C&I Curtailment | DLC-Thermostat-BYOT-Baseboard Heating | General |  | Winter Morning | % of Load | 1 | 2029 | 65535
| High | C&I Curtailment | DLC-Thermostat-BYOT-Baseboard Heating | General |  | Winter Morning | % of Load | 0 | 2029 | 65535
| High | C&I Curtailment | DLC-Thermostat-DI-MSHP | General |  | Winter Morning | % of Load | 1 | 2029 | 65535
| High | C&I Curtailment | DLC-Thermostat-DI-MSHP | General |  | Winter Morning | % of Load | 0 | 2029 | 65535
| High | C&I Curtailment | DLC-Thermostat-BYOT-MSHP | General |  | Winter Morning | % of Load | 1 | 2029 | 65535
| High | C&I Curtailment | DLC-Thermostat-BYOT-MSHP | General |  | Winter Morning | % of Load | 0 | 2029 | 65535
| High | C&I Curtailment | C&I Curtailment-Turnkey-Manual HVAC Control | General |  | Winter Morning | % of Load | 1 | 2029 | 65535
| High | C&I Curtailment | C&I Curtailment-Turnkey-Manual HVAC Control | General |  | Winter Morning | % of Load | 0 | 2029 | 65535
| High | C&I Curtailment | C&I Curtailment-Turnkey-Auto-DR HVAC Control | General |  | Winter Morning | % of Load | 1 | 2029 | 65535
| High | C&I Curtailment | C&I Curtailment-Turnkey-Auto-DR HVAC Control | General |  | Winter Morning | % of Load | 0 | 2029 | 65535
| High | C&I Curtailment | C&I Curtailment-Turnkey-Standard Lighting Control | General |  | Winter Morning | % of Load | 1 | 2029 | 65535
| High | C&I Curtailment | C&I Curtailment-Turnkey-Standard Lighting Control | General |  | Winter Morning | % of Load | 0 | 2029 | 65535
| High | C&I Curtailment | C&I Curtailment-Turnkey-Advanced Lighting Control | General |  | Winter Morning | % of Load | 1 | 2029 | 65535
| High | C&I Curtailment | C&I Curtailment-Turnkey-Advanced Lighting Control | General |  | Winter Morning | % of Load | 0 | 2029 | 65535
| High | C&I Curtailment | C&I Curtailment-Turnkey-Water Heating Control | General |  | Winter Morning | % of Load | 1 | 2029 | 65535
| High | C&I Curtailment | C&I Curtailment-Turnkey-Water Heating Control | General |  | Winter Morning | % of Load | 0 | 2029 | 65535
| High | C&I Curtailment | C&I Curtailment-Turnkey-Other | General |  | Winter Morning | % of Load | 1 | 2029 | 65535
| High | C&I Curtailment | C&I Curtailment-Turnkey-Other | General |  | Winter Morning | % of Load | 0 | 2029 | 65535
| High | C&I Curtailment | DLC-Switch-Water Heating | General |  | Winter Evening | % of Load | 1 | 2029 | 65535
| High | C&I Curtailment | DLC-Switch-Water Heating | General |  | Winter Evening | % of Load | 0 | 2029 | 65535
| High | C&I Curtailment | DLC-BYOD-Water Heating | General |  | Winter Evening | % of Load | 1 | 2029 | 65535
| High | C&I Curtailment | DLC-BYOD-Water Heating | General |  | Winter Evening | % of Load | 0 | 2029 | 65535
| High | C&I Curtailment | DLC-Thermostat-DI-Central Heat Pump | General |  | Winter Evening | % of Load | 1 | 2029 | 65535
| High | C&I Curtailment | DLC-Thermostat-DI-Central Heat Pump | General |  | Winter Evening | % of Load | 0 | 2029 | 65535
| High | C&I Curtailment | DLC-Thermostat-BYOT-Central Heat Pump | General |  | Winter Evening | % of Load | 1 | 2029 | 65535
| High | C&I Curtailment | DLC-Thermostat-BYOT-Central Heat Pump | General |  | Winter Evening | % of Load | 0 | 2029 | 65535
| High | C&I Curtailment | DLC-Thermostat-HVAC | General |  | Winter Evening | % of Load | 1 | 2029 | 65535
| High | C&I Curtailment | DLC-Thermostat-HVAC | General |  | Winter Evening | % of Load | 0 | 2029 | 65535
| High | C&I Curtailment | DLC-Thermostat-DI-Baseboard Heating | General |  | Winter Evening | % of Load | 1 | 2029 | 65535
| High | C&I Curtailment | DLC-Thermostat-DI-Baseboard Heating | General |  | Winter Evening | % of Load | 0 | 2029 | 65535
| High | C&I Curtailment | DLC-Thermostat-BYOT-Baseboard Heating | General |  | Winter Evening | % of Load | 1 | 2029 | 65535
| High | C&I Curtailment | DLC-Thermostat-BYOT-Baseboard Heating | General |  | Winter Evening | % of Load | 0 | 2029 | 65535
| High | C&I Curtailment | DLC-Thermostat-DI-MSHP | General |  | Winter Evening | % of Load | 1 | 2029 | 65535
| High | C&I Curtailment | DLC-Thermostat-DI-MSHP | General |  | Winter Evening | % of Load | 0 | 2029 | 65535
| High | C&I Curtailment | DLC-Thermostat-BYOT-MSHP | General |  | Winter Evening | % of Load | 1 | 2029 | 65535
| High | C&I Curtailment | DLC-Thermostat-BYOT-MSHP | General |  | Winter Evening | % of Load | 0 | 2029 | 65535
| High | C&I Curtailment | C&I Curtailment-Turnkey-Manual HVAC Control | General |  | Winter Evening | % of Load | 1 | 2029 | 65535
| High | C&I Curtailment | C&I Curtailment-Turnkey-Manual HVAC Control | General |  | Winter Evening | % of Load | 0 | 2029 | 65535
| High | C&I Curtailment | C&I Curtailment-Turnkey-Auto-DR HVAC Control | General |  | Winter Evening | % of Load | 1 | 2029 | 65535
| High | C&I Curtailment | C&I Curtailment-Turnkey-Auto-DR HVAC Control | General |  | Winter Evening | % of Load | 0 | 2029 | 65535
| High | C&I Curtailment | C&I Curtailment-Turnkey-Standard Lighting Control | General |  | Winter Evening | % of Load | 1 | 2029 | 65535
| High | C&I Curtailment | C&I Curtailment-Turnkey-Standard Lighting Control | General |  | Winter Evening | % of Load | 0 | 2029 | 65535
| High | C&I Curtailment | C&I Curtailment-Turnkey-Advanced Lighting Control | General |  | Winter Evening | % of Load | 1 | 2029 | 65535
| High | C&I Curtailment | C&I Curtailment-Turnkey-Advanced Lighting Control | General |  | Winter Evening | % of Load | 0 | 2029 | 65535
| High | C&I Curtailment | C&I Curtailment-Turnkey-Water Heating Control | General |  | Winter Evening | % of Load | 1 | 2029 | 65535
| High | C&I Curtailment | C&I Curtailment-Turnkey-Water Heating Control | General |  | Winter Evening | % of Load | 0 | 2029 | 65535
| High | C&I Curtailment | C&I Curtailment-Turnkey-Other | General |  | Winter Evening | % of Load | 1 | 2029 | 65535
| High | C&I Curtailment | C&I Curtailment-Turnkey-Other | General |  | Winter Evening | % of Load | 0 | 2029 | 65535
| High | C&I Curtailment | C&I Curtailment-Turnkey-Manual HVAC Control | Large General |  | Winter Morning | % of Load | 1 | 2029 | 65535
| High | C&I Curtailment | C&I Curtailment-Turnkey-Manual HVAC Control | Large General |  | Winter Morning | % of Load | 0 | 2029 | 65535
| High | C&I Curtailment | C&I Curtailment-Turnkey-Auto-DR HVAC Control | Large General |  | Winter Morning | % of Load | 1 | 2029 | 65535
| High | C&I Curtailment | C&I Curtailment-Turnkey-Auto-DR HVAC Control | Large General |  | Winter Morning | % of Load | 0 | 2029 | 65535
| High | C&I Curtailment | C&I Curtailment-Turnkey-Standard Lighting Control | Large General |  | Winter Morning | % of Load | 1 | 2029 | 65535
| High | C&I Curtailment | C&I Curtailment-Turnkey-Standard Lighting Control | Large General |  | Winter Morning | % of Load | 0 | 2029 | 65535
| High | C&I Curtailment | C&I Curtailment-Turnkey-Water Heating Control | Large General |  | Winter Morning | % of Load | 1 | 2029 | 65535
| High | C&I Curtailment | C&I Curtailment-Turnkey-Water Heating Control | Large General |  | Winter Morning | % of Load | 0 | 2029 | 65535
| High | C&I Curtailment | C&I Curtailment-Turnkey-Other | Large General |  | Winter Morning | % of Load | 1 | 2029 | 65535
| High | C&I Curtailment | C&I Curtailment-Turnkey-Other | Large General |  | Winter Morning | % of Load | 0 | 2029 | 65535
| High | C&I Curtailment | C&I Curtailment-Turnkey-Manual HVAC Control | Large General |  | Winter Evening | % of Load | 1 | 2029 | 65535
| High | C&I Curtailment | C&I Curtailment-Turnkey-Manual HVAC Control | Large General |  | Winter Evening | % of Load | 0 | 2029 | 65535
| High | C&I Curtailment | C&I Curtailment-Turnkey-Auto-DR HVAC Control | Large General |  | Winter Evening | % of Load | 1 | 2029 | 65535
| High | C&I Curtailment | C&I Curtailment-Turnkey-Auto-DR HVAC Control | Large General |  | Winter Evening | % of Load | 0 | 2029 | 65535
| High | C&I Curtailment | C&I Curtailment-Turnkey-Standard Lighting Control | Large General |  | Winter Evening | % of Load | 1 | 2029 | 65535
| High | C&I Curtailment | C&I Curtailment-Turnkey-Standard Lighting Control | Large General |  | Winter Evening | % of Load | 0 | 2029 | 65535
| High | C&I Curtailment | C&I Curtailment-Turnkey-Water Heating Control | Large General |  | Winter Evening | % of Load | 1 | 2029 | 65535
| High | C&I Curtailment | C&I Curtailment-Turnkey-Water Heating Control | Large General |  | Winter Evening | % of Load | 0 | 2029 | 65535
| High | C&I Curtailment | C&I Curtailment-Turnkey-Other | Large General |  | Winter Evening | % of Load | 1 | 2029 | 65535
| High | C&I Curtailment | C&I Curtailment-Turnkey-Other | Large General |  | Winter Evening | % of Load | 0 | 2029 | 65535
| High | C&I Curtailment | DLC-Switch-Water Heating | Small Industrial |  | Winter Morning | % of Load | 1 | 2029 | 65535
| High | C&I Curtailment | DLC-Switch-Water Heating | Small Industrial |  | Winter Morning | % of Load | 0 | 2029 | 65535
| High | C&I Curtailment | DLC-BYOD-Water Heating | Small Industrial |  | Winter Morning | % of Load | 1 | 2029 | 65535
| High | C&I Curtailment | DLC-BYOD-Water Heating | Small Industrial |  | Winter Morning | % of Load | 0 | 2029 | 65535
| High | C&I Curtailment | DLC-Thermostat-DI-Central Heat Pump | Small Industrial |  | Winter Morning | % of Load | 1 | 2029 | 65535
| High | C&I Curtailment | DLC-Thermostat-DI-Central Heat Pump | Small Industrial |  | Winter Morning | % of Load | 0 | 2029 | 65535
| High | C&I Curtailment | DLC-Thermostat-BYOT-Central Heat Pump | Small Industrial |  | Winter Morning | % of Load | 1 | 2029 | 65535
| High | C&I Curtailment | DLC-Thermostat-BYOT-Central Heat Pump | Small Industrial |  | Winter Morning | % of Load | 0 | 2029 | 65535
| High | C&I Curtailment | DLC-Thermostat-HVAC | Small Industrial |  | Winter Morning | % of Load | 1 | 2029 | 65535
| High | C&I Curtailment | DLC-Thermostat-HVAC | Small Industrial |  | Winter Morning | % of Load | 0 | 2029 | 65535
| High | C&I Curtailment | DLC-Thermostat-DI-Baseboard Heating | Small Industrial |  | Winter Morning | % of Load | 1 | 2029 | 65535
| High | C&I Curtailment | DLC-Thermostat-DI-Baseboard Heating | Small Industrial |  | Winter Morning | % of Load | 0 | 2029 | 65535
| High | C&I Curtailment | DLC-Thermostat-BYOT-Baseboard Heating | Small Industrial |  | Winter Morning | % of Load | 1 | 2029 | 65535
| High | C&I Curtailment | DLC-Thermostat-BYOT-Baseboard Heating | Small Industrial |  | Winter Morning | % of Load | 0 | 2029 | 65535
| High | C&I Curtailment | DLC-Thermostat-DI-MSHP | Small Industrial |  | Winter Morning | % of Load | 1 | 2029 | 65535
| High | C&I Curtailment | DLC-Thermostat-DI-MSHP | Small Industrial |  | Winter Morning | % of Load | 0 | 2029 | 65535
| High | C&I Curtailment | DLC-Thermostat-BYOT-MSHP | Small Industrial |  | Winter Morning | % of Load | 1 | 2029 | 65535
| High | C&I Curtailment | DLC-Thermostat-BYOT-MSHP | Small Industrial |  | Winter Morning | % of Load | 0 | 2029 | 65535
| High | C&I Curtailment | C&I Curtailment-Turnkey-Manual HVAC Control | Small Industrial |  | Winter Morning | % of Load | 1 | 2029 | 65535
| High | C&I Curtailment | C&I Curtailment-Turnkey-Manual HVAC Control | Small Industrial |  | Winter Morning | % of Load | 0 | 2029 | 65535
| High | C&I Curtailment | C&I Curtailment-Turnkey-Auto-DR HVAC Control | Small Industrial |  | Winter Morning | % of Load | 1 | 2029 | 65535
| High | C&I Curtailment | C&I Curtailment-Turnkey-Auto-DR HVAC Control | Small Industrial |  | Winter Morning | % of Load | 0 | 2029 | 65535
| High | C&I Curtailment | C&I Curtailment-Turnkey-Standard Lighting Control | Small Industrial |  | Winter Morning | % of Load | 1 | 2029 | 65535
| High | C&I Curtailment | C&I Curtailment-Turnkey-Standard Lighting Control | Small Industrial |  | Winter Morning | % of Load | 0 | 2029 | 65535
| High | C&I Curtailment | C&I Curtailment-Turnkey-Advanced Lighting Control | Small Industrial |  | Winter Morning | % of Load | 1 | 2029 | 65535
| High | C&I Curtailment | C&I Curtailment-Turnkey-Advanced Lighting Control | Small Industrial |  | Winter Morning | % of Load | 0 | 2029 | 65535
| High | C&I Curtailment | C&I Curtailment-Turnkey-Water Heating Control | Small Industrial |  | Winter Morning | % of Load | 1 | 2029 | 65535
| High | C&I Curtailment | C&I Curtailment-Turnkey-Water Heating Control | Small Industrial |  | Winter Morning | % of Load | 0 | 2029 | 65535
| High | C&I Curtailment | C&I Curtailment-Turnkey-Other | Small Industrial |  | Winter Morning | % of Load | 1 | 2029 | 65535
| High | C&I Curtailment | C&I Curtailment-Turnkey-Other | Small Industrial |  | Winter Morning | % of Load | 0 | 2029 | 65535
| High | C&I Curtailment | C&I Curtailment-Turnkey-Industrial | Small Industrial |  | Winter Morning | % of Load | 1 | 2029 | 65535
| High | C&I Curtailment | C&I Curtailment-Turnkey-Industrial | Small Industrial |  | Winter Morning | % of Load | 0 | 2029 | 65535
| High | C&I Curtailment | DLC-Switch-Water Heating | Small Industrial |  | Winter Evening | % of Load | 1 | 2029 | 65535
| High | C&I Curtailment | DLC-Switch-Water Heating | Small Industrial |  | Winter Evening | % of Load | 0 | 2029 | 65535
| High | C&I Curtailment | DLC-BYOD-Water Heating | Small Industrial |  | Winter Evening | % of Load | 1 | 2029 | 65535
| High | C&I Curtailment | DLC-BYOD-Water Heating | Small Industrial |  | Winter Evening | % of Load | 0 | 2029 | 65535
| High | C&I Curtailment | DLC-Thermostat-DI-Central Heat Pump | Small Industrial |  | Winter Evening | % of Load | 1 | 2029 | 65535
| High | C&I Curtailment | DLC-Thermostat-DI-Central Heat Pump | Small Industrial |  | Winter Evening | % of Load | 0 | 2029 | 65535
| High | C&I Curtailment | DLC-Thermostat-BYOT-Central Heat Pump | Small Industrial |  | Winter Evening | % of Load | 1 | 2029 | 65535
| High | C&I Curtailment | DLC-Thermostat-BYOT-Central Heat Pump | Small Industrial |  | Winter Evening | % of Load | 0 | 2029 | 65535
| High | C&I Curtailment | DLC-Thermostat-HVAC | Small Industrial |  | Winter Evening | % of Load | 1 | 2029 | 65535
| High | C&I Curtailment | DLC-Thermostat-HVAC | Small Industrial |  | Winter Evening | % of Load | 0 | 2029 | 65535
| High | C&I Curtailment | DLC-Thermostat-DI-Baseboard Heating | Small Industrial |  | Winter Evening | % of Load | 1 | 2029 | 65535
| High | C&I Curtailment | DLC-Thermostat-DI-Baseboard Heating | Small Industrial |  | Winter Evening | % of Load | 0 | 2029 | 65535
| High | C&I Curtailment | DLC-Thermostat-BYOT-Baseboard Heating | Small Industrial |  | Winter Evening | % of Load | 1 | 2029 | 65535
| High | C&I Curtailment | DLC-Thermostat-BYOT-Baseboard Heating | Small Industrial |  | Winter Evening | % of Load | 0 | 2029 | 65535
| High | C&I Curtailment | DLC-Thermostat-DI-MSHP | Small Industrial |  | Winter Evening | % of Load | 1 | 2029 | 65535
| High | C&I Curtailment | DLC-Thermostat-DI-MSHP | Small Industrial |  | Winter Evening | % of Load | 0 | 2029 | 65535
| High | C&I Curtailment | DLC-Thermostat-BYOT-MSHP | Small Industrial |  | Winter Evening | % of Load | 1 | 2029 | 65535
| High | C&I Curtailment | DLC-Thermostat-BYOT-MSHP | Small Industrial |  | Winter Evening | % of Load | 0 | 2029 | 65535
| High | C&I Curtailment | C&I Curtailment-Turnkey-Manual HVAC Control | Small Industrial |  | Winter Evening | % of Load | 1 | 2029 | 65535
| High | C&I Curtailment | C&I Curtailment-Turnkey-Manual HVAC Control | Small Industrial |  | Winter Evening | % of Load | 0 | 2029 | 65535
| High | C&I Curtailment | C&I Curtailment-Turnkey-Auto-DR HVAC Control | Small Industrial |  | Winter Evening | % of Load | 1 | 2029 | 65535
| High | C&I Curtailment | C&I Curtailment-Turnkey-Auto-DR HVAC Control | Small Industrial |  | Winter Evening | % of Load | 0 | 2029 | 65535
| High | C&I Curtailment | C&I Curtailment-Turnkey-Standard Lighting Control | Small Industrial |  | Winter Evening | % of Load | 1 | 2029 | 65535
| High | C&I Curtailment | C&I Curtailment-Turnkey-Standard Lighting Control | Small Industrial |  | Winter Evening | % of Load | 0 | 2029 | 65535
| High | C&I Curtailment | C&I Curtailment-Turnkey-Advanced Lighting Control | Small Industrial |  | Winter Evening | % of Load | 1 | 2029 | 65535
| High | C&I Curtailment | C&I Curtailment-Turnkey-Advanced Lighting Control | Small Industrial |  | Winter Evening | % of Load | 0 | 2029 | 65535
| High | C&I Curtailment | C&I Curtailment-Turnkey-Water Heating Control | Small Industrial |  | Winter Evening | % of Load | 1 | 2029 | 65535
| High | C&I Curtailment | C&I Curtailment-Turnkey-Water Heating Control | Small Industrial |  | Winter Evening | % of Load | 0 | 2029 | 65535
| High | C&I Curtailment | C&I Curtailment-Turnkey-Other | Small Industrial |  | Winter Evening | % of Load | 1 | 2029 | 65535
| High | C&I Curtailment | C&I Curtailment-Turnkey-Other | Small Industrial |  | Winter Evening | % of Load | 0 | 2029 | 65535
| High | C&I Curtailment | C&I Curtailment-Turnkey-Industrial | Small Industrial |  | Winter Evening | % of Load | 1 | 2029 | 65535
| High | C&I Curtailment | C&I Curtailment-Turnkey-Industrial | Small Industrial |  | Winter Evening | % of Load | 0 | 2029 | 65535
| High | C&I Curtailment | DLC-Switch-Water Heating | Medium Industrial |  | Winter Morning | % of Load | 1 | 2029 | 65535
| High | C&I Curtailment | DLC-Switch-Water Heating | Medium Industrial |  | Winter Morning | % of Load | 0 | 2029 | 65535
| High | C&I Curtailment | DLC-BYOD-Water Heating | Medium Industrial |  | Winter Morning | % of Load | 1 | 2029 | 65535
| High | C&I Curtailment | DLC-BYOD-Water Heating | Medium Industrial |  | Winter Morning | % of Load | 0 | 2029 | 65535
| High | C&I Curtailment | DLC-Thermostat-DI-Central Heat Pump | Medium Industrial |  | Winter Morning | % of Load | 1 | 2029 | 65535
| High | C&I Curtailment | DLC-Thermostat-DI-Central Heat Pump | Medium Industrial |  | Winter Morning | % of Load | 0 | 2029 | 65535
| High | C&I Curtailment | DLC-Thermostat-BYOT-Central Heat Pump | Medium Industrial |  | Winter Morning | % of Load | 1 | 2029 | 65535
| High | C&I Curtailment | DLC-Thermostat-BYOT-Central Heat Pump | Medium Industrial |  | Winter Morning | % of Load | 0 | 2029 | 65535
| High | C&I Curtailment | DLC-Thermostat-HVAC | Medium Industrial |  | Winter Morning | % of Load | 1 | 2029 | 65535
| High | C&I Curtailment | DLC-Thermostat-HVAC | Medium Industrial |  | Winter Morning | % of Load | 0 | 2029 | 65535
| High | C&I Curtailment | DLC-Thermostat-DI-Baseboard Heating | Medium Industrial |  | Winter Morning | % of Load | 1 | 2029 | 65535
| High | C&I Curtailment | DLC-Thermostat-DI-Baseboard Heating | Medium Industrial |  | Winter Morning | % of Load | 0 | 2029 | 65535
| High | C&I Curtailment | DLC-Thermostat-BYOT-Baseboard Heating | Medium Industrial |  | Winter Morning | % of Load | 1 | 2029 | 65535
| High | C&I Curtailment | DLC-Thermostat-BYOT-Baseboard Heating | Medium Industrial |  | Winter Morning | % of Load | 0 | 2029 | 65535
| High | C&I Curtailment | DLC-Thermostat-DI-MSHP | Medium Industrial |  | Winter Morning | % of Load | 1 | 2029 | 65535
| High | C&I Curtailment | DLC-Thermostat-DI-MSHP | Medium Industrial |  | Winter Morning | % of Load | 0 | 2029 | 65535
| High | C&I Curtailment | DLC-Thermostat-BYOT-MSHP | Medium Industrial |  | Winter Morning | % of Load | 1 | 2029 | 65535
| High | C&I Curtailment | DLC-Thermostat-BYOT-MSHP | Medium Industrial |  | Winter Morning | % of Load | 0 | 2029 | 65535
| High | C&I Curtailment | C&I Curtailment-Turnkey-Manual HVAC Control | Medium Industrial |  | Winter Morning | % of Load | 1 | 2029 | 65535
| High | C&I Curtailment | C&I Curtailment-Turnkey-Manual HVAC Control | Medium Industrial |  | Winter Morning | % of Load | 0 | 2029 | 65535
| High | C&I Curtailment | C&I Curtailment-Turnkey-Auto-DR HVAC Control | Medium Industrial |  | Winter Morning | % of Load | 1 | 2029 | 65535
| High | C&I Curtailment | C&I Curtailment-Turnkey-Auto-DR HVAC Control | Medium Industrial |  | Winter Morning | % of Load | 0 | 2029 | 65535
| High | C&I Curtailment | C&I Curtailment-Turnkey-Standard Lighting Control | Medium Industrial |  | Winter Morning | % of Load | 1 | 2029 | 65535
| High | C&I Curtailment | C&I Curtailment-Turnkey-Standard Lighting Control | Medium Industrial |  | Winter Morning | % of Load | 0 | 2029 | 65535
| High | C&I Curtailment | C&I Curtailment-Turnkey-Advanced Lighting Control | Medium Industrial |  | Winter Morning | % of Load | 1 | 2029 | 65535
| High | C&I Curtailment | C&I Curtailment-Turnkey-Advanced Lighting Control | Medium Industrial |  | Winter Morning | % of Load | 0 | 2029 | 65535
| High | C&I Curtailment | C&I Curtailment-Turnkey-Water Heating Control | Medium Industrial |  | Winter Morning | % of Load | 1 | 2029 | 65535
| High | C&I Curtailment | C&I Curtailment-Turnkey-Water Heating Control | Medium Industrial |  | Winter Morning | % of Load | 0 | 2029 | 65535
| High | C&I Curtailment | C&I Curtailment-Turnkey-Other | Medium Industrial |  | Winter Morning | % of Load | 1 | 2029 | 65535
| High | C&I Curtailment | C&I Curtailment-Turnkey-Other | Medium Industrial |  | Winter Morning | % of Load | 0 | 2029 | 65535
| High | C&I Curtailment | DLC-Switch-Water Heating | Medium Industrial |  | Winter Evening | % of Load | 1 | 2029 | 65535
| High | C&I Curtailment | DLC-Switch-Water Heating | Medium Industrial |  | Winter Evening | % of Load | 0 | 2029 | 65535
| High | C&I Curtailment | DLC-BYOD-Water Heating | Medium Industrial |  | Winter Evening | % of Load | 1 | 2029 | 65535
| High | C&I Curtailment | DLC-BYOD-Water Heating | Medium Industrial |  | Winter Evening | % of Load | 0 | 2029 | 65535
| High | C&I Curtailment | DLC-Thermostat-DI-Central Heat Pump | Medium Industrial |  | Winter Evening | % of Load | 1 | 2029 | 65535
| High | C&I Curtailment | DLC-Thermostat-DI-Central Heat Pump | Medium Industrial |  | Winter Evening | % of Load | 0 | 2029 | 65535
| High | C&I Curtailment | DLC-Thermostat-BYOT-Central Heat Pump | Medium Industrial |  | Winter Evening | % of Load | 1 | 2029 | 65535
| High | C&I Curtailment | DLC-Thermostat-BYOT-Central Heat Pump | Medium Industrial |  | Winter Evening | % of Load | 0 | 2029 | 65535
| High | C&I Curtailment | DLC-Thermostat-HVAC | Medium Industrial |  | Winter Evening | % of Load | 1 | 2029 | 65535
| High | C&I Curtailment | DLC-Thermostat-HVAC | Medium Industrial |  | Winter Evening | % of Load | 0 | 2029 | 65535
| High | C&I Curtailment | DLC-Thermostat-DI-Baseboard Heating | Medium Industrial |  | Winter Evening | % of Load | 1 | 2029 | 65535
| High | C&I Curtailment | DLC-Thermostat-DI-Baseboard Heating | Medium Industrial |  | Winter Evening | % of Load | 0 | 2029 | 65535
| High | C&I Curtailment | DLC-Thermostat-BYOT-Baseboard Heating | Medium Industrial |  | Winter Evening | % of Load | 1 | 2029 | 65535
| High | C&I Curtailment | DLC-Thermostat-BYOT-Baseboard Heating | Medium Industrial |  | Winter Evening | % of Load | 0 | 2029 | 65535
| High | C&I Curtailment | DLC-Thermostat-DI-MSHP | Medium Industrial |  | Winter Evening | % of Load | 1 | 2029 | 65535
| High | C&I Curtailment | DLC-Thermostat-DI-MSHP | Medium Industrial |  | Winter Evening | % of Load | 0 | 2029 | 65535
| High | C&I Curtailment | DLC-Thermostat-BYOT-MSHP | Medium Industrial |  | Winter Evening | % of Load | 1 | 2029 | 65535
| High | C&I Curtailment | DLC-Thermostat-BYOT-MSHP | Medium Industrial |  | Winter Evening | % of Load | 0 | 2029 | 65535
| High | C&I Curtailment | C&I Curtailment-Turnkey-Manual HVAC Control | Medium Industrial |  | Winter Evening | % of Load | 1 | 2029 | 65535
| High | C&I Curtailment | C&I Curtailment-Turnkey-Manual HVAC Control | Medium Industrial |  | Winter Evening | % of Load | 0 | 2029 | 65535
| High | C&I Curtailment | C&I Curtailment-Turnkey-Auto-DR HVAC Control | Medium Industrial |  | Winter Evening | % of Load | 1 | 2029 | 65535
| High | C&I Curtailment | C&I Curtailment-Turnkey-Auto-DR HVAC Control | Medium Industrial |  | Winter Evening | % of Load | 0 | 2029 | 65535
| High | C&I Curtailment | C&I Curtailment-Turnkey-Standard Lighting Control | Medium Industrial |  | Winter Evening | % of Load | 1 | 2029 | 65535
| High | C&I Curtailment | C&I Curtailment-Turnkey-Standard Lighting Control | Medium Industrial |  | Winter Evening | % of Load | 0 | 2029 | 65535
| High | C&I Curtailment | C&I Curtailment-Turnkey-Advanced Lighting Control | Medium Industrial |  | Winter Evening | % of Load | 1 | 2029 | 65535
| High | C&I Curtailment | C&I Curtailment-Turnkey-Advanced Lighting Control | Medium Industrial |  | Winter Evening | % of Load | 0 | 2029 | 65535
| High | C&I Curtailment | C&I Curtailment-Turnkey-Water Heating Control | Medium Industrial |  | Winter Evening | % of Load | 1 | 2029 | 65535
| High | C&I Curtailment | C&I Curtailment-Turnkey-Water Heating Control | Medium Industrial |  | Winter Evening | % of Load | 0 | 2029 | 65535
| High | C&I Curtailment | C&I Curtailment-Turnkey-Other | Medium Industrial |  | Winter Evening | % of Load | 1 | 2029 | 65535
| High | C&I Curtailment | C&I Curtailment-Turnkey-Other | Medium Industrial |  | Winter Evening | % of Load | 0 | 2029 | 65535
| High | C&I Curtailment | C&I Curtailment-Turnkey-Manual HVAC Control | Large Industrial |  | Winter Morning | % of Load | 1 | 2029 | 65535
| High | C&I Curtailment | C&I Curtailment-Turnkey-Manual HVAC Control | Large Industrial |  | Winter Morning | % of Load | 0 | 2029 | 65535
| High | C&I Curtailment | C&I Curtailment-Turnkey-Auto-DR HVAC Control | Large Industrial |  | Winter Morning | % of Load | 1 | 2029 | 65535
| High | C&I Curtailment | C&I Curtailment-Turnkey-Auto-DR HVAC Control | Large Industrial |  | Winter Morning | % of Load | 0 | 2029 | 65535
| High | C&I Curtailment | C&I Curtailment-Turnkey-Standard Lighting Control | Large Industrial |  | Winter Morning | % of Load | 1 | 2029 | 65535
| High | C&I Curtailment | C&I Curtailment-Turnkey-Standard Lighting Control | Large Industrial |  | Winter Morning | % of Load | 0 | 2029 | 65535
| High | C&I Curtailment | C&I Curtailment-Turnkey-Water Heating Control | Large Industrial |  | Winter Morning | % of Load | 1 | 2029 | 65535
| High | C&I Curtailment | C&I Curtailment-Turnkey-Water Heating Control | Large Industrial |  | Winter Morning | % of Load | 0 | 2029 | 65535
| High | C&I Curtailment | C&I Curtailment-Turnkey-Other | Large Industrial |  | Winter Morning | % of Load | 1 | 2029 | 65535
| High | C&I Curtailment | C&I Curtailment-Turnkey-Other | Large Industrial |  | Winter Morning | % of Load | 0 | 2029 | 65535
| High | C&I Curtailment | C&I Curtailment-Turnkey-Industrial | Large Industrial |  | Winter Morning | % of Load | 1 | 2029 | 65535
| High | C&I Curtailment | C&I Curtailment-Turnkey-Industrial | Large Industrial |  | Winter Morning | % of Load | 0 | 2029 | 65535
| High | C&I Curtailment | C&I Curtailment-Turnkey-Manual HVAC Control | Large Industrial |  | Winter Evening | % of Load | 1 | 2029 | 65535
| High | C&I Curtailment | C&I Curtailment-Turnkey-Manual HVAC Control | Large Industrial |  | Winter Evening | % of Load | 0 | 2029 | 65535
| High | C&I Curtailment | C&I Curtailment-Turnkey-Auto-DR HVAC Control | Large Industrial |  | Winter Evening | % of Load | 1 | 2029 | 65535
| High | C&I Curtailment | C&I Curtailment-Turnkey-Auto-DR HVAC Control | Large Industrial |  | Winter Evening | % of Load | 0 | 2029 | 65535
| High | C&I Curtailment | C&I Curtailment-Turnkey-Standard Lighting Control | Large Industrial |  | Winter Evening | % of Load | 1 | 2029 | 65535
| High | C&I Curtailment | C&I Curtailment-Turnkey-Standard Lighting Control | Large Industrial |  | Winter Evening | % of Load | 0 | 2029 | 65535
| High | C&I Curtailment | C&I Curtailment-Turnkey-Water Heating Control | Large Industrial |  | Winter Evening | % of Load | 1 | 2029 | 65535
| High | C&I Curtailment | C&I Curtailment-Turnkey-Water Heating Control | Large Industrial |  | Winter Evening | % of Load | 0 | 2029 | 65535
| High | C&I Curtailment | C&I Curtailment-Turnkey-Other | Large Industrial |  | Winter Evening | % of Load | 1 | 2029 | 65535
| High | C&I Curtailment | C&I Curtailment-Turnkey-Other | Large Industrial |  | Winter Evening | % of Load | 0 | 2029 | 65535
| High | C&I Curtailment | C&I Curtailment-Turnkey-Industrial | Large Industrial |  | Winter Evening | % of Load | 1 | 2029 | 65535
| High | C&I Curtailment | C&I Curtailment-Turnkey-Industrial | Large Industrial |  | Winter Evening | % of Load | 0 | 2029 | 65535
| High | Dynamic Pricing | DLC-Switch-Water Heating | Small General |  | Winter Morning | % of Load | 1 | 2029 | 65535
| High | Dynamic Pricing | DLC-Switch-Water Heating | Small General |  | Winter Morning | % of Load | 0 | 2029 | 65535
| High | Dynamic Pricing | DLC-BYOD-Water Heating | Small General |  | Winter Morning | % of Load | 1 | 2029 | 65535
| High | Dynamic Pricing | DLC-BYOD-Water Heating | Small General |  | Winter Morning | % of Load | 0 | 2029 | 65535
| High | Dynamic Pricing | DLC-Thermostat-DI-Central Heat Pump | Small General |  | Winter Morning | % of Load | 1 | 2029 | 65535
| High | Dynamic Pricing | DLC-Thermostat-DI-Central Heat Pump | Small General |  | Winter Morning | % of Load | 0 | 2029 | 65535
| High | Dynamic Pricing | DLC-Thermostat-BYOT-Central Heat Pump | Small General |  | Winter Morning | % of Load | 1 | 2029 | 65535
| High | Dynamic Pricing | DLC-Thermostat-BYOT-Central Heat Pump | Small General |  | Winter Morning | % of Load | 0 | 2029 | 65535
| High | Dynamic Pricing | DLC-Thermostat-HVAC | Small General |  | Winter Morning | % of Load | 1 | 2029 | 65535
| High | Dynamic Pricing | DLC-Thermostat-HVAC | Small General |  | Winter Morning | % of Load | 0 | 2029 | 65535
| High | Dynamic Pricing | DLC-Thermostat-DI-Baseboard Heating | Small General |  | Winter Morning | % of Load | 1 | 2029 | 65535
| High | Dynamic Pricing | DLC-Thermostat-DI-Baseboard Heating | Small General |  | Winter Morning | % of Load | 0 | 2029 | 65535
| High | Dynamic Pricing | DLC-Thermostat-BYOT-Baseboard Heating | Small General |  | Winter Morning | % of Load | 1 | 2029 | 65535
| High | Dynamic Pricing | DLC-Thermostat-BYOT-Baseboard Heating | Small General |  | Winter Morning | % of Load | 0 | 2029 | 65535
| High | Dynamic Pricing | DLC-Thermostat-DI-MSHP | Small General |  | Winter Morning | % of Load | 1 | 2029 | 65535
| High | Dynamic Pricing | DLC-Thermostat-DI-MSHP | Small General |  | Winter Morning | % of Load | 0 | 2029 | 65535
| High | Dynamic Pricing | DLC-Thermostat-BYOT-MSHP | Small General |  | Winter Morning | % of Load | 1 | 2029 | 65535
| High | Dynamic Pricing | DLC-Thermostat-BYOT-MSHP | Small General |  | Winter Morning | % of Load | 0 | 2029 | 65535
| High | Dynamic Pricing | C&I Curtailment-Turnkey-Manual HVAC Control | Small General |  | Winter Morning | % of Load | 1 | 2029 | 65535
| High | Dynamic Pricing | C&I Curtailment-Turnkey-Manual HVAC Control | Small General |  | Winter Morning | % of Load | 0 | 2029 | 65535
| High | Dynamic Pricing | C&I Curtailment-Turnkey-Auto-DR HVAC Control | Small General |  | Winter Morning | % of Load | 1 | 2029 | 65535
| High | Dynamic Pricing | C&I Curtailment-Turnkey-Auto-DR HVAC Control | Small General |  | Winter Morning | % of Load | 0 | 2029 | 65535
| High | Dynamic Pricing | C&I Curtailment-Turnkey-Standard Lighting Control | Small General |  | Winter Morning | % of Load | 1 | 2029 | 65535
| High | Dynamic Pricing | C&I Curtailment-Turnkey-Standard Lighting Control | Small General |  | Winter Morning | % of Load | 0 | 2029 | 65535
| High | Dynamic Pricing | C&I Curtailment-Turnkey-Advanced Lighting Control | Small General |  | Winter Morning | % of Load | 1 | 2029 | 65535
| High | Dynamic Pricing | C&I Curtailment-Turnkey-Advanced Lighting Control | Small General |  | Winter Morning | % of Load | 0 | 2029 | 65535
| High | Dynamic Pricing | C&I Curtailment-Turnkey-Water Heating Control | Small General |  | Winter Morning | % of Load | 1 | 2029 | 65535
| High | Dynamic Pricing | C&I Curtailment-Turnkey-Water Heating Control | Small General |  | Winter Morning | % of Load | 0 | 2029 | 65535
| High | Dynamic Pricing | C&I Curtailment-Turnkey-Other | Small General |  | Winter Morning | % of Load | 1 | 2029 | 65535
| High | Dynamic Pricing | C&I Curtailment-Turnkey-Other | Small General |  | Winter Morning | % of Load | 0 | 2029 | 65535
| High | Dynamic Pricing | Dynamic Pricing with enabling tech. | Small General |  | Winter Morning | % of Load | 1 | 2029 | 65535
| High | Dynamic Pricing | Dynamic Pricing with enabling tech. | Small General |  | Winter Morning | % of Load | 0 | 2029 | 65535
| High | Dynamic Pricing | Dynamic Pricing w/o enabling tech. | Small General |  | Winter Morning | % of Load | 1 | 2029 | 65535
| High | Dynamic Pricing | Dynamic Pricing w/o enabling tech. | Small General |  | Winter Morning | % of Load | 0 | 2029 | 65535
| High | Dynamic Pricing | DLC-Switch-Water Heating | Small General |  | Winter Evening | % of Load | 1 | 2029 | 65535
| High | Dynamic Pricing | DLC-Switch-Water Heating | Small General |  | Winter Evening | % of Load | 0 | 2029 | 65535
| High | Dynamic Pricing | DLC-BYOD-Water Heating | Small General |  | Winter Evening | % of Load | 1 | 2029 | 65535
| High | Dynamic Pricing | DLC-BYOD-Water Heating | Small General |  | Winter Evening | % of Load | 0 | 2029 | 65535
| High | Dynamic Pricing | DLC-Thermostat-DI-Central Heat Pump | Small General |  | Winter Evening | % of Load | 1 | 2029 | 65535
| High | Dynamic Pricing | DLC-Thermostat-DI-Central Heat Pump | Small General |  | Winter Evening | % of Load | 0 | 2029 | 65535
| High | Dynamic Pricing | DLC-Thermostat-BYOT-Central Heat Pump | Small General |  | Winter Evening | % of Load | 1 | 2029 | 65535
| High | Dynamic Pricing | DLC-Thermostat-BYOT-Central Heat Pump | Small General |  | Winter Evening | % of Load | 0 | 2029 | 65535
| High | Dynamic Pricing | DLC-Thermostat-HVAC | Small General |  | Winter Evening | % of Load | 1 | 2029 | 65535
| High | Dynamic Pricing | DLC-Thermostat-HVAC | Small General |  | Winter Evening | % of Load | 0 | 2029 | 65535
| High | Dynamic Pricing | DLC-Thermostat-DI-Baseboard Heating | Small General |  | Winter Evening | % of Load | 1 | 2029 | 65535
| High | Dynamic Pricing | DLC-Thermostat-DI-Baseboard Heating | Small General |  | Winter Evening | % of Load | 0 | 2029 | 65535
| High | Dynamic Pricing | DLC-Thermostat-BYOT-Baseboard Heating | Small General |  | Winter Evening | % of Load | 1 | 2029 | 65535
| High | Dynamic Pricing | DLC-Thermostat-BYOT-Baseboard Heating | Small General |  | Winter Evening | % of Load | 0 | 2029 | 65535
| High | Dynamic Pricing | DLC-Thermostat-DI-MSHP | Small General |  | Winter Evening | % of Load | 1 | 2029 | 65535
| High | Dynamic Pricing | DLC-Thermostat-DI-MSHP | Small General |  | Winter Evening | % of Load | 0 | 2029 | 65535
| High | Dynamic Pricing | DLC-Thermostat-BYOT-MSHP | Small General |  | Winter Evening | % of Load | 1 | 2029 | 65535
| High | Dynamic Pricing | DLC-Thermostat-BYOT-MSHP | Small General |  | Winter Evening | % of Load | 0 | 2029 | 65535
| High | Dynamic Pricing | C&I Curtailment-Turnkey-Manual HVAC Control | Small General |  | Winter Evening | % of Load | 1 | 2029 | 65535
| High | Dynamic Pricing | C&I Curtailment-Turnkey-Manual HVAC Control | Small General |  | Winter Evening | % of Load | 0 | 2029 | 65535
| High | Dynamic Pricing | C&I Curtailment-Turnkey-Auto-DR HVAC Control | Small General |  | Winter Evening | % of Load | 1 | 2029 | 65535
| High | Dynamic Pricing | C&I Curtailment-Turnkey-Auto-DR HVAC Control | Small General |  | Winter Evening | % of Load | 0 | 2029 | 65535
| High | Dynamic Pricing | C&I Curtailment-Turnkey-Standard Lighting Control | Small General |  | Winter Evening | % of Load | 1 | 2029 | 65535
| High | Dynamic Pricing | C&I Curtailment-Turnkey-Standard Lighting Control | Small General |  | Winter Evening | % of Load | 0 | 2029 | 65535
| High | Dynamic Pricing | C&I Curtailment-Turnkey-Advanced Lighting Control | Small General |  | Winter Evening | % of Load | 1 | 2029 | 65535
| High | Dynamic Pricing | C&I Curtailment-Turnkey-Advanced Lighting Control | Small General |  | Winter Evening | % of Load | 0 | 2029 | 65535
| High | Dynamic Pricing | C&I Curtailment-Turnkey-Water Heating Control | Small General |  | Winter Evening | % of Load | 1 | 2029 | 65535
| High | Dynamic Pricing | C&I Curtailment-Turnkey-Water Heating Control | Small General |  | Winter Evening | % of Load | 0 | 2029 | 65535
| High | Dynamic Pricing | C&I Curtailment-Turnkey-Other | Small General |  | Winter Evening | % of Load | 1 | 2029 | 65535
| High | Dynamic Pricing | C&I Curtailment-Turnkey-Other | Small General |  | Winter Evening | % of Load | 0 | 2029 | 65535
| High | Dynamic Pricing | Dynamic Pricing with enabling tech. | Small General |  | Winter Evening | % of Load | 1 | 2029 | 65535
| High | Dynamic Pricing | Dynamic Pricing with enabling tech. | Small General |  | Winter Evening | % of Load | 0 | 2029 | 65535
| High | Dynamic Pricing | Dynamic Pricing w/o enabling tech. | Small General |  | Winter Evening | % of Load | 1 | 2029 | 65535
| High | Dynamic Pricing | Dynamic Pricing w/o enabling tech. | Small General |  | Winter Evening | % of Load | 0 | 2029 | 65535
| High | Dynamic Pricing | DLC-Switch-Water Heating | General |  | Winter Morning | % of Load | 1 | 2029 | 65535
| High | Dynamic Pricing | DLC-Switch-Water Heating | General |  | Winter Morning | % of Load | 0 | 2029 | 65535
| High | Dynamic Pricing | DLC-BYOD-Water Heating | General |  | Winter Morning | % of Load | 1 | 2029 | 65535
| High | Dynamic Pricing | DLC-BYOD-Water Heating | General |  | Winter Morning | % of Load | 0 | 2029 | 65535
| High | Dynamic Pricing | DLC-Thermostat-DI-Central Heat Pump | General |  | Winter Morning | % of Load | 1 | 2029 | 65535
| High | Dynamic Pricing | DLC-Thermostat-DI-Central Heat Pump | General |  | Winter Morning | % of Load | 0 | 2029 | 65535
| High | Dynamic Pricing | DLC-Thermostat-BYOT-Central Heat Pump | General |  | Winter Morning | % of Load | 1 | 2029 | 65535
| High | Dynamic Pricing | DLC-Thermostat-BYOT-Central Heat Pump | General |  | Winter Morning | % of Load | 0 | 2029 | 65535
| High | Dynamic Pricing | DLC-Thermostat-HVAC | General |  | Winter Morning | % of Load | 1 | 2029 | 65535
| High | Dynamic Pricing | DLC-Thermostat-HVAC | General |  | Winter Morning | % of Load | 0 | 2029 | 65535
| High | Dynamic Pricing | DLC-Thermostat-DI-Baseboard Heating | General |  | Winter Morning | % of Load | 1 | 2029 | 65535
| High | Dynamic Pricing | DLC-Thermostat-DI-Baseboard Heating | General |  | Winter Morning | % of Load | 0 | 2029 | 65535
| High | Dynamic Pricing | DLC-Thermostat-BYOT-Baseboard Heating | General |  | Winter Morning | % of Load | 1 | 2029 | 65535
| High | Dynamic Pricing | DLC-Thermostat-BYOT-Baseboard Heating | General |  | Winter Morning | % of Load | 0 | 2029 | 65535
| High | Dynamic Pricing | DLC-Thermostat-DI-MSHP | General |  | Winter Morning | % of Load | 1 | 2029 | 65535
| High | Dynamic Pricing | DLC-Thermostat-DI-MSHP | General |  | Winter Morning | % of Load | 0 | 2029 | 65535
| High | Dynamic Pricing | DLC-Thermostat-BYOT-MSHP | General |  | Winter Morning | % of Load | 1 | 2029 | 65535
| High | Dynamic Pricing | DLC-Thermostat-BYOT-MSHP | General |  | Winter Morning | % of Load | 0 | 2029 | 65535
| High | Dynamic Pricing | C&I Curtailment-Turnkey-Manual HVAC Control | General |  | Winter Morning | % of Load | 1 | 2029 | 65535
| High | Dynamic Pricing | C&I Curtailment-Turnkey-Manual HVAC Control | General |  | Winter Morning | % of Load | 0 | 2029 | 65535
| High | Dynamic Pricing | C&I Curtailment-Turnkey-Auto-DR HVAC Control | General |  | Winter Morning | % of Load | 1 | 2029 | 65535
| High | Dynamic Pricing | C&I Curtailment-Turnkey-Auto-DR HVAC Control | General |  | Winter Morning | % of Load | 0 | 2029 | 65535
| High | Dynamic Pricing | C&I Curtailment-Turnkey-Standard Lighting Control | General |  | Winter Morning | % of Load | 1 | 2029 | 65535
| High | Dynamic Pricing | C&I Curtailment-Turnkey-Standard Lighting Control | General |  | Winter Morning | % of Load | 0 | 2029 | 65535
| High | Dynamic Pricing | C&I Curtailment-Turnkey-Advanced Lighting Control | General |  | Winter Morning | % of Load | 1 | 2029 | 65535
| High | Dynamic Pricing | C&I Curtailment-Turnkey-Advanced Lighting Control | General |  | Winter Morning | % of Load | 0 | 2029 | 65535
| High | Dynamic Pricing | C&I Curtailment-Turnkey-Water Heating Control | General |  | Winter Morning | % of Load | 1 | 2029 | 65535
| High | Dynamic Pricing | C&I Curtailment-Turnkey-Water Heating Control | General |  | Winter Morning | % of Load | 0 | 2029 | 65535
| High | Dynamic Pricing | C&I Curtailment-Turnkey-Other | General |  | Winter Morning | % of Load | 1 | 2029 | 65535
| High | Dynamic Pricing | C&I Curtailment-Turnkey-Other | General |  | Winter Morning | % of Load | 0 | 2029 | 65535
| High | Dynamic Pricing | Dynamic Pricing with enabling tech. | General |  | Winter Morning | % of Load | 1 | 2029 | 65535
| High | Dynamic Pricing | Dynamic Pricing with enabling tech. | General |  | Winter Morning | % of Load | 0 | 2029 | 65535
| High | Dynamic Pricing | Dynamic Pricing w/o enabling tech. | General |  | Winter Morning | % of Load | 1 | 2029 | 65535
| High | Dynamic Pricing | Dynamic Pricing w/o enabling tech. | General |  | Winter Morning | % of Load | 0 | 2029 | 65535
| High | Dynamic Pricing | DLC-Switch-Water Heating | General |  | Winter Evening | % of Load | 1 | 2029 | 65535
| High | Dynamic Pricing | DLC-Switch-Water Heating | General |  | Winter Evening | % of Load | 0 | 2029 | 65535
| High | Dynamic Pricing | DLC-BYOD-Water Heating | General |  | Winter Evening | % of Load | 1 | 2029 | 65535
| High | Dynamic Pricing | DLC-BYOD-Water Heating | General |  | Winter Evening | % of Load | 0 | 2029 | 65535
| High | Dynamic Pricing | DLC-Thermostat-DI-Central Heat Pump | General |  | Winter Evening | % of Load | 1 | 2029 | 65535
| High | Dynamic Pricing | DLC-Thermostat-DI-Central Heat Pump | General |  | Winter Evening | % of Load | 0 | 2029 | 65535
| High | Dynamic Pricing | DLC-Thermostat-BYOT-Central Heat Pump | General |  | Winter Evening | % of Load | 1 | 2029 | 65535
| High | Dynamic Pricing | DLC-Thermostat-BYOT-Central Heat Pump | General |  | Winter Evening | % of Load | 0 | 2029 | 65535
| High | Dynamic Pricing | DLC-Thermostat-HVAC | General |  | Winter Evening | % of Load | 1 | 2029 | 65535
| High | Dynamic Pricing | DLC-Thermostat-HVAC | General |  | Winter Evening | % of Load | 0 | 2029 | 65535
| High | Dynamic Pricing | DLC-Thermostat-DI-Baseboard Heating | General |  | Winter Evening | % of Load | 1 | 2029 | 65535
| High | Dynamic Pricing | DLC-Thermostat-DI-Baseboard Heating | General |  | Winter Evening | % of Load | 0 | 2029 | 65535
| High | Dynamic Pricing | DLC-Thermostat-BYOT-Baseboard Heating | General |  | Winter Evening | % of Load | 1 | 2029 | 65535
| High | Dynamic Pricing | DLC-Thermostat-BYOT-Baseboard Heating | General |  | Winter Evening | % of Load | 0 | 2029 | 65535
| High | Dynamic Pricing | DLC-Thermostat-DI-MSHP | General |  | Winter Evening | % of Load | 1 | 2029 | 65535
| High | Dynamic Pricing | DLC-Thermostat-DI-MSHP | General |  | Winter Evening | % of Load | 0 | 2029 | 65535
| High | Dynamic Pricing | DLC-Thermostat-BYOT-MSHP | General |  | Winter Evening | % of Load | 1 | 2029 | 65535
| High | Dynamic Pricing | DLC-Thermostat-BYOT-MSHP | General |  | Winter Evening | % of Load | 0 | 2029 | 65535
| High | Dynamic Pricing | C&I Curtailment-Turnkey-Manual HVAC Control | General |  | Winter Evening | % of Load | 1 | 2029 | 65535
| High | Dynamic Pricing | C&I Curtailment-Turnkey-Manual HVAC Control | General |  | Winter Evening | % of Load | 0 | 2029 | 65535
| High | Dynamic Pricing | C&I Curtailment-Turnkey-Auto-DR HVAC Control | General |  | Winter Evening | % of Load | 1 | 2029 | 65535
| High | Dynamic Pricing | C&I Curtailment-Turnkey-Auto-DR HVAC Control | General |  | Winter Evening | % of Load | 0 | 2029 | 65535
| High | Dynamic Pricing | C&I Curtailment-Turnkey-Standard Lighting Control | General |  | Winter Evening | % of Load | 1 | 2029 | 65535
| High | Dynamic Pricing | C&I Curtailment-Turnkey-Standard Lighting Control | General |  | Winter Evening | % of Load | 0 | 2029 | 65535
| High | Dynamic Pricing | C&I Curtailment-Turnkey-Advanced Lighting Control | General |  | Winter Evening | % of Load | 1 | 2029 | 65535
| High | Dynamic Pricing | C&I Curtailment-Turnkey-Advanced Lighting Control | General |  | Winter Evening | % of Load | 0 | 2029 | 65535
| High | Dynamic Pricing | C&I Curtailment-Turnkey-Water Heating Control | General |  | Winter Evening | % of Load | 1 | 2029 | 65535
| High | Dynamic Pricing | C&I Curtailment-Turnkey-Water Heating Control | General |  | Winter Evening | % of Load | 0 | 2029 | 65535
| High | Dynamic Pricing | C&I Curtailment-Turnkey-Other | General |  | Winter Evening | % of Load | 1 | 2029 | 65535
| High | Dynamic Pricing | C&I Curtailment-Turnkey-Other | General |  | Winter Evening | % of Load | 0 | 2029 | 65535
| High | Dynamic Pricing | Dynamic Pricing with enabling tech. | General |  | Winter Evening | % of Load | 1 | 2029 | 65535
| High | Dynamic Pricing | Dynamic Pricing with enabling tech. | General |  | Winter Evening | % of Load | 0 | 2029 | 65535
| High | Dynamic Pricing | Dynamic Pricing w/o enabling tech. | General |  | Winter Evening | % of Load | 1 | 2029 | 65535
| High | Dynamic Pricing | Dynamic Pricing w/o enabling tech. | General |  | Winter Evening | % of Load | 0 | 2029 | 65535
| High | Dynamic Pricing | Dynamic Pricing with enabling tech. | Large General |  | Winter Morning | % of Load | 1 | 2029 | 65535
| High | Dynamic Pricing | Dynamic Pricing with enabling tech. | Large General |  | Winter Morning | % of Load | 0 | 2029 | 65535
| High | Dynamic Pricing | Dynamic Pricing w/o enabling tech. | Large General |  | Winter Morning | % of Load | 1 | 2029 | 65535
| High | Dynamic Pricing | Dynamic Pricing w/o enabling tech. | Large General |  | Winter Morning | % of Load | 0 | 2029 | 65535
| High | Dynamic Pricing | Dynamic Pricing with enabling tech. | Large General |  | Winter Evening | % of Load | 1 | 2029 | 65535
| High | Dynamic Pricing | Dynamic Pricing with enabling tech. | Large General |  | Winter Evening | % of Load | 0 | 2029 | 65535
| High | Dynamic Pricing | Dynamic Pricing w/o enabling tech. | Large General |  | Winter Evening | % of Load | 1 | 2029 | 65535
| High | Dynamic Pricing | Dynamic Pricing w/o enabling tech. | Large General |  | Winter Evening | % of Load | 0 | 2029 | 65535
| High | Dynamic Pricing | DLC-Switch-Water Heating | Small Industrial |  | Winter Morning | % of Load | 1 | 2029 | 65535
| High | Dynamic Pricing | DLC-Switch-Water Heating | Small Industrial |  | Winter Morning | % of Load | 0 | 2029 | 65535
| High | Dynamic Pricing | DLC-BYOD-Water Heating | Small Industrial |  | Winter Morning | % of Load | 1 | 2029 | 65535
| High | Dynamic Pricing | DLC-BYOD-Water Heating | Small Industrial |  | Winter Morning | % of Load | 0 | 2029 | 65535
| High | Dynamic Pricing | DLC-Thermostat-DI-Central Heat Pump | Small Industrial |  | Winter Morning | % of Load | 1 | 2029 | 65535
| High | Dynamic Pricing | DLC-Thermostat-DI-Central Heat Pump | Small Industrial |  | Winter Morning | % of Load | 0 | 2029 | 65535
| High | Dynamic Pricing | DLC-Thermostat-BYOT-Central Heat Pump | Small Industrial |  | Winter Morning | % of Load | 1 | 2029 | 65535
| High | Dynamic Pricing | DLC-Thermostat-BYOT-Central Heat Pump | Small Industrial |  | Winter Morning | % of Load | 0 | 2029 | 65535
| High | Dynamic Pricing | DLC-Thermostat-HVAC | Small Industrial |  | Winter Morning | % of Load | 1 | 2029 | 65535
| High | Dynamic Pricing | DLC-Thermostat-HVAC | Small Industrial |  | Winter Morning | % of Load | 0 | 2029 | 65535
| High | Dynamic Pricing | DLC-Thermostat-DI-Baseboard Heating | Small Industrial |  | Winter Morning | % of Load | 1 | 2029 | 65535
| High | Dynamic Pricing | DLC-Thermostat-DI-Baseboard Heating | Small Industrial |  | Winter Morning | % of Load | 0 | 2029 | 65535
| High | Dynamic Pricing | DLC-Thermostat-BYOT-Baseboard Heating | Small Industrial |  | Winter Morning | % of Load | 1 | 2029 | 65535
| High | Dynamic Pricing | DLC-Thermostat-BYOT-Baseboard Heating | Small Industrial |  | Winter Morning | % of Load | 0 | 2029 | 65535
| High | Dynamic Pricing | DLC-Thermostat-DI-MSHP | Small Industrial |  | Winter Morning | % of Load | 1 | 2029 | 65535
| High | Dynamic Pricing | DLC-Thermostat-DI-MSHP | Small Industrial |  | Winter Morning | % of Load | 0 | 2029 | 65535
| High | Dynamic Pricing | DLC-Thermostat-BYOT-MSHP | Small Industrial |  | Winter Morning | % of Load | 1 | 2029 | 65535
| High | Dynamic Pricing | DLC-Thermostat-BYOT-MSHP | Small Industrial |  | Winter Morning | % of Load | 0 | 2029 | 65535
| High | Dynamic Pricing | C&I Curtailment-Turnkey-Manual HVAC Control | Small Industrial |  | Winter Morning | % of Load | 1 | 2029 | 65535
| High | Dynamic Pricing | C&I Curtailment-Turnkey-Manual HVAC Control | Small Industrial |  | Winter Morning | % of Load | 0 | 2029 | 65535
| High | Dynamic Pricing | C&I Curtailment-Turnkey-Auto-DR HVAC Control | Small Industrial |  | Winter Morning | % of Load | 1 | 2029 | 65535
| High | Dynamic Pricing | C&I Curtailment-Turnkey-Auto-DR HVAC Control | Small Industrial |  | Winter Morning | % of Load | 0 | 2029 | 65535
| High | Dynamic Pricing | C&I Curtailment-Turnkey-Standard Lighting Control | Small Industrial |  | Winter Morning | % of Load | 1 | 2029 | 65535
| High | Dynamic Pricing | C&I Curtailment-Turnkey-Standard Lighting Control | Small Industrial |  | Winter Morning | % of Load | 0 | 2029 | 65535
| High | Dynamic Pricing | C&I Curtailment-Turnkey-Advanced Lighting Control | Small Industrial |  | Winter Morning | % of Load | 1 | 2029 | 65535
| High | Dynamic Pricing | C&I Curtailment-Turnkey-Advanced Lighting Control | Small Industrial |  | Winter Morning | % of Load | 0 | 2029 | 65535
| High | Dynamic Pricing | C&I Curtailment-Turnkey-Water Heating Control | Small Industrial |  | Winter Morning | % of Load | 1 | 2029 | 65535
| High | Dynamic Pricing | C&I Curtailment-Turnkey-Water Heating Control | Small Industrial |  | Winter Morning | % of Load | 0 | 2029 | 65535
| High | Dynamic Pricing | C&I Curtailment-Turnkey-Other | Small Industrial |  | Winter Morning | % of Load | 1 | 2029 | 65535
| High | Dynamic Pricing | C&I Curtailment-Turnkey-Other | Small Industrial |  | Winter Morning | % of Load | 0 | 2029 | 65535
| High | Dynamic Pricing | C&I Curtailment-Turnkey-Industrial | Small Industrial |  | Winter Morning | % of Load | 1 | 2029 | 65535
| High | Dynamic Pricing | C&I Curtailment-Turnkey-Industrial | Small Industrial |  | Winter Morning | % of Load | 0 | 2029 | 65535
| High | Dynamic Pricing | Dynamic Pricing with enabling tech. | Small Industrial |  | Winter Morning | % of Load | 1 | 2029 | 65535
| High | Dynamic Pricing | Dynamic Pricing with enabling tech. | Small Industrial |  | Winter Morning | % of Load | 0 | 2029 | 65535
| High | Dynamic Pricing | Dynamic Pricing w/o enabling tech. | Small Industrial |  | Winter Morning | % of Load | 1 | 2029 | 65535
| High | Dynamic Pricing | Dynamic Pricing w/o enabling tech. | Small Industrial |  | Winter Morning | % of Load | 0 | 2029 | 65535
| High | Dynamic Pricing | DLC-Switch-Water Heating | Small Industrial |  | Winter Evening | % of Load | 1 | 2029 | 65535
| High | Dynamic Pricing | DLC-Switch-Water Heating | Small Industrial |  | Winter Evening | % of Load | 0 | 2029 | 65535
| High | Dynamic Pricing | DLC-BYOD-Water Heating | Small Industrial |  | Winter Evening | % of Load | 1 | 2029 | 65535
| High | Dynamic Pricing | DLC-BYOD-Water Heating | Small Industrial |  | Winter Evening | % of Load | 0 | 2029 | 65535
| High | Dynamic Pricing | DLC-Thermostat-DI-Central Heat Pump | Small Industrial |  | Winter Evening | % of Load | 1 | 2029 | 65535
| High | Dynamic Pricing | DLC-Thermostat-DI-Central Heat Pump | Small Industrial |  | Winter Evening | % of Load | 0 | 2029 | 65535
| High | Dynamic Pricing | DLC-Thermostat-BYOT-Central Heat Pump | Small Industrial |  | Winter Evening | % of Load | 1 | 2029 | 65535
| High | Dynamic Pricing | DLC-Thermostat-BYOT-Central Heat Pump | Small Industrial |  | Winter Evening | % of Load | 0 | 2029 | 65535
| High | Dynamic Pricing | DLC-Thermostat-HVAC | Small Industrial |  | Winter Evening | % of Load | 1 | 2029 | 65535
| High | Dynamic Pricing | DLC-Thermostat-HVAC | Small Industrial |  | Winter Evening | % of Load | 0 | 2029 | 65535
| High | Dynamic Pricing | DLC-Thermostat-DI-Baseboard Heating | Small Industrial |  | Winter Evening | % of Load | 1 | 2029 | 65535
| High | Dynamic Pricing | DLC-Thermostat-DI-Baseboard Heating | Small Industrial |  | Winter Evening | % of Load | 0 | 2029 | 65535
| High | Dynamic Pricing | DLC-Thermostat-BYOT-Baseboard Heating | Small Industrial |  | Winter Evening | % of Load | 1 | 2029 | 65535
| High | Dynamic Pricing | DLC-Thermostat-BYOT-Baseboard Heating | Small Industrial |  | Winter Evening | % of Load | 0 | 2029 | 65535
| High | Dynamic Pricing | DLC-Thermostat-DI-MSHP | Small Industrial |  | Winter Evening | % of Load | 1 | 2029 | 65535
| High | Dynamic Pricing | DLC-Thermostat-DI-MSHP | Small Industrial |  | Winter Evening | % of Load | 0 | 2029 | 65535
| High | Dynamic Pricing | DLC-Thermostat-BYOT-MSHP | Small Industrial |  | Winter Evening | % of Load | 1 | 2029 | 65535
| High | Dynamic Pricing | DLC-Thermostat-BYOT-MSHP | Small Industrial |  | Winter Evening | % of Load | 0 | 2029 | 65535
| High | Dynamic Pricing | C&I Curtailment-Turnkey-Manual HVAC Control | Small Industrial |  | Winter Evening | % of Load | 1 | 2029 | 65535
| High | Dynamic Pricing | C&I Curtailment-Turnkey-Manual HVAC Control | Small Industrial |  | Winter Evening | % of Load | 0 | 2029 | 65535
| High | Dynamic Pricing | C&I Curtailment-Turnkey-Auto-DR HVAC Control | Small Industrial |  | Winter Evening | % of Load | 1 | 2029 | 65535
| High | Dynamic Pricing | C&I Curtailment-Turnkey-Auto-DR HVAC Control | Small Industrial |  | Winter Evening | % of Load | 0 | 2029 | 65535
| High | Dynamic Pricing | C&I Curtailment-Turnkey-Standard Lighting Control | Small Industrial |  | Winter Evening | % of Load | 1 | 2029 | 65535
| High | Dynamic Pricing | C&I Curtailment-Turnkey-Standard Lighting Control | Small Industrial |  | Winter Evening | % of Load | 0 | 2029 | 65535
| High | Dynamic Pricing | C&I Curtailment-Turnkey-Advanced Lighting Control | Small Industrial |  | Winter Evening | % of Load | 1 | 2029 | 65535
| High | Dynamic Pricing | C&I Curtailment-Turnkey-Advanced Lighting Control | Small Industrial |  | Winter Evening | % of Load | 0 | 2029 | 65535
| High | Dynamic Pricing | C&I Curtailment-Turnkey-Water Heating Control | Small Industrial |  | Winter Evening | % of Load | 1 | 2029 | 65535
| High | Dynamic Pricing | C&I Curtailment-Turnkey-Water Heating Control | Small Industrial |  | Winter Evening | % of Load | 0 | 2029 | 65535
| High | Dynamic Pricing | C&I Curtailment-Turnkey-Other | Small Industrial |  | Winter Evening | % of Load | 1 | 2029 | 65535
| High | Dynamic Pricing | C&I Curtailment-Turnkey-Other | Small Industrial |  | Winter Evening | % of Load | 0 | 2029 | 65535
| High | Dynamic Pricing | C&I Curtailment-Turnkey-Industrial | Small Industrial |  | Winter Evening | % of Load | 1 | 2029 | 65535
| High | Dynamic Pricing | C&I Curtailment-Turnkey-Industrial | Small Industrial |  | Winter Evening | % of Load | 0 | 2029 | 65535
| High | Dynamic Pricing | Dynamic Pricing with enabling tech. | Small Industrial |  | Winter Evening | % of Load | 1 | 2029 | 65535
| High | Dynamic Pricing | Dynamic Pricing with enabling tech. | Small Industrial |  | Winter Evening | % of Load | 0 | 2029 | 65535
| High | Dynamic Pricing | Dynamic Pricing w/o enabling tech. | Small Industrial |  | Winter Evening | % of Load | 1 | 2029 | 65535
| High | Dynamic Pricing | Dynamic Pricing w/o enabling tech. | Small Industrial |  | Winter Evening | % of Load | 0 | 2029 | 65535
| High | Dynamic Pricing | DLC-Switch-Water Heating | Medium Industrial |  | Winter Morning | % of Load | 1 | 2029 | 65535
| High | Dynamic Pricing | DLC-Switch-Water Heating | Medium Industrial |  | Winter Morning | % of Load | 0 | 2029 | 65535
| High | Dynamic Pricing | DLC-BYOD-Water Heating | Medium Industrial |  | Winter Morning | % of Load | 1 | 2029 | 65535
| High | Dynamic Pricing | DLC-BYOD-Water Heating | Medium Industrial |  | Winter Morning | % of Load | 0 | 2029 | 65535
| High | Dynamic Pricing | DLC-Thermostat-DI-Central Heat Pump | Medium Industrial |  | Winter Morning | % of Load | 1 | 2029 | 65535
| High | Dynamic Pricing | DLC-Thermostat-DI-Central Heat Pump | Medium Industrial |  | Winter Morning | % of Load | 0 | 2029 | 65535
| High | Dynamic Pricing | DLC-Thermostat-BYOT-Central Heat Pump | Medium Industrial |  | Winter Morning | % of Load | 1 | 2029 | 65535
| High | Dynamic Pricing | DLC-Thermostat-BYOT-Central Heat Pump | Medium Industrial |  | Winter Morning | % of Load | 0 | 2029 | 65535
| High | Dynamic Pricing | DLC-Thermostat-HVAC | Medium Industrial |  | Winter Morning | % of Load | 1 | 2029 | 65535
| High | Dynamic Pricing | DLC-Thermostat-HVAC | Medium Industrial |  | Winter Morning | % of Load | 0 | 2029 | 65535
| High | Dynamic Pricing | DLC-Thermostat-DI-Baseboard Heating | Medium Industrial |  | Winter Morning | % of Load | 1 | 2029 | 65535
| High | Dynamic Pricing | DLC-Thermostat-DI-Baseboard Heating | Medium Industrial |  | Winter Morning | % of Load | 0 | 2029 | 65535
| High | Dynamic Pricing | DLC-Thermostat-BYOT-Baseboard Heating | Medium Industrial |  | Winter Morning | % of Load | 1 | 2029 | 65535
| High | Dynamic Pricing | DLC-Thermostat-BYOT-Baseboard Heating | Medium Industrial |  | Winter Morning | % of Load | 0 | 2029 | 65535
| High | Dynamic Pricing | DLC-Thermostat-DI-MSHP | Medium Industrial |  | Winter Morning | % of Load | 1 | 2029 | 65535
| High | Dynamic Pricing | DLC-Thermostat-DI-MSHP | Medium Industrial |  | Winter Morning | % of Load | 0 | 2029 | 65535
| High | Dynamic Pricing | DLC-Thermostat-BYOT-MSHP | Medium Industrial |  | Winter Morning | % of Load | 1 | 2029 | 65535
| High | Dynamic Pricing | DLC-Thermostat-BYOT-MSHP | Medium Industrial |  | Winter Morning | % of Load | 0 | 2029 | 65535
| High | Dynamic Pricing | C&I Curtailment-Turnkey-Manual HVAC Control | Medium Industrial |  | Winter Morning | % of Load | 1 | 2029 | 65535
| High | Dynamic Pricing | C&I Curtailment-Turnkey-Manual HVAC Control | Medium Industrial |  | Winter Morning | % of Load | 0 | 2029 | 65535
| High | Dynamic Pricing | C&I Curtailment-Turnkey-Auto-DR HVAC Control | Medium Industrial |  | Winter Morning | % of Load | 1 | 2029 | 65535
| High | Dynamic Pricing | C&I Curtailment-Turnkey-Auto-DR HVAC Control | Medium Industrial |  | Winter Morning | % of Load | 0 | 2029 | 65535
| High | Dynamic Pricing | C&I Curtailment-Turnkey-Standard Lighting Control | Medium Industrial |  | Winter Morning | % of Load | 1 | 2029 | 65535
| High | Dynamic Pricing | C&I Curtailment-Turnkey-Standard Lighting Control | Medium Industrial |  | Winter Morning | % of Load | 0 | 2029 | 65535
| High | Dynamic Pricing | C&I Curtailment-Turnkey-Advanced Lighting Control | Medium Industrial |  | Winter Morning | % of Load | 1 | 2029 | 65535
| High | Dynamic Pricing | C&I Curtailment-Turnkey-Advanced Lighting Control | Medium Industrial |  | Winter Morning | % of Load | 0 | 2029 | 65535
| High | Dynamic Pricing | C&I Curtailment-Turnkey-Water Heating Control | Medium Industrial |  | Winter Morning | % of Load | 1 | 2029 | 65535
| High | Dynamic Pricing | C&I Curtailment-Turnkey-Water Heating Control | Medium Industrial |  | Winter Morning | % of Load | 0 | 2029 | 65535
| High | Dynamic Pricing | C&I Curtailment-Turnkey-Other | Medium Industrial |  | Winter Morning | % of Load | 1 | 2029 | 65535
| High | Dynamic Pricing | C&I Curtailment-Turnkey-Other | Medium Industrial |  | Winter Morning | % of Load | 0 | 2029 | 65535
| High | Dynamic Pricing | Dynamic Pricing with enabling tech. | Medium Industrial |  | Winter Morning | % of Load | 1 | 2029 | 65535
| High | Dynamic Pricing | Dynamic Pricing with enabling tech. | Medium Industrial |  | Winter Morning | % of Load | 0 | 2029 | 65535
| High | Dynamic Pricing | Dynamic Pricing w/o enabling tech. | Medium Industrial |  | Winter Morning | % of Load | 1 | 2029 | 65535
| High | Dynamic Pricing | Dynamic Pricing w/o enabling tech. | Medium Industrial |  | Winter Morning | % of Load | 0 | 2029 | 65535
| High | Dynamic Pricing | DLC-Switch-Water Heating | Medium Industrial |  | Winter Evening | % of Load | 1 | 2029 | 65535
| High | Dynamic Pricing | DLC-Switch-Water Heating | Medium Industrial |  | Winter Evening | % of Load | 0 | 2029 | 65535
| High | Dynamic Pricing | DLC-BYOD-Water Heating | Medium Industrial |  | Winter Evening | % of Load | 1 | 2029 | 65535
| High | Dynamic Pricing | DLC-BYOD-Water Heating | Medium Industrial |  | Winter Evening | % of Load | 0 | 2029 | 65535
| High | Dynamic Pricing | DLC-Thermostat-DI-Central Heat Pump | Medium Industrial |  | Winter Evening | % of Load | 1 | 2029 | 65535
| High | Dynamic Pricing | DLC-Thermostat-DI-Central Heat Pump | Medium Industrial |  | Winter Evening | % of Load | 0 | 2029 | 65535
| High | Dynamic Pricing | DLC-Thermostat-BYOT-Central Heat Pump | Medium Industrial |  | Winter Evening | % of Load | 1 | 2029 | 65535
| High | Dynamic Pricing | DLC-Thermostat-BYOT-Central Heat Pump | Medium Industrial |  | Winter Evening | % of Load | 0 | 2029 | 65535
| High | Dynamic Pricing | DLC-Thermostat-HVAC | Medium Industrial |  | Winter Evening | % of Load | 1 | 2029 | 65535
| High | Dynamic Pricing | DLC-Thermostat-HVAC | Medium Industrial |  | Winter Evening | % of Load | 0 | 2029 | 65535
| High | Dynamic Pricing | DLC-Thermostat-DI-Baseboard Heating | Medium Industrial |  | Winter Evening | % of Load | 1 | 2029 | 65535
| High | Dynamic Pricing | DLC-Thermostat-DI-Baseboard Heating | Medium Industrial |  | Winter Evening | % of Load | 0 | 2029 | 65535
| High | Dynamic Pricing | DLC-Thermostat-BYOT-Baseboard Heating | Medium Industrial |  | Winter Evening | % of Load | 1 | 2029 | 65535
| High | Dynamic Pricing | DLC-Thermostat-BYOT-Baseboard Heating | Medium Industrial |  | Winter Evening | % of Load | 0 | 2029 | 65535
| High | Dynamic Pricing | DLC-Thermostat-DI-MSHP | Medium Industrial |  | Winter Evening | % of Load | 1 | 2029 | 65535
| High | Dynamic Pricing | DLC-Thermostat-DI-MSHP | Medium Industrial |  | Winter Evening | % of Load | 0 | 2029 | 65535
| High | Dynamic Pricing | DLC-Thermostat-BYOT-MSHP | Medium Industrial |  | Winter Evening | % of Load | 1 | 2029 | 65535
| High | Dynamic Pricing | DLC-Thermostat-BYOT-MSHP | Medium Industrial |  | Winter Evening | % of Load | 0 | 2029 | 65535
| High | Dynamic Pricing | C&I Curtailment-Turnkey-Manual HVAC Control | Medium Industrial |  | Winter Evening | % of Load | 1 | 2029 | 65535
| High | Dynamic Pricing | C&I Curtailment-Turnkey-Manual HVAC Control | Medium Industrial |  | Winter Evening | % of Load | 0 | 2029 | 65535
| High | Dynamic Pricing | C&I Curtailment-Turnkey-Auto-DR HVAC Control | Medium Industrial |  | Winter Evening | % of Load | 1 | 2029 | 65535
| High | Dynamic Pricing | C&I Curtailment-Turnkey-Auto-DR HVAC Control | Medium Industrial |  | Winter Evening | % of Load | 0 | 2029 | 65535
| High | Dynamic Pricing | C&I Curtailment-Turnkey-Standard Lighting Control | Medium Industrial |  | Winter Evening | % of Load | 1 | 2029 | 65535
| High | Dynamic Pricing | C&I Curtailment-Turnkey-Standard Lighting Control | Medium Industrial |  | Winter Evening | % of Load | 0 | 2029 | 65535
| High | Dynamic Pricing | C&I Curtailment-Turnkey-Advanced Lighting Control | Medium Industrial |  | Winter Evening | % of Load | 1 | 2029 | 65535
| High | Dynamic Pricing | C&I Curtailment-Turnkey-Advanced Lighting Control | Medium Industrial |  | Winter Evening | % of Load | 0 | 2029 | 65535
| High | Dynamic Pricing | C&I Curtailment-Turnkey-Water Heating Control | Medium Industrial |  | Winter Evening | % of Load | 1 | 2029 | 65535
| High | Dynamic Pricing | C&I Curtailment-Turnkey-Water Heating Control | Medium Industrial |  | Winter Evening | % of Load | 0 | 2029 | 65535
| High | Dynamic Pricing | C&I Curtailment-Turnkey-Other | Medium Industrial |  | Winter Evening | % of Load | 1 | 2029 | 65535
| High | Dynamic Pricing | C&I Curtailment-Turnkey-Other | Medium Industrial |  | Winter Evening | % of Load | 0 | 2029 | 65535
| High | Dynamic Pricing | Dynamic Pricing with enabling tech. | Medium Industrial |  | Winter Evening | % of Load | 1 | 2029 | 65535
| High | Dynamic Pricing | Dynamic Pricing with enabling tech. | Medium Industrial |  | Winter Evening | % of Load | 0 | 2029 | 65535
| High | Dynamic Pricing | Dynamic Pricing w/o enabling tech. | Medium Industrial |  | Winter Evening | % of Load | 1 | 2029 | 65535
| High | Dynamic Pricing | Dynamic Pricing w/o enabling tech. | Medium Industrial |  | Winter Evening | % of Load | 0 | 2029 | 65535
| High | Dynamic Pricing | Dynamic Pricing with enabling tech. | Large Industrial |  | Winter Morning | % of Load | 1 | 2029 | 65535
| High | Dynamic Pricing | Dynamic Pricing with enabling tech. | Large Industrial |  | Winter Morning | % of Load | 0 | 2029 | 65535
| High | Dynamic Pricing | Dynamic Pricing w/o enabling tech. | Large Industrial |  | Winter Morning | % of Load | 1 | 2029 | 65535
| High | Dynamic Pricing | Dynamic Pricing w/o enabling tech. | Large Industrial |  | Winter Morning | % of Load | 0 | 2029 | 65535
| High | Dynamic Pricing | Dynamic Pricing with enabling tech. | Large Industrial |  | Winter Evening | % of Load | 1 | 2029 | 65535
| High | Dynamic Pricing | Dynamic Pricing with enabling tech. | Large Industrial |  | Winter Evening | % of Load | 0 | 2029 | 65535
| High | Dynamic Pricing | Dynamic Pricing w/o enabling tech. | Large Industrial |  | Winter Evening | % of Load | 1 | 2029 | 65535
| High | Dynamic Pricing | Dynamic Pricing w/o enabling tech. | Large Industrial |  | Winter Evening | % of Load | 0 | 2029 | 65535
| High | Dynamic Pricing | Dynamic Pricing with enabling tech. | Residential Charitable |  | Winter Morning | % of Load | 1 | 2029 | 65535
| High | Dynamic Pricing | Dynamic Pricing with enabling tech. | Residential Charitable |  | Winter Morning | % of Load | 0 | 2029 | 65535
| High | Dynamic Pricing | Dynamic Pricing w/o enabling tech. | Residential Charitable |  | Winter Morning | % of Load | 1 | 2029 | 65535
| High | Dynamic Pricing | Dynamic Pricing w/o enabling tech. | Residential Charitable |  | Winter Morning | % of Load | 0 | 2029 | 65535
| High | Dynamic Pricing | Dynamic Pricing with enabling tech. | Residential Charitable |  | Winter Evening | % of Load | 1 | 2029 | 65535
| High | Dynamic Pricing | Dynamic Pricing with enabling tech. | Residential Charitable |  | Winter Evening | % of Load | 0 | 2029 | 65535
| High | Dynamic Pricing | Dynamic Pricing w/o enabling tech. | Residential Charitable |  | Winter Evening | % of Load | 1 | 2029 | 65535
| High | Dynamic Pricing | Dynamic Pricing w/o enabling tech. | Residential Charitable |  | Winter Evening | % of Load | 0 | 2029 | 65535
| High | BTM Battery Control | DLC-Switch-Water Heating | Small General |  | Winter Morning | % of Load | 1 | 2029 | 65535
| High | BTM Battery Control | DLC-Switch-Water Heating | Small General |  | Winter Morning | % of Load | 0 | 2029 | 65535
| High | BTM Battery Control | DLC-BYOD-Water Heating | Small General |  | Winter Morning | % of Load | 1 | 2029 | 65535
| High | BTM Battery Control | DLC-BYOD-Water Heating | Small General |  | Winter Morning | % of Load | 0 | 2029 | 65535
| High | BTM Battery Control | DLC-Thermostat-DI-Central Heat Pump | Small General |  | Winter Morning | % of Load | 1 | 2029 | 65535
| High | BTM Battery Control | DLC-Thermostat-DI-Central Heat Pump | Small General |  | Winter Morning | % of Load | 0 | 2029 | 65535
| High | BTM Battery Control | DLC-Thermostat-BYOT-Central Heat Pump | Small General |  | Winter Morning | % of Load | 1 | 2029 | 65535
| High | BTM Battery Control | DLC-Thermostat-BYOT-Central Heat Pump | Small General |  | Winter Morning | % of Load | 0 | 2029 | 65535
| High | BTM Battery Control | DLC-Thermostat-HVAC | Small General |  | Winter Morning | % of Load | 1 | 2029 | 65535
| High | BTM Battery Control | DLC-Thermostat-HVAC | Small General |  | Winter Morning | % of Load | 0 | 2029 | 65535
| High | BTM Battery Control | DLC-Thermostat-DI-Baseboard Heating | Small General |  | Winter Morning | % of Load | 1 | 2029 | 65535
| High | BTM Battery Control | DLC-Thermostat-DI-Baseboard Heating | Small General |  | Winter Morning | % of Load | 0 | 2029 | 65535
| High | BTM Battery Control | DLC-Thermostat-BYOT-Baseboard Heating | Small General |  | Winter Morning | % of Load | 1 | 2029 | 65535
| High | BTM Battery Control | DLC-Thermostat-BYOT-Baseboard Heating | Small General |  | Winter Morning | % of Load | 0 | 2029 | 65535
| High | BTM Battery Control | DLC-Thermostat-DI-MSHP | Small General |  | Winter Morning | % of Load | 1 | 2029 | 65535
| High | BTM Battery Control | DLC-Thermostat-DI-MSHP | Small General |  | Winter Morning | % of Load | 0 | 2029 | 65535
| High | BTM Battery Control | DLC-Thermostat-BYOT-MSHP | Small General |  | Winter Morning | % of Load | 1 | 2029 | 65535
| High | BTM Battery Control | DLC-Thermostat-BYOT-MSHP | Small General |  | Winter Morning | % of Load | 0 | 2029 | 65535
| High | BTM Battery Control | C&I Curtailment-Turnkey-Manual HVAC Control | Small General |  | Winter Morning | % of Load | 1 | 2029 | 65535
| High | BTM Battery Control | C&I Curtailment-Turnkey-Manual HVAC Control | Small General |  | Winter Morning | % of Load | 0 | 2029 | 65535
| High | BTM Battery Control | C&I Curtailment-Turnkey-Auto-DR HVAC Control | Small General |  | Winter Morning | % of Load | 1 | 2029 | 65535
| High | BTM Battery Control | C&I Curtailment-Turnkey-Auto-DR HVAC Control | Small General |  | Winter Morning | % of Load | 0 | 2029 | 65535
| High | BTM Battery Control | C&I Curtailment-Turnkey-Standard Lighting Control | Small General |  | Winter Morning | % of Load | 1 | 2029 | 65535
| High | BTM Battery Control | C&I Curtailment-Turnkey-Standard Lighting Control | Small General |  | Winter Morning | % of Load | 0 | 2029 | 65535
| High | BTM Battery Control | C&I Curtailment-Turnkey-Advanced Lighting Control | Small General |  | Winter Morning | % of Load | 1 | 2029 | 65535
| High | BTM Battery Control | C&I Curtailment-Turnkey-Advanced Lighting Control | Small General |  | Winter Morning | % of Load | 0 | 2029 | 65535
| High | BTM Battery Control | C&I Curtailment-Turnkey-Water Heating Control | Small General |  | Winter Morning | % of Load | 1 | 2029 | 65535
| High | BTM Battery Control | C&I Curtailment-Turnkey-Water Heating Control | Small General |  | Winter Morning | % of Load | 0 | 2029 | 65535
| High | BTM Battery Control | C&I Curtailment-Turnkey-Other | Small General |  | Winter Morning | % of Load | 1 | 2029 | 65535
| High | BTM Battery Control | C&I Curtailment-Turnkey-Other | Small General |  | Winter Morning | % of Load | 0 | 2029 | 65535
| High | BTM Battery Control | Dynamic Pricing with enabling tech. | Small General |  | Winter Morning | % of Load | 1 | 2029 | 65535
| High | BTM Battery Control | Dynamic Pricing with enabling tech. | Small General |  | Winter Morning | % of Load | 0 | 2029 | 65535
| High | BTM Battery Control | DLC-Switch-Water Heating | Small General |  | Winter Evening | % of Load | 1 | 2029 | 65535
| High | BTM Battery Control | DLC-Switch-Water Heating | Small General |  | Winter Evening | % of Load | 0 | 2029 | 65535
| High | BTM Battery Control | DLC-BYOD-Water Heating | Small General |  | Winter Evening | % of Load | 1 | 2029 | 65535
| High | BTM Battery Control | DLC-BYOD-Water Heating | Small General |  | Winter Evening | % of Load | 0 | 2029 | 65535
| High | BTM Battery Control | DLC-Thermostat-DI-Central Heat Pump | Small General |  | Winter Evening | % of Load | 1 | 2029 | 65535
| High | BTM Battery Control | DLC-Thermostat-DI-Central Heat Pump | Small General |  | Winter Evening | % of Load | 0 | 2029 | 65535
| High | BTM Battery Control | DLC-Thermostat-BYOT-Central Heat Pump | Small General |  | Winter Evening | % of Load | 1 | 2029 | 65535
| High | BTM Battery Control | DLC-Thermostat-BYOT-Central Heat Pump | Small General |  | Winter Evening | % of Load | 0 | 2029 | 65535
| High | BTM Battery Control | DLC-Thermostat-HVAC | Small General |  | Winter Evening | % of Load | 1 | 2029 | 65535
| High | BTM Battery Control | DLC-Thermostat-HVAC | Small General |  | Winter Evening | % of Load | 0 | 2029 | 65535
| High | BTM Battery Control | DLC-Thermostat-DI-Baseboard Heating | Small General |  | Winter Evening | % of Load | 1 | 2029 | 65535
| High | BTM Battery Control | DLC-Thermostat-DI-Baseboard Heating | Small General |  | Winter Evening | % of Load | 0 | 2029 | 65535
| High | BTM Battery Control | DLC-Thermostat-BYOT-Baseboard Heating | Small General |  | Winter Evening | % of Load | 1 | 2029 | 65535
| High | BTM Battery Control | DLC-Thermostat-BYOT-Baseboard Heating | Small General |  | Winter Evening | % of Load | 0 | 2029 | 65535
| High | BTM Battery Control | DLC-Thermostat-DI-MSHP | Small General |  | Winter Evening | % of Load | 1 | 2029 | 65535
| High | BTM Battery Control | DLC-Thermostat-DI-MSHP | Small General |  | Winter Evening | % of Load | 0 | 2029 | 65535
| High | BTM Battery Control | DLC-Thermostat-BYOT-MSHP | Small General |  | Winter Evening | % of Load | 1 | 2029 | 65535
| High | BTM Battery Control | DLC-Thermostat-BYOT-MSHP | Small General |  | Winter Evening | % of Load | 0 | 2029 | 65535
| High | BTM Battery Control | C&I Curtailment-Turnkey-Manual HVAC Control | Small General |  | Winter Evening | % of Load | 1 | 2029 | 65535
| High | BTM Battery Control | C&I Curtailment-Turnkey-Manual HVAC Control | Small General |  | Winter Evening | % of Load | 0 | 2029 | 65535
| High | BTM Battery Control | C&I Curtailment-Turnkey-Auto-DR HVAC Control | Small General |  | Winter Evening | % of Load | 1 | 2029 | 65535
| High | BTM Battery Control | C&I Curtailment-Turnkey-Auto-DR HVAC Control | Small General |  | Winter Evening | % of Load | 0 | 2029 | 65535
| High | BTM Battery Control | C&I Curtailment-Turnkey-Standard Lighting Control | Small General |  | Winter Evening | % of Load | 1 | 2029 | 65535
| High | BTM Battery Control | C&I Curtailment-Turnkey-Standard Lighting Control | Small General |  | Winter Evening | % of Load | 0 | 2029 | 65535
| High | BTM Battery Control | C&I Curtailment-Turnkey-Advanced Lighting Control | Small General |  | Winter Evening | % of Load | 1 | 2029 | 65535
| High | BTM Battery Control | C&I Curtailment-Turnkey-Advanced Lighting Control | Small General |  | Winter Evening | % of Load | 0 | 2029 | 65535
| High | BTM Battery Control | C&I Curtailment-Turnkey-Water Heating Control | Small General |  | Winter Evening | % of Load | 1 | 2029 | 65535
| High | BTM Battery Control | C&I Curtailment-Turnkey-Water Heating Control | Small General |  | Winter Evening | % of Load | 0 | 2029 | 65535
| High | BTM Battery Control | C&I Curtailment-Turnkey-Other | Small General |  | Winter Evening | % of Load | 1 | 2029 | 65535
| High | BTM Battery Control | C&I Curtailment-Turnkey-Other | Small General |  | Winter Evening | % of Load | 0 | 2029 | 65535
| High | BTM Battery Control | Dynamic Pricing with enabling tech. | Small General |  | Winter Evening | % of Load | 1 | 2029 | 65535
| High | BTM Battery Control | Dynamic Pricing with enabling tech. | Small General |  | Winter Evening | % of Load | 0 | 2029 | 65535
| High | BTM Battery Control | DLC-Switch-Water Heating | General |  | Winter Morning | % of Load | 1 | 2029 | 65535
| High | BTM Battery Control | DLC-Switch-Water Heating | General |  | Winter Morning | % of Load | 0 | 2029 | 65535
| High | BTM Battery Control | DLC-BYOD-Water Heating | General |  | Winter Morning | % of Load | 1 | 2029 | 65535
| High | BTM Battery Control | DLC-BYOD-Water Heating | General |  | Winter Morning | % of Load | 0 | 2029 | 65535
| High | BTM Battery Control | DLC-Thermostat-DI-Central Heat Pump | General |  | Winter Morning | % of Load | 1 | 2029 | 65535
| High | BTM Battery Control | DLC-Thermostat-DI-Central Heat Pump | General |  | Winter Morning | % of Load | 0 | 2029 | 65535
| High | BTM Battery Control | DLC-Thermostat-BYOT-Central Heat Pump | General |  | Winter Morning | % of Load | 1 | 2029 | 65535
| High | BTM Battery Control | DLC-Thermostat-BYOT-Central Heat Pump | General |  | Winter Morning | % of Load | 0 | 2029 | 65535
| High | BTM Battery Control | DLC-Thermostat-HVAC | General |  | Winter Morning | % of Load | 1 | 2029 | 65535
| High | BTM Battery Control | DLC-Thermostat-HVAC | General |  | Winter Morning | % of Load | 0 | 2029 | 65535
| High | BTM Battery Control | DLC-Thermostat-DI-Baseboard Heating | General |  | Winter Morning | % of Load | 1 | 2029 | 65535
| High | BTM Battery Control | DLC-Thermostat-DI-Baseboard Heating | General |  | Winter Morning | % of Load | 0 | 2029 | 65535
| High | BTM Battery Control | DLC-Thermostat-BYOT-Baseboard Heating | General |  | Winter Morning | % of Load | 1 | 2029 | 65535
| High | BTM Battery Control | DLC-Thermostat-BYOT-Baseboard Heating | General |  | Winter Morning | % of Load | 0 | 2029 | 65535
| High | BTM Battery Control | DLC-Thermostat-DI-MSHP | General |  | Winter Morning | % of Load | 1 | 2029 | 65535
| High | BTM Battery Control | DLC-Thermostat-DI-MSHP | General |  | Winter Morning | % of Load | 0 | 2029 | 65535
| High | BTM Battery Control | DLC-Thermostat-BYOT-MSHP | General |  | Winter Morning | % of Load | 1 | 2029 | 65535
| High | BTM Battery Control | DLC-Thermostat-BYOT-MSHP | General |  | Winter Morning | % of Load | 0 | 2029 | 65535
| High | BTM Battery Control | C&I Curtailment-Turnkey-Manual HVAC Control | General |  | Winter Morning | % of Load | 1 | 2029 | 65535
| High | BTM Battery Control | C&I Curtailment-Turnkey-Manual HVAC Control | General |  | Winter Morning | % of Load | 0 | 2029 | 65535
| High | BTM Battery Control | C&I Curtailment-Turnkey-Auto-DR HVAC Control | General |  | Winter Morning | % of Load | 1 | 2029 | 65535
| High | BTM Battery Control | C&I Curtailment-Turnkey-Auto-DR HVAC Control | General |  | Winter Morning | % of Load | 0 | 2029 | 65535
| High | BTM Battery Control | C&I Curtailment-Turnkey-Standard Lighting Control | General |  | Winter Morning | % of Load | 1 | 2029 | 65535
| High | BTM Battery Control | C&I Curtailment-Turnkey-Standard Lighting Control | General |  | Winter Morning | % of Load | 0 | 2029 | 65535
| High | BTM Battery Control | C&I Curtailment-Turnkey-Advanced Lighting Control | General |  | Winter Morning | % of Load | 1 | 2029 | 65535
| High | BTM Battery Control | C&I Curtailment-Turnkey-Advanced Lighting Control | General |  | Winter Morning | % of Load | 0 | 2029 | 65535
| High | BTM Battery Control | C&I Curtailment-Turnkey-Water Heating Control | General |  | Winter Morning | % of Load | 1 | 2029 | 65535
| High | BTM Battery Control | C&I Curtailment-Turnkey-Water Heating Control | General |  | Winter Morning | % of Load | 0 | 2029 | 65535
| High | BTM Battery Control | C&I Curtailment-Turnkey-Other | General |  | Winter Morning | % of Load | 1 | 2029 | 65535
| High | BTM Battery Control | C&I Curtailment-Turnkey-Other | General |  | Winter Morning | % of Load | 0 | 2029 | 65535
| High | BTM Battery Control | DLC-Switch-Water Heating | General |  | Winter Evening | % of Load | 1 | 2029 | 65535
| High | BTM Battery Control | DLC-Switch-Water Heating | General |  | Winter Evening | % of Load | 0 | 2029 | 65535
| High | BTM Battery Control | DLC-BYOD-Water Heating | General |  | Winter Evening | % of Load | 1 | 2029 | 65535
| High | BTM Battery Control | DLC-BYOD-Water Heating | General |  | Winter Evening | % of Load | 0 | 2029 | 65535
| High | BTM Battery Control | DLC-Thermostat-DI-Central Heat Pump | General |  | Winter Evening | % of Load | 1 | 2029 | 65535
| High | BTM Battery Control | DLC-Thermostat-DI-Central Heat Pump | General |  | Winter Evening | % of Load | 0 | 2029 | 65535
| High | BTM Battery Control | DLC-Thermostat-BYOT-Central Heat Pump | General |  | Winter Evening | % of Load | 1 | 2029 | 65535
| High | BTM Battery Control | DLC-Thermostat-BYOT-Central Heat Pump | General |  | Winter Evening | % of Load | 0 | 2029 | 65535
| High | BTM Battery Control | DLC-Thermostat-HVAC | General |  | Winter Evening | % of Load | 1 | 2029 | 65535
| High | BTM Battery Control | DLC-Thermostat-HVAC | General |  | Winter Evening | % of Load | 0 | 2029 | 65535
| High | BTM Battery Control | DLC-Thermostat-DI-Baseboard Heating | General |  | Winter Evening | % of Load | 1 | 2029 | 65535
| High | BTM Battery Control | DLC-Thermostat-DI-Baseboard Heating | General |  | Winter Evening | % of Load | 0 | 2029 | 65535
| High | BTM Battery Control | DLC-Thermostat-BYOT-Baseboard Heating | General |  | Winter Evening | % of Load | 1 | 2029 | 65535
| High | BTM Battery Control | DLC-Thermostat-BYOT-Baseboard Heating | General |  | Winter Evening | % of Load | 0 | 2029 | 65535
| High | BTM Battery Control | DLC-Thermostat-DI-MSHP | General |  | Winter Evening | % of Load | 1 | 2029 | 65535
| High | BTM Battery Control | DLC-Thermostat-DI-MSHP | General |  | Winter Evening | % of Load | 0 | 2029 | 65535
| High | BTM Battery Control | DLC-Thermostat-BYOT-MSHP | General |  | Winter Evening | % of Load | 1 | 2029 | 65535
| High | BTM Battery Control | DLC-Thermostat-BYOT-MSHP | General |  | Winter Evening | % of Load | 0 | 2029 | 65535
| High | BTM Battery Control | C&I Curtailment-Turnkey-Manual HVAC Control | General |  | Winter Evening | % of Load | 1 | 2029 | 65535
| High | BTM Battery Control | C&I Curtailment-Turnkey-Manual HVAC Control | General |  | Winter Evening | % of Load | 0 | 2029 | 65535
| High | BTM Battery Control | C&I Curtailment-Turnkey-Auto-DR HVAC Control | General |  | Winter Evening | % of Load | 1 | 2029 | 65535
| High | BTM Battery Control | C&I Curtailment-Turnkey-Auto-DR HVAC Control | General |  | Winter Evening | % of Load | 0 | 2029 | 65535
| High | BTM Battery Control | C&I Curtailment-Turnkey-Standard Lighting Control | General |  | Winter Evening | % of Load | 1 | 2029 | 65535
| High | BTM Battery Control | C&I Curtailment-Turnkey-Standard Lighting Control | General |  | Winter Evening | % of Load | 0 | 2029 | 65535
| High | BTM Battery Control | C&I Curtailment-Turnkey-Advanced Lighting Control | General |  | Winter Evening | % of Load | 1 | 2029 | 65535
| High | BTM Battery Control | C&I Curtailment-Turnkey-Advanced Lighting Control | General |  | Winter Evening | % of Load | 0 | 2029 | 65535
| High | BTM Battery Control | C&I Curtailment-Turnkey-Water Heating Control | General |  | Winter Evening | % of Load | 1 | 2029 | 65535
| High | BTM Battery Control | C&I Curtailment-Turnkey-Water Heating Control | General |  | Winter Evening | % of Load | 0 | 2029 | 65535
| High | BTM Battery Control | C&I Curtailment-Turnkey-Other | General |  | Winter Evening | % of Load | 1 | 2029 | 65535
| High | BTM Battery Control | C&I Curtailment-Turnkey-Other | General |  | Winter Evening | % of Load | 0 | 2029 | 65535
| High | BTM Battery Control | DLC-Switch-Water Heating | Small Industrial |  | Winter Morning | % of Load | 1 | 2029 | 65535
| High | BTM Battery Control | DLC-Switch-Water Heating | Small Industrial |  | Winter Morning | % of Load | 0 | 2029 | 65535
| High | BTM Battery Control | DLC-BYOD-Water Heating | Small Industrial |  | Winter Morning | % of Load | 1 | 2029 | 65535
| High | BTM Battery Control | DLC-BYOD-Water Heating | Small Industrial |  | Winter Morning | % of Load | 0 | 2029 | 65535
| High | BTM Battery Control | DLC-Thermostat-DI-Central Heat Pump | Small Industrial |  | Winter Morning | % of Load | 1 | 2029 | 65535
| High | BTM Battery Control | DLC-Thermostat-DI-Central Heat Pump | Small Industrial |  | Winter Morning | % of Load | 0 | 2029 | 65535
| High | BTM Battery Control | DLC-Thermostat-BYOT-Central Heat Pump | Small Industrial |  | Winter Morning | % of Load | 1 | 2029 | 65535
| High | BTM Battery Control | DLC-Thermostat-BYOT-Central Heat Pump | Small Industrial |  | Winter Morning | % of Load | 0 | 2029 | 65535
| High | BTM Battery Control | DLC-Thermostat-HVAC | Small Industrial |  | Winter Morning | % of Load | 1 | 2029 | 65535
| High | BTM Battery Control | DLC-Thermostat-HVAC | Small Industrial |  | Winter Morning | % of Load | 0 | 2029 | 65535
| High | BTM Battery Control | DLC-Thermostat-DI-Baseboard Heating | Small Industrial |  | Winter Morning | % of Load | 1 | 2029 | 65535
| High | BTM Battery Control | DLC-Thermostat-DI-Baseboard Heating | Small Industrial |  | Winter Morning | % of Load | 0 | 2029 | 65535
| High | BTM Battery Control | DLC-Thermostat-BYOT-Baseboard Heating | Small Industrial |  | Winter Morning | % of Load | 1 | 2029 | 65535
| High | BTM Battery Control | DLC-Thermostat-BYOT-Baseboard Heating | Small Industrial |  | Winter Morning | % of Load | 0 | 2029 | 65535
| High | BTM Battery Control | DLC-Thermostat-DI-MSHP | Small Industrial |  | Winter Morning | % of Load | 1 | 2029 | 65535
| High | BTM Battery Control | DLC-Thermostat-DI-MSHP | Small Industrial |  | Winter Morning | % of Load | 0 | 2029 | 65535
| High | BTM Battery Control | DLC-Thermostat-BYOT-MSHP | Small Industrial |  | Winter Morning | % of Load | 1 | 2029 | 65535
| High | BTM Battery Control | DLC-Thermostat-BYOT-MSHP | Small Industrial |  | Winter Morning | % of Load | 0 | 2029 | 65535
| High | BTM Battery Control | C&I Curtailment-Turnkey-Manual HVAC Control | Small Industrial |  | Winter Morning | % of Load | 1 | 2029 | 65535
| High | BTM Battery Control | C&I Curtailment-Turnkey-Manual HVAC Control | Small Industrial |  | Winter Morning | % of Load | 0 | 2029 | 65535
| High | BTM Battery Control | C&I Curtailment-Turnkey-Auto-DR HVAC Control | Small Industrial |  | Winter Morning | % of Load | 1 | 2029 | 65535
| High | BTM Battery Control | C&I Curtailment-Turnkey-Auto-DR HVAC Control | Small Industrial |  | Winter Morning | % of Load | 0 | 2029 | 65535
| High | BTM Battery Control | C&I Curtailment-Turnkey-Standard Lighting Control | Small Industrial |  | Winter Morning | % of Load | 1 | 2029 | 65535
| High | BTM Battery Control | C&I Curtailment-Turnkey-Standard Lighting Control | Small Industrial |  | Winter Morning | % of Load | 0 | 2029 | 65535
| High | BTM Battery Control | C&I Curtailment-Turnkey-Advanced Lighting Control | Small Industrial |  | Winter Morning | % of Load | 1 | 2029 | 65535
| High | BTM Battery Control | C&I Curtailment-Turnkey-Advanced Lighting Control | Small Industrial |  | Winter Morning | % of Load | 0 | 2029 | 65535
| High | BTM Battery Control | C&I Curtailment-Turnkey-Water Heating Control | Small Industrial |  | Winter Morning | % of Load | 1 | 2029 | 65535
| High | BTM Battery Control | C&I Curtailment-Turnkey-Water Heating Control | Small Industrial |  | Winter Morning | % of Load | 0 | 2029 | 65535
| High | BTM Battery Control | C&I Curtailment-Turnkey-Other | Small Industrial |  | Winter Morning | % of Load | 1 | 2029 | 65535
| High | BTM Battery Control | C&I Curtailment-Turnkey-Other | Small Industrial |  | Winter Morning | % of Load | 0 | 2029 | 65535
| High | BTM Battery Control | C&I Curtailment-Turnkey-Industrial | Small Industrial |  | Winter Morning | % of Load | 1 | 2029 | 65535
| High | BTM Battery Control | C&I Curtailment-Turnkey-Industrial | Small Industrial |  | Winter Morning | % of Load | 0 | 2029 | 65535
| High | BTM Battery Control | DLC-Switch-Water Heating | Small Industrial |  | Winter Evening | % of Load | 1 | 2029 | 65535
| High | BTM Battery Control | DLC-Switch-Water Heating | Small Industrial |  | Winter Evening | % of Load | 0 | 2029 | 65535
| High | BTM Battery Control | DLC-BYOD-Water Heating | Small Industrial |  | Winter Evening | % of Load | 1 | 2029 | 65535
| High | BTM Battery Control | DLC-BYOD-Water Heating | Small Industrial |  | Winter Evening | % of Load | 0 | 2029 | 65535
| High | BTM Battery Control | DLC-Thermostat-DI-Central Heat Pump | Small Industrial |  | Winter Evening | % of Load | 1 | 2029 | 65535
| High | BTM Battery Control | DLC-Thermostat-DI-Central Heat Pump | Small Industrial |  | Winter Evening | % of Load | 0 | 2029 | 65535
| High | BTM Battery Control | DLC-Thermostat-BYOT-Central Heat Pump | Small Industrial |  | Winter Evening | % of Load | 1 | 2029 | 65535
| High | BTM Battery Control | DLC-Thermostat-BYOT-Central Heat Pump | Small Industrial |  | Winter Evening | % of Load | 0 | 2029 | 65535
| High | BTM Battery Control | DLC-Thermostat-HVAC | Small Industrial |  | Winter Evening | % of Load | 1 | 2029 | 65535
| High | BTM Battery Control | DLC-Thermostat-HVAC | Small Industrial |  | Winter Evening | % of Load | 0 | 2029 | 65535
| High | BTM Battery Control | DLC-Thermostat-DI-Baseboard Heating | Small Industrial |  | Winter Evening | % of Load | 1 | 2029 | 65535
| High | BTM Battery Control | DLC-Thermostat-DI-Baseboard Heating | Small Industrial |  | Winter Evening | % of Load | 0 | 2029 | 65535
| High | BTM Battery Control | DLC-Thermostat-BYOT-Baseboard Heating | Small Industrial |  | Winter Evening | % of Load | 1 | 2029 | 65535
| High | BTM Battery Control | DLC-Thermostat-BYOT-Baseboard Heating | Small Industrial |  | Winter Evening | % of Load | 0 | 2029 | 65535
| High | BTM Battery Control | DLC-Thermostat-DI-MSHP | Small Industrial |  | Winter Evening | % of Load | 1 | 2029 | 65535
| High | BTM Battery Control | DLC-Thermostat-DI-MSHP | Small Industrial |  | Winter Evening | % of Load | 0 | 2029 | 65535
| High | BTM Battery Control | DLC-Thermostat-BYOT-MSHP | Small Industrial |  | Winter Evening | % of Load | 1 | 2029 | 65535
| High | BTM Battery Control | DLC-Thermostat-BYOT-MSHP | Small Industrial |  | Winter Evening | % of Load | 0 | 2029 | 65535
| High | BTM Battery Control | C&I Curtailment-Turnkey-Manual HVAC Control | Small Industrial |  | Winter Evening | % of Load | 1 | 2029 | 65535
| High | BTM Battery Control | C&I Curtailment-Turnkey-Manual HVAC Control | Small Industrial |  | Winter Evening | % of Load | 0 | 2029 | 65535
| High | BTM Battery Control | C&I Curtailment-Turnkey-Auto-DR HVAC Control | Small Industrial |  | Winter Evening | % of Load | 1 | 2029 | 65535
| High | BTM Battery Control | C&I Curtailment-Turnkey-Auto-DR HVAC Control | Small Industrial |  | Winter Evening | % of Load | 0 | 2029 | 65535
| High | BTM Battery Control | C&I Curtailment-Turnkey-Standard Lighting Control | Small Industrial |  | Winter Evening | % of Load | 1 | 2029 | 65535
| High | BTM Battery Control | C&I Curtailment-Turnkey-Standard Lighting Control | Small Industrial |  | Winter Evening | % of Load | 0 | 2029 | 65535
| High | BTM Battery Control | C&I Curtailment-Turnkey-Advanced Lighting Control | Small Industrial |  | Winter Evening | % of Load | 1 | 2029 | 65535
| High | BTM Battery Control | C&I Curtailment-Turnkey-Advanced Lighting Control | Small Industrial |  | Winter Evening | % of Load | 0 | 2029 | 65535
| High | BTM Battery Control | C&I Curtailment-Turnkey-Water Heating Control | Small Industrial |  | Winter Evening | % of Load | 1 | 2029 | 65535
| High | BTM Battery Control | C&I Curtailment-Turnkey-Water Heating Control | Small Industrial |  | Winter Evening | % of Load | 0 | 2029 | 65535
| High | BTM Battery Control | C&I Curtailment-Turnkey-Other | Small Industrial |  | Winter Evening | % of Load | 1 | 2029 | 65535
| High | BTM Battery Control | C&I Curtailment-Turnkey-Other | Small Industrial |  | Winter Evening | % of Load | 0 | 2029 | 65535
| High | BTM Battery Control | C&I Curtailment-Turnkey-Industrial | Small Industrial |  | Winter Evening | % of Load | 1 | 2029 | 65535
| High | BTM Battery Control | C&I Curtailment-Turnkey-Industrial | Small Industrial |  | Winter Evening | % of Load | 0 | 2029 | 65535
| High | BTM Battery Control | DLC-Switch-Water Heating | Medium Industrial |  | Winter Morning | % of Load | 1 | 2029 | 65535
| High | BTM Battery Control | DLC-Switch-Water Heating | Medium Industrial |  | Winter Morning | % of Load | 0 | 2029 | 65535
| High | BTM Battery Control | DLC-BYOD-Water Heating | Medium Industrial |  | Winter Morning | % of Load | 1 | 2029 | 65535
| High | BTM Battery Control | DLC-BYOD-Water Heating | Medium Industrial |  | Winter Morning | % of Load | 0 | 2029 | 65535
| High | BTM Battery Control | DLC-Thermostat-DI-Central Heat Pump | Medium Industrial |  | Winter Morning | % of Load | 1 | 2029 | 65535
| High | BTM Battery Control | DLC-Thermostat-DI-Central Heat Pump | Medium Industrial |  | Winter Morning | % of Load | 0 | 2029 | 65535
| High | BTM Battery Control | DLC-Thermostat-BYOT-Central Heat Pump | Medium Industrial |  | Winter Morning | % of Load | 1 | 2029 | 65535
| High | BTM Battery Control | DLC-Thermostat-BYOT-Central Heat Pump | Medium Industrial |  | Winter Morning | % of Load | 0 | 2029 | 65535
| High | BTM Battery Control | DLC-Thermostat-HVAC | Medium Industrial |  | Winter Morning | % of Load | 1 | 2029 | 65535
| High | BTM Battery Control | DLC-Thermostat-HVAC | Medium Industrial |  | Winter Morning | % of Load | 0 | 2029 | 65535
| High | BTM Battery Control | DLC-Thermostat-DI-Baseboard Heating | Medium Industrial |  | Winter Morning | % of Load | 1 | 2029 | 65535
| High | BTM Battery Control | DLC-Thermostat-DI-Baseboard Heating | Medium Industrial |  | Winter Morning | % of Load | 0 | 2029 | 65535
| High | BTM Battery Control | DLC-Thermostat-BYOT-Baseboard Heating | Medium Industrial |  | Winter Morning | % of Load | 1 | 2029 | 65535
| High | BTM Battery Control | DLC-Thermostat-BYOT-Baseboard Heating | Medium Industrial |  | Winter Morning | % of Load | 0 | 2029 | 65535
| High | BTM Battery Control | DLC-Thermostat-DI-MSHP | Medium Industrial |  | Winter Morning | % of Load | 1 | 2029 | 65535
| High | BTM Battery Control | DLC-Thermostat-DI-MSHP | Medium Industrial |  | Winter Morning | % of Load | 0 | 2029 | 65535
| High | BTM Battery Control | DLC-Thermostat-BYOT-MSHP | Medium Industrial |  | Winter Morning | % of Load | 1 | 2029 | 65535
| High | BTM Battery Control | DLC-Thermostat-BYOT-MSHP | Medium Industrial |  | Winter Morning | % of Load | 0 | 2029 | 65535
| High | BTM Battery Control | C&I Curtailment-Turnkey-Manual HVAC Control | Medium Industrial |  | Winter Morning | % of Load | 1 | 2029 | 65535
| High | BTM Battery Control | C&I Curtailment-Turnkey-Manual HVAC Control | Medium Industrial |  | Winter Morning | % of Load | 0 | 2029 | 65535
| High | BTM Battery Control | C&I Curtailment-Turnkey-Auto-DR HVAC Control | Medium Industrial |  | Winter Morning | % of Load | 1 | 2029 | 65535
| High | BTM Battery Control | C&I Curtailment-Turnkey-Auto-DR HVAC Control | Medium Industrial |  | Winter Morning | % of Load | 0 | 2029 | 65535
| High | BTM Battery Control | C&I Curtailment-Turnkey-Standard Lighting Control | Medium Industrial |  | Winter Morning | % of Load | 1 | 2029 | 65535
| High | BTM Battery Control | C&I Curtailment-Turnkey-Standard Lighting Control | Medium Industrial |  | Winter Morning | % of Load | 0 | 2029 | 65535
| High | BTM Battery Control | C&I Curtailment-Turnkey-Advanced Lighting Control | Medium Industrial |  | Winter Morning | % of Load | 1 | 2029 | 65535
| High | BTM Battery Control | C&I Curtailment-Turnkey-Advanced Lighting Control | Medium Industrial |  | Winter Morning | % of Load | 0 | 2029 | 65535
| High | BTM Battery Control | C&I Curtailment-Turnkey-Water Heating Control | Medium Industrial |  | Winter Morning | % of Load | 1 | 2029 | 65535
| High | BTM Battery Control | C&I Curtailment-Turnkey-Water Heating Control | Medium Industrial |  | Winter Morning | % of Load | 0 | 2029 | 65535
| High | BTM Battery Control | C&I Curtailment-Turnkey-Other | Medium Industrial |  | Winter Morning | % of Load | 1 | 2029 | 65535
| High | BTM Battery Control | C&I Curtailment-Turnkey-Other | Medium Industrial |  | Winter Morning | % of Load | 0 | 2029 | 65535
| High | BTM Battery Control | DLC-Switch-Water Heating | Medium Industrial |  | Winter Evening | % of Load | 1 | 2029 | 65535
| High | BTM Battery Control | DLC-Switch-Water Heating | Medium Industrial |  | Winter Evening | % of Load | 0 | 2029 | 65535
| High | BTM Battery Control | DLC-BYOD-Water Heating | Medium Industrial |  | Winter Evening | % of Load | 1 | 2029 | 65535
| High | BTM Battery Control | DLC-BYOD-Water Heating | Medium Industrial |  | Winter Evening | % of Load | 0 | 2029 | 65535
| High | BTM Battery Control | DLC-Thermostat-DI-Central Heat Pump | Medium Industrial |  | Winter Evening | % of Load | 1 | 2029 | 65535
| High | BTM Battery Control | DLC-Thermostat-DI-Central Heat Pump | Medium Industrial |  | Winter Evening | % of Load | 0 | 2029 | 65535
| High | BTM Battery Control | DLC-Thermostat-BYOT-Central Heat Pump | Medium Industrial |  | Winter Evening | % of Load | 1 | 2029 | 65535
| High | BTM Battery Control | DLC-Thermostat-BYOT-Central Heat Pump | Medium Industrial |  | Winter Evening | % of Load | 0 | 2029 | 65535
| High | BTM Battery Control | DLC-Thermostat-HVAC | Medium Industrial |  | Winter Evening | % of Load | 1 | 2029 | 65535
| High | BTM Battery Control | DLC-Thermostat-HVAC | Medium Industrial |  | Winter Evening | % of Load | 0 | 2029 | 65535
| High | BTM Battery Control | DLC-Thermostat-DI-Baseboard Heating | Medium Industrial |  | Winter Evening | % of Load | 1 | 2029 | 65535
| High | BTM Battery Control | DLC-Thermostat-DI-Baseboard Heating | Medium Industrial |  | Winter Evening | % of Load | 0 | 2029 | 65535
| High | BTM Battery Control | DLC-Thermostat-BYOT-Baseboard Heating | Medium Industrial |  | Winter Evening | % of Load | 1 | 2029 | 65535
| High | BTM Battery Control | DLC-Thermostat-BYOT-Baseboard Heating | Medium Industrial |  | Winter Evening | % of Load | 0 | 2029 | 65535
| High | BTM Battery Control | DLC-Thermostat-DI-MSHP | Medium Industrial |  | Winter Evening | % of Load | 1 | 2029 | 65535
| High | BTM Battery Control | DLC-Thermostat-DI-MSHP | Medium Industrial |  | Winter Evening | % of Load | 0 | 2029 | 65535
| High | BTM Battery Control | DLC-Thermostat-BYOT-MSHP | Medium Industrial |  | Winter Evening | % of Load | 1 | 2029 | 65535
| High | BTM Battery Control | DLC-Thermostat-BYOT-MSHP | Medium Industrial |  | Winter Evening | % of Load | 0 | 2029 | 65535
| High | BTM Battery Control | C&I Curtailment-Turnkey-Manual HVAC Control | Medium Industrial |  | Winter Evening | % of Load | 1 | 2029 | 65535
| High | BTM Battery Control | C&I Curtailment-Turnkey-Manual HVAC Control | Medium Industrial |  | Winter Evening | % of Load | 0 | 2029 | 65535
| High | BTM Battery Control | C&I Curtailment-Turnkey-Auto-DR HVAC Control | Medium Industrial |  | Winter Evening | % of Load | 1 | 2029 | 65535
| High | BTM Battery Control | C&I Curtailment-Turnkey-Auto-DR HVAC Control | Medium Industrial |  | Winter Evening | % of Load | 0 | 2029 | 65535
| High | BTM Battery Control | C&I Curtailment-Turnkey-Standard Lighting Control | Medium Industrial |  | Winter Evening | % of Load | 1 | 2029 | 65535
| High | BTM Battery Control | C&I Curtailment-Turnkey-Standard Lighting Control | Medium Industrial |  | Winter Evening | % of Load | 0 | 2029 | 65535
| High | BTM Battery Control | C&I Curtailment-Turnkey-Advanced Lighting Control | Medium Industrial |  | Winter Evening | % of Load | 1 | 2029 | 65535
| High | BTM Battery Control | C&I Curtailment-Turnkey-Advanced Lighting Control | Medium Industrial |  | Winter Evening | % of Load | 0 | 2029 | 65535
| High | BTM Battery Control | C&I Curtailment-Turnkey-Water Heating Control | Medium Industrial |  | Winter Evening | % of Load | 1 | 2029 | 65535
| High | BTM Battery Control | C&I Curtailment-Turnkey-Water Heating Control | Medium Industrial |  | Winter Evening | % of Load | 0 | 2029 | 65535
| High | BTM Battery Control | C&I Curtailment-Turnkey-Other | Medium Industrial |  | Winter Evening | % of Load | 1 | 2029 | 65535
| High | BTM Battery Control | C&I Curtailment-Turnkey-Other | Medium Industrial |  | Winter Evening | % of Load | 0 | 2029 | 65535
| High | BTM Battery Control | BTM Battery Control-BYOB | Residential Charitable |  | Winter Morning | % of Load | 1 | 2029 | 65535
| High | BTM Battery Control | BTM Battery Control-BYOB | Residential Charitable |  | Winter Morning | % of Load | 0 | 2029 | 65535
| High | BTM Battery Control | BTM Battery Control-BYOB | Residential Charitable |  | Winter Evening | % of Load | 1 | 2029 | 65535
| High | BTM Battery Control | BTM Battery Control-BYOB | Residential Charitable |  | Winter Evening | % of Load | 0 | 2029 | 65535
| High | EV Charging Control | DLC-Switch-Water Heating | Small General |  | Winter Morning | % of Load | 1 | 2029 | 65535
| High | EV Charging Control | DLC-Switch-Water Heating | Small General |  | Winter Morning | % of Load | 0 | 2029 | 65535
| High | EV Charging Control | DLC-BYOD-Water Heating | Small General |  | Winter Morning | % of Load | 1 | 2029 | 65535
| High | EV Charging Control | DLC-BYOD-Water Heating | Small General |  | Winter Morning | % of Load | 0 | 2029 | 65535
| High | EV Charging Control | DLC-Thermostat-DI-Central Heat Pump | Small General |  | Winter Morning | % of Load | 1 | 2029 | 65535
| High | EV Charging Control | DLC-Thermostat-DI-Central Heat Pump | Small General |  | Winter Morning | % of Load | 0 | 2029 | 65535
| High | EV Charging Control | DLC-Thermostat-BYOT-Central Heat Pump | Small General |  | Winter Morning | % of Load | 1 | 2029 | 65535
| High | EV Charging Control | DLC-Thermostat-BYOT-Central Heat Pump | Small General |  | Winter Morning | % of Load | 0 | 2029 | 65535
| High | EV Charging Control | DLC-Thermostat-HVAC | Small General |  | Winter Morning | % of Load | 1 | 2029 | 65535
| High | EV Charging Control | DLC-Thermostat-HVAC | Small General |  | Winter Morning | % of Load | 0 | 2029 | 65535
| High | EV Charging Control | DLC-Thermostat-DI-Baseboard Heating | Small General |  | Winter Morning | % of Load | 1 | 2029 | 65535
| High | EV Charging Control | DLC-Thermostat-DI-Baseboard Heating | Small General |  | Winter Morning | % of Load | 0 | 2029 | 65535
| High | EV Charging Control | DLC-Thermostat-BYOT-Baseboard Heating | Small General |  | Winter Morning | % of Load | 1 | 2029 | 65535
| High | EV Charging Control | DLC-Thermostat-BYOT-Baseboard Heating | Small General |  | Winter Morning | % of Load | 0 | 2029 | 65535
| High | EV Charging Control | DLC-Thermostat-DI-MSHP | Small General |  | Winter Morning | % of Load | 1 | 2029 | 65535
| High | EV Charging Control | DLC-Thermostat-DI-MSHP | Small General |  | Winter Morning | % of Load | 0 | 2029 | 65535
| High | EV Charging Control | DLC-Thermostat-BYOT-MSHP | Small General |  | Winter Morning | % of Load | 1 | 2029 | 65535
| High | EV Charging Control | DLC-Thermostat-BYOT-MSHP | Small General |  | Winter Morning | % of Load | 0 | 2029 | 65535
| High | EV Charging Control | C&I Curtailment-Turnkey-Manual HVAC Control | Small General |  | Winter Morning | % of Load | 1 | 2029 | 65535
| High | EV Charging Control | C&I Curtailment-Turnkey-Manual HVAC Control | Small General |  | Winter Morning | % of Load | 0 | 2029 | 65535
| High | EV Charging Control | C&I Curtailment-Turnkey-Auto-DR HVAC Control | Small General |  | Winter Morning | % of Load | 1 | 2029 | 65535
| High | EV Charging Control | C&I Curtailment-Turnkey-Auto-DR HVAC Control | Small General |  | Winter Morning | % of Load | 0 | 2029 | 65535
| High | EV Charging Control | C&I Curtailment-Turnkey-Standard Lighting Control | Small General |  | Winter Morning | % of Load | 1 | 2029 | 65535
| High | EV Charging Control | C&I Curtailment-Turnkey-Standard Lighting Control | Small General |  | Winter Morning | % of Load | 0 | 2029 | 65535
| High | EV Charging Control | C&I Curtailment-Turnkey-Advanced Lighting Control | Small General |  | Winter Morning | % of Load | 1 | 2029 | 65535
| High | EV Charging Control | C&I Curtailment-Turnkey-Advanced Lighting Control | Small General |  | Winter Morning | % of Load | 0 | 2029 | 65535
| High | EV Charging Control | C&I Curtailment-Turnkey-Water Heating Control | Small General |  | Winter Morning | % of Load | 1 | 2029 | 65535
| High | EV Charging Control | C&I Curtailment-Turnkey-Water Heating Control | Small General |  | Winter Morning | % of Load | 0 | 2029 | 65535
| High | EV Charging Control | C&I Curtailment-Turnkey-Other | Small General |  | Winter Morning | % of Load | 1 | 2029 | 65535
| High | EV Charging Control | C&I Curtailment-Turnkey-Other | Small General |  | Winter Morning | % of Load | 0 | 2029 | 65535
| High | EV Charging Control | Dynamic Pricing with enabling tech. | Small General |  | Winter Morning | % of Load | 1 | 2029 | 65535
| High | EV Charging Control | Dynamic Pricing with enabling tech. | Small General |  | Winter Morning | % of Load | 0 | 2029 | 65535
| High | EV Charging Control | DLC-Switch-Water Heating | Small General |  | Winter Evening | % of Load | 1 | 2029 | 65535
| High | EV Charging Control | DLC-Switch-Water Heating | Small General |  | Winter Evening | % of Load | 0 | 2029 | 65535
| High | EV Charging Control | DLC-BYOD-Water Heating | Small General |  | Winter Evening | % of Load | 1 | 2029 | 65535
| High | EV Charging Control | DLC-BYOD-Water Heating | Small General |  | Winter Evening | % of Load | 0 | 2029 | 65535
| High | EV Charging Control | DLC-Thermostat-DI-Central Heat Pump | Small General |  | Winter Evening | % of Load | 1 | 2029 | 65535
| High | EV Charging Control | DLC-Thermostat-DI-Central Heat Pump | Small General |  | Winter Evening | % of Load | 0 | 2029 | 65535
| High | EV Charging Control | DLC-Thermostat-BYOT-Central Heat Pump | Small General |  | Winter Evening | % of Load | 1 | 2029 | 65535
| High | EV Charging Control | DLC-Thermostat-BYOT-Central Heat Pump | Small General |  | Winter Evening | % of Load | 0 | 2029 | 65535
| High | EV Charging Control | DLC-Thermostat-HVAC | Small General |  | Winter Evening | % of Load | 1 | 2029 | 65535
| High | EV Charging Control | DLC-Thermostat-HVAC | Small General |  | Winter Evening | % of Load | 0 | 2029 | 65535
| High | EV Charging Control | DLC-Thermostat-DI-Baseboard Heating | Small General |  | Winter Evening | % of Load | 1 | 2029 | 65535
| High | EV Charging Control | DLC-Thermostat-DI-Baseboard Heating | Small General |  | Winter Evening | % of Load | 0 | 2029 | 65535
| High | EV Charging Control | DLC-Thermostat-BYOT-Baseboard Heating | Small General |  | Winter Evening | % of Load | 1 | 2029 | 65535
| High | EV Charging Control | DLC-Thermostat-BYOT-Baseboard Heating | Small General |  | Winter Evening | % of Load | 0 | 2029 | 65535
| High | EV Charging Control | DLC-Thermostat-DI-MSHP | Small General |  | Winter Evening | % of Load | 1 | 2029 | 65535
| High | EV Charging Control | DLC-Thermostat-DI-MSHP | Small General |  | Winter Evening | % of Load | 0 | 2029 | 65535
| High | EV Charging Control | DLC-Thermostat-BYOT-MSHP | Small General |  | Winter Evening | % of Load | 1 | 2029 | 65535
| High | EV Charging Control | DLC-Thermostat-BYOT-MSHP | Small General |  | Winter Evening | % of Load | 0 | 2029 | 65535
| High | EV Charging Control | C&I Curtailment-Turnkey-Manual HVAC Control | Small General |  | Winter Evening | % of Load | 1 | 2029 | 65535
| High | EV Charging Control | C&I Curtailment-Turnkey-Manual HVAC Control | Small General |  | Winter Evening | % of Load | 0 | 2029 | 65535
| High | EV Charging Control | C&I Curtailment-Turnkey-Auto-DR HVAC Control | Small General |  | Winter Evening | % of Load | 1 | 2029 | 65535
| High | EV Charging Control | C&I Curtailment-Turnkey-Auto-DR HVAC Control | Small General |  | Winter Evening | % of Load | 0 | 2029 | 65535
| High | EV Charging Control | C&I Curtailment-Turnkey-Standard Lighting Control | Small General |  | Winter Evening | % of Load | 1 | 2029 | 65535
| High | EV Charging Control | C&I Curtailment-Turnkey-Standard Lighting Control | Small General |  | Winter Evening | % of Load | 0 | 2029 | 65535
| High | EV Charging Control | C&I Curtailment-Turnkey-Advanced Lighting Control | Small General |  | Winter Evening | % of Load | 1 | 2029 | 65535
| High | EV Charging Control | C&I Curtailment-Turnkey-Advanced Lighting Control | Small General |  | Winter Evening | % of Load | 0 | 2029 | 65535
| High | EV Charging Control | C&I Curtailment-Turnkey-Water Heating Control | Small General |  | Winter Evening | % of Load | 1 | 2029 | 65535
| High | EV Charging Control | C&I Curtailment-Turnkey-Water Heating Control | Small General |  | Winter Evening | % of Load | 0 | 2029 | 65535
| High | EV Charging Control | C&I Curtailment-Turnkey-Other | Small General |  | Winter Evening | % of Load | 1 | 2029 | 65535
| High | EV Charging Control | C&I Curtailment-Turnkey-Other | Small General |  | Winter Evening | % of Load | 0 | 2029 | 65535
| High | EV Charging Control | Dynamic Pricing with enabling tech. | Small General |  | Winter Evening | % of Load | 1 | 2029 | 65535
| High | EV Charging Control | Dynamic Pricing with enabling tech. | Small General |  | Winter Evening | % of Load | 0 | 2029 | 65535
| High | EV Charging Control | DLC-Switch-Water Heating | General |  | Winter Morning | % of Load | 1 | 2029 | 65535
| High | EV Charging Control | DLC-Switch-Water Heating | General |  | Winter Morning | % of Load | 0 | 2029 | 65535
| High | EV Charging Control | DLC-BYOD-Water Heating | General |  | Winter Morning | % of Load | 1 | 2029 | 65535
| High | EV Charging Control | DLC-BYOD-Water Heating | General |  | Winter Morning | % of Load | 0 | 2029 | 65535
| High | EV Charging Control | DLC-Thermostat-DI-Central Heat Pump | General |  | Winter Morning | % of Load | 1 | 2029 | 65535
| High | EV Charging Control | DLC-Thermostat-DI-Central Heat Pump | General |  | Winter Morning | % of Load | 0 | 2029 | 65535
| High | EV Charging Control | DLC-Thermostat-BYOT-Central Heat Pump | General |  | Winter Morning | % of Load | 1 | 2029 | 65535
| High | EV Charging Control | DLC-Thermostat-BYOT-Central Heat Pump | General |  | Winter Morning | % of Load | 0 | 2029 | 65535
| High | EV Charging Control | DLC-Thermostat-HVAC | General |  | Winter Morning | % of Load | 1 | 2029 | 65535
| High | EV Charging Control | DLC-Thermostat-HVAC | General |  | Winter Morning | % of Load | 0 | 2029 | 65535
| High | EV Charging Control | DLC-Thermostat-DI-Baseboard Heating | General |  | Winter Morning | % of Load | 1 | 2029 | 65535
| High | EV Charging Control | DLC-Thermostat-DI-Baseboard Heating | General |  | Winter Morning | % of Load | 0 | 2029 | 65535
| High | EV Charging Control | DLC-Thermostat-BYOT-Baseboard Heating | General |  | Winter Morning | % of Load | 1 | 2029 | 65535
| High | EV Charging Control | DLC-Thermostat-BYOT-Baseboard Heating | General |  | Winter Morning | % of Load | 0 | 2029 | 65535
| High | EV Charging Control | DLC-Thermostat-DI-MSHP | General |  | Winter Morning | % of Load | 1 | 2029 | 65535
| High | EV Charging Control | DLC-Thermostat-DI-MSHP | General |  | Winter Morning | % of Load | 0 | 2029 | 65535
| High | EV Charging Control | DLC-Thermostat-BYOT-MSHP | General |  | Winter Morning | % of Load | 1 | 2029 | 65535
| High | EV Charging Control | DLC-Thermostat-BYOT-MSHP | General |  | Winter Morning | % of Load | 0 | 2029 | 65535
| High | EV Charging Control | C&I Curtailment-Turnkey-Manual HVAC Control | General |  | Winter Morning | % of Load | 1 | 2029 | 65535
| High | EV Charging Control | C&I Curtailment-Turnkey-Manual HVAC Control | General |  | Winter Morning | % of Load | 0 | 2029 | 65535
| High | EV Charging Control | C&I Curtailment-Turnkey-Auto-DR HVAC Control | General |  | Winter Morning | % of Load | 1 | 2029 | 65535
| High | EV Charging Control | C&I Curtailment-Turnkey-Auto-DR HVAC Control | General |  | Winter Morning | % of Load | 0 | 2029 | 65535
| High | EV Charging Control | C&I Curtailment-Turnkey-Standard Lighting Control | General |  | Winter Morning | % of Load | 1 | 2029 | 65535
| High | EV Charging Control | C&I Curtailment-Turnkey-Standard Lighting Control | General |  | Winter Morning | % of Load | 0 | 2029 | 65535
| High | EV Charging Control | C&I Curtailment-Turnkey-Advanced Lighting Control | General |  | Winter Morning | % of Load | 1 | 2029 | 65535
| High | EV Charging Control | C&I Curtailment-Turnkey-Advanced Lighting Control | General |  | Winter Morning | % of Load | 0 | 2029 | 65535
| High | EV Charging Control | C&I Curtailment-Turnkey-Water Heating Control | General |  | Winter Morning | % of Load | 1 | 2029 | 65535
| High | EV Charging Control | C&I Curtailment-Turnkey-Water Heating Control | General |  | Winter Morning | % of Load | 0 | 2029 | 65535
| High | EV Charging Control | C&I Curtailment-Turnkey-Other | General |  | Winter Morning | % of Load | 1 | 2029 | 65535
| High | EV Charging Control | C&I Curtailment-Turnkey-Other | General |  | Winter Morning | % of Load | 0 | 2029 | 65535
| High | EV Charging Control | DLC-Switch-Water Heating | General |  | Winter Evening | % of Load | 1 | 2029 | 65535
| High | EV Charging Control | DLC-Switch-Water Heating | General |  | Winter Evening | % of Load | 0 | 2029 | 65535
| High | EV Charging Control | DLC-BYOD-Water Heating | General |  | Winter Evening | % of Load | 1 | 2029 | 65535
| High | EV Charging Control | DLC-BYOD-Water Heating | General |  | Winter Evening | % of Load | 0 | 2029 | 65535
| High | EV Charging Control | DLC-Thermostat-DI-Central Heat Pump | General |  | Winter Evening | % of Load | 1 | 2029 | 65535
| High | EV Charging Control | DLC-Thermostat-DI-Central Heat Pump | General |  | Winter Evening | % of Load | 0 | 2029 | 65535
| High | EV Charging Control | DLC-Thermostat-BYOT-Central Heat Pump | General |  | Winter Evening | % of Load | 1 | 2029 | 65535
| High | EV Charging Control | DLC-Thermostat-BYOT-Central Heat Pump | General |  | Winter Evening | % of Load | 0 | 2029 | 65535
| High | EV Charging Control | DLC-Thermostat-HVAC | General |  | Winter Evening | % of Load | 1 | 2029 | 65535
| High | EV Charging Control | DLC-Thermostat-HVAC | General |  | Winter Evening | % of Load | 0 | 2029 | 65535
| High | EV Charging Control | DLC-Thermostat-DI-Baseboard Heating | General |  | Winter Evening | % of Load | 1 | 2029 | 65535
| High | EV Charging Control | DLC-Thermostat-DI-Baseboard Heating | General |  | Winter Evening | % of Load | 0 | 2029 | 65535
| High | EV Charging Control | DLC-Thermostat-BYOT-Baseboard Heating | General |  | Winter Evening | % of Load | 1 | 2029 | 65535
| High | EV Charging Control | DLC-Thermostat-BYOT-Baseboard Heating | General |  | Winter Evening | % of Load | 0 | 2029 | 65535
| High | EV Charging Control | DLC-Thermostat-DI-MSHP | General |  | Winter Evening | % of Load | 1 | 2029 | 65535
| High | EV Charging Control | DLC-Thermostat-DI-MSHP | General |  | Winter Evening | % of Load | 0 | 2029 | 65535
| High | EV Charging Control | DLC-Thermostat-BYOT-MSHP | General |  | Winter Evening | % of Load | 1 | 2029 | 65535
| High | EV Charging Control | DLC-Thermostat-BYOT-MSHP | General |  | Winter Evening | % of Load | 0 | 2029 | 65535
| High | EV Charging Control | C&I Curtailment-Turnkey-Manual HVAC Control | General |  | Winter Evening | % of Load | 1 | 2029 | 65535
| High | EV Charging Control | C&I Curtailment-Turnkey-Manual HVAC Control | General |  | Winter Evening | % of Load | 0 | 2029 | 65535
| High | EV Charging Control | C&I Curtailment-Turnkey-Auto-DR HVAC Control | General |  | Winter Evening | % of Load | 1 | 2029 | 65535
| High | EV Charging Control | C&I Curtailment-Turnkey-Auto-DR HVAC Control | General |  | Winter Evening | % of Load | 0 | 2029 | 65535
| High | EV Charging Control | C&I Curtailment-Turnkey-Standard Lighting Control | General |  | Winter Evening | % of Load | 1 | 2029 | 65535
| High | EV Charging Control | C&I Curtailment-Turnkey-Standard Lighting Control | General |  | Winter Evening | % of Load | 0 | 2029 | 65535
| High | EV Charging Control | C&I Curtailment-Turnkey-Advanced Lighting Control | General |  | Winter Evening | % of Load | 1 | 2029 | 65535
| High | EV Charging Control | C&I Curtailment-Turnkey-Advanced Lighting Control | General |  | Winter Evening | % of Load | 0 | 2029 | 65535
| High | EV Charging Control | C&I Curtailment-Turnkey-Water Heating Control | General |  | Winter Evening | % of Load | 1 | 2029 | 65535
| High | EV Charging Control | C&I Curtailment-Turnkey-Water Heating Control | General |  | Winter Evening | % of Load | 0 | 2029 | 65535
| High | EV Charging Control | C&I Curtailment-Turnkey-Other | General |  | Winter Evening | % of Load | 1 | 2029 | 65535
| High | EV Charging Control | C&I Curtailment-Turnkey-Other | General |  | Winter Evening | % of Load | 0 | 2029 | 65535
| High | EV Charging Control | DLC-Switch-Water Heating | Small Industrial |  | Winter Morning | % of Load | 1 | 2029 | 65535
| High | EV Charging Control | DLC-Switch-Water Heating | Small Industrial |  | Winter Morning | % of Load | 0 | 2029 | 65535
| High | EV Charging Control | DLC-BYOD-Water Heating | Small Industrial |  | Winter Morning | % of Load | 1 | 2029 | 65535
| High | EV Charging Control | DLC-BYOD-Water Heating | Small Industrial |  | Winter Morning | % of Load | 0 | 2029 | 65535
| High | EV Charging Control | DLC-Thermostat-DI-Central Heat Pump | Small Industrial |  | Winter Morning | % of Load | 1 | 2029 | 65535
| High | EV Charging Control | DLC-Thermostat-DI-Central Heat Pump | Small Industrial |  | Winter Morning | % of Load | 0 | 2029 | 65535
| High | EV Charging Control | DLC-Thermostat-BYOT-Central Heat Pump | Small Industrial |  | Winter Morning | % of Load | 1 | 2029 | 65535
| High | EV Charging Control | DLC-Thermostat-BYOT-Central Heat Pump | Small Industrial |  | Winter Morning | % of Load | 0 | 2029 | 65535
| High | EV Charging Control | DLC-Thermostat-HVAC | Small Industrial |  | Winter Morning | % of Load | 1 | 2029 | 65535
| High | EV Charging Control | DLC-Thermostat-HVAC | Small Industrial |  | Winter Morning | % of Load | 0 | 2029 | 65535
| High | EV Charging Control | DLC-Thermostat-DI-Baseboard Heating | Small Industrial |  | Winter Morning | % of Load | 1 | 2029 | 65535
| High | EV Charging Control | DLC-Thermostat-DI-Baseboard Heating | Small Industrial |  | Winter Morning | % of Load | 0 | 2029 | 65535
| High | EV Charging Control | DLC-Thermostat-BYOT-Baseboard Heating | Small Industrial |  | Winter Morning | % of Load | 1 | 2029 | 65535
| High | EV Charging Control | DLC-Thermostat-BYOT-Baseboard Heating | Small Industrial |  | Winter Morning | % of Load | 0 | 2029 | 65535
| High | EV Charging Control | DLC-Thermostat-DI-MSHP | Small Industrial |  | Winter Morning | % of Load | 1 | 2029 | 65535
| High | EV Charging Control | DLC-Thermostat-DI-MSHP | Small Industrial |  | Winter Morning | % of Load | 0 | 2029 | 65535
| High | EV Charging Control | DLC-Thermostat-BYOT-MSHP | Small Industrial |  | Winter Morning | % of Load | 1 | 2029 | 65535
| High | EV Charging Control | DLC-Thermostat-BYOT-MSHP | Small Industrial |  | Winter Morning | % of Load | 0 | 2029 | 65535
| High | EV Charging Control | C&I Curtailment-Turnkey-Manual HVAC Control | Small Industrial |  | Winter Morning | % of Load | 1 | 2029 | 65535
| High | EV Charging Control | C&I Curtailment-Turnkey-Manual HVAC Control | Small Industrial |  | Winter Morning | % of Load | 0 | 2029 | 65535
| High | EV Charging Control | C&I Curtailment-Turnkey-Auto-DR HVAC Control | Small Industrial |  | Winter Morning | % of Load | 1 | 2029 | 65535
| High | EV Charging Control | C&I Curtailment-Turnkey-Auto-DR HVAC Control | Small Industrial |  | Winter Morning | % of Load | 0 | 2029 | 65535
| High | EV Charging Control | C&I Curtailment-Turnkey-Standard Lighting Control | Small Industrial |  | Winter Morning | % of Load | 1 | 2029 | 65535
| High | EV Charging Control | C&I Curtailment-Turnkey-Standard Lighting Control | Small Industrial |  | Winter Morning | % of Load | 0 | 2029 | 65535
| High | EV Charging Control | C&I Curtailment-Turnkey-Advanced Lighting Control | Small Industrial |  | Winter Morning | % of Load | 1 | 2029 | 65535
| High | EV Charging Control | C&I Curtailment-Turnkey-Advanced Lighting Control | Small Industrial |  | Winter Morning | % of Load | 0 | 2029 | 65535
| High | EV Charging Control | C&I Curtailment-Turnkey-Water Heating Control | Small Industrial |  | Winter Morning | % of Load | 1 | 2029 | 65535
| High | EV Charging Control | C&I Curtailment-Turnkey-Water Heating Control | Small Industrial |  | Winter Morning | % of Load | 0 | 2029 | 65535
| High | EV Charging Control | C&I Curtailment-Turnkey-Other | Small Industrial |  | Winter Morning | % of Load | 1 | 2029 | 65535
| High | EV Charging Control | C&I Curtailment-Turnkey-Other | Small Industrial |  | Winter Morning | % of Load | 0 | 2029 | 65535
| High | EV Charging Control | C&I Curtailment-Turnkey-Industrial | Small Industrial |  | Winter Morning | % of Load | 1 | 2029 | 65535
| High | EV Charging Control | C&I Curtailment-Turnkey-Industrial | Small Industrial |  | Winter Morning | % of Load | 0 | 2029 | 65535
| High | EV Charging Control | DLC-Switch-Water Heating | Small Industrial |  | Winter Evening | % of Load | 1 | 2029 | 65535
| High | EV Charging Control | DLC-Switch-Water Heating | Small Industrial |  | Winter Evening | % of Load | 0 | 2029 | 65535
| High | EV Charging Control | DLC-BYOD-Water Heating | Small Industrial |  | Winter Evening | % of Load | 1 | 2029 | 65535
| High | EV Charging Control | DLC-BYOD-Water Heating | Small Industrial |  | Winter Evening | % of Load | 0 | 2029 | 65535
| High | EV Charging Control | DLC-Thermostat-DI-Central Heat Pump | Small Industrial |  | Winter Evening | % of Load | 1 | 2029 | 65535
| High | EV Charging Control | DLC-Thermostat-DI-Central Heat Pump | Small Industrial |  | Winter Evening | % of Load | 0 | 2029 | 65535
| High | EV Charging Control | DLC-Thermostat-BYOT-Central Heat Pump | Small Industrial |  | Winter Evening | % of Load | 1 | 2029 | 65535
| High | EV Charging Control | DLC-Thermostat-BYOT-Central Heat Pump | Small Industrial |  | Winter Evening | % of Load | 0 | 2029 | 65535
| High | EV Charging Control | DLC-Thermostat-HVAC | Small Industrial |  | Winter Evening | % of Load | 1 | 2029 | 65535
| High | EV Charging Control | DLC-Thermostat-HVAC | Small Industrial |  | Winter Evening | % of Load | 0 | 2029 | 65535
| High | EV Charging Control | DLC-Thermostat-DI-Baseboard Heating | Small Industrial |  | Winter Evening | % of Load | 1 | 2029 | 65535
| High | EV Charging Control | DLC-Thermostat-DI-Baseboard Heating | Small Industrial |  | Winter Evening | % of Load | 0 | 2029 | 65535
| High | EV Charging Control | DLC-Thermostat-BYOT-Baseboard Heating | Small Industrial |  | Winter Evening | % of Load | 1 | 2029 | 65535
| High | EV Charging Control | DLC-Thermostat-BYOT-Baseboard Heating | Small Industrial |  | Winter Evening | % of Load | 0 | 2029 | 65535
| High | EV Charging Control | DLC-Thermostat-DI-MSHP | Small Industrial |  | Winter Evening | % of Load | 1 | 2029 | 65535
| High | EV Charging Control | DLC-Thermostat-DI-MSHP | Small Industrial |  | Winter Evening | % of Load | 0 | 2029 | 65535
| High | EV Charging Control | DLC-Thermostat-BYOT-MSHP | Small Industrial |  | Winter Evening | % of Load | 1 | 2029 | 65535
| High | EV Charging Control | DLC-Thermostat-BYOT-MSHP | Small Industrial |  | Winter Evening | % of Load | 0 | 2029 | 65535
| High | EV Charging Control | C&I Curtailment-Turnkey-Manual HVAC Control | Small Industrial |  | Winter Evening | % of Load | 1 | 2029 | 65535
| High | EV Charging Control | C&I Curtailment-Turnkey-Manual HVAC Control | Small Industrial |  | Winter Evening | % of Load | 0 | 2029 | 65535
| High | EV Charging Control | C&I Curtailment-Turnkey-Auto-DR HVAC Control | Small Industrial |  | Winter Evening | % of Load | 1 | 2029 | 65535
| High | EV Charging Control | C&I Curtailment-Turnkey-Auto-DR HVAC Control | Small Industrial |  | Winter Evening | % of Load | 0 | 2029 | 65535
| High | EV Charging Control | C&I Curtailment-Turnkey-Standard Lighting Control | Small Industrial |  | Winter Evening | % of Load | 1 | 2029 | 65535
| High | EV Charging Control | C&I Curtailment-Turnkey-Standard Lighting Control | Small Industrial |  | Winter Evening | % of Load | 0 | 2029 | 65535
| High | EV Charging Control | C&I Curtailment-Turnkey-Advanced Lighting Control | Small Industrial |  | Winter Evening | % of Load | 1 | 2029 | 65535
| High | EV Charging Control | C&I Curtailment-Turnkey-Advanced Lighting Control | Small Industrial |  | Winter Evening | % of Load | 0 | 2029 | 65535
| High | EV Charging Control | C&I Curtailment-Turnkey-Water Heating Control | Small Industrial |  | Winter Evening | % of Load | 1 | 2029 | 65535
| High | EV Charging Control | C&I Curtailment-Turnkey-Water Heating Control | Small Industrial |  | Winter Evening | % of Load | 0 | 2029 | 65535
| High | EV Charging Control | C&I Curtailment-Turnkey-Other | Small Industrial |  | Winter Evening | % of Load | 1 | 2029 | 65535
| High | EV Charging Control | C&I Curtailment-Turnkey-Other | Small Industrial |  | Winter Evening | % of Load | 0 | 2029 | 65535
| High | EV Charging Control | C&I Curtailment-Turnkey-Industrial | Small Industrial |  | Winter Evening | % of Load | 1 | 2029 | 65535
| High | EV Charging Control | C&I Curtailment-Turnkey-Industrial | Small Industrial |  | Winter Evening | % of Load | 0 | 2029 | 65535
| High | EV Charging Control | DLC-Switch-Water Heating | Medium Industrial |  | Winter Morning | % of Load | 1 | 2029 | 65535
| High | EV Charging Control | DLC-Switch-Water Heating | Medium Industrial |  | Winter Morning | % of Load | 0 | 2029 | 65535
| High | EV Charging Control | DLC-BYOD-Water Heating | Medium Industrial |  | Winter Morning | % of Load | 1 | 2029 | 65535
| High | EV Charging Control | DLC-BYOD-Water Heating | Medium Industrial |  | Winter Morning | % of Load | 0 | 2029 | 65535
| High | EV Charging Control | DLC-Thermostat-DI-Central Heat Pump | Medium Industrial |  | Winter Morning | % of Load | 1 | 2029 | 65535
| High | EV Charging Control | DLC-Thermostat-DI-Central Heat Pump | Medium Industrial |  | Winter Morning | % of Load | 0 | 2029 | 65535
| High | EV Charging Control | DLC-Thermostat-BYOT-Central Heat Pump | Medium Industrial |  | Winter Morning | % of Load | 1 | 2029 | 65535
| High | EV Charging Control | DLC-Thermostat-BYOT-Central Heat Pump | Medium Industrial |  | Winter Morning | % of Load | 0 | 2029 | 65535
| High | EV Charging Control | DLC-Thermostat-HVAC | Medium Industrial |  | Winter Morning | % of Load | 1 | 2029 | 65535
| High | EV Charging Control | DLC-Thermostat-HVAC | Medium Industrial |  | Winter Morning | % of Load | 0 | 2029 | 65535
| High | EV Charging Control | DLC-Thermostat-DI-Baseboard Heating | Medium Industrial |  | Winter Morning | % of Load | 1 | 2029 | 65535
| High | EV Charging Control | DLC-Thermostat-DI-Baseboard Heating | Medium Industrial |  | Winter Morning | % of Load | 0 | 2029 | 65535
| High | EV Charging Control | DLC-Thermostat-BYOT-Baseboard Heating | Medium Industrial |  | Winter Morning | % of Load | 1 | 2029 | 65535
| High | EV Charging Control | DLC-Thermostat-BYOT-Baseboard Heating | Medium Industrial |  | Winter Morning | % of Load | 0 | 2029 | 65535
| High | EV Charging Control | DLC-Thermostat-DI-MSHP | Medium Industrial |  | Winter Morning | % of Load | 1 | 2029 | 65535
| High | EV Charging Control | DLC-Thermostat-DI-MSHP | Medium Industrial |  | Winter Morning | % of Load | 0 | 2029 | 65535
| High | EV Charging Control | DLC-Thermostat-BYOT-MSHP | Medium Industrial |  | Winter Morning | % of Load | 1 | 2029 | 65535
| High | EV Charging Control | DLC-Thermostat-BYOT-MSHP | Medium Industrial |  | Winter Morning | % of Load | 0 | 2029 | 65535
| High | EV Charging Control | C&I Curtailment-Turnkey-Manual HVAC Control | Medium Industrial |  | Winter Morning | % of Load | 1 | 2029 | 65535
| High | EV Charging Control | C&I Curtailment-Turnkey-Manual HVAC Control | Medium Industrial |  | Winter Morning | % of Load | 0 | 2029 | 65535
| High | EV Charging Control | C&I Curtailment-Turnkey-Auto-DR HVAC Control | Medium Industrial |  | Winter Morning | % of Load | 1 | 2029 | 65535
| High | EV Charging Control | C&I Curtailment-Turnkey-Auto-DR HVAC Control | Medium Industrial |  | Winter Morning | % of Load | 0 | 2029 | 65535
| High | EV Charging Control | C&I Curtailment-Turnkey-Standard Lighting Control | Medium Industrial |  | Winter Morning | % of Load | 1 | 2029 | 65535
| High | EV Charging Control | C&I Curtailment-Turnkey-Standard Lighting Control | Medium Industrial |  | Winter Morning | % of Load | 0 | 2029 | 65535
| High | EV Charging Control | C&I Curtailment-Turnkey-Advanced Lighting Control | Medium Industrial |  | Winter Morning | % of Load | 1 | 2029 | 65535
| High | EV Charging Control | C&I Curtailment-Turnkey-Advanced Lighting Control | Medium Industrial |  | Winter Morning | % of Load | 0 | 2029 | 65535
| High | EV Charging Control | C&I Curtailment-Turnkey-Water Heating Control | Medium Industrial |  | Winter Morning | % of Load | 1 | 2029 | 65535
| High | EV Charging Control | C&I Curtailment-Turnkey-Water Heating Control | Medium Industrial |  | Winter Morning | % of Load | 0 | 2029 | 65535
| High | EV Charging Control | C&I Curtailment-Turnkey-Other | Medium Industrial |  | Winter Morning | % of Load | 1 | 2029 | 65535
| High | EV Charging Control | C&I Curtailment-Turnkey-Other | Medium Industrial |  | Winter Morning | % of Load | 0 | 2029 | 65535
| High | EV Charging Control | DLC-Switch-Water Heating | Medium Industrial |  | Winter Evening | % of Load | 1 | 2029 | 65535
| High | EV Charging Control | DLC-Switch-Water Heating | Medium Industrial |  | Winter Evening | % of Load | 0 | 2029 | 65535
| High | EV Charging Control | DLC-BYOD-Water Heating | Medium Industrial |  | Winter Evening | % of Load | 1 | 2029 | 65535
| High | EV Charging Control | DLC-BYOD-Water Heating | Medium Industrial |  | Winter Evening | % of Load | 0 | 2029 | 65535
| High | EV Charging Control | DLC-Thermostat-DI-Central Heat Pump | Medium Industrial |  | Winter Evening | % of Load | 1 | 2029 | 65535
| High | EV Charging Control | DLC-Thermostat-DI-Central Heat Pump | Medium Industrial |  | Winter Evening | % of Load | 0 | 2029 | 65535
| High | EV Charging Control | DLC-Thermostat-BYOT-Central Heat Pump | Medium Industrial |  | Winter Evening | % of Load | 1 | 2029 | 65535
| High | EV Charging Control | DLC-Thermostat-BYOT-Central Heat Pump | Medium Industrial |  | Winter Evening | % of Load | 0 | 2029 | 65535
| High | EV Charging Control | DLC-Thermostat-HVAC | Medium Industrial |  | Winter Evening | % of Load | 1 | 2029 | 65535
| High | EV Charging Control | DLC-Thermostat-HVAC | Medium Industrial |  | Winter Evening | % of Load | 0 | 2029 | 65535
| High | EV Charging Control | DLC-Thermostat-DI-Baseboard Heating | Medium Industrial |  | Winter Evening | % of Load | 1 | 2029 | 65535
| High | EV Charging Control | DLC-Thermostat-DI-Baseboard Heating | Medium Industrial |  | Winter Evening | % of Load | 0 | 2029 | 65535
| High | EV Charging Control | DLC-Thermostat-BYOT-Baseboard Heating | Medium Industrial |  | Winter Evening | % of Load | 1 | 2029 | 65535
| High | EV Charging Control | DLC-Thermostat-BYOT-Baseboard Heating | Medium Industrial |  | Winter Evening | % of Load | 0 | 2029 | 65535
| High | EV Charging Control | DLC-Thermostat-DI-MSHP | Medium Industrial |  | Winter Evening | % of Load | 1 | 2029 | 65535
| High | EV Charging Control | DLC-Thermostat-DI-MSHP | Medium Industrial |  | Winter Evening | % of Load | 0 | 2029 | 65535
| High | EV Charging Control | DLC-Thermostat-BYOT-MSHP | Medium Industrial |  | Winter Evening | % of Load | 1 | 2029 | 65535
| High | EV Charging Control | DLC-Thermostat-BYOT-MSHP | Medium Industrial |  | Winter Evening | % of Load | 0 | 2029 | 65535
| High | EV Charging Control | C&I Curtailment-Turnkey-Manual HVAC Control | Medium Industrial |  | Winter Evening | % of Load | 1 | 2029 | 65535
| High | EV Charging Control | C&I Curtailment-Turnkey-Manual HVAC Control | Medium Industrial |  | Winter Evening | % of Load | 0 | 2029 | 65535
| High | EV Charging Control | C&I Curtailment-Turnkey-Auto-DR HVAC Control | Medium Industrial |  | Winter Evening | % of Load | 1 | 2029 | 65535
| High | EV Charging Control | C&I Curtailment-Turnkey-Auto-DR HVAC Control | Medium Industrial |  | Winter Evening | % of Load | 0 | 2029 | 65535
| High | EV Charging Control | C&I Curtailment-Turnkey-Standard Lighting Control | Medium Industrial |  | Winter Evening | % of Load | 1 | 2029 | 65535
| High | EV Charging Control | C&I Curtailment-Turnkey-Standard Lighting Control | Medium Industrial |  | Winter Evening | % of Load | 0 | 2029 | 65535
| High | EV Charging Control | C&I Curtailment-Turnkey-Advanced Lighting Control | Medium Industrial |  | Winter Evening | % of Load | 1 | 2029 | 65535
| High | EV Charging Control | C&I Curtailment-Turnkey-Advanced Lighting Control | Medium Industrial |  | Winter Evening | % of Load | 0 | 2029 | 65535
| High | EV Charging Control | C&I Curtailment-Turnkey-Water Heating Control | Medium Industrial |  | Winter Evening | % of Load | 1 | 2029 | 65535
| High | EV Charging Control | C&I Curtailment-Turnkey-Water Heating Control | Medium Industrial |  | Winter Evening | % of Load | 0 | 2029 | 65535
| High | EV Charging Control | C&I Curtailment-Turnkey-Other | Medium Industrial |  | Winter Evening | % of Load | 1 | 2029 | 65535
| High | EV Charging Control | C&I Curtailment-Turnkey-Other | Medium Industrial |  | Winter Evening | % of Load | 0 | 2029 | 65535
| High | EV Charging Control | EV Charging Control | EV Res LDV |  | Winter Morning | % of Load | 1 | 2029 | 65535
| High | EV Charging Control | EV Charging Control | EV Res LDV |  | Winter Morning | % of Load | 0 | 2029 | 65535
| High | EV Charging Control | EV Charging Control | EV Res LDV |  | Winter Evening | % of Load | 1 | 2029 | 65535
| High | EV Charging Control | EV Charging Control | EV Res LDV |  | Winter Evening | % of Load | 0 | 2029 | 65535
| High | EV Charging Control | EV Charging Control | EV Com LDV |  | Winter Morning | % of Load | 1 | 2029 | 65535
| High | EV Charging Control | EV Charging Control | EV Com LDV |  | Winter Morning | % of Load | 0 | 2029 | 65535
| High | EV Charging Control | EV Charging Control | EV Com LDV |  | Winter Evening | % of Load | 1 | 2029 | 65535
| High | EV Charging Control | EV Charging Control | EV Com LDV |  | Winter Evening | % of Load | 0 | 2029 | 65535
| High | EV Charging Control | EV Charging Control | EV Com MDV |  | Winter Morning | % of Load | 1 | 2029 | 65535
| High | EV Charging Control | EV Charging Control | EV Com MDV |  | Winter Morning | % of Load | 0 | 2029 | 65535
| High | EV Charging Control | EV Charging Control | EV Com MDV |  | Winter Evening | % of Load | 1 | 2029 | 65535
| High | EV Charging Control | EV Charging Control | EV Com MDV |  | Winter Evening | % of Load | 0 | 2029 | 65535
| High | EV Charging Control | EV Charging Control | EV Com HDV |  | Winter Morning | % of Load | 1 | 2029 | 65535
| High | EV Charging Control | EV Charging Control | EV Com HDV |  | Winter Morning | % of Load | 0 | 2029 | 65535
| High | EV Charging Control | EV Charging Control | EV Com HDV |  | Winter Evening | % of Load | 1 | 2029 | 65535
| High | EV Charging Control | EV Charging Control | EV Com HDV |  | Winter Evening | % of Load | 0 | 2029 | 65535
| High | Behavioral DR | DLC-Switch-Water Heating | Small General |  | Winter Morning | % of Load | 1 | 2029 | 65535
| High | Behavioral DR | DLC-Switch-Water Heating | Small General |  | Winter Morning | % of Load | 0 | 2029 | 65535
| High | Behavioral DR | DLC-BYOD-Water Heating | Small General |  | Winter Morning | % of Load | 1 | 2029 | 65535
| High | Behavioral DR | DLC-BYOD-Water Heating | Small General |  | Winter Morning | % of Load | 0 | 2029 | 65535
| High | Behavioral DR | DLC-Thermostat-DI-Central Heat Pump | Small General |  | Winter Morning | % of Load | 1 | 2029 | 65535
| High | Behavioral DR | DLC-Thermostat-DI-Central Heat Pump | Small General |  | Winter Morning | % of Load | 0 | 2029 | 65535
| High | Behavioral DR | DLC-Thermostat-BYOT-Central Heat Pump | Small General |  | Winter Morning | % of Load | 1 | 2029 | 65535
| High | Behavioral DR | DLC-Thermostat-BYOT-Central Heat Pump | Small General |  | Winter Morning | % of Load | 0 | 2029 | 65535
| High | Behavioral DR | DLC-Thermostat-HVAC | Small General |  | Winter Morning | % of Load | 1 | 2029 | 65535
| High | Behavioral DR | DLC-Thermostat-HVAC | Small General |  | Winter Morning | % of Load | 0 | 2029 | 65535
| High | Behavioral DR | DLC-Thermostat-DI-Baseboard Heating | Small General |  | Winter Morning | % of Load | 1 | 2029 | 65535
| High | Behavioral DR | DLC-Thermostat-DI-Baseboard Heating | Small General |  | Winter Morning | % of Load | 0 | 2029 | 65535
| High | Behavioral DR | DLC-Thermostat-BYOT-Baseboard Heating | Small General |  | Winter Morning | % of Load | 1 | 2029 | 65535
| High | Behavioral DR | DLC-Thermostat-BYOT-Baseboard Heating | Small General |  | Winter Morning | % of Load | 0 | 2029 | 65535
| High | Behavioral DR | DLC-Thermostat-DI-MSHP | Small General |  | Winter Morning | % of Load | 1 | 2029 | 65535
| High | Behavioral DR | DLC-Thermostat-DI-MSHP | Small General |  | Winter Morning | % of Load | 0 | 2029 | 65535
| High | Behavioral DR | DLC-Thermostat-BYOT-MSHP | Small General |  | Winter Morning | % of Load | 1 | 2029 | 65535
| High | Behavioral DR | DLC-Thermostat-BYOT-MSHP | Small General |  | Winter Morning | % of Load | 0 | 2029 | 65535
| High | Behavioral DR | C&I Curtailment-Turnkey-Manual HVAC Control | Small General |  | Winter Morning | % of Load | 1 | 2029 | 65535
| High | Behavioral DR | C&I Curtailment-Turnkey-Manual HVAC Control | Small General |  | Winter Morning | % of Load | 0 | 2029 | 65535
| High | Behavioral DR | C&I Curtailment-Turnkey-Auto-DR HVAC Control | Small General |  | Winter Morning | % of Load | 1 | 2029 | 65535
| High | Behavioral DR | C&I Curtailment-Turnkey-Auto-DR HVAC Control | Small General |  | Winter Morning | % of Load | 0 | 2029 | 65535
| High | Behavioral DR | C&I Curtailment-Turnkey-Standard Lighting Control | Small General |  | Winter Morning | % of Load | 1 | 2029 | 65535
| High | Behavioral DR | C&I Curtailment-Turnkey-Standard Lighting Control | Small General |  | Winter Morning | % of Load | 0 | 2029 | 65535
| High | Behavioral DR | C&I Curtailment-Turnkey-Advanced Lighting Control | Small General |  | Winter Morning | % of Load | 1 | 2029 | 65535
| High | Behavioral DR | C&I Curtailment-Turnkey-Advanced Lighting Control | Small General |  | Winter Morning | % of Load | 0 | 2029 | 65535
| High | Behavioral DR | C&I Curtailment-Turnkey-Water Heating Control | Small General |  | Winter Morning | % of Load | 1 | 2029 | 65535
| High | Behavioral DR | C&I Curtailment-Turnkey-Water Heating Control | Small General |  | Winter Morning | % of Load | 0 | 2029 | 65535
| High | Behavioral DR | C&I Curtailment-Turnkey-Other | Small General |  | Winter Morning | % of Load | 1 | 2029 | 65535
| High | Behavioral DR | C&I Curtailment-Turnkey-Other | Small General |  | Winter Morning | % of Load | 0 | 2029 | 65535
| High | Behavioral DR | Dynamic Pricing with enabling tech. | Small General |  | Winter Morning | % of Load | 1 | 2029 | 65535
| High | Behavioral DR | Dynamic Pricing with enabling tech. | Small General |  | Winter Morning | % of Load | 0 | 2029 | 65535
| High | Behavioral DR | DLC-Switch-Water Heating | Small General |  | Winter Evening | % of Load | 1 | 2029 | 65535
| High | Behavioral DR | DLC-Switch-Water Heating | Small General |  | Winter Evening | % of Load | 0 | 2029 | 65535
| High | Behavioral DR | DLC-BYOD-Water Heating | Small General |  | Winter Evening | % of Load | 1 | 2029 | 65535
| High | Behavioral DR | DLC-BYOD-Water Heating | Small General |  | Winter Evening | % of Load | 0 | 2029 | 65535
| High | Behavioral DR | DLC-Thermostat-DI-Central Heat Pump | Small General |  | Winter Evening | % of Load | 1 | 2029 | 65535
| High | Behavioral DR | DLC-Thermostat-DI-Central Heat Pump | Small General |  | Winter Evening | % of Load | 0 | 2029 | 65535
| High | Behavioral DR | DLC-Thermostat-BYOT-Central Heat Pump | Small General |  | Winter Evening | % of Load | 1 | 2029 | 65535
| High | Behavioral DR | DLC-Thermostat-BYOT-Central Heat Pump | Small General |  | Winter Evening | % of Load | 0 | 2029 | 65535
| High | Behavioral DR | DLC-Thermostat-HVAC | Small General |  | Winter Evening | % of Load | 1 | 2029 | 65535
| High | Behavioral DR | DLC-Thermostat-HVAC | Small General |  | Winter Evening | % of Load | 0 | 2029 | 65535
| High | Behavioral DR | DLC-Thermostat-DI-Baseboard Heating | Small General |  | Winter Evening | % of Load | 1 | 2029 | 65535
| High | Behavioral DR | DLC-Thermostat-DI-Baseboard Heating | Small General |  | Winter Evening | % of Load | 0 | 2029 | 65535
| High | Behavioral DR | DLC-Thermostat-BYOT-Baseboard Heating | Small General |  | Winter Evening | % of Load | 1 | 2029 | 65535
| High | Behavioral DR | DLC-Thermostat-BYOT-Baseboard Heating | Small General |  | Winter Evening | % of Load | 0 | 2029 | 65535
| High | Behavioral DR | DLC-Thermostat-DI-MSHP | Small General |  | Winter Evening | % of Load | 1 | 2029 | 65535
| High | Behavioral DR | DLC-Thermostat-DI-MSHP | Small General |  | Winter Evening | % of Load | 0 | 2029 | 65535
| High | Behavioral DR | DLC-Thermostat-BYOT-MSHP | Small General |  | Winter Evening | % of Load | 1 | 2029 | 65535
| High | Behavioral DR | DLC-Thermostat-BYOT-MSHP | Small General |  | Winter Evening | % of Load | 0 | 2029 | 65535
| High | Behavioral DR | C&I Curtailment-Turnkey-Manual HVAC Control | Small General |  | Winter Evening | % of Load | 1 | 2029 | 65535
| High | Behavioral DR | C&I Curtailment-Turnkey-Manual HVAC Control | Small General |  | Winter Evening | % of Load | 0 | 2029 | 65535
| High | Behavioral DR | C&I Curtailment-Turnkey-Auto-DR HVAC Control | Small General |  | Winter Evening | % of Load | 1 | 2029 | 65535
| High | Behavioral DR | C&I Curtailment-Turnkey-Auto-DR HVAC Control | Small General |  | Winter Evening | % of Load | 0 | 2029 | 65535
| High | Behavioral DR | C&I Curtailment-Turnkey-Standard Lighting Control | Small General |  | Winter Evening | % of Load | 1 | 2029 | 65535
| High | Behavioral DR | C&I Curtailment-Turnkey-Standard Lighting Control | Small General |  | Winter Evening | % of Load | 0 | 2029 | 65535
| High | Behavioral DR | C&I Curtailment-Turnkey-Advanced Lighting Control | Small General |  | Winter Evening | % of Load | 1 | 2029 | 65535
| High | Behavioral DR | C&I Curtailment-Turnkey-Advanced Lighting Control | Small General |  | Winter Evening | % of Load | 0 | 2029 | 65535
| High | Behavioral DR | C&I Curtailment-Turnkey-Water Heating Control | Small General |  | Winter Evening | % of Load | 1 | 2029 | 65535
| High | Behavioral DR | C&I Curtailment-Turnkey-Water Heating Control | Small General |  | Winter Evening | % of Load | 0 | 2029 | 65535
| High | Behavioral DR | C&I Curtailment-Turnkey-Other | Small General |  | Winter Evening | % of Load | 1 | 2029 | 65535
| High | Behavioral DR | C&I Curtailment-Turnkey-Other | Small General |  | Winter Evening | % of Load | 0 | 2029 | 65535
| High | Behavioral DR | Dynamic Pricing with enabling tech. | Small General |  | Winter Evening | % of Load | 1 | 2029 | 65535
| High | Behavioral DR | Dynamic Pricing with enabling tech. | Small General |  | Winter Evening | % of Load | 0 | 2029 | 65535
| High | Behavioral DR | DLC-Switch-Water Heating | General |  | Winter Morning | % of Load | 1 | 2029 | 65535
| High | Behavioral DR | DLC-Switch-Water Heating | General |  | Winter Morning | % of Load | 0 | 2029 | 65535
| High | Behavioral DR | DLC-BYOD-Water Heating | General |  | Winter Morning | % of Load | 1 | 2029 | 65535
| High | Behavioral DR | DLC-BYOD-Water Heating | General |  | Winter Morning | % of Load | 0 | 2029 | 65535
| High | Behavioral DR | DLC-Thermostat-DI-Central Heat Pump | General |  | Winter Morning | % of Load | 1 | 2029 | 65535
| High | Behavioral DR | DLC-Thermostat-DI-Central Heat Pump | General |  | Winter Morning | % of Load | 0 | 2029 | 65535
| High | Behavioral DR | DLC-Thermostat-BYOT-Central Heat Pump | General |  | Winter Morning | % of Load | 1 | 2029 | 65535
| High | Behavioral DR | DLC-Thermostat-BYOT-Central Heat Pump | General |  | Winter Morning | % of Load | 0 | 2029 | 65535
| High | Behavioral DR | DLC-Thermostat-HVAC | General |  | Winter Morning | % of Load | 1 | 2029 | 65535
| High | Behavioral DR | DLC-Thermostat-HVAC | General |  | Winter Morning | % of Load | 0 | 2029 | 65535
| High | Behavioral DR | DLC-Thermostat-DI-Baseboard Heating | General |  | Winter Morning | % of Load | 1 | 2029 | 65535
| High | Behavioral DR | DLC-Thermostat-DI-Baseboard Heating | General |  | Winter Morning | % of Load | 0 | 2029 | 65535
| High | Behavioral DR | DLC-Thermostat-BYOT-Baseboard Heating | General |  | Winter Morning | % of Load | 1 | 2029 | 65535
| High | Behavioral DR | DLC-Thermostat-BYOT-Baseboard Heating | General |  | Winter Morning | % of Load | 0 | 2029 | 65535
| High | Behavioral DR | DLC-Thermostat-DI-MSHP | General |  | Winter Morning | % of Load | 1 | 2029 | 65535
| High | Behavioral DR | DLC-Thermostat-DI-MSHP | General |  | Winter Morning | % of Load | 0 | 2029 | 65535
| High | Behavioral DR | DLC-Thermostat-BYOT-MSHP | General |  | Winter Morning | % of Load | 1 | 2029 | 65535
| High | Behavioral DR | DLC-Thermostat-BYOT-MSHP | General |  | Winter Morning | % of Load | 0 | 2029 | 65535
| High | Behavioral DR | C&I Curtailment-Turnkey-Manual HVAC Control | General |  | Winter Morning | % of Load | 1 | 2029 | 65535
| High | Behavioral DR | C&I Curtailment-Turnkey-Manual HVAC Control | General |  | Winter Morning | % of Load | 0 | 2029 | 65535
| High | Behavioral DR | C&I Curtailment-Turnkey-Auto-DR HVAC Control | General |  | Winter Morning | % of Load | 1 | 2029 | 65535
| High | Behavioral DR | C&I Curtailment-Turnkey-Auto-DR HVAC Control | General |  | Winter Morning | % of Load | 0 | 2029 | 65535
| High | Behavioral DR | C&I Curtailment-Turnkey-Standard Lighting Control | General |  | Winter Morning | % of Load | 1 | 2029 | 65535
| High | Behavioral DR | C&I Curtailment-Turnkey-Standard Lighting Control | General |  | Winter Morning | % of Load | 0 | 2029 | 65535
| High | Behavioral DR | C&I Curtailment-Turnkey-Advanced Lighting Control | General |  | Winter Morning | % of Load | 1 | 2029 | 65535
| High | Behavioral DR | C&I Curtailment-Turnkey-Advanced Lighting Control | General |  | Winter Morning | % of Load | 0 | 2029 | 65535
| High | Behavioral DR | C&I Curtailment-Turnkey-Water Heating Control | General |  | Winter Morning | % of Load | 1 | 2029 | 65535
| High | Behavioral DR | C&I Curtailment-Turnkey-Water Heating Control | General |  | Winter Morning | % of Load | 0 | 2029 | 65535
| High | Behavioral DR | C&I Curtailment-Turnkey-Other | General |  | Winter Morning | % of Load | 1 | 2029 | 65535
| High | Behavioral DR | C&I Curtailment-Turnkey-Other | General |  | Winter Morning | % of Load | 0 | 2029 | 65535
| High | Behavioral DR | DLC-Switch-Water Heating | General |  | Winter Evening | % of Load | 1 | 2029 | 65535
| High | Behavioral DR | DLC-Switch-Water Heating | General |  | Winter Evening | % of Load | 0 | 2029 | 65535
| High | Behavioral DR | DLC-BYOD-Water Heating | General |  | Winter Evening | % of Load | 1 | 2029 | 65535
| High | Behavioral DR | DLC-BYOD-Water Heating | General |  | Winter Evening | % of Load | 0 | 2029 | 65535
| High | Behavioral DR | DLC-Thermostat-DI-Central Heat Pump | General |  | Winter Evening | % of Load | 1 | 2029 | 65535
| High | Behavioral DR | DLC-Thermostat-DI-Central Heat Pump | General |  | Winter Evening | % of Load | 0 | 2029 | 65535
| High | Behavioral DR | DLC-Thermostat-BYOT-Central Heat Pump | General |  | Winter Evening | % of Load | 1 | 2029 | 65535
| High | Behavioral DR | DLC-Thermostat-BYOT-Central Heat Pump | General |  | Winter Evening | % of Load | 0 | 2029 | 65535
| High | Behavioral DR | DLC-Thermostat-HVAC | General |  | Winter Evening | % of Load | 1 | 2029 | 65535
| High | Behavioral DR | DLC-Thermostat-HVAC | General |  | Winter Evening | % of Load | 0 | 2029 | 65535
| High | Behavioral DR | DLC-Thermostat-DI-Baseboard Heating | General |  | Winter Evening | % of Load | 1 | 2029 | 65535
| High | Behavioral DR | DLC-Thermostat-DI-Baseboard Heating | General |  | Winter Evening | % of Load | 0 | 2029 | 65535
| High | Behavioral DR | DLC-Thermostat-BYOT-Baseboard Heating | General |  | Winter Evening | % of Load | 1 | 2029 | 65535
| High | Behavioral DR | DLC-Thermostat-BYOT-Baseboard Heating | General |  | Winter Evening | % of Load | 0 | 2029 | 65535
| High | Behavioral DR | DLC-Thermostat-DI-MSHP | General |  | Winter Evening | % of Load | 1 | 2029 | 65535
| High | Behavioral DR | DLC-Thermostat-DI-MSHP | General |  | Winter Evening | % of Load | 0 | 2029 | 65535
| High | Behavioral DR | DLC-Thermostat-BYOT-MSHP | General |  | Winter Evening | % of Load | 1 | 2029 | 65535
| High | Behavioral DR | DLC-Thermostat-BYOT-MSHP | General |  | Winter Evening | % of Load | 0 | 2029 | 65535
| High | Behavioral DR | C&I Curtailment-Turnkey-Manual HVAC Control | General |  | Winter Evening | % of Load | 1 | 2029 | 65535
| High | Behavioral DR | C&I Curtailment-Turnkey-Manual HVAC Control | General |  | Winter Evening | % of Load | 0 | 2029 | 65535
| High | Behavioral DR | C&I Curtailment-Turnkey-Auto-DR HVAC Control | General |  | Winter Evening | % of Load | 1 | 2029 | 65535
| High | Behavioral DR | C&I Curtailment-Turnkey-Auto-DR HVAC Control | General |  | Winter Evening | % of Load | 0 | 2029 | 65535
| High | Behavioral DR | C&I Curtailment-Turnkey-Standard Lighting Control | General |  | Winter Evening | % of Load | 1 | 2029 | 65535
| High | Behavioral DR | C&I Curtailment-Turnkey-Standard Lighting Control | General |  | Winter Evening | % of Load | 0 | 2029 | 65535
| High | Behavioral DR | C&I Curtailment-Turnkey-Advanced Lighting Control | General |  | Winter Evening | % of Load | 1 | 2029 | 65535
| High | Behavioral DR | C&I Curtailment-Turnkey-Advanced Lighting Control | General |  | Winter Evening | % of Load | 0 | 2029 | 65535
| High | Behavioral DR | C&I Curtailment-Turnkey-Water Heating Control | General |  | Winter Evening | % of Load | 1 | 2029 | 65535
| High | Behavioral DR | C&I Curtailment-Turnkey-Water Heating Control | General |  | Winter Evening | % of Load | 0 | 2029 | 65535
| High | Behavioral DR | C&I Curtailment-Turnkey-Other | General |  | Winter Evening | % of Load | 1 | 2029 | 65535
| High | Behavioral DR | C&I Curtailment-Turnkey-Other | General |  | Winter Evening | % of Load | 0 | 2029 | 65535
| High | Behavioral DR | DLC-Switch-Water Heating | Small Industrial |  | Winter Morning | % of Load | 1 | 2029 | 65535
| High | Behavioral DR | DLC-Switch-Water Heating | Small Industrial |  | Winter Morning | % of Load | 0 | 2029 | 65535
| High | Behavioral DR | DLC-BYOD-Water Heating | Small Industrial |  | Winter Morning | % of Load | 1 | 2029 | 65535
| High | Behavioral DR | DLC-BYOD-Water Heating | Small Industrial |  | Winter Morning | % of Load | 0 | 2029 | 65535
| High | Behavioral DR | DLC-Thermostat-DI-Central Heat Pump | Small Industrial |  | Winter Morning | % of Load | 1 | 2029 | 65535
| High | Behavioral DR | DLC-Thermostat-DI-Central Heat Pump | Small Industrial |  | Winter Morning | % of Load | 0 | 2029 | 65535
| High | Behavioral DR | DLC-Thermostat-BYOT-Central Heat Pump | Small Industrial |  | Winter Morning | % of Load | 1 | 2029 | 65535
| High | Behavioral DR | DLC-Thermostat-BYOT-Central Heat Pump | Small Industrial |  | Winter Morning | % of Load | 0 | 2029 | 65535
| High | Behavioral DR | DLC-Thermostat-HVAC | Small Industrial |  | Winter Morning | % of Load | 1 | 2029 | 65535
| High | Behavioral DR | DLC-Thermostat-HVAC | Small Industrial |  | Winter Morning | % of Load | 0 | 2029 | 65535
| High | Behavioral DR | DLC-Thermostat-DI-Baseboard Heating | Small Industrial |  | Winter Morning | % of Load | 1 | 2029 | 65535
| High | Behavioral DR | DLC-Thermostat-DI-Baseboard Heating | Small Industrial |  | Winter Morning | % of Load | 0 | 2029 | 65535
| High | Behavioral DR | DLC-Thermostat-BYOT-Baseboard Heating | Small Industrial |  | Winter Morning | % of Load | 1 | 2029 | 65535
| High | Behavioral DR | DLC-Thermostat-BYOT-Baseboard Heating | Small Industrial |  | Winter Morning | % of Load | 0 | 2029 | 65535
| High | Behavioral DR | DLC-Thermostat-DI-MSHP | Small Industrial |  | Winter Morning | % of Load | 1 | 2029 | 65535
| High | Behavioral DR | DLC-Thermostat-DI-MSHP | Small Industrial |  | Winter Morning | % of Load | 0 | 2029 | 65535
| High | Behavioral DR | DLC-Thermostat-BYOT-MSHP | Small Industrial |  | Winter Morning | % of Load | 1 | 2029 | 65535
| High | Behavioral DR | DLC-Thermostat-BYOT-MSHP | Small Industrial |  | Winter Morning | % of Load | 0 | 2029 | 65535
| High | Behavioral DR | C&I Curtailment-Turnkey-Manual HVAC Control | Small Industrial |  | Winter Morning | % of Load | 1 | 2029 | 65535
| High | Behavioral DR | C&I Curtailment-Turnkey-Manual HVAC Control | Small Industrial |  | Winter Morning | % of Load | 0 | 2029 | 65535
| High | Behavioral DR | C&I Curtailment-Turnkey-Auto-DR HVAC Control | Small Industrial |  | Winter Morning | % of Load | 1 | 2029 | 65535
| High | Behavioral DR | C&I Curtailment-Turnkey-Auto-DR HVAC Control | Small Industrial |  | Winter Morning | % of Load | 0 | 2029 | 65535
| High | Behavioral DR | C&I Curtailment-Turnkey-Standard Lighting Control | Small Industrial |  | Winter Morning | % of Load | 1 | 2029 | 65535
| High | Behavioral DR | C&I Curtailment-Turnkey-Standard Lighting Control | Small Industrial |  | Winter Morning | % of Load | 0 | 2029 | 65535
| High | Behavioral DR | C&I Curtailment-Turnkey-Advanced Lighting Control | Small Industrial |  | Winter Morning | % of Load | 1 | 2029 | 65535
| High | Behavioral DR | C&I Curtailment-Turnkey-Advanced Lighting Control | Small Industrial |  | Winter Morning | % of Load | 0 | 2029 | 65535
| High | Behavioral DR | C&I Curtailment-Turnkey-Water Heating Control | Small Industrial |  | Winter Morning | % of Load | 1 | 2029 | 65535
| High | Behavioral DR | C&I Curtailment-Turnkey-Water Heating Control | Small Industrial |  | Winter Morning | % of Load | 0 | 2029 | 65535
| High | Behavioral DR | C&I Curtailment-Turnkey-Other | Small Industrial |  | Winter Morning | % of Load | 1 | 2029 | 65535
| High | Behavioral DR | C&I Curtailment-Turnkey-Other | Small Industrial |  | Winter Morning | % of Load | 0 | 2029 | 65535
| High | Behavioral DR | C&I Curtailment-Turnkey-Industrial | Small Industrial |  | Winter Morning | % of Load | 1 | 2029 | 65535
| High | Behavioral DR | C&I Curtailment-Turnkey-Industrial | Small Industrial |  | Winter Morning | % of Load | 0 | 2029 | 65535
| High | Behavioral DR | DLC-Switch-Water Heating | Small Industrial |  | Winter Evening | % of Load | 1 | 2029 | 65535
| High | Behavioral DR | DLC-Switch-Water Heating | Small Industrial |  | Winter Evening | % of Load | 0 | 2029 | 65535
| High | Behavioral DR | DLC-BYOD-Water Heating | Small Industrial |  | Winter Evening | % of Load | 1 | 2029 | 65535
| High | Behavioral DR | DLC-BYOD-Water Heating | Small Industrial |  | Winter Evening | % of Load | 0 | 2029 | 65535
| High | Behavioral DR | DLC-Thermostat-DI-Central Heat Pump | Small Industrial |  | Winter Evening | % of Load | 1 | 2029 | 65535
| High | Behavioral DR | DLC-Thermostat-DI-Central Heat Pump | Small Industrial |  | Winter Evening | % of Load | 0 | 2029 | 65535
| High | Behavioral DR | DLC-Thermostat-BYOT-Central Heat Pump | Small Industrial |  | Winter Evening | % of Load | 1 | 2029 | 65535
| High | Behavioral DR | DLC-Thermostat-BYOT-Central Heat Pump | Small Industrial |  | Winter Evening | % of Load | 0 | 2029 | 65535
| High | Behavioral DR | DLC-Thermostat-HVAC | Small Industrial |  | Winter Evening | % of Load | 1 | 2029 | 65535
| High | Behavioral DR | DLC-Thermostat-HVAC | Small Industrial |  | Winter Evening | % of Load | 0 | 2029 | 65535
| High | Behavioral DR | DLC-Thermostat-DI-Baseboard Heating | Small Industrial |  | Winter Evening | % of Load | 1 | 2029 | 65535
| High | Behavioral DR | DLC-Thermostat-DI-Baseboard Heating | Small Industrial |  | Winter Evening | % of Load | 0 | 2029 | 65535
| High | Behavioral DR | DLC-Thermostat-BYOT-Baseboard Heating | Small Industrial |  | Winter Evening | % of Load | 1 | 2029 | 65535
| High | Behavioral DR | DLC-Thermostat-BYOT-Baseboard Heating | Small Industrial |  | Winter Evening | % of Load | 0 | 2029 | 65535
| High | Behavioral DR | DLC-Thermostat-DI-MSHP | Small Industrial |  | Winter Evening | % of Load | 1 | 2029 | 65535
| High | Behavioral DR | DLC-Thermostat-DI-MSHP | Small Industrial |  | Winter Evening | % of Load | 0 | 2029 | 65535
| High | Behavioral DR | DLC-Thermostat-BYOT-MSHP | Small Industrial |  | Winter Evening | % of Load | 1 | 2029 | 65535
| High | Behavioral DR | DLC-Thermostat-BYOT-MSHP | Small Industrial |  | Winter Evening | % of Load | 0 | 2029 | 65535
| High | Behavioral DR | C&I Curtailment-Turnkey-Manual HVAC Control | Small Industrial |  | Winter Evening | % of Load | 1 | 2029 | 65535
| High | Behavioral DR | C&I Curtailment-Turnkey-Manual HVAC Control | Small Industrial |  | Winter Evening | % of Load | 0 | 2029 | 65535
| High | Behavioral DR | C&I Curtailment-Turnkey-Auto-DR HVAC Control | Small Industrial |  | Winter Evening | % of Load | 1 | 2029 | 65535
| High | Behavioral DR | C&I Curtailment-Turnkey-Auto-DR HVAC Control | Small Industrial |  | Winter Evening | % of Load | 0 | 2029 | 65535
| High | Behavioral DR | C&I Curtailment-Turnkey-Standard Lighting Control | Small Industrial |  | Winter Evening | % of Load | 1 | 2029 | 65535
| High | Behavioral DR | C&I Curtailment-Turnkey-Standard Lighting Control | Small Industrial |  | Winter Evening | % of Load | 0 | 2029 | 65535
| High | Behavioral DR | C&I Curtailment-Turnkey-Advanced Lighting Control | Small Industrial |  | Winter Evening | % of Load | 1 | 2029 | 65535
| High | Behavioral DR | C&I Curtailment-Turnkey-Advanced Lighting Control | Small Industrial |  | Winter Evening | % of Load | 0 | 2029 | 65535
| High | Behavioral DR | C&I Curtailment-Turnkey-Water Heating Control | Small Industrial |  | Winter Evening | % of Load | 1 | 2029 | 65535
| High | Behavioral DR | C&I Curtailment-Turnkey-Water Heating Control | Small Industrial |  | Winter Evening | % of Load | 0 | 2029 | 65535
| High | Behavioral DR | C&I Curtailment-Turnkey-Other | Small Industrial |  | Winter Evening | % of Load | 1 | 2029 | 65535
| High | Behavioral DR | C&I Curtailment-Turnkey-Other | Small Industrial |  | Winter Evening | % of Load | 0 | 2029 | 65535
| High | Behavioral DR | C&I Curtailment-Turnkey-Industrial | Small Industrial |  | Winter Evening | % of Load | 1 | 2029 | 65535
| High | Behavioral DR | C&I Curtailment-Turnkey-Industrial | Small Industrial |  | Winter Evening | % of Load | 0 | 2029 | 65535
| High | Behavioral DR | DLC-Switch-Water Heating | Medium Industrial |  | Winter Morning | % of Load | 1 | 2029 | 65535
| High | Behavioral DR | DLC-Switch-Water Heating | Medium Industrial |  | Winter Morning | % of Load | 0 | 2029 | 65535
| High | Behavioral DR | DLC-BYOD-Water Heating | Medium Industrial |  | Winter Morning | % of Load | 1 | 2029 | 65535
| High | Behavioral DR | DLC-BYOD-Water Heating | Medium Industrial |  | Winter Morning | % of Load | 0 | 2029 | 65535
| High | Behavioral DR | DLC-Thermostat-DI-Central Heat Pump | Medium Industrial |  | Winter Morning | % of Load | 1 | 2029 | 65535
| High | Behavioral DR | DLC-Thermostat-DI-Central Heat Pump | Medium Industrial |  | Winter Morning | % of Load | 0 | 2029 | 65535
| High | Behavioral DR | DLC-Thermostat-BYOT-Central Heat Pump | Medium Industrial |  | Winter Morning | % of Load | 1 | 2029 | 65535
| High | Behavioral DR | DLC-Thermostat-BYOT-Central Heat Pump | Medium Industrial |  | Winter Morning | % of Load | 0 | 2029 | 65535
| High | Behavioral DR | DLC-Thermostat-HVAC | Medium Industrial |  | Winter Morning | % of Load | 1 | 2029 | 65535
| High | Behavioral DR | DLC-Thermostat-HVAC | Medium Industrial |  | Winter Morning | % of Load | 0 | 2029 | 65535
| High | Behavioral DR | DLC-Thermostat-DI-Baseboard Heating | Medium Industrial |  | Winter Morning | % of Load | 1 | 2029 | 65535
| High | Behavioral DR | DLC-Thermostat-DI-Baseboard Heating | Medium Industrial |  | Winter Morning | % of Load | 0 | 2029 | 65535
| High | Behavioral DR | DLC-Thermostat-BYOT-Baseboard Heating | Medium Industrial |  | Winter Morning | % of Load | 1 | 2029 | 65535
| High | Behavioral DR | DLC-Thermostat-BYOT-Baseboard Heating | Medium Industrial |  | Winter Morning | % of Load | 0 | 2029 | 65535
| High | Behavioral DR | DLC-Thermostat-DI-MSHP | Medium Industrial |  | Winter Morning | % of Load | 1 | 2029 | 65535
| High | Behavioral DR | DLC-Thermostat-DI-MSHP | Medium Industrial |  | Winter Morning | % of Load | 0 | 2029 | 65535
| High | Behavioral DR | DLC-Thermostat-BYOT-MSHP | Medium Industrial |  | Winter Morning | % of Load | 1 | 2029 | 65535
| High | Behavioral DR | DLC-Thermostat-BYOT-MSHP | Medium Industrial |  | Winter Morning | % of Load | 0 | 2029 | 65535
| High | Behavioral DR | C&I Curtailment-Turnkey-Manual HVAC Control | Medium Industrial |  | Winter Morning | % of Load | 1 | 2029 | 65535
| High | Behavioral DR | C&I Curtailment-Turnkey-Manual HVAC Control | Medium Industrial |  | Winter Morning | % of Load | 0 | 2029 | 65535
| High | Behavioral DR | C&I Curtailment-Turnkey-Auto-DR HVAC Control | Medium Industrial |  | Winter Morning | % of Load | 1 | 2029 | 65535
| High | Behavioral DR | C&I Curtailment-Turnkey-Auto-DR HVAC Control | Medium Industrial |  | Winter Morning | % of Load | 0 | 2029 | 65535
| High | Behavioral DR | C&I Curtailment-Turnkey-Standard Lighting Control | Medium Industrial |  | Winter Morning | % of Load | 1 | 2029 | 65535
| High | Behavioral DR | C&I Curtailment-Turnkey-Standard Lighting Control | Medium Industrial |  | Winter Morning | % of Load | 0 | 2029 | 65535
| High | Behavioral DR | C&I Curtailment-Turnkey-Advanced Lighting Control | Medium Industrial |  | Winter Morning | % of Load | 1 | 2029 | 65535
| High | Behavioral DR | C&I Curtailment-Turnkey-Advanced Lighting Control | Medium Industrial |  | Winter Morning | % of Load | 0 | 2029 | 65535
| High | Behavioral DR | C&I Curtailment-Turnkey-Water Heating Control | Medium Industrial |  | Winter Morning | % of Load | 1 | 2029 | 65535
| High | Behavioral DR | C&I Curtailment-Turnkey-Water Heating Control | Medium Industrial |  | Winter Morning | % of Load | 0 | 2029 | 65535
| High | Behavioral DR | C&I Curtailment-Turnkey-Other | Medium Industrial |  | Winter Morning | % of Load | 1 | 2029 | 65535
| High | Behavioral DR | C&I Curtailment-Turnkey-Other | Medium Industrial |  | Winter Morning | % of Load | 0 | 2029 | 65535
| High | Behavioral DR | DLC-Switch-Water Heating | Medium Industrial |  | Winter Evening | % of Load | 1 | 2029 | 65535
| High | Behavioral DR | DLC-Switch-Water Heating | Medium Industrial |  | Winter Evening | % of Load | 0 | 2029 | 65535
| High | Behavioral DR | DLC-BYOD-Water Heating | Medium Industrial |  | Winter Evening | % of Load | 1 | 2029 | 65535
| High | Behavioral DR | DLC-BYOD-Water Heating | Medium Industrial |  | Winter Evening | % of Load | 0 | 2029 | 65535
| High | Behavioral DR | DLC-Thermostat-DI-Central Heat Pump | Medium Industrial |  | Winter Evening | % of Load | 1 | 2029 | 65535
| High | Behavioral DR | DLC-Thermostat-DI-Central Heat Pump | Medium Industrial |  | Winter Evening | % of Load | 0 | 2029 | 65535
| High | Behavioral DR | DLC-Thermostat-BYOT-Central Heat Pump | Medium Industrial |  | Winter Evening | % of Load | 1 | 2029 | 65535
| High | Behavioral DR | DLC-Thermostat-BYOT-Central Heat Pump | Medium Industrial |  | Winter Evening | % of Load | 0 | 2029 | 65535
| High | Behavioral DR | DLC-Thermostat-HVAC | Medium Industrial |  | Winter Evening | % of Load | 1 | 2029 | 65535
| High | Behavioral DR | DLC-Thermostat-HVAC | Medium Industrial |  | Winter Evening | % of Load | 0 | 2029 | 65535
| High | Behavioral DR | DLC-Thermostat-DI-Baseboard Heating | Medium Industrial |  | Winter Evening | % of Load | 1 | 2029 | 65535
| High | Behavioral DR | DLC-Thermostat-DI-Baseboard Heating | Medium Industrial |  | Winter Evening | % of Load | 0 | 2029 | 65535
| High | Behavioral DR | DLC-Thermostat-BYOT-Baseboard Heating | Medium Industrial |  | Winter Evening | % of Load | 1 | 2029 | 65535
| High | Behavioral DR | DLC-Thermostat-BYOT-Baseboard Heating | Medium Industrial |  | Winter Evening | % of Load | 0 | 2029 | 65535
| High | Behavioral DR | DLC-Thermostat-DI-MSHP | Medium Industrial |  | Winter Evening | % of Load | 1 | 2029 | 65535
| High | Behavioral DR | DLC-Thermostat-DI-MSHP | Medium Industrial |  | Winter Evening | % of Load | 0 | 2029 | 65535
| High | Behavioral DR | DLC-Thermostat-BYOT-MSHP | Medium Industrial |  | Winter Evening | % of Load | 1 | 2029 | 65535
| High | Behavioral DR | DLC-Thermostat-BYOT-MSHP | Medium Industrial |  | Winter Evening | % of Load | 0 | 2029 | 65535
| High | Behavioral DR | C&I Curtailment-Turnkey-Manual HVAC Control | Medium Industrial |  | Winter Evening | % of Load | 1 | 2029 | 65535
| High | Behavioral DR | C&I Curtailment-Turnkey-Manual HVAC Control | Medium Industrial |  | Winter Evening | % of Load | 0 | 2029 | 65535
| High | Behavioral DR | C&I Curtailment-Turnkey-Auto-DR HVAC Control | Medium Industrial |  | Winter Evening | % of Load | 1 | 2029 | 65535
| High | Behavioral DR | C&I Curtailment-Turnkey-Auto-DR HVAC Control | Medium Industrial |  | Winter Evening | % of Load | 0 | 2029 | 65535
| High | Behavioral DR | C&I Curtailment-Turnkey-Standard Lighting Control | Medium Industrial |  | Winter Evening | % of Load | 1 | 2029 | 65535
| High | Behavioral DR | C&I Curtailment-Turnkey-Standard Lighting Control | Medium Industrial |  | Winter Evening | % of Load | 0 | 2029 | 65535
| High | Behavioral DR | C&I Curtailment-Turnkey-Advanced Lighting Control | Medium Industrial |  | Winter Evening | % of Load | 1 | 2029 | 65535
| High | Behavioral DR | C&I Curtailment-Turnkey-Advanced Lighting Control | Medium Industrial |  | Winter Evening | % of Load | 0 | 2029 | 65535
| High | Behavioral DR | C&I Curtailment-Turnkey-Water Heating Control | Medium Industrial |  | Winter Evening | % of Load | 1 | 2029 | 65535
| High | Behavioral DR | C&I Curtailment-Turnkey-Water Heating Control | Medium Industrial |  | Winter Evening | % of Load | 0 | 2029 | 65535
| High | Behavioral DR | C&I Curtailment-Turnkey-Other | Medium Industrial |  | Winter Evening | % of Load | 1 | 2029 | 65535
| High | Behavioral DR | C&I Curtailment-Turnkey-Other | Medium Industrial |  | Winter Evening | % of Load | 0 | 2029 | 65535
| High | Behavioral DR | Behavioral DR | Residential Charitable |  | Winter Morning | % of Load | 1 | 2029 | 65535
| High | Behavioral DR | Behavioral DR | Residential Charitable |  | Winter Morning | % of Load | 0 | 2029 | 65535
| High | Behavioral DR | Behavioral DR | Residential Charitable |  | Winter Evening | % of Load | 1 | 2029 | 65535
| High | Behavioral DR | Behavioral DR | Residential Charitable |  | Winter Evening | % of Load | 0 | 2029 | 65535
| High | Time-of-Use Rates (TOU) | DLC-Switch-Water Heating | Small General |  | Winter Morning | % of Load | 1 | 2029 | 65535
| High | Time-of-Use Rates (TOU) | DLC-Switch-Water Heating | Small General |  | Winter Morning | % of Load | 0 | 2029 | 65535
| High | Time-of-Use Rates (TOU) | DLC-BYOD-Water Heating | Small General |  | Winter Morning | % of Load | 1 | 2029 | 65535
| High | Time-of-Use Rates (TOU) | DLC-BYOD-Water Heating | Small General |  | Winter Morning | % of Load | 0 | 2029 | 65535
| High | Time-of-Use Rates (TOU) | DLC-Thermostat-DI-Central Heat Pump | Small General |  | Winter Morning | % of Load | 1 | 2029 | 65535
| High | Time-of-Use Rates (TOU) | DLC-Thermostat-DI-Central Heat Pump | Small General |  | Winter Morning | % of Load | 0 | 2029 | 65535
| High | Time-of-Use Rates (TOU) | DLC-Thermostat-BYOT-Central Heat Pump | Small General |  | Winter Morning | % of Load | 1 | 2029 | 65535
| High | Time-of-Use Rates (TOU) | DLC-Thermostat-BYOT-Central Heat Pump | Small General |  | Winter Morning | % of Load | 0 | 2029 | 65535
| High | Time-of-Use Rates (TOU) | DLC-Thermostat-HVAC | Small General |  | Winter Morning | % of Load | 1 | 2029 | 65535
| High | Time-of-Use Rates (TOU) | DLC-Thermostat-HVAC | Small General |  | Winter Morning | % of Load | 0 | 2029 | 65535
| High | Time-of-Use Rates (TOU) | DLC-Thermostat-DI-Baseboard Heating | Small General |  | Winter Morning | % of Load | 1 | 2029 | 65535
| High | Time-of-Use Rates (TOU) | DLC-Thermostat-DI-Baseboard Heating | Small General |  | Winter Morning | % of Load | 0 | 2029 | 65535
| High | Time-of-Use Rates (TOU) | DLC-Thermostat-BYOT-Baseboard Heating | Small General |  | Winter Morning | % of Load | 1 | 2029 | 65535
| High | Time-of-Use Rates (TOU) | DLC-Thermostat-BYOT-Baseboard Heating | Small General |  | Winter Morning | % of Load | 0 | 2029 | 65535
| High | Time-of-Use Rates (TOU) | DLC-Thermostat-DI-MSHP | Small General |  | Winter Morning | % of Load | 1 | 2029 | 65535
| High | Time-of-Use Rates (TOU) | DLC-Thermostat-DI-MSHP | Small General |  | Winter Morning | % of Load | 0 | 2029 | 65535
| High | Time-of-Use Rates (TOU) | DLC-Thermostat-BYOT-MSHP | Small General |  | Winter Morning | % of Load | 1 | 2029 | 65535
| High | Time-of-Use Rates (TOU) | DLC-Thermostat-BYOT-MSHP | Small General |  | Winter Morning | % of Load | 0 | 2029 | 65535
| High | Time-of-Use Rates (TOU) | C&I Curtailment-Turnkey-Manual HVAC Control | Small General |  | Winter Morning | % of Load | 1 | 2029 | 65535
| High | Time-of-Use Rates (TOU) | C&I Curtailment-Turnkey-Manual HVAC Control | Small General |  | Winter Morning | % of Load | 0 | 2029 | 65535
| High | Time-of-Use Rates (TOU) | C&I Curtailment-Turnkey-Auto-DR HVAC Control | Small General |  | Winter Morning | % of Load | 1 | 2029 | 65535
| High | Time-of-Use Rates (TOU) | C&I Curtailment-Turnkey-Auto-DR HVAC Control | Small General |  | Winter Morning | % of Load | 0 | 2029 | 65535
| High | Time-of-Use Rates (TOU) | C&I Curtailment-Turnkey-Standard Lighting Control | Small General |  | Winter Morning | % of Load | 1 | 2029 | 65535
| High | Time-of-Use Rates (TOU) | C&I Curtailment-Turnkey-Standard Lighting Control | Small General |  | Winter Morning | % of Load | 0 | 2029 | 65535
| High | Time-of-Use Rates (TOU) | C&I Curtailment-Turnkey-Advanced Lighting Control | Small General |  | Winter Morning | % of Load | 1 | 2029 | 65535
| High | Time-of-Use Rates (TOU) | C&I Curtailment-Turnkey-Advanced Lighting Control | Small General |  | Winter Morning | % of Load | 0 | 2029 | 65535
| High | Time-of-Use Rates (TOU) | C&I Curtailment-Turnkey-Water Heating Control | Small General |  | Winter Morning | % of Load | 1 | 2029 | 65535
| High | Time-of-Use Rates (TOU) | C&I Curtailment-Turnkey-Water Heating Control | Small General |  | Winter Morning | % of Load | 0 | 2029 | 65535
| High | Time-of-Use Rates (TOU) | C&I Curtailment-Turnkey-Other | Small General |  | Winter Morning | % of Load | 1 | 2029 | 65535
| High | Time-of-Use Rates (TOU) | C&I Curtailment-Turnkey-Other | Small General |  | Winter Morning | % of Load | 0 | 2029 | 65535
| High | Time-of-Use Rates (TOU) | Dynamic Pricing with enabling tech. | Small General |  | Winter Morning | % of Load | 1 | 2029 | 65535
| High | Time-of-Use Rates (TOU) | Dynamic Pricing with enabling tech. | Small General |  | Winter Morning | % of Load | 0 | 2029 | 65535
| High | Time-of-Use Rates (TOU) | Time-of-Use Rates (TOU) | Small General |  | Winter Morning | % of Load | 1 | 2029 | 65535
| High | Time-of-Use Rates (TOU) | Time-of-Use Rates (TOU) | Small General |  | Winter Morning | % of Load | 0 | 2029 | 65535
| High | Time-of-Use Rates (TOU) | DLC-Switch-Water Heating | Small General |  | Winter Evening | % of Load | 1 | 2029 | 65535
| High | Time-of-Use Rates (TOU) | DLC-Switch-Water Heating | Small General |  | Winter Evening | % of Load | 0 | 2029 | 65535
| High | Time-of-Use Rates (TOU) | DLC-BYOD-Water Heating | Small General |  | Winter Evening | % of Load | 1 | 2029 | 65535
| High | Time-of-Use Rates (TOU) | DLC-BYOD-Water Heating | Small General |  | Winter Evening | % of Load | 0 | 2029 | 65535
| High | Time-of-Use Rates (TOU) | DLC-Thermostat-DI-Central Heat Pump | Small General |  | Winter Evening | % of Load | 1 | 2029 | 65535
| High | Time-of-Use Rates (TOU) | DLC-Thermostat-DI-Central Heat Pump | Small General |  | Winter Evening | % of Load | 0 | 2029 | 65535
| High | Time-of-Use Rates (TOU) | DLC-Thermostat-BYOT-Central Heat Pump | Small General |  | Winter Evening | % of Load | 1 | 2029 | 65535
| High | Time-of-Use Rates (TOU) | DLC-Thermostat-BYOT-Central Heat Pump | Small General |  | Winter Evening | % of Load | 0 | 2029 | 65535
| High | Time-of-Use Rates (TOU) | DLC-Thermostat-HVAC | Small General |  | Winter Evening | % of Load | 1 | 2029 | 65535
| High | Time-of-Use Rates (TOU) | DLC-Thermostat-HVAC | Small General |  | Winter Evening | % of Load | 0 | 2029 | 65535
| High | Time-of-Use Rates (TOU) | DLC-Thermostat-DI-Baseboard Heating | Small General |  | Winter Evening | % of Load | 1 | 2029 | 65535
| High | Time-of-Use Rates (TOU) | DLC-Thermostat-DI-Baseboard Heating | Small General |  | Winter Evening | % of Load | 0 | 2029 | 65535
| High | Time-of-Use Rates (TOU) | DLC-Thermostat-BYOT-Baseboard Heating | Small General |  | Winter Evening | % of Load | 1 | 2029 | 65535
| High | Time-of-Use Rates (TOU) | DLC-Thermostat-BYOT-Baseboard Heating | Small General |  | Winter Evening | % of Load | 0 | 2029 | 65535
| High | Time-of-Use Rates (TOU) | DLC-Thermostat-DI-MSHP | Small General |  | Winter Evening | % of Load | 1 | 2029 | 65535
| High | Time-of-Use Rates (TOU) | DLC-Thermostat-DI-MSHP | Small General |  | Winter Evening | % of Load | 0 | 2029 | 65535
| High | Time-of-Use Rates (TOU) | DLC-Thermostat-BYOT-MSHP | Small General |  | Winter Evening | % of Load | 1 | 2029 | 65535
| High | Time-of-Use Rates (TOU) | DLC-Thermostat-BYOT-MSHP | Small General |  | Winter Evening | % of Load | 0 | 2029 | 65535
| High | Time-of-Use Rates (TOU) | C&I Curtailment-Turnkey-Manual HVAC Control | Small General |  | Winter Evening | % of Load | 1 | 2029 | 65535
| High | Time-of-Use Rates (TOU) | C&I Curtailment-Turnkey-Manual HVAC Control | Small General |  | Winter Evening | % of Load | 0 | 2029 | 65535
| High | Time-of-Use Rates (TOU) | C&I Curtailment-Turnkey-Auto-DR HVAC Control | Small General |  | Winter Evening | % of Load | 1 | 2029 | 65535
| High | Time-of-Use Rates (TOU) | C&I Curtailment-Turnkey-Auto-DR HVAC Control | Small General |  | Winter Evening | % of Load | 0 | 2029 | 65535
| High | Time-of-Use Rates (TOU) | C&I Curtailment-Turnkey-Standard Lighting Control | Small General |  | Winter Evening | % of Load | 1 | 2029 | 65535
| High | Time-of-Use Rates (TOU) | C&I Curtailment-Turnkey-Standard Lighting Control | Small General |  | Winter Evening | % of Load | 0 | 2029 | 65535
| High | Time-of-Use Rates (TOU) | C&I Curtailment-Turnkey-Advanced Lighting Control | Small General |  | Winter Evening | % of Load | 1 | 2029 | 65535
| High | Time-of-Use Rates (TOU) | C&I Curtailment-Turnkey-Advanced Lighting Control | Small General |  | Winter Evening | % of Load | 0 | 2029 | 65535
| High | Time-of-Use Rates (TOU) | C&I Curtailment-Turnkey-Water Heating Control | Small General |  | Winter Evening | % of Load | 1 | 2029 | 65535
| High | Time-of-Use Rates (TOU) | C&I Curtailment-Turnkey-Water Heating Control | Small General |  | Winter Evening | % of Load | 0 | 2029 | 65535
| High | Time-of-Use Rates (TOU) | C&I Curtailment-Turnkey-Other | Small General |  | Winter Evening | % of Load | 1 | 2029 | 65535
| High | Time-of-Use Rates (TOU) | C&I Curtailment-Turnkey-Other | Small General |  | Winter Evening | % of Load | 0 | 2029 | 65535
| High | Time-of-Use Rates (TOU) | Dynamic Pricing with enabling tech. | Small General |  | Winter Evening | % of Load | 1 | 2029 | 65535
| High | Time-of-Use Rates (TOU) | Dynamic Pricing with enabling tech. | Small General |  | Winter Evening | % of Load | 0 | 2029 | 65535
| High | Time-of-Use Rates (TOU) | Time-of-Use Rates (TOU) | Small General |  | Winter Evening | % of Load | 1 | 2029 | 65535
| High | Time-of-Use Rates (TOU) | Time-of-Use Rates (TOU) | Small General |  | Winter Evening | % of Load | 0 | 2029 | 65535
| High | Time-of-Use Rates (TOU) | DLC-Switch-Water Heating | General |  | Winter Morning | % of Load | 1 | 2029 | 65535
| High | Time-of-Use Rates (TOU) | DLC-Switch-Water Heating | General |  | Winter Morning | % of Load | 0 | 2029 | 65535
| High | Time-of-Use Rates (TOU) | DLC-BYOD-Water Heating | General |  | Winter Morning | % of Load | 1 | 2029 | 65535
| High | Time-of-Use Rates (TOU) | DLC-BYOD-Water Heating | General |  | Winter Morning | % of Load | 0 | 2029 | 65535
| High | Time-of-Use Rates (TOU) | DLC-Thermostat-DI-Central Heat Pump | General |  | Winter Morning | % of Load | 1 | 2029 | 65535
| High | Time-of-Use Rates (TOU) | DLC-Thermostat-DI-Central Heat Pump | General |  | Winter Morning | % of Load | 0 | 2029 | 65535
| High | Time-of-Use Rates (TOU) | DLC-Thermostat-BYOT-Central Heat Pump | General |  | Winter Morning | % of Load | 1 | 2029 | 65535
| High | Time-of-Use Rates (TOU) | DLC-Thermostat-BYOT-Central Heat Pump | General |  | Winter Morning | % of Load | 0 | 2029 | 65535
| High | Time-of-Use Rates (TOU) | DLC-Thermostat-HVAC | General |  | Winter Morning | % of Load | 1 | 2029 | 65535
| High | Time-of-Use Rates (TOU) | DLC-Thermostat-HVAC | General |  | Winter Morning | % of Load | 0 | 2029 | 65535
| High | Time-of-Use Rates (TOU) | DLC-Thermostat-DI-Baseboard Heating | General |  | Winter Morning | % of Load | 1 | 2029 | 65535
| High | Time-of-Use Rates (TOU) | DLC-Thermostat-DI-Baseboard Heating | General |  | Winter Morning | % of Load | 0 | 2029 | 65535
| High | Time-of-Use Rates (TOU) | DLC-Thermostat-BYOT-Baseboard Heating | General |  | Winter Morning | % of Load | 1 | 2029 | 65535
| High | Time-of-Use Rates (TOU) | DLC-Thermostat-BYOT-Baseboard Heating | General |  | Winter Morning | % of Load | 0 | 2029 | 65535
| High | Time-of-Use Rates (TOU) | DLC-Thermostat-DI-MSHP | General |  | Winter Morning | % of Load | 1 | 2029 | 65535
| High | Time-of-Use Rates (TOU) | DLC-Thermostat-DI-MSHP | General |  | Winter Morning | % of Load | 0 | 2029 | 65535
| High | Time-of-Use Rates (TOU) | DLC-Thermostat-BYOT-MSHP | General |  | Winter Morning | % of Load | 1 | 2029 | 65535
| High | Time-of-Use Rates (TOU) | DLC-Thermostat-BYOT-MSHP | General |  | Winter Morning | % of Load | 0 | 2029 | 65535
| High | Time-of-Use Rates (TOU) | C&I Curtailment-Turnkey-Manual HVAC Control | General |  | Winter Morning | % of Load | 1 | 2029 | 65535
| High | Time-of-Use Rates (TOU) | C&I Curtailment-Turnkey-Manual HVAC Control | General |  | Winter Morning | % of Load | 0 | 2029 | 65535
| High | Time-of-Use Rates (TOU) | C&I Curtailment-Turnkey-Auto-DR HVAC Control | General |  | Winter Morning | % of Load | 1 | 2029 | 65535
| High | Time-of-Use Rates (TOU) | C&I Curtailment-Turnkey-Auto-DR HVAC Control | General |  | Winter Morning | % of Load | 0 | 2029 | 65535
| High | Time-of-Use Rates (TOU) | C&I Curtailment-Turnkey-Standard Lighting Control | General |  | Winter Morning | % of Load | 1 | 2029 | 65535
| High | Time-of-Use Rates (TOU) | C&I Curtailment-Turnkey-Standard Lighting Control | General |  | Winter Morning | % of Load | 0 | 2029 | 65535
| High | Time-of-Use Rates (TOU) | C&I Curtailment-Turnkey-Advanced Lighting Control | General |  | Winter Morning | % of Load | 1 | 2029 | 65535
| High | Time-of-Use Rates (TOU) | C&I Curtailment-Turnkey-Advanced Lighting Control | General |  | Winter Morning | % of Load | 0 | 2029 | 65535
| High | Time-of-Use Rates (TOU) | C&I Curtailment-Turnkey-Water Heating Control | General |  | Winter Morning | % of Load | 1 | 2029 | 65535
| High | Time-of-Use Rates (TOU) | C&I Curtailment-Turnkey-Water Heating Control | General |  | Winter Morning | % of Load | 0 | 2029 | 65535
| High | Time-of-Use Rates (TOU) | C&I Curtailment-Turnkey-Other | General |  | Winter Morning | % of Load | 1 | 2029 | 65535
| High | Time-of-Use Rates (TOU) | C&I Curtailment-Turnkey-Other | General |  | Winter Morning | % of Load | 0 | 2029 | 65535
| High | Time-of-Use Rates (TOU) | Time-of-Use Rates (TOU) | General |  | Winter Morning | % of Load | 1 | 2029 | 65535
| High | Time-of-Use Rates (TOU) | Time-of-Use Rates (TOU) | General |  | Winter Morning | % of Load | 0 | 2029 | 65535
| High | Time-of-Use Rates (TOU) | DLC-Switch-Water Heating | General |  | Winter Evening | % of Load | 1 | 2029 | 65535
| High | Time-of-Use Rates (TOU) | DLC-Switch-Water Heating | General |  | Winter Evening | % of Load | 0 | 2029 | 65535
| High | Time-of-Use Rates (TOU) | DLC-BYOD-Water Heating | General |  | Winter Evening | % of Load | 1 | 2029 | 65535
| High | Time-of-Use Rates (TOU) | DLC-BYOD-Water Heating | General |  | Winter Evening | % of Load | 0 | 2029 | 65535
| High | Time-of-Use Rates (TOU) | DLC-Thermostat-DI-Central Heat Pump | General |  | Winter Evening | % of Load | 1 | 2029 | 65535
| High | Time-of-Use Rates (TOU) | DLC-Thermostat-DI-Central Heat Pump | General |  | Winter Evening | % of Load | 0 | 2029 | 65535
| High | Time-of-Use Rates (TOU) | DLC-Thermostat-BYOT-Central Heat Pump | General |  | Winter Evening | % of Load | 1 | 2029 | 65535
| High | Time-of-Use Rates (TOU) | DLC-Thermostat-BYOT-Central Heat Pump | General |  | Winter Evening | % of Load | 0 | 2029 | 65535
| High | Time-of-Use Rates (TOU) | DLC-Thermostat-HVAC | General |  | Winter Evening | % of Load | 1 | 2029 | 65535
| High | Time-of-Use Rates (TOU) | DLC-Thermostat-HVAC | General |  | Winter Evening | % of Load | 0 | 2029 | 65535
| High | Time-of-Use Rates (TOU) | DLC-Thermostat-DI-Baseboard Heating | General |  | Winter Evening | % of Load | 1 | 2029 | 65535
| High | Time-of-Use Rates (TOU) | DLC-Thermostat-DI-Baseboard Heating | General |  | Winter Evening | % of Load | 0 | 2029 | 65535
| High | Time-of-Use Rates (TOU) | DLC-Thermostat-BYOT-Baseboard Heating | General |  | Winter Evening | % of Load | 1 | 2029 | 65535
| High | Time-of-Use Rates (TOU) | DLC-Thermostat-BYOT-Baseboard Heating | General |  | Winter Evening | % of Load | 0 | 2029 | 65535
| High | Time-of-Use Rates (TOU) | DLC-Thermostat-DI-MSHP | General |  | Winter Evening | % of Load | 1 | 2029 | 65535
| High | Time-of-Use Rates (TOU) | DLC-Thermostat-DI-MSHP | General |  | Winter Evening | % of Load | 0 | 2029 | 65535
| High | Time-of-Use Rates (TOU) | DLC-Thermostat-BYOT-MSHP | General |  | Winter Evening | % of Load | 1 | 2029 | 65535
| High | Time-of-Use Rates (TOU) | DLC-Thermostat-BYOT-MSHP | General |  | Winter Evening | % of Load | 0 | 2029 | 65535
| High | Time-of-Use Rates (TOU) | C&I Curtailment-Turnkey-Manual HVAC Control | General |  | Winter Evening | % of Load | 1 | 2029 | 65535
| High | Time-of-Use Rates (TOU) | C&I Curtailment-Turnkey-Manual HVAC Control | General |  | Winter Evening | % of Load | 0 | 2029 | 65535
| High | Time-of-Use Rates (TOU) | C&I Curtailment-Turnkey-Auto-DR HVAC Control | General |  | Winter Evening | % of Load | 1 | 2029 | 65535
| High | Time-of-Use Rates (TOU) | C&I Curtailment-Turnkey-Auto-DR HVAC Control | General |  | Winter Evening | % of Load | 0 | 2029 | 65535
| High | Time-of-Use Rates (TOU) | C&I Curtailment-Turnkey-Standard Lighting Control | General |  | Winter Evening | % of Load | 1 | 2029 | 65535
| High | Time-of-Use Rates (TOU) | C&I Curtailment-Turnkey-Standard Lighting Control | General |  | Winter Evening | % of Load | 0 | 2029 | 65535
| High | Time-of-Use Rates (TOU) | C&I Curtailment-Turnkey-Advanced Lighting Control | General |  | Winter Evening | % of Load | 1 | 2029 | 65535
| High | Time-of-Use Rates (TOU) | C&I Curtailment-Turnkey-Advanced Lighting Control | General |  | Winter Evening | % of Load | 0 | 2029 | 65535
| High | Time-of-Use Rates (TOU) | C&I Curtailment-Turnkey-Water Heating Control | General |  | Winter Evening | % of Load | 1 | 2029 | 65535
| High | Time-of-Use Rates (TOU) | C&I Curtailment-Turnkey-Water Heating Control | General |  | Winter Evening | % of Load | 0 | 2029 | 65535
| High | Time-of-Use Rates (TOU) | C&I Curtailment-Turnkey-Other | General |  | Winter Evening | % of Load | 1 | 2029 | 65535
| High | Time-of-Use Rates (TOU) | C&I Curtailment-Turnkey-Other | General |  | Winter Evening | % of Load | 0 | 2029 | 65535
| High | Time-of-Use Rates (TOU) | Time-of-Use Rates (TOU) | General |  | Winter Evening | % of Load | 1 | 2029 | 65535
| High | Time-of-Use Rates (TOU) | Time-of-Use Rates (TOU) | General |  | Winter Evening | % of Load | 0 | 2029 | 65535
| High | Time-of-Use Rates (TOU) | DLC-Switch-Water Heating | Small Industrial |  | Winter Morning | % of Load | 1 | 2029 | 65535
| High | Time-of-Use Rates (TOU) | DLC-Switch-Water Heating | Small Industrial |  | Winter Morning | % of Load | 0 | 2029 | 65535
| High | Time-of-Use Rates (TOU) | DLC-BYOD-Water Heating | Small Industrial |  | Winter Morning | % of Load | 1 | 2029 | 65535
| High | Time-of-Use Rates (TOU) | DLC-BYOD-Water Heating | Small Industrial |  | Winter Morning | % of Load | 0 | 2029 | 65535
| High | Time-of-Use Rates (TOU) | DLC-Thermostat-DI-Central Heat Pump | Small Industrial |  | Winter Morning | % of Load | 1 | 2029 | 65535
| High | Time-of-Use Rates (TOU) | DLC-Thermostat-DI-Central Heat Pump | Small Industrial |  | Winter Morning | % of Load | 0 | 2029 | 65535
| High | Time-of-Use Rates (TOU) | DLC-Thermostat-BYOT-Central Heat Pump | Small Industrial |  | Winter Morning | % of Load | 1 | 2029 | 65535
| High | Time-of-Use Rates (TOU) | DLC-Thermostat-BYOT-Central Heat Pump | Small Industrial |  | Winter Morning | % of Load | 0 | 2029 | 65535
| High | Time-of-Use Rates (TOU) | DLC-Thermostat-HVAC | Small Industrial |  | Winter Morning | % of Load | 1 | 2029 | 65535
| High | Time-of-Use Rates (TOU) | DLC-Thermostat-HVAC | Small Industrial |  | Winter Morning | % of Load | 0 | 2029 | 65535
| High | Time-of-Use Rates (TOU) | DLC-Thermostat-DI-Baseboard Heating | Small Industrial |  | Winter Morning | % of Load | 1 | 2029 | 65535
| High | Time-of-Use Rates (TOU) | DLC-Thermostat-DI-Baseboard Heating | Small Industrial |  | Winter Morning | % of Load | 0 | 2029 | 65535
| High | Time-of-Use Rates (TOU) | DLC-Thermostat-BYOT-Baseboard Heating | Small Industrial |  | Winter Morning | % of Load | 1 | 2029 | 65535
| High | Time-of-Use Rates (TOU) | DLC-Thermostat-BYOT-Baseboard Heating | Small Industrial |  | Winter Morning | % of Load | 0 | 2029 | 65535
| High | Time-of-Use Rates (TOU) | DLC-Thermostat-DI-MSHP | Small Industrial |  | Winter Morning | % of Load | 1 | 2029 | 65535
| High | Time-of-Use Rates (TOU) | DLC-Thermostat-DI-MSHP | Small Industrial |  | Winter Morning | % of Load | 0 | 2029 | 65535
| High | Time-of-Use Rates (TOU) | DLC-Thermostat-BYOT-MSHP | Small Industrial |  | Winter Morning | % of Load | 1 | 2029 | 65535
| High | Time-of-Use Rates (TOU) | DLC-Thermostat-BYOT-MSHP | Small Industrial |  | Winter Morning | % of Load | 0 | 2029 | 65535
| High | Time-of-Use Rates (TOU) | C&I Curtailment-Turnkey-Manual HVAC Control | Small Industrial |  | Winter Morning | % of Load | 1 | 2029 | 65535
| High | Time-of-Use Rates (TOU) | C&I Curtailment-Turnkey-Manual HVAC Control | Small Industrial |  | Winter Morning | % of Load | 0 | 2029 | 65535
| High | Time-of-Use Rates (TOU) | C&I Curtailment-Turnkey-Auto-DR HVAC Control | Small Industrial |  | Winter Morning | % of Load | 1 | 2029 | 65535
| High | Time-of-Use Rates (TOU) | C&I Curtailment-Turnkey-Auto-DR HVAC Control | Small Industrial |  | Winter Morning | % of Load | 0 | 2029 | 65535
| High | Time-of-Use Rates (TOU) | C&I Curtailment-Turnkey-Standard Lighting Control | Small Industrial |  | Winter Morning | % of Load | 1 | 2029 | 65535
| High | Time-of-Use Rates (TOU) | C&I Curtailment-Turnkey-Standard Lighting Control | Small Industrial |  | Winter Morning | % of Load | 0 | 2029 | 65535
| High | Time-of-Use Rates (TOU) | C&I Curtailment-Turnkey-Advanced Lighting Control | Small Industrial |  | Winter Morning | % of Load | 1 | 2029 | 65535
| High | Time-of-Use Rates (TOU) | C&I Curtailment-Turnkey-Advanced Lighting Control | Small Industrial |  | Winter Morning | % of Load | 0 | 2029 | 65535
| High | Time-of-Use Rates (TOU) | C&I Curtailment-Turnkey-Water Heating Control | Small Industrial |  | Winter Morning | % of Load | 1 | 2029 | 65535
| High | Time-of-Use Rates (TOU) | C&I Curtailment-Turnkey-Water Heating Control | Small Industrial |  | Winter Morning | % of Load | 0 | 2029 | 65535
| High | Time-of-Use Rates (TOU) | C&I Curtailment-Turnkey-Other | Small Industrial |  | Winter Morning | % of Load | 1 | 2029 | 65535
| High | Time-of-Use Rates (TOU) | C&I Curtailment-Turnkey-Other | Small Industrial |  | Winter Morning | % of Load | 0 | 2029 | 65535
| High | Time-of-Use Rates (TOU) | C&I Curtailment-Turnkey-Industrial | Small Industrial |  | Winter Morning | % of Load | 1 | 2029 | 65535
| High | Time-of-Use Rates (TOU) | C&I Curtailment-Turnkey-Industrial | Small Industrial |  | Winter Morning | % of Load | 0 | 2029 | 65535
| High | Time-of-Use Rates (TOU) | Time-of-Use Rates (TOU) | Small Industrial |  | Winter Morning | % of Load | 1 | 2029 | 65535
| High | Time-of-Use Rates (TOU) | Time-of-Use Rates (TOU) | Small Industrial |  | Winter Morning | % of Load | 0 | 2029 | 65535
| High | Time-of-Use Rates (TOU) | DLC-Switch-Water Heating | Small Industrial |  | Winter Evening | % of Load | 1 | 2029 | 65535
| High | Time-of-Use Rates (TOU) | DLC-Switch-Water Heating | Small Industrial |  | Winter Evening | % of Load | 0 | 2029 | 65535
| High | Time-of-Use Rates (TOU) | DLC-BYOD-Water Heating | Small Industrial |  | Winter Evening | % of Load | 1 | 2029 | 65535
| High | Time-of-Use Rates (TOU) | DLC-BYOD-Water Heating | Small Industrial |  | Winter Evening | % of Load | 0 | 2029 | 65535
| High | Time-of-Use Rates (TOU) | DLC-Thermostat-DI-Central Heat Pump | Small Industrial |  | Winter Evening | % of Load | 1 | 2029 | 65535
| High | Time-of-Use Rates (TOU) | DLC-Thermostat-DI-Central Heat Pump | Small Industrial |  | Winter Evening | % of Load | 0 | 2029 | 65535
| High | Time-of-Use Rates (TOU) | DLC-Thermostat-BYOT-Central Heat Pump | Small Industrial |  | Winter Evening | % of Load | 1 | 2029 | 65535
| High | Time-of-Use Rates (TOU) | DLC-Thermostat-BYOT-Central Heat Pump | Small Industrial |  | Winter Evening | % of Load | 0 | 2029 | 65535
| High | Time-of-Use Rates (TOU) | DLC-Thermostat-HVAC | Small Industrial |  | Winter Evening | % of Load | 1 | 2029 | 65535
| High | Time-of-Use Rates (TOU) | DLC-Thermostat-HVAC | Small Industrial |  | Winter Evening | % of Load | 0 | 2029 | 65535
| High | Time-of-Use Rates (TOU) | DLC-Thermostat-DI-Baseboard Heating | Small Industrial |  | Winter Evening | % of Load | 1 | 2029 | 65535
| High | Time-of-Use Rates (TOU) | DLC-Thermostat-DI-Baseboard Heating | Small Industrial |  | Winter Evening | % of Load | 0 | 2029 | 65535
| High | Time-of-Use Rates (TOU) | DLC-Thermostat-BYOT-Baseboard Heating | Small Industrial |  | Winter Evening | % of Load | 1 | 2029 | 65535
| High | Time-of-Use Rates (TOU) | DLC-Thermostat-BYOT-Baseboard Heating | Small Industrial |  | Winter Evening | % of Load | 0 | 2029 | 65535
| High | Time-of-Use Rates (TOU) | DLC-Thermostat-DI-MSHP | Small Industrial |  | Winter Evening | % of Load | 1 | 2029 | 65535
| High | Time-of-Use Rates (TOU) | DLC-Thermostat-DI-MSHP | Small Industrial |  | Winter Evening | % of Load | 0 | 2029 | 65535
| High | Time-of-Use Rates (TOU) | DLC-Thermostat-BYOT-MSHP | Small Industrial |  | Winter Evening | % of Load | 1 | 2029 | 65535
| High | Time-of-Use Rates (TOU) | DLC-Thermostat-BYOT-MSHP | Small Industrial |  | Winter Evening | % of Load | 0 | 2029 | 65535
| High | Time-of-Use Rates (TOU) | C&I Curtailment-Turnkey-Manual HVAC Control | Small Industrial |  | Winter Evening | % of Load | 1 | 2029 | 65535
| High | Time-of-Use Rates (TOU) | C&I Curtailment-Turnkey-Manual HVAC Control | Small Industrial |  | Winter Evening | % of Load | 0 | 2029 | 65535
| High | Time-of-Use Rates (TOU) | C&I Curtailment-Turnkey-Auto-DR HVAC Control | Small Industrial |  | Winter Evening | % of Load | 1 | 2029 | 65535
| High | Time-of-Use Rates (TOU) | C&I Curtailment-Turnkey-Auto-DR HVAC Control | Small Industrial |  | Winter Evening | % of Load | 0 | 2029 | 65535
| High | Time-of-Use Rates (TOU) | C&I Curtailment-Turnkey-Standard Lighting Control | Small Industrial |  | Winter Evening | % of Load | 1 | 2029 | 65535
| High | Time-of-Use Rates (TOU) | C&I Curtailment-Turnkey-Standard Lighting Control | Small Industrial |  | Winter Evening | % of Load | 0 | 2029 | 65535
| High | Time-of-Use Rates (TOU) | C&I Curtailment-Turnkey-Advanced Lighting Control | Small Industrial |  | Winter Evening | % of Load | 1 | 2029 | 65535
| High | Time-of-Use Rates (TOU) | C&I Curtailment-Turnkey-Advanced Lighting Control | Small Industrial |  | Winter Evening | % of Load | 0 | 2029 | 65535
| High | Time-of-Use Rates (TOU) | C&I Curtailment-Turnkey-Water Heating Control | Small Industrial |  | Winter Evening | % of Load | 1 | 2029 | 65535
| High | Time-of-Use Rates (TOU) | C&I Curtailment-Turnkey-Water Heating Control | Small Industrial |  | Winter Evening | % of Load | 0 | 2029 | 65535
| High | Time-of-Use Rates (TOU) | C&I Curtailment-Turnkey-Other | Small Industrial |  | Winter Evening | % of Load | 1 | 2029 | 65535
| High | Time-of-Use Rates (TOU) | C&I Curtailment-Turnkey-Other | Small Industrial |  | Winter Evening | % of Load | 0 | 2029 | 65535
| High | Time-of-Use Rates (TOU) | C&I Curtailment-Turnkey-Industrial | Small Industrial |  | Winter Evening | % of Load | 1 | 2029 | 65535
| High | Time-of-Use Rates (TOU) | C&I Curtailment-Turnkey-Industrial | Small Industrial |  | Winter Evening | % of Load | 0 | 2029 | 65535
| High | Time-of-Use Rates (TOU) | Time-of-Use Rates (TOU) | Small Industrial |  | Winter Evening | % of Load | 1 | 2029 | 65535
| High | Time-of-Use Rates (TOU) | Time-of-Use Rates (TOU) | Small Industrial |  | Winter Evening | % of Load | 0 | 2029 | 65535
| High | Time-of-Use Rates (TOU) | DLC-Switch-Water Heating | Medium Industrial |  | Winter Morning | % of Load | 1 | 2029 | 65535
| High | Time-of-Use Rates (TOU) | DLC-Switch-Water Heating | Medium Industrial |  | Winter Morning | % of Load | 0 | 2029 | 65535
| High | Time-of-Use Rates (TOU) | DLC-BYOD-Water Heating | Medium Industrial |  | Winter Morning | % of Load | 1 | 2029 | 65535
| High | Time-of-Use Rates (TOU) | DLC-BYOD-Water Heating | Medium Industrial |  | Winter Morning | % of Load | 0 | 2029 | 65535
| High | Time-of-Use Rates (TOU) | DLC-Thermostat-DI-Central Heat Pump | Medium Industrial |  | Winter Morning | % of Load | 1 | 2029 | 65535
| High | Time-of-Use Rates (TOU) | DLC-Thermostat-DI-Central Heat Pump | Medium Industrial |  | Winter Morning | % of Load | 0 | 2029 | 65535
| High | Time-of-Use Rates (TOU) | DLC-Thermostat-BYOT-Central Heat Pump | Medium Industrial |  | Winter Morning | % of Load | 1 | 2029 | 65535
| High | Time-of-Use Rates (TOU) | DLC-Thermostat-BYOT-Central Heat Pump | Medium Industrial |  | Winter Morning | % of Load | 0 | 2029 | 65535
| High | Time-of-Use Rates (TOU) | DLC-Thermostat-HVAC | Medium Industrial |  | Winter Morning | % of Load | 1 | 2029 | 65535
| High | Time-of-Use Rates (TOU) | DLC-Thermostat-HVAC | Medium Industrial |  | Winter Morning | % of Load | 0 | 2029 | 65535
| High | Time-of-Use Rates (TOU) | DLC-Thermostat-DI-Baseboard Heating | Medium Industrial |  | Winter Morning | % of Load | 1 | 2029 | 65535
| High | Time-of-Use Rates (TOU) | DLC-Thermostat-DI-Baseboard Heating | Medium Industrial |  | Winter Morning | % of Load | 0 | 2029 | 65535
| High | Time-of-Use Rates (TOU) | DLC-Thermostat-BYOT-Baseboard Heating | Medium Industrial |  | Winter Morning | % of Load | 1 | 2029 | 65535
| High | Time-of-Use Rates (TOU) | DLC-Thermostat-BYOT-Baseboard Heating | Medium Industrial |  | Winter Morning | % of Load | 0 | 2029 | 65535
| High | Time-of-Use Rates (TOU) | DLC-Thermostat-DI-MSHP | Medium Industrial |  | Winter Morning | % of Load | 1 | 2029 | 65535
| High | Time-of-Use Rates (TOU) | DLC-Thermostat-DI-MSHP | Medium Industrial |  | Winter Morning | % of Load | 0 | 2029 | 65535
| High | Time-of-Use Rates (TOU) | DLC-Thermostat-BYOT-MSHP | Medium Industrial |  | Winter Morning | % of Load | 1 | 2029 | 65535
| High | Time-of-Use Rates (TOU) | DLC-Thermostat-BYOT-MSHP | Medium Industrial |  | Winter Morning | % of Load | 0 | 2029 | 65535
| High | Time-of-Use Rates (TOU) | C&I Curtailment-Turnkey-Manual HVAC Control | Medium Industrial |  | Winter Morning | % of Load | 1 | 2029 | 65535
| High | Time-of-Use Rates (TOU) | C&I Curtailment-Turnkey-Manual HVAC Control | Medium Industrial |  | Winter Morning | % of Load | 0 | 2029 | 65535
| High | Time-of-Use Rates (TOU) | C&I Curtailment-Turnkey-Auto-DR HVAC Control | Medium Industrial |  | Winter Morning | % of Load | 1 | 2029 | 65535
| High | Time-of-Use Rates (TOU) | C&I Curtailment-Turnkey-Auto-DR HVAC Control | Medium Industrial |  | Winter Morning | % of Load | 0 | 2029 | 65535
| High | Time-of-Use Rates (TOU) | C&I Curtailment-Turnkey-Standard Lighting Control | Medium Industrial |  | Winter Morning | % of Load | 1 | 2029 | 65535
| High | Time-of-Use Rates (TOU) | C&I Curtailment-Turnkey-Standard Lighting Control | Medium Industrial |  | Winter Morning | % of Load | 0 | 2029 | 65535
| High | Time-of-Use Rates (TOU) | C&I Curtailment-Turnkey-Advanced Lighting Control | Medium Industrial |  | Winter Morning | % of Load | 1 | 2029 | 65535
| High | Time-of-Use Rates (TOU) | C&I Curtailment-Turnkey-Advanced Lighting Control | Medium Industrial |  | Winter Morning | % of Load | 0 | 2029 | 65535
| High | Time-of-Use Rates (TOU) | C&I Curtailment-Turnkey-Water Heating Control | Medium Industrial |  | Winter Morning | % of Load | 1 | 2029 | 65535
| High | Time-of-Use Rates (TOU) | C&I Curtailment-Turnkey-Water Heating Control | Medium Industrial |  | Winter Morning | % of Load | 0 | 2029 | 65535
| High | Time-of-Use Rates (TOU) | C&I Curtailment-Turnkey-Other | Medium Industrial |  | Winter Morning | % of Load | 1 | 2029 | 65535
| High | Time-of-Use Rates (TOU) | C&I Curtailment-Turnkey-Other | Medium Industrial |  | Winter Morning | % of Load | 0 | 2029 | 65535
| High | Time-of-Use Rates (TOU) | Time-of-Use Rates (TOU) | Medium Industrial |  | Winter Morning | % of Load | 1 | 2029 | 65535
| High | Time-of-Use Rates (TOU) | Time-of-Use Rates (TOU) | Medium Industrial |  | Winter Morning | % of Load | 0 | 2029 | 65535
| High | Time-of-Use Rates (TOU) | DLC-Switch-Water Heating | Medium Industrial |  | Winter Evening | % of Load | 1 | 2029 | 65535
| High | Time-of-Use Rates (TOU) | DLC-Switch-Water Heating | Medium Industrial |  | Winter Evening | % of Load | 0 | 2029 | 65535
| High | Time-of-Use Rates (TOU) | DLC-BYOD-Water Heating | Medium Industrial |  | Winter Evening | % of Load | 1 | 2029 | 65535
| High | Time-of-Use Rates (TOU) | DLC-BYOD-Water Heating | Medium Industrial |  | Winter Evening | % of Load | 0 | 2029 | 65535
| High | Time-of-Use Rates (TOU) | DLC-Thermostat-DI-Central Heat Pump | Medium Industrial |  | Winter Evening | % of Load | 1 | 2029 | 65535
| High | Time-of-Use Rates (TOU) | DLC-Thermostat-DI-Central Heat Pump | Medium Industrial |  | Winter Evening | % of Load | 0 | 2029 | 65535
| High | Time-of-Use Rates (TOU) | DLC-Thermostat-BYOT-Central Heat Pump | Medium Industrial |  | Winter Evening | % of Load | 1 | 2029 | 65535
| High | Time-of-Use Rates (TOU) | DLC-Thermostat-BYOT-Central Heat Pump | Medium Industrial |  | Winter Evening | % of Load | 0 | 2029 | 65535
| High | Time-of-Use Rates (TOU) | DLC-Thermostat-HVAC | Medium Industrial |  | Winter Evening | % of Load | 1 | 2029 | 65535
| High | Time-of-Use Rates (TOU) | DLC-Thermostat-HVAC | Medium Industrial |  | Winter Evening | % of Load | 0 | 2029 | 65535
| High | Time-of-Use Rates (TOU) | DLC-Thermostat-DI-Baseboard Heating | Medium Industrial |  | Winter Evening | % of Load | 1 | 2029 | 65535
| High | Time-of-Use Rates (TOU) | DLC-Thermostat-DI-Baseboard Heating | Medium Industrial |  | Winter Evening | % of Load | 0 | 2029 | 65535
| High | Time-of-Use Rates (TOU) | DLC-Thermostat-BYOT-Baseboard Heating | Medium Industrial |  | Winter Evening | % of Load | 1 | 2029 | 65535
| High | Time-of-Use Rates (TOU) | DLC-Thermostat-BYOT-Baseboard Heating | Medium Industrial |  | Winter Evening | % of Load | 0 | 2029 | 65535
| High | Time-of-Use Rates (TOU) | DLC-Thermostat-DI-MSHP | Medium Industrial |  | Winter Evening | % of Load | 1 | 2029 | 65535
| High | Time-of-Use Rates (TOU) | DLC-Thermostat-DI-MSHP | Medium Industrial |  | Winter Evening | % of Load | 0 | 2029 | 65535
| High | Time-of-Use Rates (TOU) | DLC-Thermostat-BYOT-MSHP | Medium Industrial |  | Winter Evening | % of Load | 1 | 2029 | 65535
| High | Time-of-Use Rates (TOU) | DLC-Thermostat-BYOT-MSHP | Medium Industrial |  | Winter Evening | % of Load | 0 | 2029 | 65535
| High | Time-of-Use Rates (TOU) | C&I Curtailment-Turnkey-Manual HVAC Control | Medium Industrial |  | Winter Evening | % of Load | 1 | 2029 | 65535
| High | Time-of-Use Rates (TOU) | C&I Curtailment-Turnkey-Manual HVAC Control | Medium Industrial |  | Winter Evening | % of Load | 0 | 2029 | 65535
| High | Time-of-Use Rates (TOU) | C&I Curtailment-Turnkey-Auto-DR HVAC Control | Medium Industrial |  | Winter Evening | % of Load | 1 | 2029 | 65535
| High | Time-of-Use Rates (TOU) | C&I Curtailment-Turnkey-Auto-DR HVAC Control | Medium Industrial |  | Winter Evening | % of Load | 0 | 2029 | 65535
| High | Time-of-Use Rates (TOU) | C&I Curtailment-Turnkey-Standard Lighting Control | Medium Industrial |  | Winter Evening | % of Load | 1 | 2029 | 65535
| High | Time-of-Use Rates (TOU) | C&I Curtailment-Turnkey-Standard Lighting Control | Medium Industrial |  | Winter Evening | % of Load | 0 | 2029 | 65535
| High | Time-of-Use Rates (TOU) | C&I Curtailment-Turnkey-Advanced Lighting Control | Medium Industrial |  | Winter Evening | % of Load | 1 | 2029 | 65535
| High | Time-of-Use Rates (TOU) | C&I Curtailment-Turnkey-Advanced Lighting Control | Medium Industrial |  | Winter Evening | % of Load | 0 | 2029 | 65535
| High | Time-of-Use Rates (TOU) | C&I Curtailment-Turnkey-Water Heating Control | Medium Industrial |  | Winter Evening | % of Load | 1 | 2029 | 65535
| High | Time-of-Use Rates (TOU) | C&I Curtailment-Turnkey-Water Heating Control | Medium Industrial |  | Winter Evening | % of Load | 0 | 2029 | 65535
| High | Time-of-Use Rates (TOU) | C&I Curtailment-Turnkey-Other | Medium Industrial |  | Winter Evening | % of Load | 1 | 2029 | 65535
| High | Time-of-Use Rates (TOU) | C&I Curtailment-Turnkey-Other | Medium Industrial |  | Winter Evening | % of Load | 0 | 2029 | 65535
| High | Time-of-Use Rates (TOU) | Time-of-Use Rates (TOU) | Medium Industrial |  | Winter Evening | % of Load | 1 | 2029 | 65535
| High | Time-of-Use Rates (TOU) | Time-of-Use Rates (TOU) | Medium Industrial |  | Winter Evening | % of Load | 0 | 2029 | 65535
| High | Time-of-Use Rates (TOU) | Time-of-Use Rates (TOU) | Residential Charitable |  | Winter Morning | % of Load | 1 | 2029 | 65535
| High | Time-of-Use Rates (TOU) | Time-of-Use Rates (TOU) | Residential Charitable |  | Winter Morning | % of Load | 0 | 2029 | 65535
| High | Time-of-Use Rates (TOU) | Time-of-Use Rates (TOU) | Residential Charitable |  | Winter Evening | % of Load | 1 | 2029 | 65535
| High | Time-of-Use Rates (TOU) | Time-of-Use Rates (TOU) | Residential Charitable |  | Winter Evening | % of Load | 0 | 2029 | 65535
| High | DLC-Thermostat | DLC-Switch-Water Heating | Small General |  | Winter Morning | % of Load | 1 | 2030 | 65535
| High | DLC-Thermostat | DLC-Switch-Water Heating | Small General |  | Winter Morning | % of Load | 0 | 2030 | 65535
| High | DLC-Thermostat | DLC-BYOD-Water Heating | Small General |  | Winter Morning | % of Load | 1 | 2030 | 65535
| High | DLC-Thermostat | DLC-BYOD-Water Heating | Small General |  | Winter Morning | % of Load | 0 | 2030 | 65535
| High | DLC-Thermostat | DLC-Thermostat-DI-Central Heat Pump | Small General |  | Winter Morning | % of Load | 1 | 2030 | 65535
| High | DLC-Thermostat | DLC-Thermostat-DI-Central Heat Pump | Small General |  | Winter Morning | % of Load | 0 | 2030 | 65535
| High | DLC-Thermostat | DLC-Thermostat-BYOT-Central Heat Pump | Small General |  | Winter Morning | % of Load | 1 | 2030 | 65535
| High | DLC-Thermostat | DLC-Thermostat-BYOT-Central Heat Pump | Small General |  | Winter Morning | % of Load | 0 | 2030 | 65535
| High | DLC-Thermostat | DLC-Thermostat-HVAC | Small General |  | Winter Morning | % of Load | 1 | 2030 | 65535
| High | DLC-Thermostat | DLC-Thermostat-HVAC | Small General |  | Winter Morning | % of Load | 0 | 2030 | 65535
| High | DLC-Thermostat | DLC-Thermostat-DI-Baseboard Heating | Small General |  | Winter Morning | % of Load | 1 | 2030 | 65535
| High | DLC-Thermostat | DLC-Thermostat-DI-Baseboard Heating | Small General |  | Winter Morning | % of Load | 0 | 2030 | 65535
| High | DLC-Thermostat | DLC-Thermostat-BYOT-Baseboard Heating | Small General |  | Winter Morning | % of Load | 1 | 2030 | 65535
| High | DLC-Thermostat | DLC-Thermostat-BYOT-Baseboard Heating | Small General |  | Winter Morning | % of Load | 0 | 2030 | 65535
| High | DLC-Thermostat | DLC-Thermostat-DI-MSHP | Small General |  | Winter Morning | % of Load | 1 | 2030 | 65535
| High | DLC-Thermostat | DLC-Thermostat-DI-MSHP | Small General |  | Winter Morning | % of Load | 0 | 2030 | 65535
| High | DLC-Thermostat | DLC-Thermostat-BYOT-MSHP | Small General |  | Winter Morning | % of Load | 1 | 2030 | 65535
| High | DLC-Thermostat | DLC-Thermostat-BYOT-MSHP | Small General |  | Winter Morning | % of Load | 0 | 2030 | 65535
| High | DLC-Thermostat | C&I Curtailment-Turnkey-Manual HVAC Control | Small General |  | Winter Morning | % of Load | 1 | 2030 | 65535
| High | DLC-Thermostat | C&I Curtailment-Turnkey-Manual HVAC Control | Small General |  | Winter Morning | % of Load | 0 | 2030 | 65535
| High | DLC-Thermostat | C&I Curtailment-Turnkey-Auto-DR HVAC Control | Small General |  | Winter Morning | % of Load | 1 | 2030 | 65535
| High | DLC-Thermostat | C&I Curtailment-Turnkey-Auto-DR HVAC Control | Small General |  | Winter Morning | % of Load | 0 | 2030 | 65535
| High | DLC-Thermostat | C&I Curtailment-Turnkey-Standard Lighting Control | Small General |  | Winter Morning | % of Load | 1 | 2030 | 65535
| High | DLC-Thermostat | C&I Curtailment-Turnkey-Standard Lighting Control | Small General |  | Winter Morning | % of Load | 0 | 2030 | 65535
| High | DLC-Thermostat | C&I Curtailment-Turnkey-Advanced Lighting Control | Small General |  | Winter Morning | % of Load | 1 | 2030 | 65535
| High | DLC-Thermostat | C&I Curtailment-Turnkey-Advanced Lighting Control | Small General |  | Winter Morning | % of Load | 0 | 2030 | 65535
| High | DLC-Thermostat | C&I Curtailment-Turnkey-Water Heating Control | Small General |  | Winter Morning | % of Load | 1 | 2030 | 65535
| High | DLC-Thermostat | C&I Curtailment-Turnkey-Water Heating Control | Small General |  | Winter Morning | % of Load | 0 | 2030 | 65535
| High | DLC-Thermostat | C&I Curtailment-Turnkey-Other | Small General |  | Winter Morning | % of Load | 1 | 2030 | 65535
| High | DLC-Thermostat | C&I Curtailment-Turnkey-Other | Small General |  | Winter Morning | % of Load | 0 | 2030 | 65535
| High | DLC-Thermostat | Dynamic Pricing with enabling tech. | Small General |  | Winter Morning | % of Load | 1 | 2030 | 65535
| High | DLC-Thermostat | Dynamic Pricing with enabling tech. | Small General |  | Winter Morning | % of Load | 0 | 2030 | 65535
| High | DLC-Thermostat | DLC-Switch-Water Heating | Small General |  | Winter Evening | % of Load | 1 | 2030 | 65535
| High | DLC-Thermostat | DLC-Switch-Water Heating | Small General |  | Winter Evening | % of Load | 0 | 2030 | 65535
| High | DLC-Thermostat | DLC-BYOD-Water Heating | Small General |  | Winter Evening | % of Load | 1 | 2030 | 65535
| High | DLC-Thermostat | DLC-BYOD-Water Heating | Small General |  | Winter Evening | % of Load | 0 | 2030 | 65535
| High | DLC-Thermostat | DLC-Thermostat-DI-Central Heat Pump | Small General |  | Winter Evening | % of Load | 1 | 2030 | 65535
| High | DLC-Thermostat | DLC-Thermostat-DI-Central Heat Pump | Small General |  | Winter Evening | % of Load | 0 | 2030 | 65535
| High | DLC-Thermostat | DLC-Thermostat-BYOT-Central Heat Pump | Small General |  | Winter Evening | % of Load | 1 | 2030 | 65535
| High | DLC-Thermostat | DLC-Thermostat-BYOT-Central Heat Pump | Small General |  | Winter Evening | % of Load | 0 | 2030 | 65535
| High | DLC-Thermostat | DLC-Thermostat-HVAC | Small General |  | Winter Evening | % of Load | 1 | 2030 | 65535
| High | DLC-Thermostat | DLC-Thermostat-HVAC | Small General |  | Winter Evening | % of Load | 0 | 2030 | 65535
| High | DLC-Thermostat | DLC-Thermostat-DI-Baseboard Heating | Small General |  | Winter Evening | % of Load | 1 | 2030 | 65535
| High | DLC-Thermostat | DLC-Thermostat-DI-Baseboard Heating | Small General |  | Winter Evening | % of Load | 0 | 2030 | 65535
| High | DLC-Thermostat | DLC-Thermostat-BYOT-Baseboard Heating | Small General |  | Winter Evening | % of Load | 1 | 2030 | 65535
| High | DLC-Thermostat | DLC-Thermostat-BYOT-Baseboard Heating | Small General |  | Winter Evening | % of Load | 0 | 2030 | 65535
| High | DLC-Thermostat | DLC-Thermostat-DI-MSHP | Small General |  | Winter Evening | % of Load | 1 | 2030 | 65535
| High | DLC-Thermostat | DLC-Thermostat-DI-MSHP | Small General |  | Winter Evening | % of Load | 0 | 2030 | 65535
| High | DLC-Thermostat | DLC-Thermostat-BYOT-MSHP | Small General |  | Winter Evening | % of Load | 1 | 2030 | 65535
| High | DLC-Thermostat | DLC-Thermostat-BYOT-MSHP | Small General |  | Winter Evening | % of Load | 0 | 2030 | 65535
| High | DLC-Thermostat | C&I Curtailment-Turnkey-Manual HVAC Control | Small General |  | Winter Evening | % of Load | 1 | 2030 | 65535
| High | DLC-Thermostat | C&I Curtailment-Turnkey-Manual HVAC Control | Small General |  | Winter Evening | % of Load | 0 | 2030 | 65535
| High | DLC-Thermostat | C&I Curtailment-Turnkey-Auto-DR HVAC Control | Small General |  | Winter Evening | % of Load | 1 | 2030 | 65535
| High | DLC-Thermostat | C&I Curtailment-Turnkey-Auto-DR HVAC Control | Small General |  | Winter Evening | % of Load | 0 | 2030 | 65535
| High | DLC-Thermostat | C&I Curtailment-Turnkey-Standard Lighting Control | Small General |  | Winter Evening | % of Load | 1 | 2030 | 65535
| High | DLC-Thermostat | C&I Curtailment-Turnkey-Standard Lighting Control | Small General |  | Winter Evening | % of Load | 0 | 2030 | 65535
| High | DLC-Thermostat | C&I Curtailment-Turnkey-Advanced Lighting Control | Small General |  | Winter Evening | % of Load | 1 | 2030 | 65535
| High | DLC-Thermostat | C&I Curtailment-Turnkey-Advanced Lighting Control | Small General |  | Winter Evening | % of Load | 0 | 2030 | 65535
| High | DLC-Thermostat | C&I Curtailment-Turnkey-Water Heating Control | Small General |  | Winter Evening | % of Load | 1 | 2030 | 65535
| High | DLC-Thermostat | C&I Curtailment-Turnkey-Water Heating Control | Small General |  | Winter Evening | % of Load | 0 | 2030 | 65535
| High | DLC-Thermostat | C&I Curtailment-Turnkey-Other | Small General |  | Winter Evening | % of Load | 1 | 2030 | 65535
| High | DLC-Thermostat | C&I Curtailment-Turnkey-Other | Small General |  | Winter Evening | % of Load | 0 | 2030 | 65535
| High | DLC-Thermostat | Dynamic Pricing with enabling tech. | Small General |  | Winter Evening | % of Load | 1 | 2030 | 65535
| High | DLC-Thermostat | Dynamic Pricing with enabling tech. | Small General |  | Winter Evening | % of Load | 0 | 2030 | 65535
| High | DLC-Thermostat | DLC-Switch-Water Heating | General |  | Winter Morning | % of Load | 1 | 2030 | 65535
| High | DLC-Thermostat | DLC-Switch-Water Heating | General |  | Winter Morning | % of Load | 0 | 2030 | 65535
| High | DLC-Thermostat | DLC-BYOD-Water Heating | General |  | Winter Morning | % of Load | 1 | 2030 | 65535
| High | DLC-Thermostat | DLC-BYOD-Water Heating | General |  | Winter Morning | % of Load | 0 | 2030 | 65535
| High | DLC-Thermostat | DLC-Thermostat-DI-Central Heat Pump | General |  | Winter Morning | % of Load | 1 | 2030 | 65535
| High | DLC-Thermostat | DLC-Thermostat-DI-Central Heat Pump | General |  | Winter Morning | % of Load | 0 | 2030 | 65535
| High | DLC-Thermostat | DLC-Thermostat-BYOT-Central Heat Pump | General |  | Winter Morning | % of Load | 1 | 2030 | 65535
| High | DLC-Thermostat | DLC-Thermostat-BYOT-Central Heat Pump | General |  | Winter Morning | % of Load | 0 | 2030 | 65535
| High | DLC-Thermostat | DLC-Thermostat-HVAC | General |  | Winter Morning | % of Load | 1 | 2030 | 65535
| High | DLC-Thermostat | DLC-Thermostat-HVAC | General |  | Winter Morning | % of Load | 0 | 2030 | 65535
| High | DLC-Thermostat | DLC-Thermostat-DI-Baseboard Heating | General |  | Winter Morning | % of Load | 1 | 2030 | 65535
| High | DLC-Thermostat | DLC-Thermostat-DI-Baseboard Heating | General |  | Winter Morning | % of Load | 0 | 2030 | 65535
| High | DLC-Thermostat | DLC-Thermostat-BYOT-Baseboard Heating | General |  | Winter Morning | % of Load | 1 | 2030 | 65535
| High | DLC-Thermostat | DLC-Thermostat-BYOT-Baseboard Heating | General |  | Winter Morning | % of Load | 0 | 2030 | 65535
| High | DLC-Thermostat | DLC-Thermostat-DI-MSHP | General |  | Winter Morning | % of Load | 1 | 2030 | 65535
| High | DLC-Thermostat | DLC-Thermostat-DI-MSHP | General |  | Winter Morning | % of Load | 0 | 2030 | 65535
| High | DLC-Thermostat | DLC-Thermostat-BYOT-MSHP | General |  | Winter Morning | % of Load | 1 | 2030 | 65535
| High | DLC-Thermostat | DLC-Thermostat-BYOT-MSHP | General |  | Winter Morning | % of Load | 0 | 2030 | 65535
| High | DLC-Thermostat | C&I Curtailment-Turnkey-Manual HVAC Control | General |  | Winter Morning | % of Load | 1 | 2030 | 65535
| High | DLC-Thermostat | C&I Curtailment-Turnkey-Manual HVAC Control | General |  | Winter Morning | % of Load | 0 | 2030 | 65535
| High | DLC-Thermostat | C&I Curtailment-Turnkey-Auto-DR HVAC Control | General |  | Winter Morning | % of Load | 1 | 2030 | 65535
| High | DLC-Thermostat | C&I Curtailment-Turnkey-Auto-DR HVAC Control | General |  | Winter Morning | % of Load | 0 | 2030 | 65535
| High | DLC-Thermostat | C&I Curtailment-Turnkey-Standard Lighting Control | General |  | Winter Morning | % of Load | 1 | 2030 | 65535
| High | DLC-Thermostat | C&I Curtailment-Turnkey-Standard Lighting Control | General |  | Winter Morning | % of Load | 0 | 2030 | 65535
| High | DLC-Thermostat | C&I Curtailment-Turnkey-Advanced Lighting Control | General |  | Winter Morning | % of Load | 1 | 2030 | 65535
| High | DLC-Thermostat | C&I Curtailment-Turnkey-Advanced Lighting Control | General |  | Winter Morning | % of Load | 0 | 2030 | 65535
| High | DLC-Thermostat | C&I Curtailment-Turnkey-Water Heating Control | General |  | Winter Morning | % of Load | 1 | 2030 | 65535
| High | DLC-Thermostat | C&I Curtailment-Turnkey-Water Heating Control | General |  | Winter Morning | % of Load | 0 | 2030 | 65535
| High | DLC-Thermostat | C&I Curtailment-Turnkey-Other | General |  | Winter Morning | % of Load | 1 | 2030 | 65535
| High | DLC-Thermostat | C&I Curtailment-Turnkey-Other | General |  | Winter Morning | % of Load | 0 | 2030 | 65535
| High | DLC-Thermostat | DLC-Switch-Water Heating | General |  | Winter Evening | % of Load | 1 | 2030 | 65535
| High | DLC-Thermostat | DLC-Switch-Water Heating | General |  | Winter Evening | % of Load | 0 | 2030 | 65535
| High | DLC-Thermostat | DLC-BYOD-Water Heating | General |  | Winter Evening | % of Load | 1 | 2030 | 65535
| High | DLC-Thermostat | DLC-BYOD-Water Heating | General |  | Winter Evening | % of Load | 0 | 2030 | 65535
| High | DLC-Thermostat | DLC-Thermostat-DI-Central Heat Pump | General |  | Winter Evening | % of Load | 1 | 2030 | 65535
| High | DLC-Thermostat | DLC-Thermostat-DI-Central Heat Pump | General |  | Winter Evening | % of Load | 0 | 2030 | 65535
| High | DLC-Thermostat | DLC-Thermostat-BYOT-Central Heat Pump | General |  | Winter Evening | % of Load | 1 | 2030 | 65535
| High | DLC-Thermostat | DLC-Thermostat-BYOT-Central Heat Pump | General |  | Winter Evening | % of Load | 0 | 2030 | 65535
| High | DLC-Thermostat | DLC-Thermostat-HVAC | General |  | Winter Evening | % of Load | 1 | 2030 | 65535
| High | DLC-Thermostat | DLC-Thermostat-HVAC | General |  | Winter Evening | % of Load | 0 | 2030 | 65535
| High | DLC-Thermostat | DLC-Thermostat-DI-Baseboard Heating | General |  | Winter Evening | % of Load | 1 | 2030 | 65535
| High | DLC-Thermostat | DLC-Thermostat-DI-Baseboard Heating | General |  | Winter Evening | % of Load | 0 | 2030 | 65535
| High | DLC-Thermostat | DLC-Thermostat-BYOT-Baseboard Heating | General |  | Winter Evening | % of Load | 1 | 2030 | 65535
| High | DLC-Thermostat | DLC-Thermostat-BYOT-Baseboard Heating | General |  | Winter Evening | % of Load | 0 | 2030 | 65535
| High | DLC-Thermostat | DLC-Thermostat-DI-MSHP | General |  | Winter Evening | % of Load | 1 | 2030 | 65535
| High | DLC-Thermostat | DLC-Thermostat-DI-MSHP | General |  | Winter Evening | % of Load | 0 | 2030 | 65535
| High | DLC-Thermostat | DLC-Thermostat-BYOT-MSHP | General |  | Winter Evening | % of Load | 1 | 2030 | 65535
| High | DLC-Thermostat | DLC-Thermostat-BYOT-MSHP | General |  | Winter Evening | % of Load | 0 | 2030 | 65535
| High | DLC-Thermostat | C&I Curtailment-Turnkey-Manual HVAC Control | General |  | Winter Evening | % of Load | 1 | 2030 | 65535
| High | DLC-Thermostat | C&I Curtailment-Turnkey-Manual HVAC Control | General |  | Winter Evening | % of Load | 0 | 2030 | 65535
| High | DLC-Thermostat | C&I Curtailment-Turnkey-Auto-DR HVAC Control | General |  | Winter Evening | % of Load | 1 | 2030 | 65535
| High | DLC-Thermostat | C&I Curtailment-Turnkey-Auto-DR HVAC Control | General |  | Winter Evening | % of Load | 0 | 2030 | 65535
| High | DLC-Thermostat | C&I Curtailment-Turnkey-Standard Lighting Control | General |  | Winter Evening | % of Load | 1 | 2030 | 65535
| High | DLC-Thermostat | C&I Curtailment-Turnkey-Standard Lighting Control | General |  | Winter Evening | % of Load | 0 | 2030 | 65535
| High | DLC-Thermostat | C&I Curtailment-Turnkey-Advanced Lighting Control | General |  | Winter Evening | % of Load | 1 | 2030 | 65535
| High | DLC-Thermostat | C&I Curtailment-Turnkey-Advanced Lighting Control | General |  | Winter Evening | % of Load | 0 | 2030 | 65535
| High | DLC-Thermostat | C&I Curtailment-Turnkey-Water Heating Control | General |  | Winter Evening | % of Load | 1 | 2030 | 65535
| High | DLC-Thermostat | C&I Curtailment-Turnkey-Water Heating Control | General |  | Winter Evening | % of Load | 0 | 2030 | 65535
| High | DLC-Thermostat | C&I Curtailment-Turnkey-Other | General |  | Winter Evening | % of Load | 1 | 2030 | 65535
| High | DLC-Thermostat | C&I Curtailment-Turnkey-Other | General |  | Winter Evening | % of Load | 0 | 2030 | 65535
| High | DLC-Thermostat | DLC-Switch-Water Heating | Small Industrial |  | Winter Morning | % of Load | 1 | 2030 | 65535
| High | DLC-Thermostat | DLC-Switch-Water Heating | Small Industrial |  | Winter Morning | % of Load | 0 | 2030 | 65535
| High | DLC-Thermostat | DLC-BYOD-Water Heating | Small Industrial |  | Winter Morning | % of Load | 1 | 2030 | 65535
| High | DLC-Thermostat | DLC-BYOD-Water Heating | Small Industrial |  | Winter Morning | % of Load | 0 | 2030 | 65535
| High | DLC-Thermostat | DLC-Thermostat-DI-Central Heat Pump | Small Industrial |  | Winter Morning | % of Load | 1 | 2030 | 65535
| High | DLC-Thermostat | DLC-Thermostat-DI-Central Heat Pump | Small Industrial |  | Winter Morning | % of Load | 0 | 2030 | 65535
| High | DLC-Thermostat | DLC-Thermostat-BYOT-Central Heat Pump | Small Industrial |  | Winter Morning | % of Load | 1 | 2030 | 65535
| High | DLC-Thermostat | DLC-Thermostat-BYOT-Central Heat Pump | Small Industrial |  | Winter Morning | % of Load | 0 | 2030 | 65535
| High | DLC-Thermostat | DLC-Thermostat-HVAC | Small Industrial |  | Winter Morning | % of Load | 1 | 2030 | 65535
| High | DLC-Thermostat | DLC-Thermostat-HVAC | Small Industrial |  | Winter Morning | % of Load | 0 | 2030 | 65535
| High | DLC-Thermostat | DLC-Thermostat-DI-Baseboard Heating | Small Industrial |  | Winter Morning | % of Load | 1 | 2030 | 65535
| High | DLC-Thermostat | DLC-Thermostat-DI-Baseboard Heating | Small Industrial |  | Winter Morning | % of Load | 0 | 2030 | 65535
| High | DLC-Thermostat | DLC-Thermostat-BYOT-Baseboard Heating | Small Industrial |  | Winter Morning | % of Load | 1 | 2030 | 65535
| High | DLC-Thermostat | DLC-Thermostat-BYOT-Baseboard Heating | Small Industrial |  | Winter Morning | % of Load | 0 | 2030 | 65535
| High | DLC-Thermostat | DLC-Thermostat-DI-MSHP | Small Industrial |  | Winter Morning | % of Load | 1 | 2030 | 65535
| High | DLC-Thermostat | DLC-Thermostat-DI-MSHP | Small Industrial |  | Winter Morning | % of Load | 0 | 2030 | 65535
| High | DLC-Thermostat | DLC-Thermostat-BYOT-MSHP | Small Industrial |  | Winter Morning | % of Load | 1 | 2030 | 65535
| High | DLC-Thermostat | DLC-Thermostat-BYOT-MSHP | Small Industrial |  | Winter Morning | % of Load | 0 | 2030 | 65535
| High | DLC-Thermostat | C&I Curtailment-Turnkey-Manual HVAC Control | Small Industrial |  | Winter Morning | % of Load | 1 | 2030 | 65535
| High | DLC-Thermostat | C&I Curtailment-Turnkey-Manual HVAC Control | Small Industrial |  | Winter Morning | % of Load | 0 | 2030 | 65535
| High | DLC-Thermostat | C&I Curtailment-Turnkey-Auto-DR HVAC Control | Small Industrial |  | Winter Morning | % of Load | 1 | 2030 | 65535
| High | DLC-Thermostat | C&I Curtailment-Turnkey-Auto-DR HVAC Control | Small Industrial |  | Winter Morning | % of Load | 0 | 2030 | 65535
| High | DLC-Thermostat | C&I Curtailment-Turnkey-Standard Lighting Control | Small Industrial |  | Winter Morning | % of Load | 1 | 2030 | 65535
| High | DLC-Thermostat | C&I Curtailment-Turnkey-Standard Lighting Control | Small Industrial |  | Winter Morning | % of Load | 0 | 2030 | 65535
| High | DLC-Thermostat | C&I Curtailment-Turnkey-Advanced Lighting Control | Small Industrial |  | Winter Morning | % of Load | 1 | 2030 | 65535
| High | DLC-Thermostat | C&I Curtailment-Turnkey-Advanced Lighting Control | Small Industrial |  | Winter Morning | % of Load | 0 | 2030 | 65535
| High | DLC-Thermostat | C&I Curtailment-Turnkey-Water Heating Control | Small Industrial |  | Winter Morning | % of Load | 1 | 2030 | 65535
| High | DLC-Thermostat | C&I Curtailment-Turnkey-Water Heating Control | Small Industrial |  | Winter Morning | % of Load | 0 | 2030 | 65535
| High | DLC-Thermostat | C&I Curtailment-Turnkey-Other | Small Industrial |  | Winter Morning | % of Load | 1 | 2030 | 65535
| High | DLC-Thermostat | C&I Curtailment-Turnkey-Other | Small Industrial |  | Winter Morning | % of Load | 0 | 2030 | 65535
| High | DLC-Thermostat | C&I Curtailment-Turnkey-Industrial | Small Industrial |  | Winter Morning | % of Load | 1 | 2030 | 65535
| High | DLC-Thermostat | C&I Curtailment-Turnkey-Industrial | Small Industrial |  | Winter Morning | % of Load | 0 | 2030 | 65535
| High | DLC-Thermostat | DLC-Switch-Water Heating | Small Industrial |  | Winter Evening | % of Load | 1 | 2030 | 65535
| High | DLC-Thermostat | DLC-Switch-Water Heating | Small Industrial |  | Winter Evening | % of Load | 0 | 2030 | 65535
| High | DLC-Thermostat | DLC-BYOD-Water Heating | Small Industrial |  | Winter Evening | % of Load | 1 | 2030 | 65535
| High | DLC-Thermostat | DLC-BYOD-Water Heating | Small Industrial |  | Winter Evening | % of Load | 0 | 2030 | 65535
| High | DLC-Thermostat | DLC-Thermostat-DI-Central Heat Pump | Small Industrial |  | Winter Evening | % of Load | 1 | 2030 | 65535
| High | DLC-Thermostat | DLC-Thermostat-DI-Central Heat Pump | Small Industrial |  | Winter Evening | % of Load | 0 | 2030 | 65535
| High | DLC-Thermostat | DLC-Thermostat-BYOT-Central Heat Pump | Small Industrial |  | Winter Evening | % of Load | 1 | 2030 | 65535
| High | DLC-Thermostat | DLC-Thermostat-BYOT-Central Heat Pump | Small Industrial |  | Winter Evening | % of Load | 0 | 2030 | 65535
| High | DLC-Thermostat | DLC-Thermostat-HVAC | Small Industrial |  | Winter Evening | % of Load | 1 | 2030 | 65535
| High | DLC-Thermostat | DLC-Thermostat-HVAC | Small Industrial |  | Winter Evening | % of Load | 0 | 2030 | 65535
| High | DLC-Thermostat | DLC-Thermostat-DI-Baseboard Heating | Small Industrial |  | Winter Evening | % of Load | 1 | 2030 | 65535
| High | DLC-Thermostat | DLC-Thermostat-DI-Baseboard Heating | Small Industrial |  | Winter Evening | % of Load | 0 | 2030 | 65535
| High | DLC-Thermostat | DLC-Thermostat-BYOT-Baseboard Heating | Small Industrial |  | Winter Evening | % of Load | 1 | 2030 | 65535
| High | DLC-Thermostat | DLC-Thermostat-BYOT-Baseboard Heating | Small Industrial |  | Winter Evening | % of Load | 0 | 2030 | 65535
| High | DLC-Thermostat | DLC-Thermostat-DI-MSHP | Small Industrial |  | Winter Evening | % of Load | 1 | 2030 | 65535
| High | DLC-Thermostat | DLC-Thermostat-DI-MSHP | Small Industrial |  | Winter Evening | % of Load | 0 | 2030 | 65535
| High | DLC-Thermostat | DLC-Thermostat-BYOT-MSHP | Small Industrial |  | Winter Evening | % of Load | 1 | 2030 | 65535
| High | DLC-Thermostat | DLC-Thermostat-BYOT-MSHP | Small Industrial |  | Winter Evening | % of Load | 0 | 2030 | 65535
| High | DLC-Thermostat | C&I Curtailment-Turnkey-Manual HVAC Control | Small Industrial |  | Winter Evening | % of Load | 1 | 2030 | 65535
| High | DLC-Thermostat | C&I Curtailment-Turnkey-Manual HVAC Control | Small Industrial |  | Winter Evening | % of Load | 0 | 2030 | 65535
| High | DLC-Thermostat | C&I Curtailment-Turnkey-Auto-DR HVAC Control | Small Industrial |  | Winter Evening | % of Load | 1 | 2030 | 65535
| High | DLC-Thermostat | C&I Curtailment-Turnkey-Auto-DR HVAC Control | Small Industrial |  | Winter Evening | % of Load | 0 | 2030 | 65535
| High | DLC-Thermostat | C&I Curtailment-Turnkey-Standard Lighting Control | Small Industrial |  | Winter Evening | % of Load | 1 | 2030 | 65535
| High | DLC-Thermostat | C&I Curtailment-Turnkey-Standard Lighting Control | Small Industrial |  | Winter Evening | % of Load | 0 | 2030 | 65535
| High | DLC-Thermostat | C&I Curtailment-Turnkey-Advanced Lighting Control | Small Industrial |  | Winter Evening | % of Load | 1 | 2030 | 65535
| High | DLC-Thermostat | C&I Curtailment-Turnkey-Advanced Lighting Control | Small Industrial |  | Winter Evening | % of Load | 0 | 2030 | 65535
| High | DLC-Thermostat | C&I Curtailment-Turnkey-Water Heating Control | Small Industrial |  | Winter Evening | % of Load | 1 | 2030 | 65535
| High | DLC-Thermostat | C&I Curtailment-Turnkey-Water Heating Control | Small Industrial |  | Winter Evening | % of Load | 0 | 2030 | 65535
| High | DLC-Thermostat | C&I Curtailment-Turnkey-Other | Small Industrial |  | Winter Evening | % of Load | 1 | 2030 | 65535
| High | DLC-Thermostat | C&I Curtailment-Turnkey-Other | Small Industrial |  | Winter Evening | % of Load | 0 | 2030 | 65535
| High | DLC-Thermostat | C&I Curtailment-Turnkey-Industrial | Small Industrial |  | Winter Evening | % of Load | 1 | 2030 | 65535
| High | DLC-Thermostat | C&I Curtailment-Turnkey-Industrial | Small Industrial |  | Winter Evening | % of Load | 0 | 2030 | 65535
| High | DLC-Thermostat | DLC-Switch-Water Heating | Medium Industrial |  | Winter Morning | % of Load | 1 | 2030 | 65535
| High | DLC-Thermostat | DLC-Switch-Water Heating | Medium Industrial |  | Winter Morning | % of Load | 0 | 2030 | 65535
| High | DLC-Thermostat | DLC-BYOD-Water Heating | Medium Industrial |  | Winter Morning | % of Load | 1 | 2030 | 65535
| High | DLC-Thermostat | DLC-BYOD-Water Heating | Medium Industrial |  | Winter Morning | % of Load | 0 | 2030 | 65535
| High | DLC-Thermostat | DLC-Thermostat-DI-Central Heat Pump | Medium Industrial |  | Winter Morning | % of Load | 1 | 2030 | 65535
| High | DLC-Thermostat | DLC-Thermostat-DI-Central Heat Pump | Medium Industrial |  | Winter Morning | % of Load | 0 | 2030 | 65535
| High | DLC-Thermostat | DLC-Thermostat-BYOT-Central Heat Pump | Medium Industrial |  | Winter Morning | % of Load | 1 | 2030 | 65535
| High | DLC-Thermostat | DLC-Thermostat-BYOT-Central Heat Pump | Medium Industrial |  | Winter Morning | % of Load | 0 | 2030 | 65535
| High | DLC-Thermostat | DLC-Thermostat-HVAC | Medium Industrial |  | Winter Morning | % of Load | 1 | 2030 | 65535
| High | DLC-Thermostat | DLC-Thermostat-HVAC | Medium Industrial |  | Winter Morning | % of Load | 0 | 2030 | 65535
| High | DLC-Thermostat | DLC-Thermostat-DI-Baseboard Heating | Medium Industrial |  | Winter Morning | % of Load | 1 | 2030 | 65535
| High | DLC-Thermostat | DLC-Thermostat-DI-Baseboard Heating | Medium Industrial |  | Winter Morning | % of Load | 0 | 2030 | 65535
| High | DLC-Thermostat | DLC-Thermostat-BYOT-Baseboard Heating | Medium Industrial |  | Winter Morning | % of Load | 1 | 2030 | 65535
| High | DLC-Thermostat | DLC-Thermostat-BYOT-Baseboard Heating | Medium Industrial |  | Winter Morning | % of Load | 0 | 2030 | 65535
| High | DLC-Thermostat | DLC-Thermostat-DI-MSHP | Medium Industrial |  | Winter Morning | % of Load | 1 | 2030 | 65535
| High | DLC-Thermostat | DLC-Thermostat-DI-MSHP | Medium Industrial |  | Winter Morning | % of Load | 0 | 2030 | 65535
| High | DLC-Thermostat | DLC-Thermostat-BYOT-MSHP | Medium Industrial |  | Winter Morning | % of Load | 1 | 2030 | 65535
| High | DLC-Thermostat | DLC-Thermostat-BYOT-MSHP | Medium Industrial |  | Winter Morning | % of Load | 0 | 2030 | 65535
| High | DLC-Thermostat | C&I Curtailment-Turnkey-Manual HVAC Control | Medium Industrial |  | Winter Morning | % of Load | 1 | 2030 | 65535
| High | DLC-Thermostat | C&I Curtailment-Turnkey-Manual HVAC Control | Medium Industrial |  | Winter Morning | % of Load | 0 | 2030 | 65535
| High | DLC-Thermostat | C&I Curtailment-Turnkey-Auto-DR HVAC Control | Medium Industrial |  | Winter Morning | % of Load | 1 | 2030 | 65535
| High | DLC-Thermostat | C&I Curtailment-Turnkey-Auto-DR HVAC Control | Medium Industrial |  | Winter Morning | % of Load | 0 | 2030 | 65535
| High | DLC-Thermostat | C&I Curtailment-Turnkey-Standard Lighting Control | Medium Industrial |  | Winter Morning | % of Load | 1 | 2030 | 65535
| High | DLC-Thermostat | C&I Curtailment-Turnkey-Standard Lighting Control | Medium Industrial |  | Winter Morning | % of Load | 0 | 2030 | 65535
| High | DLC-Thermostat | C&I Curtailment-Turnkey-Advanced Lighting Control | Medium Industrial |  | Winter Morning | % of Load | 1 | 2030 | 65535
| High | DLC-Thermostat | C&I Curtailment-Turnkey-Advanced Lighting Control | Medium Industrial |  | Winter Morning | % of Load | 0 | 2030 | 65535
| High | DLC-Thermostat | C&I Curtailment-Turnkey-Water Heating Control | Medium Industrial |  | Winter Morning | % of Load | 1 | 2030 | 65535
| High | DLC-Thermostat | C&I Curtailment-Turnkey-Water Heating Control | Medium Industrial |  | Winter Morning | % of Load | 0 | 2030 | 65535
| High | DLC-Thermostat | C&I Curtailment-Turnkey-Other | Medium Industrial |  | Winter Morning | % of Load | 1 | 2030 | 65535
| High | DLC-Thermostat | C&I Curtailment-Turnkey-Other | Medium Industrial |  | Winter Morning | % of Load | 0 | 2030 | 65535
| High | DLC-Thermostat | DLC-Switch-Water Heating | Medium Industrial |  | Winter Evening | % of Load | 1 | 2030 | 65535
| High | DLC-Thermostat | DLC-Switch-Water Heating | Medium Industrial |  | Winter Evening | % of Load | 0 | 2030 | 65535
| High | DLC-Thermostat | DLC-BYOD-Water Heating | Medium Industrial |  | Winter Evening | % of Load | 1 | 2030 | 65535
| High | DLC-Thermostat | DLC-BYOD-Water Heating | Medium Industrial |  | Winter Evening | % of Load | 0 | 2030 | 65535
| High | DLC-Thermostat | DLC-Thermostat-DI-Central Heat Pump | Medium Industrial |  | Winter Evening | % of Load | 1 | 2030 | 65535
| High | DLC-Thermostat | DLC-Thermostat-DI-Central Heat Pump | Medium Industrial |  | Winter Evening | % of Load | 0 | 2030 | 65535
| High | DLC-Thermostat | DLC-Thermostat-BYOT-Central Heat Pump | Medium Industrial |  | Winter Evening | % of Load | 1 | 2030 | 65535
| High | DLC-Thermostat | DLC-Thermostat-BYOT-Central Heat Pump | Medium Industrial |  | Winter Evening | % of Load | 0 | 2030 | 65535
| High | DLC-Thermostat | DLC-Thermostat-HVAC | Medium Industrial |  | Winter Evening | % of Load | 1 | 2030 | 65535
| High | DLC-Thermostat | DLC-Thermostat-HVAC | Medium Industrial |  | Winter Evening | % of Load | 0 | 2030 | 65535
| High | DLC-Thermostat | DLC-Thermostat-DI-Baseboard Heating | Medium Industrial |  | Winter Evening | % of Load | 1 | 2030 | 65535
| High | DLC-Thermostat | DLC-Thermostat-DI-Baseboard Heating | Medium Industrial |  | Winter Evening | % of Load | 0 | 2030 | 65535
| High | DLC-Thermostat | DLC-Thermostat-BYOT-Baseboard Heating | Medium Industrial |  | Winter Evening | % of Load | 1 | 2030 | 65535
| High | DLC-Thermostat | DLC-Thermostat-BYOT-Baseboard Heating | Medium Industrial |  | Winter Evening | % of Load | 0 | 2030 | 65535
| High | DLC-Thermostat | DLC-Thermostat-DI-MSHP | Medium Industrial |  | Winter Evening | % of Load | 1 | 2030 | 65535
| High | DLC-Thermostat | DLC-Thermostat-DI-MSHP | Medium Industrial |  | Winter Evening | % of Load | 0 | 2030 | 65535
| High | DLC-Thermostat | DLC-Thermostat-BYOT-MSHP | Medium Industrial |  | Winter Evening | % of Load | 1 | 2030 | 65535
| High | DLC-Thermostat | DLC-Thermostat-BYOT-MSHP | Medium Industrial |  | Winter Evening | % of Load | 0 | 2030 | 65535
| High | DLC-Thermostat | C&I Curtailment-Turnkey-Manual HVAC Control | Medium Industrial |  | Winter Evening | % of Load | 1 | 2030 | 65535
| High | DLC-Thermostat | C&I Curtailment-Turnkey-Manual HVAC Control | Medium Industrial |  | Winter Evening | % of Load | 0 | 2030 | 65535
| High | DLC-Thermostat | C&I Curtailment-Turnkey-Auto-DR HVAC Control | Medium Industrial |  | Winter Evening | % of Load | 1 | 2030 | 65535
| High | DLC-Thermostat | C&I Curtailment-Turnkey-Auto-DR HVAC Control | Medium Industrial |  | Winter Evening | % of Load | 0 | 2030 | 65535
| High | DLC-Thermostat | C&I Curtailment-Turnkey-Standard Lighting Control | Medium Industrial |  | Winter Evening | % of Load | 1 | 2030 | 65535
| High | DLC-Thermostat | C&I Curtailment-Turnkey-Standard Lighting Control | Medium Industrial |  | Winter Evening | % of Load | 0 | 2030 | 65535
| High | DLC-Thermostat | C&I Curtailment-Turnkey-Advanced Lighting Control | Medium Industrial |  | Winter Evening | % of Load | 1 | 2030 | 65535
| High | DLC-Thermostat | C&I Curtailment-Turnkey-Advanced Lighting Control | Medium Industrial |  | Winter Evening | % of Load | 0 | 2030 | 65535
| High | DLC-Thermostat | C&I Curtailment-Turnkey-Water Heating Control | Medium Industrial |  | Winter Evening | % of Load | 1 | 2030 | 65535
| High | DLC-Thermostat | C&I Curtailment-Turnkey-Water Heating Control | Medium Industrial |  | Winter Evening | % of Load | 0 | 2030 | 65535
| High | DLC-Thermostat | C&I Curtailment-Turnkey-Other | Medium Industrial |  | Winter Evening | % of Load | 1 | 2030 | 65535
| High | DLC-Thermostat | C&I Curtailment-Turnkey-Other | Medium Industrial |  | Winter Evening | % of Load | 0 | 2030 | 65535
| High | DLC-Thermostat | DLC-Thermostat-DI-Central Heat Pump | Residential Charitable |  | Winter Morning | % of Load | 1 | 2030 | 65535
| High | DLC-Thermostat | DLC-Thermostat-DI-Central Heat Pump | Residential Charitable |  | Winter Morning | % of Load | 0 | 2030 | 65535
| High | DLC-Thermostat | DLC-Thermostat-BYOT-Central Heat Pump | Residential Charitable |  | Winter Morning | % of Load | 1 | 2030 | 65535
| High | DLC-Thermostat | DLC-Thermostat-BYOT-Central Heat Pump | Residential Charitable |  | Winter Morning | % of Load | 0 | 2030 | 65535
| High | DLC-Thermostat | DLC-Thermostat-DI-Baseboard Heating | Residential Charitable |  | Winter Morning | % of Load | 1 | 2030 | 65535
| High | DLC-Thermostat | DLC-Thermostat-DI-Baseboard Heating | Residential Charitable |  | Winter Morning | % of Load | 0 | 2030 | 65535
| High | DLC-Thermostat | DLC-Thermostat-BYOT-Baseboard Heating | Residential Charitable |  | Winter Morning | % of Load | 1 | 2030 | 65535
| High | DLC-Thermostat | DLC-Thermostat-BYOT-Baseboard Heating | Residential Charitable |  | Winter Morning | % of Load | 0 | 2030 | 65535
| High | DLC-Thermostat | DLC-Thermostat-DI-MSHP | Residential Charitable |  | Winter Morning | % of Load | 1 | 2030 | 65535
| High | DLC-Thermostat | DLC-Thermostat-DI-MSHP | Residential Charitable |  | Winter Morning | % of Load | 0 | 2030 | 65535
| High | DLC-Thermostat | DLC-Thermostat-BYOT-MSHP | Residential Charitable |  | Winter Morning | % of Load | 1 | 2030 | 65535
| High | DLC-Thermostat | DLC-Thermostat-BYOT-MSHP | Residential Charitable |  | Winter Morning | % of Load | 0 | 2030 | 65535
| High | DLC-Thermostat | DLC-Thermostat-DI-Central Heat Pump | Residential Charitable |  | Winter Evening | % of Load | 1 | 2030 | 65535
| High | DLC-Thermostat | DLC-Thermostat-DI-Central Heat Pump | Residential Charitable |  | Winter Evening | % of Load | 0 | 2030 | 65535
| High | DLC-Thermostat | DLC-Thermostat-BYOT-Central Heat Pump | Residential Charitable |  | Winter Evening | % of Load | 1 | 2030 | 65535
| High | DLC-Thermostat | DLC-Thermostat-BYOT-Central Heat Pump | Residential Charitable |  | Winter Evening | % of Load | 0 | 2030 | 65535
| High | DLC-Thermostat | DLC-Thermostat-DI-Baseboard Heating | Residential Charitable |  | Winter Evening | % of Load | 1 | 2030 | 65535
| High | DLC-Thermostat | DLC-Thermostat-DI-Baseboard Heating | Residential Charitable |  | Winter Evening | % of Load | 0 | 2030 | 65535
| High | DLC-Thermostat | DLC-Thermostat-BYOT-Baseboard Heating | Residential Charitable |  | Winter Evening | % of Load | 1 | 2030 | 65535
| High | DLC-Thermostat | DLC-Thermostat-BYOT-Baseboard Heating | Residential Charitable |  | Winter Evening | % of Load | 0 | 2030 | 65535
| High | DLC-Thermostat | DLC-Thermostat-DI-MSHP | Residential Charitable |  | Winter Evening | % of Load | 1 | 2030 | 65535
| High | DLC-Thermostat | DLC-Thermostat-DI-MSHP | Residential Charitable |  | Winter Evening | % of Load | 0 | 2030 | 65535
| High | DLC-Thermostat | DLC-Thermostat-BYOT-MSHP | Residential Charitable |  | Winter Evening | % of Load | 1 | 2030 | 65535
| High | DLC-Thermostat | DLC-Thermostat-BYOT-MSHP | Residential Charitable |  | Winter Evening | % of Load | 0 | 2030 | 65535
| High | DLC-Water Heating | DLC-Switch-Water Heating | Small General |  | Winter Morning | % of Load | 1 | 2030 | 65535
| High | DLC-Water Heating | DLC-Switch-Water Heating | Small General |  | Winter Morning | % of Load | 0 | 2030 | 65535
| High | DLC-Water Heating | DLC-BYOD-Water Heating | Small General |  | Winter Morning | % of Load | 1 | 2030 | 65535
| High | DLC-Water Heating | DLC-BYOD-Water Heating | Small General |  | Winter Morning | % of Load | 0 | 2030 | 65535
| High | DLC-Water Heating | DLC-Thermostat-DI-Central Heat Pump | Small General |  | Winter Morning | % of Load | 1 | 2030 | 65535
| High | DLC-Water Heating | DLC-Thermostat-DI-Central Heat Pump | Small General |  | Winter Morning | % of Load | 0 | 2030 | 65535
| High | DLC-Water Heating | DLC-Thermostat-BYOT-Central Heat Pump | Small General |  | Winter Morning | % of Load | 1 | 2030 | 65535
| High | DLC-Water Heating | DLC-Thermostat-BYOT-Central Heat Pump | Small General |  | Winter Morning | % of Load | 0 | 2030 | 65535
| High | DLC-Water Heating | DLC-Thermostat-HVAC | Small General |  | Winter Morning | % of Load | 1 | 2030 | 65535
| High | DLC-Water Heating | DLC-Thermostat-HVAC | Small General |  | Winter Morning | % of Load | 0 | 2030 | 65535
| High | DLC-Water Heating | DLC-Thermostat-DI-Baseboard Heating | Small General |  | Winter Morning | % of Load | 1 | 2030 | 65535
| High | DLC-Water Heating | DLC-Thermostat-DI-Baseboard Heating | Small General |  | Winter Morning | % of Load | 0 | 2030 | 65535
| High | DLC-Water Heating | DLC-Thermostat-BYOT-Baseboard Heating | Small General |  | Winter Morning | % of Load | 1 | 2030 | 65535
| High | DLC-Water Heating | DLC-Thermostat-BYOT-Baseboard Heating | Small General |  | Winter Morning | % of Load | 0 | 2030 | 65535
| High | DLC-Water Heating | DLC-Thermostat-DI-MSHP | Small General |  | Winter Morning | % of Load | 1 | 2030 | 65535
| High | DLC-Water Heating | DLC-Thermostat-DI-MSHP | Small General |  | Winter Morning | % of Load | 0 | 2030 | 65535
| High | DLC-Water Heating | DLC-Thermostat-BYOT-MSHP | Small General |  | Winter Morning | % of Load | 1 | 2030 | 65535
| High | DLC-Water Heating | DLC-Thermostat-BYOT-MSHP | Small General |  | Winter Morning | % of Load | 0 | 2030 | 65535
| High | DLC-Water Heating | C&I Curtailment-Turnkey-Manual HVAC Control | Small General |  | Winter Morning | % of Load | 1 | 2030 | 65535
| High | DLC-Water Heating | C&I Curtailment-Turnkey-Manual HVAC Control | Small General |  | Winter Morning | % of Load | 0 | 2030 | 65535
| High | DLC-Water Heating | C&I Curtailment-Turnkey-Auto-DR HVAC Control | Small General |  | Winter Morning | % of Load | 1 | 2030 | 65535
| High | DLC-Water Heating | C&I Curtailment-Turnkey-Auto-DR HVAC Control | Small General |  | Winter Morning | % of Load | 0 | 2030 | 65535
| High | DLC-Water Heating | C&I Curtailment-Turnkey-Standard Lighting Control | Small General |  | Winter Morning | % of Load | 1 | 2030 | 65535
| High | DLC-Water Heating | C&I Curtailment-Turnkey-Standard Lighting Control | Small General |  | Winter Morning | % of Load | 0 | 2030 | 65535
| High | DLC-Water Heating | C&I Curtailment-Turnkey-Advanced Lighting Control | Small General |  | Winter Morning | % of Load | 1 | 2030 | 65535
| High | DLC-Water Heating | C&I Curtailment-Turnkey-Advanced Lighting Control | Small General |  | Winter Morning | % of Load | 0 | 2030 | 65535
| High | DLC-Water Heating | C&I Curtailment-Turnkey-Water Heating Control | Small General |  | Winter Morning | % of Load | 1 | 2030 | 65535
| High | DLC-Water Heating | C&I Curtailment-Turnkey-Water Heating Control | Small General |  | Winter Morning | % of Load | 0 | 2030 | 65535
| High | DLC-Water Heating | C&I Curtailment-Turnkey-Other | Small General |  | Winter Morning | % of Load | 1 | 2030 | 65535
| High | DLC-Water Heating | C&I Curtailment-Turnkey-Other | Small General |  | Winter Morning | % of Load | 0 | 2030 | 65535
| High | DLC-Water Heating | Dynamic Pricing with enabling tech. | Small General |  | Winter Morning | % of Load | 1 | 2030 | 65535
| High | DLC-Water Heating | Dynamic Pricing with enabling tech. | Small General |  | Winter Morning | % of Load | 0 | 2030 | 65535
| High | DLC-Water Heating | DLC-Switch-Water Heating | Small General |  | Winter Evening | % of Load | 1 | 2030 | 65535
| High | DLC-Water Heating | DLC-Switch-Water Heating | Small General |  | Winter Evening | % of Load | 0 | 2030 | 65535
| High | DLC-Water Heating | DLC-BYOD-Water Heating | Small General |  | Winter Evening | % of Load | 1 | 2030 | 65535
| High | DLC-Water Heating | DLC-BYOD-Water Heating | Small General |  | Winter Evening | % of Load | 0 | 2030 | 65535
| High | DLC-Water Heating | DLC-Thermostat-DI-Central Heat Pump | Small General |  | Winter Evening | % of Load | 1 | 2030 | 65535
| High | DLC-Water Heating | DLC-Thermostat-DI-Central Heat Pump | Small General |  | Winter Evening | % of Load | 0 | 2030 | 65535
| High | DLC-Water Heating | DLC-Thermostat-BYOT-Central Heat Pump | Small General |  | Winter Evening | % of Load | 1 | 2030 | 65535
| High | DLC-Water Heating | DLC-Thermostat-BYOT-Central Heat Pump | Small General |  | Winter Evening | % of Load | 0 | 2030 | 65535
| High | DLC-Water Heating | DLC-Thermostat-HVAC | Small General |  | Winter Evening | % of Load | 1 | 2030 | 65535
| High | DLC-Water Heating | DLC-Thermostat-HVAC | Small General |  | Winter Evening | % of Load | 0 | 2030 | 65535
| High | DLC-Water Heating | DLC-Thermostat-DI-Baseboard Heating | Small General |  | Winter Evening | % of Load | 1 | 2030 | 65535
| High | DLC-Water Heating | DLC-Thermostat-DI-Baseboard Heating | Small General |  | Winter Evening | % of Load | 0 | 2030 | 65535
| High | DLC-Water Heating | DLC-Thermostat-BYOT-Baseboard Heating | Small General |  | Winter Evening | % of Load | 1 | 2030 | 65535
| High | DLC-Water Heating | DLC-Thermostat-BYOT-Baseboard Heating | Small General |  | Winter Evening | % of Load | 0 | 2030 | 65535
| High | DLC-Water Heating | DLC-Thermostat-DI-MSHP | Small General |  | Winter Evening | % of Load | 1 | 2030 | 65535
| High | DLC-Water Heating | DLC-Thermostat-DI-MSHP | Small General |  | Winter Evening | % of Load | 0 | 2030 | 65535
| High | DLC-Water Heating | DLC-Thermostat-BYOT-MSHP | Small General |  | Winter Evening | % of Load | 1 | 2030 | 65535
| High | DLC-Water Heating | DLC-Thermostat-BYOT-MSHP | Small General |  | Winter Evening | % of Load | 0 | 2030 | 65535
| High | DLC-Water Heating | C&I Curtailment-Turnkey-Manual HVAC Control | Small General |  | Winter Evening | % of Load | 1 | 2030 | 65535
| High | DLC-Water Heating | C&I Curtailment-Turnkey-Manual HVAC Control | Small General |  | Winter Evening | % of Load | 0 | 2030 | 65535
| High | DLC-Water Heating | C&I Curtailment-Turnkey-Auto-DR HVAC Control | Small General |  | Winter Evening | % of Load | 1 | 2030 | 65535
| High | DLC-Water Heating | C&I Curtailment-Turnkey-Auto-DR HVAC Control | Small General |  | Winter Evening | % of Load | 0 | 2030 | 65535
| High | DLC-Water Heating | C&I Curtailment-Turnkey-Standard Lighting Control | Small General |  | Winter Evening | % of Load | 1 | 2030 | 65535
| High | DLC-Water Heating | C&I Curtailment-Turnkey-Standard Lighting Control | Small General |  | Winter Evening | % of Load | 0 | 2030 | 65535
| High | DLC-Water Heating | C&I Curtailment-Turnkey-Advanced Lighting Control | Small General |  | Winter Evening | % of Load | 1 | 2030 | 65535
| High | DLC-Water Heating | C&I Curtailment-Turnkey-Advanced Lighting Control | Small General |  | Winter Evening | % of Load | 0 | 2030 | 65535
| High | DLC-Water Heating | C&I Curtailment-Turnkey-Water Heating Control | Small General |  | Winter Evening | % of Load | 1 | 2030 | 65535
| High | DLC-Water Heating | C&I Curtailment-Turnkey-Water Heating Control | Small General |  | Winter Evening | % of Load | 0 | 2030 | 65535
| High | DLC-Water Heating | C&I Curtailment-Turnkey-Other | Small General |  | Winter Evening | % of Load | 1 | 2030 | 65535
| High | DLC-Water Heating | C&I Curtailment-Turnkey-Other | Small General |  | Winter Evening | % of Load | 0 | 2030 | 65535
| High | DLC-Water Heating | Dynamic Pricing with enabling tech. | Small General |  | Winter Evening | % of Load | 1 | 2030 | 65535
| High | DLC-Water Heating | Dynamic Pricing with enabling tech. | Small General |  | Winter Evening | % of Load | 0 | 2030 | 65535
| High | DLC-Water Heating | DLC-Switch-Water Heating | General |  | Winter Morning | % of Load | 1 | 2030 | 65535
| High | DLC-Water Heating | DLC-Switch-Water Heating | General |  | Winter Morning | % of Load | 0 | 2030 | 65535
| High | DLC-Water Heating | DLC-BYOD-Water Heating | General |  | Winter Morning | % of Load | 1 | 2030 | 65535
| High | DLC-Water Heating | DLC-BYOD-Water Heating | General |  | Winter Morning | % of Load | 0 | 2030 | 65535
| High | DLC-Water Heating | DLC-Thermostat-DI-Central Heat Pump | General |  | Winter Morning | % of Load | 1 | 2030 | 65535
| High | DLC-Water Heating | DLC-Thermostat-DI-Central Heat Pump | General |  | Winter Morning | % of Load | 0 | 2030 | 65535
| High | DLC-Water Heating | DLC-Thermostat-BYOT-Central Heat Pump | General |  | Winter Morning | % of Load | 1 | 2030 | 65535
| High | DLC-Water Heating | DLC-Thermostat-BYOT-Central Heat Pump | General |  | Winter Morning | % of Load | 0 | 2030 | 65535
| High | DLC-Water Heating | DLC-Thermostat-HVAC | General |  | Winter Morning | % of Load | 1 | 2030 | 65535
| High | DLC-Water Heating | DLC-Thermostat-HVAC | General |  | Winter Morning | % of Load | 0 | 2030 | 65535
| High | DLC-Water Heating | DLC-Thermostat-DI-Baseboard Heating | General |  | Winter Morning | % of Load | 1 | 2030 | 65535
| High | DLC-Water Heating | DLC-Thermostat-DI-Baseboard Heating | General |  | Winter Morning | % of Load | 0 | 2030 | 65535
| High | DLC-Water Heating | DLC-Thermostat-BYOT-Baseboard Heating | General |  | Winter Morning | % of Load | 1 | 2030 | 65535
| High | DLC-Water Heating | DLC-Thermostat-BYOT-Baseboard Heating | General |  | Winter Morning | % of Load | 0 | 2030 | 65535
| High | DLC-Water Heating | DLC-Thermostat-DI-MSHP | General |  | Winter Morning | % of Load | 1 | 2030 | 65535
| High | DLC-Water Heating | DLC-Thermostat-DI-MSHP | General |  | Winter Morning | % of Load | 0 | 2030 | 65535
| High | DLC-Water Heating | DLC-Thermostat-BYOT-MSHP | General |  | Winter Morning | % of Load | 1 | 2030 | 65535
| High | DLC-Water Heating | DLC-Thermostat-BYOT-MSHP | General |  | Winter Morning | % of Load | 0 | 2030 | 65535
| High | DLC-Water Heating | C&I Curtailment-Turnkey-Manual HVAC Control | General |  | Winter Morning | % of Load | 1 | 2030 | 65535
| High | DLC-Water Heating | C&I Curtailment-Turnkey-Manual HVAC Control | General |  | Winter Morning | % of Load | 0 | 2030 | 65535
| High | DLC-Water Heating | C&I Curtailment-Turnkey-Auto-DR HVAC Control | General |  | Winter Morning | % of Load | 1 | 2030 | 65535
| High | DLC-Water Heating | C&I Curtailment-Turnkey-Auto-DR HVAC Control | General |  | Winter Morning | % of Load | 0 | 2030 | 65535
| High | DLC-Water Heating | C&I Curtailment-Turnkey-Standard Lighting Control | General |  | Winter Morning | % of Load | 1 | 2030 | 65535
| High | DLC-Water Heating | C&I Curtailment-Turnkey-Standard Lighting Control | General |  | Winter Morning | % of Load | 0 | 2030 | 65535
| High | DLC-Water Heating | C&I Curtailment-Turnkey-Advanced Lighting Control | General |  | Winter Morning | % of Load | 1 | 2030 | 65535
| High | DLC-Water Heating | C&I Curtailment-Turnkey-Advanced Lighting Control | General |  | Winter Morning | % of Load | 0 | 2030 | 65535
| High | DLC-Water Heating | C&I Curtailment-Turnkey-Water Heating Control | General |  | Winter Morning | % of Load | 1 | 2030 | 65535
| High | DLC-Water Heating | C&I Curtailment-Turnkey-Water Heating Control | General |  | Winter Morning | % of Load | 0 | 2030 | 65535
| High | DLC-Water Heating | C&I Curtailment-Turnkey-Other | General |  | Winter Morning | % of Load | 1 | 2030 | 65535
| High | DLC-Water Heating | C&I Curtailment-Turnkey-Other | General |  | Winter Morning | % of Load | 0 | 2030 | 65535
| High | DLC-Water Heating | DLC-Switch-Water Heating | General |  | Winter Evening | % of Load | 1 | 2030 | 65535
| High | DLC-Water Heating | DLC-Switch-Water Heating | General |  | Winter Evening | % of Load | 0 | 2030 | 65535
| High | DLC-Water Heating | DLC-BYOD-Water Heating | General |  | Winter Evening | % of Load | 1 | 2030 | 65535
| High | DLC-Water Heating | DLC-BYOD-Water Heating | General |  | Winter Evening | % of Load | 0 | 2030 | 65535
| High | DLC-Water Heating | DLC-Thermostat-DI-Central Heat Pump | General |  | Winter Evening | % of Load | 1 | 2030 | 65535
| High | DLC-Water Heating | DLC-Thermostat-DI-Central Heat Pump | General |  | Winter Evening | % of Load | 0 | 2030 | 65535
| High | DLC-Water Heating | DLC-Thermostat-BYOT-Central Heat Pump | General |  | Winter Evening | % of Load | 1 | 2030 | 65535
| High | DLC-Water Heating | DLC-Thermostat-BYOT-Central Heat Pump | General |  | Winter Evening | % of Load | 0 | 2030 | 65535
| High | DLC-Water Heating | DLC-Thermostat-HVAC | General |  | Winter Evening | % of Load | 1 | 2030 | 65535
| High | DLC-Water Heating | DLC-Thermostat-HVAC | General |  | Winter Evening | % of Load | 0 | 2030 | 65535
| High | DLC-Water Heating | DLC-Thermostat-DI-Baseboard Heating | General |  | Winter Evening | % of Load | 1 | 2030 | 65535
| High | DLC-Water Heating | DLC-Thermostat-DI-Baseboard Heating | General |  | Winter Evening | % of Load | 0 | 2030 | 65535
| High | DLC-Water Heating | DLC-Thermostat-BYOT-Baseboard Heating | General |  | Winter Evening | % of Load | 1 | 2030 | 65535
| High | DLC-Water Heating | DLC-Thermostat-BYOT-Baseboard Heating | General |  | Winter Evening | % of Load | 0 | 2030 | 65535
| High | DLC-Water Heating | DLC-Thermostat-DI-MSHP | General |  | Winter Evening | % of Load | 1 | 2030 | 65535
| High | DLC-Water Heating | DLC-Thermostat-DI-MSHP | General |  | Winter Evening | % of Load | 0 | 2030 | 65535
| High | DLC-Water Heating | DLC-Thermostat-BYOT-MSHP | General |  | Winter Evening | % of Load | 1 | 2030 | 65535
| High | DLC-Water Heating | DLC-Thermostat-BYOT-MSHP | General |  | Winter Evening | % of Load | 0 | 2030 | 65535
| High | DLC-Water Heating | C&I Curtailment-Turnkey-Manual HVAC Control | General |  | Winter Evening | % of Load | 1 | 2030 | 65535
| High | DLC-Water Heating | C&I Curtailment-Turnkey-Manual HVAC Control | General |  | Winter Evening | % of Load | 0 | 2030 | 65535
| High | DLC-Water Heating | C&I Curtailment-Turnkey-Auto-DR HVAC Control | General |  | Winter Evening | % of Load | 1 | 2030 | 65535
| High | DLC-Water Heating | C&I Curtailment-Turnkey-Auto-DR HVAC Control | General |  | Winter Evening | % of Load | 0 | 2030 | 65535
| High | DLC-Water Heating | C&I Curtailment-Turnkey-Standard Lighting Control | General |  | Winter Evening | % of Load | 1 | 2030 | 65535
| High | DLC-Water Heating | C&I Curtailment-Turnkey-Standard Lighting Control | General |  | Winter Evening | % of Load | 0 | 2030 | 65535
| High | DLC-Water Heating | C&I Curtailment-Turnkey-Advanced Lighting Control | General |  | Winter Evening | % of Load | 1 | 2030 | 65535
| High | DLC-Water Heating | C&I Curtailment-Turnkey-Advanced Lighting Control | General |  | Winter Evening | % of Load | 0 | 2030 | 65535
| High | DLC-Water Heating | C&I Curtailment-Turnkey-Water Heating Control | General |  | Winter Evening | % of Load | 1 | 2030 | 65535
| High | DLC-Water Heating | C&I Curtailment-Turnkey-Water Heating Control | General |  | Winter Evening | % of Load | 0 | 2030 | 65535
| High | DLC-Water Heating | C&I Curtailment-Turnkey-Other | General |  | Winter Evening | % of Load | 1 | 2030 | 65535
| High | DLC-Water Heating | C&I Curtailment-Turnkey-Other | General |  | Winter Evening | % of Load | 0 | 2030 | 65535
| High | DLC-Water Heating | DLC-Switch-Water Heating | Small Industrial |  | Winter Morning | % of Load | 1 | 2030 | 65535
| High | DLC-Water Heating | DLC-Switch-Water Heating | Small Industrial |  | Winter Morning | % of Load | 0 | 2030 | 65535
| High | DLC-Water Heating | DLC-BYOD-Water Heating | Small Industrial |  | Winter Morning | % of Load | 1 | 2030 | 65535
| High | DLC-Water Heating | DLC-BYOD-Water Heating | Small Industrial |  | Winter Morning | % of Load | 0 | 2030 | 65535
| High | DLC-Water Heating | DLC-Thermostat-DI-Central Heat Pump | Small Industrial |  | Winter Morning | % of Load | 1 | 2030 | 65535
| High | DLC-Water Heating | DLC-Thermostat-DI-Central Heat Pump | Small Industrial |  | Winter Morning | % of Load | 0 | 2030 | 65535
| High | DLC-Water Heating | DLC-Thermostat-BYOT-Central Heat Pump | Small Industrial |  | Winter Morning | % of Load | 1 | 2030 | 65535
| High | DLC-Water Heating | DLC-Thermostat-BYOT-Central Heat Pump | Small Industrial |  | Winter Morning | % of Load | 0 | 2030 | 65535
| High | DLC-Water Heating | DLC-Thermostat-HVAC | Small Industrial |  | Winter Morning | % of Load | 1 | 2030 | 65535
| High | DLC-Water Heating | DLC-Thermostat-HVAC | Small Industrial |  | Winter Morning | % of Load | 0 | 2030 | 65535
| High | DLC-Water Heating | DLC-Thermostat-DI-Baseboard Heating | Small Industrial |  | Winter Morning | % of Load | 1 | 2030 | 65535
| High | DLC-Water Heating | DLC-Thermostat-DI-Baseboard Heating | Small Industrial |  | Winter Morning | % of Load | 0 | 2030 | 65535
| High | DLC-Water Heating | DLC-Thermostat-BYOT-Baseboard Heating | Small Industrial |  | Winter Morning | % of Load | 1 | 2030 | 65535
| High | DLC-Water Heating | DLC-Thermostat-BYOT-Baseboard Heating | Small Industrial |  | Winter Morning | % of Load | 0 | 2030 | 65535
| High | DLC-Water Heating | DLC-Thermostat-DI-MSHP | Small Industrial |  | Winter Morning | % of Load | 1 | 2030 | 65535
| High | DLC-Water Heating | DLC-Thermostat-DI-MSHP | Small Industrial |  | Winter Morning | % of Load | 0 | 2030 | 65535
| High | DLC-Water Heating | DLC-Thermostat-BYOT-MSHP | Small Industrial |  | Winter Morning | % of Load | 1 | 2030 | 65535
| High | DLC-Water Heating | DLC-Thermostat-BYOT-MSHP | Small Industrial |  | Winter Morning | % of Load | 0 | 2030 | 65535
| High | DLC-Water Heating | C&I Curtailment-Turnkey-Manual HVAC Control | Small Industrial |  | Winter Morning | % of Load | 1 | 2030 | 65535
| High | DLC-Water Heating | C&I Curtailment-Turnkey-Manual HVAC Control | Small Industrial |  | Winter Morning | % of Load | 0 | 2030 | 65535
| High | DLC-Water Heating | C&I Curtailment-Turnkey-Auto-DR HVAC Control | Small Industrial |  | Winter Morning | % of Load | 1 | 2030 | 65535
| High | DLC-Water Heating | C&I Curtailment-Turnkey-Auto-DR HVAC Control | Small Industrial |  | Winter Morning | % of Load | 0 | 2030 | 65535
| High | DLC-Water Heating | C&I Curtailment-Turnkey-Standard Lighting Control | Small Industrial |  | Winter Morning | % of Load | 1 | 2030 | 65535
| High | DLC-Water Heating | C&I Curtailment-Turnkey-Standard Lighting Control | Small Industrial |  | Winter Morning | % of Load | 0 | 2030 | 65535
| High | DLC-Water Heating | C&I Curtailment-Turnkey-Advanced Lighting Control | Small Industrial |  | Winter Morning | % of Load | 1 | 2030 | 65535
| High | DLC-Water Heating | C&I Curtailment-Turnkey-Advanced Lighting Control | Small Industrial |  | Winter Morning | % of Load | 0 | 2030 | 65535
| High | DLC-Water Heating | C&I Curtailment-Turnkey-Water Heating Control | Small Industrial |  | Winter Morning | % of Load | 1 | 2030 | 65535
| High | DLC-Water Heating | C&I Curtailment-Turnkey-Water Heating Control | Small Industrial |  | Winter Morning | % of Load | 0 | 2030 | 65535
| High | DLC-Water Heating | C&I Curtailment-Turnkey-Other | Small Industrial |  | Winter Morning | % of Load | 1 | 2030 | 65535
| High | DLC-Water Heating | C&I Curtailment-Turnkey-Other | Small Industrial |  | Winter Morning | % of Load | 0 | 2030 | 65535
| High | DLC-Water Heating | C&I Curtailment-Turnkey-Industrial | Small Industrial |  | Winter Morning | % of Load | 1 | 2030 | 65535
| High | DLC-Water Heating | C&I Curtailment-Turnkey-Industrial | Small Industrial |  | Winter Morning | % of Load | 0 | 2030 | 65535
| High | DLC-Water Heating | DLC-Switch-Water Heating | Small Industrial |  | Winter Evening | % of Load | 1 | 2030 | 65535
| High | DLC-Water Heating | DLC-Switch-Water Heating | Small Industrial |  | Winter Evening | % of Load | 0 | 2030 | 65535
| High | DLC-Water Heating | DLC-BYOD-Water Heating | Small Industrial |  | Winter Evening | % of Load | 1 | 2030 | 65535
| High | DLC-Water Heating | DLC-BYOD-Water Heating | Small Industrial |  | Winter Evening | % of Load | 0 | 2030 | 65535
| High | DLC-Water Heating | DLC-Thermostat-DI-Central Heat Pump | Small Industrial |  | Winter Evening | % of Load | 1 | 2030 | 65535
| High | DLC-Water Heating | DLC-Thermostat-DI-Central Heat Pump | Small Industrial |  | Winter Evening | % of Load | 0 | 2030 | 65535
| High | DLC-Water Heating | DLC-Thermostat-BYOT-Central Heat Pump | Small Industrial |  | Winter Evening | % of Load | 1 | 2030 | 65535
| High | DLC-Water Heating | DLC-Thermostat-BYOT-Central Heat Pump | Small Industrial |  | Winter Evening | % of Load | 0 | 2030 | 65535
| High | DLC-Water Heating | DLC-Thermostat-HVAC | Small Industrial |  | Winter Evening | % of Load | 1 | 2030 | 65535
| High | DLC-Water Heating | DLC-Thermostat-HVAC | Small Industrial |  | Winter Evening | % of Load | 0 | 2030 | 65535
| High | DLC-Water Heating | DLC-Thermostat-DI-Baseboard Heating | Small Industrial |  | Winter Evening | % of Load | 1 | 2030 | 65535
| High | DLC-Water Heating | DLC-Thermostat-DI-Baseboard Heating | Small Industrial |  | Winter Evening | % of Load | 0 | 2030 | 65535
| High | DLC-Water Heating | DLC-Thermostat-BYOT-Baseboard Heating | Small Industrial |  | Winter Evening | % of Load | 1 | 2030 | 65535
| High | DLC-Water Heating | DLC-Thermostat-BYOT-Baseboard Heating | Small Industrial |  | Winter Evening | % of Load | 0 | 2030 | 65535
| High | DLC-Water Heating | DLC-Thermostat-DI-MSHP | Small Industrial |  | Winter Evening | % of Load | 1 | 2030 | 65535
| High | DLC-Water Heating | DLC-Thermostat-DI-MSHP | Small Industrial |  | Winter Evening | % of Load | 0 | 2030 | 65535
| High | DLC-Water Heating | DLC-Thermostat-BYOT-MSHP | Small Industrial |  | Winter Evening | % of Load | 1 | 2030 | 65535
| High | DLC-Water Heating | DLC-Thermostat-BYOT-MSHP | Small Industrial |  | Winter Evening | % of Load | 0 | 2030 | 65535
| High | DLC-Water Heating | C&I Curtailment-Turnkey-Manual HVAC Control | Small Industrial |  | Winter Evening | % of Load | 1 | 2030 | 65535
| High | DLC-Water Heating | C&I Curtailment-Turnkey-Manual HVAC Control | Small Industrial |  | Winter Evening | % of Load | 0 | 2030 | 65535
| High | DLC-Water Heating | C&I Curtailment-Turnkey-Auto-DR HVAC Control | Small Industrial |  | Winter Evening | % of Load | 1 | 2030 | 65535
| High | DLC-Water Heating | C&I Curtailment-Turnkey-Auto-DR HVAC Control | Small Industrial |  | Winter Evening | % of Load | 0 | 2030 | 65535
| High | DLC-Water Heating | C&I Curtailment-Turnkey-Standard Lighting Control | Small Industrial |  | Winter Evening | % of Load | 1 | 2030 | 65535
| High | DLC-Water Heating | C&I Curtailment-Turnkey-Standard Lighting Control | Small Industrial |  | Winter Evening | % of Load | 0 | 2030 | 65535
| High | DLC-Water Heating | C&I Curtailment-Turnkey-Advanced Lighting Control | Small Industrial |  | Winter Evening | % of Load | 1 | 2030 | 65535
| High | DLC-Water Heating | C&I Curtailment-Turnkey-Advanced Lighting Control | Small Industrial |  | Winter Evening | % of Load | 0 | 2030 | 65535
| High | DLC-Water Heating | C&I Curtailment-Turnkey-Water Heating Control | Small Industrial |  | Winter Evening | % of Load | 1 | 2030 | 65535
| High | DLC-Water Heating | C&I Curtailment-Turnkey-Water Heating Control | Small Industrial |  | Winter Evening | % of Load | 0 | 2030 | 65535
| High | DLC-Water Heating | C&I Curtailment-Turnkey-Other | Small Industrial |  | Winter Evening | % of Load | 1 | 2030 | 65535
| High | DLC-Water Heating | C&I Curtailment-Turnkey-Other | Small Industrial |  | Winter Evening | % of Load | 0 | 2030 | 65535
| High | DLC-Water Heating | C&I Curtailment-Turnkey-Industrial | Small Industrial |  | Winter Evening | % of Load | 1 | 2030 | 65535
| High | DLC-Water Heating | C&I Curtailment-Turnkey-Industrial | Small Industrial |  | Winter Evening | % of Load | 0 | 2030 | 65535
| High | DLC-Water Heating | DLC-Switch-Water Heating | Medium Industrial |  | Winter Morning | % of Load | 1 | 2030 | 65535
| High | DLC-Water Heating | DLC-Switch-Water Heating | Medium Industrial |  | Winter Morning | % of Load | 0 | 2030 | 65535
| High | DLC-Water Heating | DLC-BYOD-Water Heating | Medium Industrial |  | Winter Morning | % of Load | 1 | 2030 | 65535
| High | DLC-Water Heating | DLC-BYOD-Water Heating | Medium Industrial |  | Winter Morning | % of Load | 0 | 2030 | 65535
| High | DLC-Water Heating | DLC-Thermostat-DI-Central Heat Pump | Medium Industrial |  | Winter Morning | % of Load | 1 | 2030 | 65535
| High | DLC-Water Heating | DLC-Thermostat-DI-Central Heat Pump | Medium Industrial |  | Winter Morning | % of Load | 0 | 2030 | 65535
| High | DLC-Water Heating | DLC-Thermostat-BYOT-Central Heat Pump | Medium Industrial |  | Winter Morning | % of Load | 1 | 2030 | 65535
| High | DLC-Water Heating | DLC-Thermostat-BYOT-Central Heat Pump | Medium Industrial |  | Winter Morning | % of Load | 0 | 2030 | 65535
| High | DLC-Water Heating | DLC-Thermostat-HVAC | Medium Industrial |  | Winter Morning | % of Load | 1 | 2030 | 65535
| High | DLC-Water Heating | DLC-Thermostat-HVAC | Medium Industrial |  | Winter Morning | % of Load | 0 | 2030 | 65535
| High | DLC-Water Heating | DLC-Thermostat-DI-Baseboard Heating | Medium Industrial |  | Winter Morning | % of Load | 1 | 2030 | 65535
| High | DLC-Water Heating | DLC-Thermostat-DI-Baseboard Heating | Medium Industrial |  | Winter Morning | % of Load | 0 | 2030 | 65535
| High | DLC-Water Heating | DLC-Thermostat-BYOT-Baseboard Heating | Medium Industrial |  | Winter Morning | % of Load | 1 | 2030 | 65535
| High | DLC-Water Heating | DLC-Thermostat-BYOT-Baseboard Heating | Medium Industrial |  | Winter Morning | % of Load | 0 | 2030 | 65535
| High | DLC-Water Heating | DLC-Thermostat-DI-MSHP | Medium Industrial |  | Winter Morning | % of Load | 1 | 2030 | 65535
| High | DLC-Water Heating | DLC-Thermostat-DI-MSHP | Medium Industrial |  | Winter Morning | % of Load | 0 | 2030 | 65535
| High | DLC-Water Heating | DLC-Thermostat-BYOT-MSHP | Medium Industrial |  | Winter Morning | % of Load | 1 | 2030 | 65535
| High | DLC-Water Heating | DLC-Thermostat-BYOT-MSHP | Medium Industrial |  | Winter Morning | % of Load | 0 | 2030 | 65535
| High | DLC-Water Heating | C&I Curtailment-Turnkey-Manual HVAC Control | Medium Industrial |  | Winter Morning | % of Load | 1 | 2030 | 65535
| High | DLC-Water Heating | C&I Curtailment-Turnkey-Manual HVAC Control | Medium Industrial |  | Winter Morning | % of Load | 0 | 2030 | 65535
| High | DLC-Water Heating | C&I Curtailment-Turnkey-Auto-DR HVAC Control | Medium Industrial |  | Winter Morning | % of Load | 1 | 2030 | 65535
| High | DLC-Water Heating | C&I Curtailment-Turnkey-Auto-DR HVAC Control | Medium Industrial |  | Winter Morning | % of Load | 0 | 2030 | 65535
| High | DLC-Water Heating | C&I Curtailment-Turnkey-Standard Lighting Control | Medium Industrial |  | Winter Morning | % of Load | 1 | 2030 | 65535
| High | DLC-Water Heating | C&I Curtailment-Turnkey-Standard Lighting Control | Medium Industrial |  | Winter Morning | % of Load | 0 | 2030 | 65535
| High | DLC-Water Heating | C&I Curtailment-Turnkey-Advanced Lighting Control | Medium Industrial |  | Winter Morning | % of Load | 1 | 2030 | 65535
| High | DLC-Water Heating | C&I Curtailment-Turnkey-Advanced Lighting Control | Medium Industrial |  | Winter Morning | % of Load | 0 | 2030 | 65535
| High | DLC-Water Heating | C&I Curtailment-Turnkey-Water Heating Control | Medium Industrial |  | Winter Morning | % of Load | 1 | 2030 | 65535
| High | DLC-Water Heating | C&I Curtailment-Turnkey-Water Heating Control | Medium Industrial |  | Winter Morning | % of Load | 0 | 2030 | 65535
| High | DLC-Water Heating | C&I Curtailment-Turnkey-Other | Medium Industrial |  | Winter Morning | % of Load | 1 | 2030 | 65535
| High | DLC-Water Heating | C&I Curtailment-Turnkey-Other | Medium Industrial |  | Winter Morning | % of Load | 0 | 2030 | 65535
| High | DLC-Water Heating | DLC-Switch-Water Heating | Medium Industrial |  | Winter Evening | % of Load | 1 | 2030 | 65535
| High | DLC-Water Heating | DLC-Switch-Water Heating | Medium Industrial |  | Winter Evening | % of Load | 0 | 2030 | 65535
| High | DLC-Water Heating | DLC-BYOD-Water Heating | Medium Industrial |  | Winter Evening | % of Load | 1 | 2030 | 65535
| High | DLC-Water Heating | DLC-BYOD-Water Heating | Medium Industrial |  | Winter Evening | % of Load | 0 | 2030 | 65535
| High | DLC-Water Heating | DLC-Thermostat-DI-Central Heat Pump | Medium Industrial |  | Winter Evening | % of Load | 1 | 2030 | 65535
| High | DLC-Water Heating | DLC-Thermostat-DI-Central Heat Pump | Medium Industrial |  | Winter Evening | % of Load | 0 | 2030 | 65535
| High | DLC-Water Heating | DLC-Thermostat-BYOT-Central Heat Pump | Medium Industrial |  | Winter Evening | % of Load | 1 | 2030 | 65535
| High | DLC-Water Heating | DLC-Thermostat-BYOT-Central Heat Pump | Medium Industrial |  | Winter Evening | % of Load | 0 | 2030 | 65535
| High | DLC-Water Heating | DLC-Thermostat-HVAC | Medium Industrial |  | Winter Evening | % of Load | 1 | 2030 | 65535
| High | DLC-Water Heating | DLC-Thermostat-HVAC | Medium Industrial |  | Winter Evening | % of Load | 0 | 2030 | 65535
| High | DLC-Water Heating | DLC-Thermostat-DI-Baseboard Heating | Medium Industrial |  | Winter Evening | % of Load | 1 | 2030 | 65535
| High | DLC-Water Heating | DLC-Thermostat-DI-Baseboard Heating | Medium Industrial |  | Winter Evening | % of Load | 0 | 2030 | 65535
| High | DLC-Water Heating | DLC-Thermostat-BYOT-Baseboard Heating | Medium Industrial |  | Winter Evening | % of Load | 1 | 2030 | 65535
| High | DLC-Water Heating | DLC-Thermostat-BYOT-Baseboard Heating | Medium Industrial |  | Winter Evening | % of Load | 0 | 2030 | 65535
| High | DLC-Water Heating | DLC-Thermostat-DI-MSHP | Medium Industrial |  | Winter Evening | % of Load | 1 | 2030 | 65535
| High | DLC-Water Heating | DLC-Thermostat-DI-MSHP | Medium Industrial |  | Winter Evening | % of Load | 0 | 2030 | 65535
| High | DLC-Water Heating | DLC-Thermostat-BYOT-MSHP | Medium Industrial |  | Winter Evening | % of Load | 1 | 2030 | 65535
| High | DLC-Water Heating | DLC-Thermostat-BYOT-MSHP | Medium Industrial |  | Winter Evening | % of Load | 0 | 2030 | 65535
| High | DLC-Water Heating | C&I Curtailment-Turnkey-Manual HVAC Control | Medium Industrial |  | Winter Evening | % of Load | 1 | 2030 | 65535
| High | DLC-Water Heating | C&I Curtailment-Turnkey-Manual HVAC Control | Medium Industrial |  | Winter Evening | % of Load | 0 | 2030 | 65535
| High | DLC-Water Heating | C&I Curtailment-Turnkey-Auto-DR HVAC Control | Medium Industrial |  | Winter Evening | % of Load | 1 | 2030 | 65535
| High | DLC-Water Heating | C&I Curtailment-Turnkey-Auto-DR HVAC Control | Medium Industrial |  | Winter Evening | % of Load | 0 | 2030 | 65535
| High | DLC-Water Heating | C&I Curtailment-Turnkey-Standard Lighting Control | Medium Industrial |  | Winter Evening | % of Load | 1 | 2030 | 65535
| High | DLC-Water Heating | C&I Curtailment-Turnkey-Standard Lighting Control | Medium Industrial |  | Winter Evening | % of Load | 0 | 2030 | 65535
| High | DLC-Water Heating | C&I Curtailment-Turnkey-Advanced Lighting Control | Medium Industrial |  | Winter Evening | % of Load | 1 | 2030 | 65535
| High | DLC-Water Heating | C&I Curtailment-Turnkey-Advanced Lighting Control | Medium Industrial |  | Winter Evening | % of Load | 0 | 2030 | 65535
| High | DLC-Water Heating | C&I Curtailment-Turnkey-Water Heating Control | Medium Industrial |  | Winter Evening | % of Load | 1 | 2030 | 65535
| High | DLC-Water Heating | C&I Curtailment-Turnkey-Water Heating Control | Medium Industrial |  | Winter Evening | % of Load | 0 | 2030 | 65535
| High | DLC-Water Heating | C&I Curtailment-Turnkey-Other | Medium Industrial |  | Winter Evening | % of Load | 1 | 2030 | 65535
| High | DLC-Water Heating | C&I Curtailment-Turnkey-Other | Medium Industrial |  | Winter Evening | % of Load | 0 | 2030 | 65535
| High | DLC-Water Heating | DLC-Switch-Water Heating | Residential Charitable |  | Winter Morning | % of Load | 1 | 2030 | 65535
| High | DLC-Water Heating | DLC-Switch-Water Heating | Residential Charitable |  | Winter Morning | % of Load | 0 | 2030 | 65535
| High | DLC-Water Heating | DLC-BYOD-Water Heating | Residential Charitable |  | Winter Morning | % of Load | 1 | 2030 | 65535
| High | DLC-Water Heating | DLC-BYOD-Water Heating | Residential Charitable |  | Winter Morning | % of Load | 0 | 2030 | 65535
| High | DLC-Water Heating | DLC-Switch-Water Heating | Residential Charitable |  | Winter Evening | % of Load | 1 | 2030 | 65535
| High | DLC-Water Heating | DLC-Switch-Water Heating | Residential Charitable |  | Winter Evening | % of Load | 0 | 2030 | 65535
| High | DLC-Water Heating | DLC-BYOD-Water Heating | Residential Charitable |  | Winter Evening | % of Load | 1 | 2030 | 65535
| High | DLC-Water Heating | DLC-BYOD-Water Heating | Residential Charitable |  | Winter Evening | % of Load | 0 | 2030 | 65535
| High | C&I Curtailment | DLC-Switch-Water Heating | Small General |  | Winter Morning | % of Load | 1 | 2030 | 65535
| High | C&I Curtailment | DLC-Switch-Water Heating | Small General |  | Winter Morning | % of Load | 0 | 2030 | 65535
| High | C&I Curtailment | DLC-BYOD-Water Heating | Small General |  | Winter Morning | % of Load | 1 | 2030 | 65535
| High | C&I Curtailment | DLC-BYOD-Water Heating | Small General |  | Winter Morning | % of Load | 0 | 2030 | 65535
| High | C&I Curtailment | DLC-Thermostat-DI-Central Heat Pump | Small General |  | Winter Morning | % of Load | 1 | 2030 | 65535
| High | C&I Curtailment | DLC-Thermostat-DI-Central Heat Pump | Small General |  | Winter Morning | % of Load | 0 | 2030 | 65535
| High | C&I Curtailment | DLC-Thermostat-BYOT-Central Heat Pump | Small General |  | Winter Morning | % of Load | 1 | 2030 | 65535
| High | C&I Curtailment | DLC-Thermostat-BYOT-Central Heat Pump | Small General |  | Winter Morning | % of Load | 0 | 2030 | 65535
| High | C&I Curtailment | DLC-Thermostat-HVAC | Small General |  | Winter Morning | % of Load | 1 | 2030 | 65535
| High | C&I Curtailment | DLC-Thermostat-HVAC | Small General |  | Winter Morning | % of Load | 0 | 2030 | 65535
| High | C&I Curtailment | DLC-Thermostat-DI-Baseboard Heating | Small General |  | Winter Morning | % of Load | 1 | 2030 | 65535
| High | C&I Curtailment | DLC-Thermostat-DI-Baseboard Heating | Small General |  | Winter Morning | % of Load | 0 | 2030 | 65535
| High | C&I Curtailment | DLC-Thermostat-BYOT-Baseboard Heating | Small General |  | Winter Morning | % of Load | 1 | 2030 | 65535
| High | C&I Curtailment | DLC-Thermostat-BYOT-Baseboard Heating | Small General |  | Winter Morning | % of Load | 0 | 2030 | 65535
| High | C&I Curtailment | DLC-Thermostat-DI-MSHP | Small General |  | Winter Morning | % of Load | 1 | 2030 | 65535
| High | C&I Curtailment | DLC-Thermostat-DI-MSHP | Small General |  | Winter Morning | % of Load | 0 | 2030 | 65535
| High | C&I Curtailment | DLC-Thermostat-BYOT-MSHP | Small General |  | Winter Morning | % of Load | 1 | 2030 | 65535
| High | C&I Curtailment | DLC-Thermostat-BYOT-MSHP | Small General |  | Winter Morning | % of Load | 0 | 2030 | 65535
| High | C&I Curtailment | C&I Curtailment-Turnkey-Manual HVAC Control | Small General |  | Winter Morning | % of Load | 1 | 2030 | 65535
| High | C&I Curtailment | C&I Curtailment-Turnkey-Manual HVAC Control | Small General |  | Winter Morning | % of Load | 0 | 2030 | 65535
| High | C&I Curtailment | C&I Curtailment-Turnkey-Auto-DR HVAC Control | Small General |  | Winter Morning | % of Load | 1 | 2030 | 65535
| High | C&I Curtailment | C&I Curtailment-Turnkey-Auto-DR HVAC Control | Small General |  | Winter Morning | % of Load | 0 | 2030 | 65535
| High | C&I Curtailment | C&I Curtailment-Turnkey-Standard Lighting Control | Small General |  | Winter Morning | % of Load | 1 | 2030 | 65535
| High | C&I Curtailment | C&I Curtailment-Turnkey-Standard Lighting Control | Small General |  | Winter Morning | % of Load | 0 | 2030 | 65535
| High | C&I Curtailment | C&I Curtailment-Turnkey-Advanced Lighting Control | Small General |  | Winter Morning | % of Load | 1 | 2030 | 65535
| High | C&I Curtailment | C&I Curtailment-Turnkey-Advanced Lighting Control | Small General |  | Winter Morning | % of Load | 0 | 2030 | 65535
| High | C&I Curtailment | C&I Curtailment-Turnkey-Water Heating Control | Small General |  | Winter Morning | % of Load | 1 | 2030 | 65535
| High | C&I Curtailment | C&I Curtailment-Turnkey-Water Heating Control | Small General |  | Winter Morning | % of Load | 0 | 2030 | 65535
| High | C&I Curtailment | C&I Curtailment-Turnkey-Other | Small General |  | Winter Morning | % of Load | 1 | 2030 | 65535
| High | C&I Curtailment | C&I Curtailment-Turnkey-Other | Small General |  | Winter Morning | % of Load | 0 | 2030 | 65535
| High | C&I Curtailment | Dynamic Pricing with enabling tech. | Small General |  | Winter Morning | % of Load | 1 | 2030 | 65535
| High | C&I Curtailment | Dynamic Pricing with enabling tech. | Small General |  | Winter Morning | % of Load | 0 | 2030 | 65535
| High | C&I Curtailment | DLC-Switch-Water Heating | Small General |  | Winter Evening | % of Load | 1 | 2030 | 65535
| High | C&I Curtailment | DLC-Switch-Water Heating | Small General |  | Winter Evening | % of Load | 0 | 2030 | 65535
| High | C&I Curtailment | DLC-BYOD-Water Heating | Small General |  | Winter Evening | % of Load | 1 | 2030 | 65535
| High | C&I Curtailment | DLC-BYOD-Water Heating | Small General |  | Winter Evening | % of Load | 0 | 2030 | 65535
| High | C&I Curtailment | DLC-Thermostat-DI-Central Heat Pump | Small General |  | Winter Evening | % of Load | 1 | 2030 | 65535
| High | C&I Curtailment | DLC-Thermostat-DI-Central Heat Pump | Small General |  | Winter Evening | % of Load | 0 | 2030 | 65535
| High | C&I Curtailment | DLC-Thermostat-BYOT-Central Heat Pump | Small General |  | Winter Evening | % of Load | 1 | 2030 | 65535
| High | C&I Curtailment | DLC-Thermostat-BYOT-Central Heat Pump | Small General |  | Winter Evening | % of Load | 0 | 2030 | 65535
| High | C&I Curtailment | DLC-Thermostat-HVAC | Small General |  | Winter Evening | % of Load | 1 | 2030 | 65535
| High | C&I Curtailment | DLC-Thermostat-HVAC | Small General |  | Winter Evening | % of Load | 0 | 2030 | 65535
| High | C&I Curtailment | DLC-Thermostat-DI-Baseboard Heating | Small General |  | Winter Evening | % of Load | 1 | 2030 | 65535
| High | C&I Curtailment | DLC-Thermostat-DI-Baseboard Heating | Small General |  | Winter Evening | % of Load | 0 | 2030 | 65535
| High | C&I Curtailment | DLC-Thermostat-BYOT-Baseboard Heating | Small General |  | Winter Evening | % of Load | 1 | 2030 | 65535
| High | C&I Curtailment | DLC-Thermostat-BYOT-Baseboard Heating | Small General |  | Winter Evening | % of Load | 0 | 2030 | 65535
| High | C&I Curtailment | DLC-Thermostat-DI-MSHP | Small General |  | Winter Evening | % of Load | 1 | 2030 | 65535
| High | C&I Curtailment | DLC-Thermostat-DI-MSHP | Small General |  | Winter Evening | % of Load | 0 | 2030 | 65535
| High | C&I Curtailment | DLC-Thermostat-BYOT-MSHP | Small General |  | Winter Evening | % of Load | 1 | 2030 | 65535
| High | C&I Curtailment | DLC-Thermostat-BYOT-MSHP | Small General |  | Winter Evening | % of Load | 0 | 2030 | 65535
| High | C&I Curtailment | C&I Curtailment-Turnkey-Manual HVAC Control | Small General |  | Winter Evening | % of Load | 1 | 2030 | 65535
| High | C&I Curtailment | C&I Curtailment-Turnkey-Manual HVAC Control | Small General |  | Winter Evening | % of Load | 0 | 2030 | 65535
| High | C&I Curtailment | C&I Curtailment-Turnkey-Auto-DR HVAC Control | Small General |  | Winter Evening | % of Load | 1 | 2030 | 65535
| High | C&I Curtailment | C&I Curtailment-Turnkey-Auto-DR HVAC Control | Small General |  | Winter Evening | % of Load | 0 | 2030 | 65535
| High | C&I Curtailment | C&I Curtailment-Turnkey-Standard Lighting Control | Small General |  | Winter Evening | % of Load | 1 | 2030 | 65535
| High | C&I Curtailment | C&I Curtailment-Turnkey-Standard Lighting Control | Small General |  | Winter Evening | % of Load | 0 | 2030 | 65535
| High | C&I Curtailment | C&I Curtailment-Turnkey-Advanced Lighting Control | Small General |  | Winter Evening | % of Load | 1 | 2030 | 65535
| High | C&I Curtailment | C&I Curtailment-Turnkey-Advanced Lighting Control | Small General |  | Winter Evening | % of Load | 0 | 2030 | 65535
| High | C&I Curtailment | C&I Curtailment-Turnkey-Water Heating Control | Small General |  | Winter Evening | % of Load | 1 | 2030 | 65535
| High | C&I Curtailment | C&I Curtailment-Turnkey-Water Heating Control | Small General |  | Winter Evening | % of Load | 0 | 2030 | 65535
| High | C&I Curtailment | C&I Curtailment-Turnkey-Other | Small General |  | Winter Evening | % of Load | 1 | 2030 | 65535
| High | C&I Curtailment | C&I Curtailment-Turnkey-Other | Small General |  | Winter Evening | % of Load | 0 | 2030 | 65535
| High | C&I Curtailment | Dynamic Pricing with enabling tech. | Small General |  | Winter Evening | % of Load | 1 | 2030 | 65535
| High | C&I Curtailment | Dynamic Pricing with enabling tech. | Small General |  | Winter Evening | % of Load | 0 | 2030 | 65535
| High | C&I Curtailment | DLC-Switch-Water Heating | General |  | Winter Morning | % of Load | 1 | 2030 | 65535
| High | C&I Curtailment | DLC-Switch-Water Heating | General |  | Winter Morning | % of Load | 0 | 2030 | 65535
| High | C&I Curtailment | DLC-BYOD-Water Heating | General |  | Winter Morning | % of Load | 1 | 2030 | 65535
| High | C&I Curtailment | DLC-BYOD-Water Heating | General |  | Winter Morning | % of Load | 0 | 2030 | 65535
| High | C&I Curtailment | DLC-Thermostat-DI-Central Heat Pump | General |  | Winter Morning | % of Load | 1 | 2030 | 65535
| High | C&I Curtailment | DLC-Thermostat-DI-Central Heat Pump | General |  | Winter Morning | % of Load | 0 | 2030 | 65535
| High | C&I Curtailment | DLC-Thermostat-BYOT-Central Heat Pump | General |  | Winter Morning | % of Load | 1 | 2030 | 65535
| High | C&I Curtailment | DLC-Thermostat-BYOT-Central Heat Pump | General |  | Winter Morning | % of Load | 0 | 2030 | 65535
| High | C&I Curtailment | DLC-Thermostat-HVAC | General |  | Winter Morning | % of Load | 1 | 2030 | 65535
| High | C&I Curtailment | DLC-Thermostat-HVAC | General |  | Winter Morning | % of Load | 0 | 2030 | 65535
| High | C&I Curtailment | DLC-Thermostat-DI-Baseboard Heating | General |  | Winter Morning | % of Load | 1 | 2030 | 65535
| High | C&I Curtailment | DLC-Thermostat-DI-Baseboard Heating | General |  | Winter Morning | % of Load | 0 | 2030 | 65535
| High | C&I Curtailment | DLC-Thermostat-BYOT-Baseboard Heating | General |  | Winter Morning | % of Load | 1 | 2030 | 65535
| High | C&I Curtailment | DLC-Thermostat-BYOT-Baseboard Heating | General |  | Winter Morning | % of Load | 0 | 2030 | 65535
| High | C&I Curtailment | DLC-Thermostat-DI-MSHP | General |  | Winter Morning | % of Load | 1 | 2030 | 65535
| High | C&I Curtailment | DLC-Thermostat-DI-MSHP | General |  | Winter Morning | % of Load | 0 | 2030 | 65535
| High | C&I Curtailment | DLC-Thermostat-BYOT-MSHP | General |  | Winter Morning | % of Load | 1 | 2030 | 65535
| High | C&I Curtailment | DLC-Thermostat-BYOT-MSHP | General |  | Winter Morning | % of Load | 0 | 2030 | 65535
| High | C&I Curtailment | C&I Curtailment-Turnkey-Manual HVAC Control | General |  | Winter Morning | % of Load | 1 | 2030 | 65535
| High | C&I Curtailment | C&I Curtailment-Turnkey-Manual HVAC Control | General |  | Winter Morning | % of Load | 0 | 2030 | 65535
| High | C&I Curtailment | C&I Curtailment-Turnkey-Auto-DR HVAC Control | General |  | Winter Morning | % of Load | 1 | 2030 | 65535
| High | C&I Curtailment | C&I Curtailment-Turnkey-Auto-DR HVAC Control | General |  | Winter Morning | % of Load | 0 | 2030 | 65535
| High | C&I Curtailment | C&I Curtailment-Turnkey-Standard Lighting Control | General |  | Winter Morning | % of Load | 1 | 2030 | 65535
| High | C&I Curtailment | C&I Curtailment-Turnkey-Standard Lighting Control | General |  | Winter Morning | % of Load | 0 | 2030 | 65535
| High | C&I Curtailment | C&I Curtailment-Turnkey-Advanced Lighting Control | General |  | Winter Morning | % of Load | 1 | 2030 | 65535
| High | C&I Curtailment | C&I Curtailment-Turnkey-Advanced Lighting Control | General |  | Winter Morning | % of Load | 0 | 2030 | 65535
| High | C&I Curtailment | C&I Curtailment-Turnkey-Water Heating Control | General |  | Winter Morning | % of Load | 1 | 2030 | 65535
| High | C&I Curtailment | C&I Curtailment-Turnkey-Water Heating Control | General |  | Winter Morning | % of Load | 0 | 2030 | 65535
| High | C&I Curtailment | C&I Curtailment-Turnkey-Other | General |  | Winter Morning | % of Load | 1 | 2030 | 65535
| High | C&I Curtailment | C&I Curtailment-Turnkey-Other | General |  | Winter Morning | % of Load | 0 | 2030 | 65535
| High | C&I Curtailment | DLC-Switch-Water Heating | General |  | Winter Evening | % of Load | 1 | 2030 | 65535
| High | C&I Curtailment | DLC-Switch-Water Heating | General |  | Winter Evening | % of Load | 0 | 2030 | 65535
| High | C&I Curtailment | DLC-BYOD-Water Heating | General |  | Winter Evening | % of Load | 1 | 2030 | 65535
| High | C&I Curtailment | DLC-BYOD-Water Heating | General |  | Winter Evening | % of Load | 0 | 2030 | 65535
| High | C&I Curtailment | DLC-Thermostat-DI-Central Heat Pump | General |  | Winter Evening | % of Load | 1 | 2030 | 65535
| High | C&I Curtailment | DLC-Thermostat-DI-Central Heat Pump | General |  | Winter Evening | % of Load | 0 | 2030 | 65535
| High | C&I Curtailment | DLC-Thermostat-BYOT-Central Heat Pump | General |  | Winter Evening | % of Load | 1 | 2030 | 65535
| High | C&I Curtailment | DLC-Thermostat-BYOT-Central Heat Pump | General |  | Winter Evening | % of Load | 0 | 2030 | 65535
| High | C&I Curtailment | DLC-Thermostat-HVAC | General |  | Winter Evening | % of Load | 1 | 2030 | 65535
| High | C&I Curtailment | DLC-Thermostat-HVAC | General |  | Winter Evening | % of Load | 0 | 2030 | 65535
| High | C&I Curtailment | DLC-Thermostat-DI-Baseboard Heating | General |  | Winter Evening | % of Load | 1 | 2030 | 65535
| High | C&I Curtailment | DLC-Thermostat-DI-Baseboard Heating | General |  | Winter Evening | % of Load | 0 | 2030 | 65535
| High | C&I Curtailment | DLC-Thermostat-BYOT-Baseboard Heating | General |  | Winter Evening | % of Load | 1 | 2030 | 65535
| High | C&I Curtailment | DLC-Thermostat-BYOT-Baseboard Heating | General |  | Winter Evening | % of Load | 0 | 2030 | 65535
| High | C&I Curtailment | DLC-Thermostat-DI-MSHP | General |  | Winter Evening | % of Load | 1 | 2030 | 65535
| High | C&I Curtailment | DLC-Thermostat-DI-MSHP | General |  | Winter Evening | % of Load | 0 | 2030 | 65535
| High | C&I Curtailment | DLC-Thermostat-BYOT-MSHP | General |  | Winter Evening | % of Load | 1 | 2030 | 65535
| High | C&I Curtailment | DLC-Thermostat-BYOT-MSHP | General |  | Winter Evening | % of Load | 0 | 2030 | 65535
| High | C&I Curtailment | C&I Curtailment-Turnkey-Manual HVAC Control | General |  | Winter Evening | % of Load | 1 | 2030 | 65535
| High | C&I Curtailment | C&I Curtailment-Turnkey-Manual HVAC Control | General |  | Winter Evening | % of Load | 0 | 2030 | 65535
| High | C&I Curtailment | C&I Curtailment-Turnkey-Auto-DR HVAC Control | General |  | Winter Evening | % of Load | 1 | 2030 | 65535
| High | C&I Curtailment | C&I Curtailment-Turnkey-Auto-DR HVAC Control | General |  | Winter Evening | % of Load | 0 | 2030 | 65535
| High | C&I Curtailment | C&I Curtailment-Turnkey-Standard Lighting Control | General |  | Winter Evening | % of Load | 1 | 2030 | 65535
| High | C&I Curtailment | C&I Curtailment-Turnkey-Standard Lighting Control | General |  | Winter Evening | % of Load | 0 | 2030 | 65535
| High | C&I Curtailment | C&I Curtailment-Turnkey-Advanced Lighting Control | General |  | Winter Evening | % of Load | 1 | 2030 | 65535
| High | C&I Curtailment | C&I Curtailment-Turnkey-Advanced Lighting Control | General |  | Winter Evening | % of Load | 0 | 2030 | 65535
| High | C&I Curtailment | C&I Curtailment-Turnkey-Water Heating Control | General |  | Winter Evening | % of Load | 1 | 2030 | 65535
| High | C&I Curtailment | C&I Curtailment-Turnkey-Water Heating Control | General |  | Winter Evening | % of Load | 0 | 2030 | 65535
| High | C&I Curtailment | C&I Curtailment-Turnkey-Other | General |  | Winter Evening | % of Load | 1 | 2030 | 65535
| High | C&I Curtailment | C&I Curtailment-Turnkey-Other | General |  | Winter Evening | % of Load | 0 | 2030 | 65535
| High | C&I Curtailment | C&I Curtailment-Turnkey-Manual HVAC Control | Large General |  | Winter Morning | % of Load | 1 | 2030 | 65535
| High | C&I Curtailment | C&I Curtailment-Turnkey-Manual HVAC Control | Large General |  | Winter Morning | % of Load | 0 | 2030 | 65535
| High | C&I Curtailment | C&I Curtailment-Turnkey-Auto-DR HVAC Control | Large General |  | Winter Morning | % of Load | 1 | 2030 | 65535
| High | C&I Curtailment | C&I Curtailment-Turnkey-Auto-DR HVAC Control | Large General |  | Winter Morning | % of Load | 0 | 2030 | 65535
| High | C&I Curtailment | C&I Curtailment-Turnkey-Standard Lighting Control | Large General |  | Winter Morning | % of Load | 1 | 2030 | 65535
| High | C&I Curtailment | C&I Curtailment-Turnkey-Standard Lighting Control | Large General |  | Winter Morning | % of Load | 0 | 2030 | 65535
| High | C&I Curtailment | C&I Curtailment-Turnkey-Water Heating Control | Large General |  | Winter Morning | % of Load | 1 | 2030 | 65535
| High | C&I Curtailment | C&I Curtailment-Turnkey-Water Heating Control | Large General |  | Winter Morning | % of Load | 0 | 2030 | 65535
| High | C&I Curtailment | C&I Curtailment-Turnkey-Other | Large General |  | Winter Morning | % of Load | 1 | 2030 | 65535
| High | C&I Curtailment | C&I Curtailment-Turnkey-Other | Large General |  | Winter Morning | % of Load | 0 | 2030 | 65535
| High | C&I Curtailment | C&I Curtailment-Turnkey-Manual HVAC Control | Large General |  | Winter Evening | % of Load | 1 | 2030 | 65535
| High | C&I Curtailment | C&I Curtailment-Turnkey-Manual HVAC Control | Large General |  | Winter Evening | % of Load | 0 | 2030 | 65535
| High | C&I Curtailment | C&I Curtailment-Turnkey-Auto-DR HVAC Control | Large General |  | Winter Evening | % of Load | 1 | 2030 | 65535
| High | C&I Curtailment | C&I Curtailment-Turnkey-Auto-DR HVAC Control | Large General |  | Winter Evening | % of Load | 0 | 2030 | 65535
| High | C&I Curtailment | C&I Curtailment-Turnkey-Standard Lighting Control | Large General |  | Winter Evening | % of Load | 1 | 2030 | 65535
| High | C&I Curtailment | C&I Curtailment-Turnkey-Standard Lighting Control | Large General |  | Winter Evening | % of Load | 0 | 2030 | 65535
| High | C&I Curtailment | C&I Curtailment-Turnkey-Water Heating Control | Large General |  | Winter Evening | % of Load | 1 | 2030 | 65535
| High | C&I Curtailment | C&I Curtailment-Turnkey-Water Heating Control | Large General |  | Winter Evening | % of Load | 0 | 2030 | 65535
| High | C&I Curtailment | C&I Curtailment-Turnkey-Other | Large General |  | Winter Evening | % of Load | 1 | 2030 | 65535
| High | C&I Curtailment | C&I Curtailment-Turnkey-Other | Large General |  | Winter Evening | % of Load | 0 | 2030 | 65535
| High | C&I Curtailment | DLC-Switch-Water Heating | Small Industrial |  | Winter Morning | % of Load | 1 | 2030 | 65535
| High | C&I Curtailment | DLC-Switch-Water Heating | Small Industrial |  | Winter Morning | % of Load | 0 | 2030 | 65535
| High | C&I Curtailment | DLC-BYOD-Water Heating | Small Industrial |  | Winter Morning | % of Load | 1 | 2030 | 65535
| High | C&I Curtailment | DLC-BYOD-Water Heating | Small Industrial |  | Winter Morning | % of Load | 0 | 2030 | 65535
| High | C&I Curtailment | DLC-Thermostat-DI-Central Heat Pump | Small Industrial |  | Winter Morning | % of Load | 1 | 2030 | 65535
| High | C&I Curtailment | DLC-Thermostat-DI-Central Heat Pump | Small Industrial |  | Winter Morning | % of Load | 0 | 2030 | 65535
| High | C&I Curtailment | DLC-Thermostat-BYOT-Central Heat Pump | Small Industrial |  | Winter Morning | % of Load | 1 | 2030 | 65535
| High | C&I Curtailment | DLC-Thermostat-BYOT-Central Heat Pump | Small Industrial |  | Winter Morning | % of Load | 0 | 2030 | 65535
| High | C&I Curtailment | DLC-Thermostat-HVAC | Small Industrial |  | Winter Morning | % of Load | 1 | 2030 | 65535
| High | C&I Curtailment | DLC-Thermostat-HVAC | Small Industrial |  | Winter Morning | % of Load | 0 | 2030 | 65535
| High | C&I Curtailment | DLC-Thermostat-DI-Baseboard Heating | Small Industrial |  | Winter Morning | % of Load | 1 | 2030 | 65535
| High | C&I Curtailment | DLC-Thermostat-DI-Baseboard Heating | Small Industrial |  | Winter Morning | % of Load | 0 | 2030 | 65535
| High | C&I Curtailment | DLC-Thermostat-BYOT-Baseboard Heating | Small Industrial |  | Winter Morning | % of Load | 1 | 2030 | 65535
| High | C&I Curtailment | DLC-Thermostat-BYOT-Baseboard Heating | Small Industrial |  | Winter Morning | % of Load | 0 | 2030 | 65535
| High | C&I Curtailment | DLC-Thermostat-DI-MSHP | Small Industrial |  | Winter Morning | % of Load | 1 | 2030 | 65535
| High | C&I Curtailment | DLC-Thermostat-DI-MSHP | Small Industrial |  | Winter Morning | % of Load | 0 | 2030 | 65535
| High | C&I Curtailment | DLC-Thermostat-BYOT-MSHP | Small Industrial |  | Winter Morning | % of Load | 1 | 2030 | 65535
| High | C&I Curtailment | DLC-Thermostat-BYOT-MSHP | Small Industrial |  | Winter Morning | % of Load | 0 | 2030 | 65535
| High | C&I Curtailment | C&I Curtailment-Turnkey-Manual HVAC Control | Small Industrial |  | Winter Morning | % of Load | 1 | 2030 | 65535
| High | C&I Curtailment | C&I Curtailment-Turnkey-Manual HVAC Control | Small Industrial |  | Winter Morning | % of Load | 0 | 2030 | 65535
| High | C&I Curtailment | C&I Curtailment-Turnkey-Auto-DR HVAC Control | Small Industrial |  | Winter Morning | % of Load | 1 | 2030 | 65535
| High | C&I Curtailment | C&I Curtailment-Turnkey-Auto-DR HVAC Control | Small Industrial |  | Winter Morning | % of Load | 0 | 2030 | 65535
| High | C&I Curtailment | C&I Curtailment-Turnkey-Standard Lighting Control | Small Industrial |  | Winter Morning | % of Load | 1 | 2030 | 65535
| High | C&I Curtailment | C&I Curtailment-Turnkey-Standard Lighting Control | Small Industrial |  | Winter Morning | % of Load | 0 | 2030 | 65535
| High | C&I Curtailment | C&I Curtailment-Turnkey-Advanced Lighting Control | Small Industrial |  | Winter Morning | % of Load | 1 | 2030 | 65535
| High | C&I Curtailment | C&I Curtailment-Turnkey-Advanced Lighting Control | Small Industrial |  | Winter Morning | % of Load | 0 | 2030 | 65535
| High | C&I Curtailment | C&I Curtailment-Turnkey-Water Heating Control | Small Industrial |  | Winter Morning | % of Load | 1 | 2030 | 65535
| High | C&I Curtailment | C&I Curtailment-Turnkey-Water Heating Control | Small Industrial |  | Winter Morning | % of Load | 0 | 2030 | 65535
| High | C&I Curtailment | C&I Curtailment-Turnkey-Other | Small Industrial |  | Winter Morning | % of Load | 1 | 2030 | 65535
| High | C&I Curtailment | C&I Curtailment-Turnkey-Other | Small Industrial |  | Winter Morning | % of Load | 0 | 2030 | 65535
| High | C&I Curtailment | C&I Curtailment-Turnkey-Industrial | Small Industrial |  | Winter Morning | % of Load | 1 | 2030 | 65535
| High | C&I Curtailment | C&I Curtailment-Turnkey-Industrial | Small Industrial |  | Winter Morning | % of Load | 0 | 2030 | 65535
| High | C&I Curtailment | DLC-Switch-Water Heating | Small Industrial |  | Winter Evening | % of Load | 1 | 2030 | 65535
| High | C&I Curtailment | DLC-Switch-Water Heating | Small Industrial |  | Winter Evening | % of Load | 0 | 2030 | 65535
| High | C&I Curtailment | DLC-BYOD-Water Heating | Small Industrial |  | Winter Evening | % of Load | 1 | 2030 | 65535
| High | C&I Curtailment | DLC-BYOD-Water Heating | Small Industrial |  | Winter Evening | % of Load | 0 | 2030 | 65535
| High | C&I Curtailment | DLC-Thermostat-DI-Central Heat Pump | Small Industrial |  | Winter Evening | % of Load | 1 | 2030 | 65535
| High | C&I Curtailment | DLC-Thermostat-DI-Central Heat Pump | Small Industrial |  | Winter Evening | % of Load | 0 | 2030 | 65535
| High | C&I Curtailment | DLC-Thermostat-BYOT-Central Heat Pump | Small Industrial |  | Winter Evening | % of Load | 1 | 2030 | 65535
| High | C&I Curtailment | DLC-Thermostat-BYOT-Central Heat Pump | Small Industrial |  | Winter Evening | % of Load | 0 | 2030 | 65535
| High | C&I Curtailment | DLC-Thermostat-HVAC | Small Industrial |  | Winter Evening | % of Load | 1 | 2030 | 65535
| High | C&I Curtailment | DLC-Thermostat-HVAC | Small Industrial |  | Winter Evening | % of Load | 0 | 2030 | 65535
| High | C&I Curtailment | DLC-Thermostat-DI-Baseboard Heating | Small Industrial |  | Winter Evening | % of Load | 1 | 2030 | 65535
| High | C&I Curtailment | DLC-Thermostat-DI-Baseboard Heating | Small Industrial |  | Winter Evening | % of Load | 0 | 2030 | 65535
| High | C&I Curtailment | DLC-Thermostat-BYOT-Baseboard Heating | Small Industrial |  | Winter Evening | % of Load | 1 | 2030 | 65535
| High | C&I Curtailment | DLC-Thermostat-BYOT-Baseboard Heating | Small Industrial |  | Winter Evening | % of Load | 0 | 2030 | 65535
| High | C&I Curtailment | DLC-Thermostat-DI-MSHP | Small Industrial |  | Winter Evening | % of Load | 1 | 2030 | 65535
| High | C&I Curtailment | DLC-Thermostat-DI-MSHP | Small Industrial |  | Winter Evening | % of Load | 0 | 2030 | 65535
| High | C&I Curtailment | DLC-Thermostat-BYOT-MSHP | Small Industrial |  | Winter Evening | % of Load | 1 | 2030 | 65535
| High | C&I Curtailment | DLC-Thermostat-BYOT-MSHP | Small Industrial |  | Winter Evening | % of Load | 0 | 2030 | 65535
| High | C&I Curtailment | C&I Curtailment-Turnkey-Manual HVAC Control | Small Industrial |  | Winter Evening | % of Load | 1 | 2030 | 65535
| High | C&I Curtailment | C&I Curtailment-Turnkey-Manual HVAC Control | Small Industrial |  | Winter Evening | % of Load | 0 | 2030 | 65535
| High | C&I Curtailment | C&I Curtailment-Turnkey-Auto-DR HVAC Control | Small Industrial |  | Winter Evening | % of Load | 1 | 2030 | 65535
| High | C&I Curtailment | C&I Curtailment-Turnkey-Auto-DR HVAC Control | Small Industrial |  | Winter Evening | % of Load | 0 | 2030 | 65535
| High | C&I Curtailment | C&I Curtailment-Turnkey-Standard Lighting Control | Small Industrial |  | Winter Evening | % of Load | 1 | 2030 | 65535
| High | C&I Curtailment | C&I Curtailment-Turnkey-Standard Lighting Control | Small Industrial |  | Winter Evening | % of Load | 0 | 2030 | 65535
| High | C&I Curtailment | C&I Curtailment-Turnkey-Advanced Lighting Control | Small Industrial |  | Winter Evening | % of Load | 1 | 2030 | 65535
| High | C&I Curtailment | C&I Curtailment-Turnkey-Advanced Lighting Control | Small Industrial |  | Winter Evening | % of Load | 0 | 2030 | 65535
| High | C&I Curtailment | C&I Curtailment-Turnkey-Water Heating Control | Small Industrial |  | Winter Evening | % of Load | 1 | 2030 | 65535
| High | C&I Curtailment | C&I Curtailment-Turnkey-Water Heating Control | Small Industrial |  | Winter Evening | % of Load | 0 | 2030 | 65535
| High | C&I Curtailment | C&I Curtailment-Turnkey-Other | Small Industrial |  | Winter Evening | % of Load | 1 | 2030 | 65535
| High | C&I Curtailment | C&I Curtailment-Turnkey-Other | Small Industrial |  | Winter Evening | % of Load | 0 | 2030 | 65535
| High | C&I Curtailment | C&I Curtailment-Turnkey-Industrial | Small Industrial |  | Winter Evening | % of Load | 1 | 2030 | 65535
| High | C&I Curtailment | C&I Curtailment-Turnkey-Industrial | Small Industrial |  | Winter Evening | % of Load | 0 | 2030 | 65535
| High | C&I Curtailment | DLC-Switch-Water Heating | Medium Industrial |  | Winter Morning | % of Load | 1 | 2030 | 65535
| High | C&I Curtailment | DLC-Switch-Water Heating | Medium Industrial |  | Winter Morning | % of Load | 0 | 2030 | 65535
| High | C&I Curtailment | DLC-BYOD-Water Heating | Medium Industrial |  | Winter Morning | % of Load | 1 | 2030 | 65535
| High | C&I Curtailment | DLC-BYOD-Water Heating | Medium Industrial |  | Winter Morning | % of Load | 0 | 2030 | 65535
| High | C&I Curtailment | DLC-Thermostat-DI-Central Heat Pump | Medium Industrial |  | Winter Morning | % of Load | 1 | 2030 | 65535
| High | C&I Curtailment | DLC-Thermostat-DI-Central Heat Pump | Medium Industrial |  | Winter Morning | % of Load | 0 | 2030 | 65535
| High | C&I Curtailment | DLC-Thermostat-BYOT-Central Heat Pump | Medium Industrial |  | Winter Morning | % of Load | 1 | 2030 | 65535
| High | C&I Curtailment | DLC-Thermostat-BYOT-Central Heat Pump | Medium Industrial |  | Winter Morning | % of Load | 0 | 2030 | 65535
| High | C&I Curtailment | DLC-Thermostat-HVAC | Medium Industrial |  | Winter Morning | % of Load | 1 | 2030 | 65535
| High | C&I Curtailment | DLC-Thermostat-HVAC | Medium Industrial |  | Winter Morning | % of Load | 0 | 2030 | 65535
| High | C&I Curtailment | DLC-Thermostat-DI-Baseboard Heating | Medium Industrial |  | Winter Morning | % of Load | 1 | 2030 | 65535
| High | C&I Curtailment | DLC-Thermostat-DI-Baseboard Heating | Medium Industrial |  | Winter Morning | % of Load | 0 | 2030 | 65535
| High | C&I Curtailment | DLC-Thermostat-BYOT-Baseboard Heating | Medium Industrial |  | Winter Morning | % of Load | 1 | 2030 | 65535
| High | C&I Curtailment | DLC-Thermostat-BYOT-Baseboard Heating | Medium Industrial |  | Winter Morning | % of Load | 0 | 2030 | 65535
| High | C&I Curtailment | DLC-Thermostat-DI-MSHP | Medium Industrial |  | Winter Morning | % of Load | 1 | 2030 | 65535
| High | C&I Curtailment | DLC-Thermostat-DI-MSHP | Medium Industrial |  | Winter Morning | % of Load | 0 | 2030 | 65535
| High | C&I Curtailment | DLC-Thermostat-BYOT-MSHP | Medium Industrial |  | Winter Morning | % of Load | 1 | 2030 | 65535
| High | C&I Curtailment | DLC-Thermostat-BYOT-MSHP | Medium Industrial |  | Winter Morning | % of Load | 0 | 2030 | 65535
| High | C&I Curtailment | C&I Curtailment-Turnkey-Manual HVAC Control | Medium Industrial |  | Winter Morning | % of Load | 1 | 2030 | 65535
| High | C&I Curtailment | C&I Curtailment-Turnkey-Manual HVAC Control | Medium Industrial |  | Winter Morning | % of Load | 0 | 2030 | 65535
| High | C&I Curtailment | C&I Curtailment-Turnkey-Auto-DR HVAC Control | Medium Industrial |  | Winter Morning | % of Load | 1 | 2030 | 65535
| High | C&I Curtailment | C&I Curtailment-Turnkey-Auto-DR HVAC Control | Medium Industrial |  | Winter Morning | % of Load | 0 | 2030 | 65535
| High | C&I Curtailment | C&I Curtailment-Turnkey-Standard Lighting Control | Medium Industrial |  | Winter Morning | % of Load | 1 | 2030 | 65535
| High | C&I Curtailment | C&I Curtailment-Turnkey-Standard Lighting Control | Medium Industrial |  | Winter Morning | % of Load | 0 | 2030 | 65535
| High | C&I Curtailment | C&I Curtailment-Turnkey-Advanced Lighting Control | Medium Industrial |  | Winter Morning | % of Load | 1 | 2030 | 65535
| High | C&I Curtailment | C&I Curtailment-Turnkey-Advanced Lighting Control | Medium Industrial |  | Winter Morning | % of Load | 0 | 2030 | 65535
| High | C&I Curtailment | C&I Curtailment-Turnkey-Water Heating Control | Medium Industrial |  | Winter Morning | % of Load | 1 | 2030 | 65535
| High | C&I Curtailment | C&I Curtailment-Turnkey-Water Heating Control | Medium Industrial |  | Winter Morning | % of Load | 0 | 2030 | 65535
| High | C&I Curtailment | C&I Curtailment-Turnkey-Other | Medium Industrial |  | Winter Morning | % of Load | 1 | 2030 | 65535
| High | C&I Curtailment | C&I Curtailment-Turnkey-Other | Medium Industrial |  | Winter Morning | % of Load | 0 | 2030 | 65535
| High | C&I Curtailment | DLC-Switch-Water Heating | Medium Industrial |  | Winter Evening | % of Load | 1 | 2030 | 65535
| High | C&I Curtailment | DLC-Switch-Water Heating | Medium Industrial |  | Winter Evening | % of Load | 0 | 2030 | 65535
| High | C&I Curtailment | DLC-BYOD-Water Heating | Medium Industrial |  | Winter Evening | % of Load | 1 | 2030 | 65535
| High | C&I Curtailment | DLC-BYOD-Water Heating | Medium Industrial |  | Winter Evening | % of Load | 0 | 2030 | 65535
| High | C&I Curtailment | DLC-Thermostat-DI-Central Heat Pump | Medium Industrial |  | Winter Evening | % of Load | 1 | 2030 | 65535
| High | C&I Curtailment | DLC-Thermostat-DI-Central Heat Pump | Medium Industrial |  | Winter Evening | % of Load | 0 | 2030 | 65535
| High | C&I Curtailment | DLC-Thermostat-BYOT-Central Heat Pump | Medium Industrial |  | Winter Evening | % of Load | 1 | 2030 | 65535
| High | C&I Curtailment | DLC-Thermostat-BYOT-Central Heat Pump | Medium Industrial |  | Winter Evening | % of Load | 0 | 2030 | 65535
| High | C&I Curtailment | DLC-Thermostat-HVAC | Medium Industrial |  | Winter Evening | % of Load | 1 | 2030 | 65535
| High | C&I Curtailment | DLC-Thermostat-HVAC | Medium Industrial |  | Winter Evening | % of Load | 0 | 2030 | 65535
| High | C&I Curtailment | DLC-Thermostat-DI-Baseboard Heating | Medium Industrial |  | Winter Evening | % of Load | 1 | 2030 | 65535
| High | C&I Curtailment | DLC-Thermostat-DI-Baseboard Heating | Medium Industrial |  | Winter Evening | % of Load | 0 | 2030 | 65535
| High | C&I Curtailment | DLC-Thermostat-BYOT-Baseboard Heating | Medium Industrial |  | Winter Evening | % of Load | 1 | 2030 | 65535
| High | C&I Curtailment | DLC-Thermostat-BYOT-Baseboard Heating | Medium Industrial |  | Winter Evening | % of Load | 0 | 2030 | 65535
| High | C&I Curtailment | DLC-Thermostat-DI-MSHP | Medium Industrial |  | Winter Evening | % of Load | 1 | 2030 | 65535
| High | C&I Curtailment | DLC-Thermostat-DI-MSHP | Medium Industrial |  | Winter Evening | % of Load | 0 | 2030 | 65535
| High | C&I Curtailment | DLC-Thermostat-BYOT-MSHP | Medium Industrial |  | Winter Evening | % of Load | 1 | 2030 | 65535
| High | C&I Curtailment | DLC-Thermostat-BYOT-MSHP | Medium Industrial |  | Winter Evening | % of Load | 0 | 2030 | 65535
| High | C&I Curtailment | C&I Curtailment-Turnkey-Manual HVAC Control | Medium Industrial |  | Winter Evening | % of Load | 1 | 2030 | 65535
| High | C&I Curtailment | C&I Curtailment-Turnkey-Manual HVAC Control | Medium Industrial |  | Winter Evening | % of Load | 0 | 2030 | 65535
| High | C&I Curtailment | C&I Curtailment-Turnkey-Auto-DR HVAC Control | Medium Industrial |  | Winter Evening | % of Load | 1 | 2030 | 65535
| High | C&I Curtailment | C&I Curtailment-Turnkey-Auto-DR HVAC Control | Medium Industrial |  | Winter Evening | % of Load | 0 | 2030 | 65535
| High | C&I Curtailment | C&I Curtailment-Turnkey-Standard Lighting Control | Medium Industrial |  | Winter Evening | % of Load | 1 | 2030 | 65535
| High | C&I Curtailment | C&I Curtailment-Turnkey-Standard Lighting Control | Medium Industrial |  | Winter Evening | % of Load | 0 | 2030 | 65535
| High | C&I Curtailment | C&I Curtailment-Turnkey-Advanced Lighting Control | Medium Industrial |  | Winter Evening | % of Load | 1 | 2030 | 65535
| High | C&I Curtailment | C&I Curtailment-Turnkey-Advanced Lighting Control | Medium Industrial |  | Winter Evening | % of Load | 0 | 2030 | 65535
| High | C&I Curtailment | C&I Curtailment-Turnkey-Water Heating Control | Medium Industrial |  | Winter Evening | % of Load | 1 | 2030 | 65535
| High | C&I Curtailment | C&I Curtailment-Turnkey-Water Heating Control | Medium Industrial |  | Winter Evening | % of Load | 0 | 2030 | 65535
| High | C&I Curtailment | C&I Curtailment-Turnkey-Other | Medium Industrial |  | Winter Evening | % of Load | 1 | 2030 | 65535
| High | C&I Curtailment | C&I Curtailment-Turnkey-Other | Medium Industrial |  | Winter Evening | % of Load | 0 | 2030 | 65535
| High | C&I Curtailment | C&I Curtailment-Turnkey-Manual HVAC Control | Large Industrial |  | Winter Morning | % of Load | 1 | 2030 | 65535
| High | C&I Curtailment | C&I Curtailment-Turnkey-Manual HVAC Control | Large Industrial |  | Winter Morning | % of Load | 0 | 2030 | 65535
| High | C&I Curtailment | C&I Curtailment-Turnkey-Auto-DR HVAC Control | Large Industrial |  | Winter Morning | % of Load | 1 | 2030 | 65535
| High | C&I Curtailment | C&I Curtailment-Turnkey-Auto-DR HVAC Control | Large Industrial |  | Winter Morning | % of Load | 0 | 2030 | 65535
| High | C&I Curtailment | C&I Curtailment-Turnkey-Standard Lighting Control | Large Industrial |  | Winter Morning | % of Load | 1 | 2030 | 65535
| High | C&I Curtailment | C&I Curtailment-Turnkey-Standard Lighting Control | Large Industrial |  | Winter Morning | % of Load | 0 | 2030 | 65535
| High | C&I Curtailment | C&I Curtailment-Turnkey-Water Heating Control | Large Industrial |  | Winter Morning | % of Load | 1 | 2030 | 65535
| High | C&I Curtailment | C&I Curtailment-Turnkey-Water Heating Control | Large Industrial |  | Winter Morning | % of Load | 0 | 2030 | 65535
| High | C&I Curtailment | C&I Curtailment-Turnkey-Other | Large Industrial |  | Winter Morning | % of Load | 1 | 2030 | 65535
| High | C&I Curtailment | C&I Curtailment-Turnkey-Other | Large Industrial |  | Winter Morning | % of Load | 0 | 2030 | 65535
| High | C&I Curtailment | C&I Curtailment-Turnkey-Industrial | Large Industrial |  | Winter Morning | % of Load | 1 | 2030 | 65535
| High | C&I Curtailment | C&I Curtailment-Turnkey-Industrial | Large Industrial |  | Winter Morning | % of Load | 0 | 2030 | 65535
| High | C&I Curtailment | C&I Curtailment-Turnkey-Manual HVAC Control | Large Industrial |  | Winter Evening | % of Load | 1 | 2030 | 65535
| High | C&I Curtailment | C&I Curtailment-Turnkey-Manual HVAC Control | Large Industrial |  | Winter Evening | % of Load | 0 | 2030 | 65535
| High | C&I Curtailment | C&I Curtailment-Turnkey-Auto-DR HVAC Control | Large Industrial |  | Winter Evening | % of Load | 1 | 2030 | 65535
| High | C&I Curtailment | C&I Curtailment-Turnkey-Auto-DR HVAC Control | Large Industrial |  | Winter Evening | % of Load | 0 | 2030 | 65535
| High | C&I Curtailment | C&I Curtailment-Turnkey-Standard Lighting Control | Large Industrial |  | Winter Evening | % of Load | 1 | 2030 | 65535
| High | C&I Curtailment | C&I Curtailment-Turnkey-Standard Lighting Control | Large Industrial |  | Winter Evening | % of Load | 0 | 2030 | 65535
| High | C&I Curtailment | C&I Curtailment-Turnkey-Water Heating Control | Large Industrial |  | Winter Evening | % of Load | 1 | 2030 | 65535
| High | C&I Curtailment | C&I Curtailment-Turnkey-Water Heating Control | Large Industrial |  | Winter Evening | % of Load | 0 | 2030 | 65535
| High | C&I Curtailment | C&I Curtailment-Turnkey-Other | Large Industrial |  | Winter Evening | % of Load | 1 | 2030 | 65535
| High | C&I Curtailment | C&I Curtailment-Turnkey-Other | Large Industrial |  | Winter Evening | % of Load | 0 | 2030 | 65535
| High | C&I Curtailment | C&I Curtailment-Turnkey-Industrial | Large Industrial |  | Winter Evening | % of Load | 1 | 2030 | 65535
| High | C&I Curtailment | C&I Curtailment-Turnkey-Industrial | Large Industrial |  | Winter Evening | % of Load | 0 | 2030 | 65535
| High | Dynamic Pricing | DLC-Switch-Water Heating | Small General |  | Winter Morning | % of Load | 1 | 2030 | 65535
| High | Dynamic Pricing | DLC-Switch-Water Heating | Small General |  | Winter Morning | % of Load | 0 | 2030 | 65535
| High | Dynamic Pricing | DLC-BYOD-Water Heating | Small General |  | Winter Morning | % of Load | 1 | 2030 | 65535
| High | Dynamic Pricing | DLC-BYOD-Water Heating | Small General |  | Winter Morning | % of Load | 0 | 2030 | 65535
| High | Dynamic Pricing | DLC-Thermostat-DI-Central Heat Pump | Small General |  | Winter Morning | % of Load | 1 | 2030 | 65535
| High | Dynamic Pricing | DLC-Thermostat-DI-Central Heat Pump | Small General |  | Winter Morning | % of Load | 0 | 2030 | 65535
| High | Dynamic Pricing | DLC-Thermostat-BYOT-Central Heat Pump | Small General |  | Winter Morning | % of Load | 1 | 2030 | 65535
| High | Dynamic Pricing | DLC-Thermostat-BYOT-Central Heat Pump | Small General |  | Winter Morning | % of Load | 0 | 2030 | 65535
| High | Dynamic Pricing | DLC-Thermostat-HVAC | Small General |  | Winter Morning | % of Load | 1 | 2030 | 65535
| High | Dynamic Pricing | DLC-Thermostat-HVAC | Small General |  | Winter Morning | % of Load | 0 | 2030 | 65535
| High | Dynamic Pricing | DLC-Thermostat-DI-Baseboard Heating | Small General |  | Winter Morning | % of Load | 1 | 2030 | 65535
| High | Dynamic Pricing | DLC-Thermostat-DI-Baseboard Heating | Small General |  | Winter Morning | % of Load | 0 | 2030 | 65535
| High | Dynamic Pricing | DLC-Thermostat-BYOT-Baseboard Heating | Small General |  | Winter Morning | % of Load | 1 | 2030 | 65535
| High | Dynamic Pricing | DLC-Thermostat-BYOT-Baseboard Heating | Small General |  | Winter Morning | % of Load | 0 | 2030 | 65535
| High | Dynamic Pricing | DLC-Thermostat-DI-MSHP | Small General |  | Winter Morning | % of Load | 1 | 2030 | 65535
| High | Dynamic Pricing | DLC-Thermostat-DI-MSHP | Small General |  | Winter Morning | % of Load | 0 | 2030 | 65535
| High | Dynamic Pricing | DLC-Thermostat-BYOT-MSHP | Small General |  | Winter Morning | % of Load | 1 | 2030 | 65535
| High | Dynamic Pricing | DLC-Thermostat-BYOT-MSHP | Small General |  | Winter Morning | % of Load | 0 | 2030 | 65535
| High | Dynamic Pricing | C&I Curtailment-Turnkey-Manual HVAC Control | Small General |  | Winter Morning | % of Load | 1 | 2030 | 65535
| High | Dynamic Pricing | C&I Curtailment-Turnkey-Manual HVAC Control | Small General |  | Winter Morning | % of Load | 0 | 2030 | 65535
| High | Dynamic Pricing | C&I Curtailment-Turnkey-Auto-DR HVAC Control | Small General |  | Winter Morning | % of Load | 1 | 2030 | 65535
| High | Dynamic Pricing | C&I Curtailment-Turnkey-Auto-DR HVAC Control | Small General |  | Winter Morning | % of Load | 0 | 2030 | 65535
| High | Dynamic Pricing | C&I Curtailment-Turnkey-Standard Lighting Control | Small General |  | Winter Morning | % of Load | 1 | 2030 | 65535
| High | Dynamic Pricing | C&I Curtailment-Turnkey-Standard Lighting Control | Small General |  | Winter Morning | % of Load | 0 | 2030 | 65535
| High | Dynamic Pricing | C&I Curtailment-Turnkey-Advanced Lighting Control | Small General |  | Winter Morning | % of Load | 1 | 2030 | 65535
| High | Dynamic Pricing | C&I Curtailment-Turnkey-Advanced Lighting Control | Small General |  | Winter Morning | % of Load | 0 | 2030 | 65535
| High | Dynamic Pricing | C&I Curtailment-Turnkey-Water Heating Control | Small General |  | Winter Morning | % of Load | 1 | 2030 | 65535
| High | Dynamic Pricing | C&I Curtailment-Turnkey-Water Heating Control | Small General |  | Winter Morning | % of Load | 0 | 2030 | 65535
| High | Dynamic Pricing | C&I Curtailment-Turnkey-Other | Small General |  | Winter Morning | % of Load | 1 | 2030 | 65535
| High | Dynamic Pricing | C&I Curtailment-Turnkey-Other | Small General |  | Winter Morning | % of Load | 0 | 2030 | 65535
| High | Dynamic Pricing | Dynamic Pricing with enabling tech. | Small General |  | Winter Morning | % of Load | 1 | 2030 | 65535
| High | Dynamic Pricing | Dynamic Pricing with enabling tech. | Small General |  | Winter Morning | % of Load | 0 | 2030 | 65535
| High | Dynamic Pricing | Dynamic Pricing w/o enabling tech. | Small General |  | Winter Morning | % of Load | 1 | 2030 | 65535
| High | Dynamic Pricing | Dynamic Pricing w/o enabling tech. | Small General |  | Winter Morning | % of Load | 0 | 2030 | 65535
| High | Dynamic Pricing | DLC-Switch-Water Heating | Small General |  | Winter Evening | % of Load | 1 | 2030 | 65535
| High | Dynamic Pricing | DLC-Switch-Water Heating | Small General |  | Winter Evening | % of Load | 0 | 2030 | 65535
| High | Dynamic Pricing | DLC-BYOD-Water Heating | Small General |  | Winter Evening | % of Load | 1 | 2030 | 65535
| High | Dynamic Pricing | DLC-BYOD-Water Heating | Small General |  | Winter Evening | % of Load | 0 | 2030 | 65535
| High | Dynamic Pricing | DLC-Thermostat-DI-Central Heat Pump | Small General |  | Winter Evening | % of Load | 1 | 2030 | 65535
| High | Dynamic Pricing | DLC-Thermostat-DI-Central Heat Pump | Small General |  | Winter Evening | % of Load | 0 | 2030 | 65535
| High | Dynamic Pricing | DLC-Thermostat-BYOT-Central Heat Pump | Small General |  | Winter Evening | % of Load | 1 | 2030 | 65535
| High | Dynamic Pricing | DLC-Thermostat-BYOT-Central Heat Pump | Small General |  | Winter Evening | % of Load | 0 | 2030 | 65535
| High | Dynamic Pricing | DLC-Thermostat-HVAC | Small General |  | Winter Evening | % of Load | 1 | 2030 | 65535
| High | Dynamic Pricing | DLC-Thermostat-HVAC | Small General |  | Winter Evening | % of Load | 0 | 2030 | 65535
| High | Dynamic Pricing | DLC-Thermostat-DI-Baseboard Heating | Small General |  | Winter Evening | % of Load | 1 | 2030 | 65535
| High | Dynamic Pricing | DLC-Thermostat-DI-Baseboard Heating | Small General |  | Winter Evening | % of Load | 0 | 2030 | 65535
| High | Dynamic Pricing | DLC-Thermostat-BYOT-Baseboard Heating | Small General |  | Winter Evening | % of Load | 1 | 2030 | 65535
| High | Dynamic Pricing | DLC-Thermostat-BYOT-Baseboard Heating | Small General |  | Winter Evening | % of Load | 0 | 2030 | 65535
| High | Dynamic Pricing | DLC-Thermostat-DI-MSHP | Small General |  | Winter Evening | % of Load | 1 | 2030 | 65535
| High | Dynamic Pricing | DLC-Thermostat-DI-MSHP | Small General |  | Winter Evening | % of Load | 0 | 2030 | 65535
| High | Dynamic Pricing | DLC-Thermostat-BYOT-MSHP | Small General |  | Winter Evening | % of Load | 1 | 2030 | 65535
| High | Dynamic Pricing | DLC-Thermostat-BYOT-MSHP | Small General |  | Winter Evening | % of Load | 0 | 2030 | 65535
| High | Dynamic Pricing | C&I Curtailment-Turnkey-Manual HVAC Control | Small General |  | Winter Evening | % of Load | 1 | 2030 | 65535
| High | Dynamic Pricing | C&I Curtailment-Turnkey-Manual HVAC Control | Small General |  | Winter Evening | % of Load | 0 | 2030 | 65535
| High | Dynamic Pricing | C&I Curtailment-Turnkey-Auto-DR HVAC Control | Small General |  | Winter Evening | % of Load | 1 | 2030 | 65535
| High | Dynamic Pricing | C&I Curtailment-Turnkey-Auto-DR HVAC Control | Small General |  | Winter Evening | % of Load | 0 | 2030 | 65535
| High | Dynamic Pricing | C&I Curtailment-Turnkey-Standard Lighting Control | Small General |  | Winter Evening | % of Load | 1 | 2030 | 65535
| High | Dynamic Pricing | C&I Curtailment-Turnkey-Standard Lighting Control | Small General |  | Winter Evening | % of Load | 0 | 2030 | 65535
| High | Dynamic Pricing | C&I Curtailment-Turnkey-Advanced Lighting Control | Small General |  | Winter Evening | % of Load | 1 | 2030 | 65535
| High | Dynamic Pricing | C&I Curtailment-Turnkey-Advanced Lighting Control | Small General |  | Winter Evening | % of Load | 0 | 2030 | 65535
| High | Dynamic Pricing | C&I Curtailment-Turnkey-Water Heating Control | Small General |  | Winter Evening | % of Load | 1 | 2030 | 65535
| High | Dynamic Pricing | C&I Curtailment-Turnkey-Water Heating Control | Small General |  | Winter Evening | % of Load | 0 | 2030 | 65535
| High | Dynamic Pricing | C&I Curtailment-Turnkey-Other | Small General |  | Winter Evening | % of Load | 1 | 2030 | 65535
| High | Dynamic Pricing | C&I Curtailment-Turnkey-Other | Small General |  | Winter Evening | % of Load | 0 | 2030 | 65535
| High | Dynamic Pricing | Dynamic Pricing with enabling tech. | Small General |  | Winter Evening | % of Load | 1 | 2030 | 65535
| High | Dynamic Pricing | Dynamic Pricing with enabling tech. | Small General |  | Winter Evening | % of Load | 0 | 2030 | 65535
| High | Dynamic Pricing | Dynamic Pricing w/o enabling tech. | Small General |  | Winter Evening | % of Load | 1 | 2030 | 65535
| High | Dynamic Pricing | Dynamic Pricing w/o enabling tech. | Small General |  | Winter Evening | % of Load | 0 | 2030 | 65535
| High | Dynamic Pricing | DLC-Switch-Water Heating | General |  | Winter Morning | % of Load | 1 | 2030 | 65535
| High | Dynamic Pricing | DLC-Switch-Water Heating | General |  | Winter Morning | % of Load | 0 | 2030 | 65535
| High | Dynamic Pricing | DLC-BYOD-Water Heating | General |  | Winter Morning | % of Load | 1 | 2030 | 65535
| High | Dynamic Pricing | DLC-BYOD-Water Heating | General |  | Winter Morning | % of Load | 0 | 2030 | 65535
| High | Dynamic Pricing | DLC-Thermostat-DI-Central Heat Pump | General |  | Winter Morning | % of Load | 1 | 2030 | 65535
| High | Dynamic Pricing | DLC-Thermostat-DI-Central Heat Pump | General |  | Winter Morning | % of Load | 0 | 2030 | 65535
| High | Dynamic Pricing | DLC-Thermostat-BYOT-Central Heat Pump | General |  | Winter Morning | % of Load | 1 | 2030 | 65535
| High | Dynamic Pricing | DLC-Thermostat-BYOT-Central Heat Pump | General |  | Winter Morning | % of Load | 0 | 2030 | 65535
| High | Dynamic Pricing | DLC-Thermostat-HVAC | General |  | Winter Morning | % of Load | 1 | 2030 | 65535
| High | Dynamic Pricing | DLC-Thermostat-HVAC | General |  | Winter Morning | % of Load | 0 | 2030 | 65535
| High | Dynamic Pricing | DLC-Thermostat-DI-Baseboard Heating | General |  | Winter Morning | % of Load | 1 | 2030 | 65535
| High | Dynamic Pricing | DLC-Thermostat-DI-Baseboard Heating | General |  | Winter Morning | % of Load | 0 | 2030 | 65535
| High | Dynamic Pricing | DLC-Thermostat-BYOT-Baseboard Heating | General |  | Winter Morning | % of Load | 1 | 2030 | 65535
| High | Dynamic Pricing | DLC-Thermostat-BYOT-Baseboard Heating | General |  | Winter Morning | % of Load | 0 | 2030 | 65535
| High | Dynamic Pricing | DLC-Thermostat-DI-MSHP | General |  | Winter Morning | % of Load | 1 | 2030 | 65535
| High | Dynamic Pricing | DLC-Thermostat-DI-MSHP | General |  | Winter Morning | % of Load | 0 | 2030 | 65535
| High | Dynamic Pricing | DLC-Thermostat-BYOT-MSHP | General |  | Winter Morning | % of Load | 1 | 2030 | 65535
| High | Dynamic Pricing | DLC-Thermostat-BYOT-MSHP | General |  | Winter Morning | % of Load | 0 | 2030 | 65535
| High | Dynamic Pricing | C&I Curtailment-Turnkey-Manual HVAC Control | General |  | Winter Morning | % of Load | 1 | 2030 | 65535
| High | Dynamic Pricing | C&I Curtailment-Turnkey-Manual HVAC Control | General |  | Winter Morning | % of Load | 0 | 2030 | 65535
| High | Dynamic Pricing | C&I Curtailment-Turnkey-Auto-DR HVAC Control | General |  | Winter Morning | % of Load | 1 | 2030 | 65535
| High | Dynamic Pricing | C&I Curtailment-Turnkey-Auto-DR HVAC Control | General |  | Winter Morning | % of Load | 0 | 2030 | 65535
| High | Dynamic Pricing | C&I Curtailment-Turnkey-Standard Lighting Control | General |  | Winter Morning | % of Load | 1 | 2030 | 65535
| High | Dynamic Pricing | C&I Curtailment-Turnkey-Standard Lighting Control | General |  | Winter Morning | % of Load | 0 | 2030 | 65535
| High | Dynamic Pricing | C&I Curtailment-Turnkey-Advanced Lighting Control | General |  | Winter Morning | % of Load | 1 | 2030 | 65535
| High | Dynamic Pricing | C&I Curtailment-Turnkey-Advanced Lighting Control | General |  | Winter Morning | % of Load | 0 | 2030 | 65535
| High | Dynamic Pricing | C&I Curtailment-Turnkey-Water Heating Control | General |  | Winter Morning | % of Load | 1 | 2030 | 65535
| High | Dynamic Pricing | C&I Curtailment-Turnkey-Water Heating Control | General |  | Winter Morning | % of Load | 0 | 2030 | 65535
| High | Dynamic Pricing | C&I Curtailment-Turnkey-Other | General |  | Winter Morning | % of Load | 1 | 2030 | 65535
| High | Dynamic Pricing | C&I Curtailment-Turnkey-Other | General |  | Winter Morning | % of Load | 0 | 2030 | 65535
| High | Dynamic Pricing | Dynamic Pricing with enabling tech. | General |  | Winter Morning | % of Load | 1 | 2030 | 65535
| High | Dynamic Pricing | Dynamic Pricing with enabling tech. | General |  | Winter Morning | % of Load | 0 | 2030 | 65535
| High | Dynamic Pricing | Dynamic Pricing w/o enabling tech. | General |  | Winter Morning | % of Load | 1 | 2030 | 65535
| High | Dynamic Pricing | Dynamic Pricing w/o enabling tech. | General |  | Winter Morning | % of Load | 0 | 2030 | 65535
| High | Dynamic Pricing | DLC-Switch-Water Heating | General |  | Winter Evening | % of Load | 1 | 2030 | 65535
| High | Dynamic Pricing | DLC-Switch-Water Heating | General |  | Winter Evening | % of Load | 0 | 2030 | 65535
| High | Dynamic Pricing | DLC-BYOD-Water Heating | General |  | Winter Evening | % of Load | 1 | 2030 | 65535
| High | Dynamic Pricing | DLC-BYOD-Water Heating | General |  | Winter Evening | % of Load | 0 | 2030 | 65535
| High | Dynamic Pricing | DLC-Thermostat-DI-Central Heat Pump | General |  | Winter Evening | % of Load | 1 | 2030 | 65535
| High | Dynamic Pricing | DLC-Thermostat-DI-Central Heat Pump | General |  | Winter Evening | % of Load | 0 | 2030 | 65535
| High | Dynamic Pricing | DLC-Thermostat-BYOT-Central Heat Pump | General |  | Winter Evening | % of Load | 1 | 2030 | 65535
| High | Dynamic Pricing | DLC-Thermostat-BYOT-Central Heat Pump | General |  | Winter Evening | % of Load | 0 | 2030 | 65535
| High | Dynamic Pricing | DLC-Thermostat-HVAC | General |  | Winter Evening | % of Load | 1 | 2030 | 65535
| High | Dynamic Pricing | DLC-Thermostat-HVAC | General |  | Winter Evening | % of Load | 0 | 2030 | 65535
| High | Dynamic Pricing | DLC-Thermostat-DI-Baseboard Heating | General |  | Winter Evening | % of Load | 1 | 2030 | 65535
| High | Dynamic Pricing | DLC-Thermostat-DI-Baseboard Heating | General |  | Winter Evening | % of Load | 0 | 2030 | 65535
| High | Dynamic Pricing | DLC-Thermostat-BYOT-Baseboard Heating | General |  | Winter Evening | % of Load | 1 | 2030 | 65535
| High | Dynamic Pricing | DLC-Thermostat-BYOT-Baseboard Heating | General |  | Winter Evening | % of Load | 0 | 2030 | 65535
| High | Dynamic Pricing | DLC-Thermostat-DI-MSHP | General |  | Winter Evening | % of Load | 1 | 2030 | 65535
| High | Dynamic Pricing | DLC-Thermostat-DI-MSHP | General |  | Winter Evening | % of Load | 0 | 2030 | 65535
| High | Dynamic Pricing | DLC-Thermostat-BYOT-MSHP | General |  | Winter Evening | % of Load | 1 | 2030 | 65535
| High | Dynamic Pricing | DLC-Thermostat-BYOT-MSHP | General |  | Winter Evening | % of Load | 0 | 2030 | 65535
| High | Dynamic Pricing | C&I Curtailment-Turnkey-Manual HVAC Control | General |  | Winter Evening | % of Load | 1 | 2030 | 65535
| High | Dynamic Pricing | C&I Curtailment-Turnkey-Manual HVAC Control | General |  | Winter Evening | % of Load | 0 | 2030 | 65535
| High | Dynamic Pricing | C&I Curtailment-Turnkey-Auto-DR HVAC Control | General |  | Winter Evening | % of Load | 1 | 2030 | 65535
| High | Dynamic Pricing | C&I Curtailment-Turnkey-Auto-DR HVAC Control | General |  | Winter Evening | % of Load | 0 | 2030 | 65535
| High | Dynamic Pricing | C&I Curtailment-Turnkey-Standard Lighting Control | General |  | Winter Evening | % of Load | 1 | 2030 | 65535
| High | Dynamic Pricing | C&I Curtailment-Turnkey-Standard Lighting Control | General |  | Winter Evening | % of Load | 0 | 2030 | 65535
| High | Dynamic Pricing | C&I Curtailment-Turnkey-Advanced Lighting Control | General |  | Winter Evening | % of Load | 1 | 2030 | 65535
| High | Dynamic Pricing | C&I Curtailment-Turnkey-Advanced Lighting Control | General |  | Winter Evening | % of Load | 0 | 2030 | 65535
| High | Dynamic Pricing | C&I Curtailment-Turnkey-Water Heating Control | General |  | Winter Evening | % of Load | 1 | 2030 | 65535
| High | Dynamic Pricing | C&I Curtailment-Turnkey-Water Heating Control | General |  | Winter Evening | % of Load | 0 | 2030 | 65535
| High | Dynamic Pricing | C&I Curtailment-Turnkey-Other | General |  | Winter Evening | % of Load | 1 | 2030 | 65535
| High | Dynamic Pricing | C&I Curtailment-Turnkey-Other | General |  | Winter Evening | % of Load | 0 | 2030 | 65535
| High | Dynamic Pricing | Dynamic Pricing with enabling tech. | General |  | Winter Evening | % of Load | 1 | 2030 | 65535
| High | Dynamic Pricing | Dynamic Pricing with enabling tech. | General |  | Winter Evening | % of Load | 0 | 2030 | 65535
| High | Dynamic Pricing | Dynamic Pricing w/o enabling tech. | General |  | Winter Evening | % of Load | 1 | 2030 | 65535
| High | Dynamic Pricing | Dynamic Pricing w/o enabling tech. | General |  | Winter Evening | % of Load | 0 | 2030 | 65535
| High | Dynamic Pricing | Dynamic Pricing with enabling tech. | Large General |  | Winter Morning | % of Load | 1 | 2030 | 65535
| High | Dynamic Pricing | Dynamic Pricing with enabling tech. | Large General |  | Winter Morning | % of Load | 0 | 2030 | 65535
| High | Dynamic Pricing | Dynamic Pricing w/o enabling tech. | Large General |  | Winter Morning | % of Load | 1 | 2030 | 65535
| High | Dynamic Pricing | Dynamic Pricing w/o enabling tech. | Large General |  | Winter Morning | % of Load | 0 | 2030 | 65535
| High | Dynamic Pricing | Dynamic Pricing with enabling tech. | Large General |  | Winter Evening | % of Load | 1 | 2030 | 65535
| High | Dynamic Pricing | Dynamic Pricing with enabling tech. | Large General |  | Winter Evening | % of Load | 0 | 2030 | 65535
| High | Dynamic Pricing | Dynamic Pricing w/o enabling tech. | Large General |  | Winter Evening | % of Load | 1 | 2030 | 65535
| High | Dynamic Pricing | Dynamic Pricing w/o enabling tech. | Large General |  | Winter Evening | % of Load | 0 | 2030 | 65535
| High | Dynamic Pricing | DLC-Switch-Water Heating | Small Industrial |  | Winter Morning | % of Load | 1 | 2030 | 65535
| High | Dynamic Pricing | DLC-Switch-Water Heating | Small Industrial |  | Winter Morning | % of Load | 0 | 2030 | 65535
| High | Dynamic Pricing | DLC-BYOD-Water Heating | Small Industrial |  | Winter Morning | % of Load | 1 | 2030 | 65535
| High | Dynamic Pricing | DLC-BYOD-Water Heating | Small Industrial |  | Winter Morning | % of Load | 0 | 2030 | 65535
| High | Dynamic Pricing | DLC-Thermostat-DI-Central Heat Pump | Small Industrial |  | Winter Morning | % of Load | 1 | 2030 | 65535
| High | Dynamic Pricing | DLC-Thermostat-DI-Central Heat Pump | Small Industrial |  | Winter Morning | % of Load | 0 | 2030 | 65535
| High | Dynamic Pricing | DLC-Thermostat-BYOT-Central Heat Pump | Small Industrial |  | Winter Morning | % of Load | 1 | 2030 | 65535
| High | Dynamic Pricing | DLC-Thermostat-BYOT-Central Heat Pump | Small Industrial |  | Winter Morning | % of Load | 0 | 2030 | 65535
| High | Dynamic Pricing | DLC-Thermostat-HVAC | Small Industrial |  | Winter Morning | % of Load | 1 | 2030 | 65535
| High | Dynamic Pricing | DLC-Thermostat-HVAC | Small Industrial |  | Winter Morning | % of Load | 0 | 2030 | 65535
| High | Dynamic Pricing | DLC-Thermostat-DI-Baseboard Heating | Small Industrial |  | Winter Morning | % of Load | 1 | 2030 | 65535
| High | Dynamic Pricing | DLC-Thermostat-DI-Baseboard Heating | Small Industrial |  | Winter Morning | % of Load | 0 | 2030 | 65535
| High | Dynamic Pricing | DLC-Thermostat-BYOT-Baseboard Heating | Small Industrial |  | Winter Morning | % of Load | 1 | 2030 | 65535
| High | Dynamic Pricing | DLC-Thermostat-BYOT-Baseboard Heating | Small Industrial |  | Winter Morning | % of Load | 0 | 2030 | 65535
| High | Dynamic Pricing | DLC-Thermostat-DI-MSHP | Small Industrial |  | Winter Morning | % of Load | 1 | 2030 | 65535
| High | Dynamic Pricing | DLC-Thermostat-DI-MSHP | Small Industrial |  | Winter Morning | % of Load | 0 | 2030 | 65535
| High | Dynamic Pricing | DLC-Thermostat-BYOT-MSHP | Small Industrial |  | Winter Morning | % of Load | 1 | 2030 | 65535
| High | Dynamic Pricing | DLC-Thermostat-BYOT-MSHP | Small Industrial |  | Winter Morning | % of Load | 0 | 2030 | 65535
| High | Dynamic Pricing | C&I Curtailment-Turnkey-Manual HVAC Control | Small Industrial |  | Winter Morning | % of Load | 1 | 2030 | 65535
| High | Dynamic Pricing | C&I Curtailment-Turnkey-Manual HVAC Control | Small Industrial |  | Winter Morning | % of Load | 0 | 2030 | 65535
| High | Dynamic Pricing | C&I Curtailment-Turnkey-Auto-DR HVAC Control | Small Industrial |  | Winter Morning | % of Load | 1 | 2030 | 65535
| High | Dynamic Pricing | C&I Curtailment-Turnkey-Auto-DR HVAC Control | Small Industrial |  | Winter Morning | % of Load | 0 | 2030 | 65535
| High | Dynamic Pricing | C&I Curtailment-Turnkey-Standard Lighting Control | Small Industrial |  | Winter Morning | % of Load | 1 | 2030 | 65535
| High | Dynamic Pricing | C&I Curtailment-Turnkey-Standard Lighting Control | Small Industrial |  | Winter Morning | % of Load | 0 | 2030 | 65535
| High | Dynamic Pricing | C&I Curtailment-Turnkey-Advanced Lighting Control | Small Industrial |  | Winter Morning | % of Load | 1 | 2030 | 65535
| High | Dynamic Pricing | C&I Curtailment-Turnkey-Advanced Lighting Control | Small Industrial |  | Winter Morning | % of Load | 0 | 2030 | 65535
| High | Dynamic Pricing | C&I Curtailment-Turnkey-Water Heating Control | Small Industrial |  | Winter Morning | % of Load | 1 | 2030 | 65535
| High | Dynamic Pricing | C&I Curtailment-Turnkey-Water Heating Control | Small Industrial |  | Winter Morning | % of Load | 0 | 2030 | 65535
| High | Dynamic Pricing | C&I Curtailment-Turnkey-Other | Small Industrial |  | Winter Morning | % of Load | 1 | 2030 | 65535
| High | Dynamic Pricing | C&I Curtailment-Turnkey-Other | Small Industrial |  | Winter Morning | % of Load | 0 | 2030 | 65535
| High | Dynamic Pricing | C&I Curtailment-Turnkey-Industrial | Small Industrial |  | Winter Morning | % of Load | 1 | 2030 | 65535
| High | Dynamic Pricing | C&I Curtailment-Turnkey-Industrial | Small Industrial |  | Winter Morning | % of Load | 0 | 2030 | 65535
| High | Dynamic Pricing | Dynamic Pricing with enabling tech. | Small Industrial |  | Winter Morning | % of Load | 1 | 2030 | 65535
| High | Dynamic Pricing | Dynamic Pricing with enabling tech. | Small Industrial |  | Winter Morning | % of Load | 0 | 2030 | 65535
| High | Dynamic Pricing | Dynamic Pricing w/o enabling tech. | Small Industrial |  | Winter Morning | % of Load | 1 | 2030 | 65535
| High | Dynamic Pricing | Dynamic Pricing w/o enabling tech. | Small Industrial |  | Winter Morning | % of Load | 0 | 2030 | 65535
| High | Dynamic Pricing | DLC-Switch-Water Heating | Small Industrial |  | Winter Evening | % of Load | 1 | 2030 | 65535
| High | Dynamic Pricing | DLC-Switch-Water Heating | Small Industrial |  | Winter Evening | % of Load | 0 | 2030 | 65535
| High | Dynamic Pricing | DLC-BYOD-Water Heating | Small Industrial |  | Winter Evening | % of Load | 1 | 2030 | 65535
| High | Dynamic Pricing | DLC-BYOD-Water Heating | Small Industrial |  | Winter Evening | % of Load | 0 | 2030 | 65535
| High | Dynamic Pricing | DLC-Thermostat-DI-Central Heat Pump | Small Industrial |  | Winter Evening | % of Load | 1 | 2030 | 65535
| High | Dynamic Pricing | DLC-Thermostat-DI-Central Heat Pump | Small Industrial |  | Winter Evening | % of Load | 0 | 2030 | 65535
| High | Dynamic Pricing | DLC-Thermostat-BYOT-Central Heat Pump | Small Industrial |  | Winter Evening | % of Load | 1 | 2030 | 65535
| High | Dynamic Pricing | DLC-Thermostat-BYOT-Central Heat Pump | Small Industrial |  | Winter Evening | % of Load | 0 | 2030 | 65535
| High | Dynamic Pricing | DLC-Thermostat-HVAC | Small Industrial |  | Winter Evening | % of Load | 1 | 2030 | 65535
| High | Dynamic Pricing | DLC-Thermostat-HVAC | Small Industrial |  | Winter Evening | % of Load | 0 | 2030 | 65535
| High | Dynamic Pricing | DLC-Thermostat-DI-Baseboard Heating | Small Industrial |  | Winter Evening | % of Load | 1 | 2030 | 65535
| High | Dynamic Pricing | DLC-Thermostat-DI-Baseboard Heating | Small Industrial |  | Winter Evening | % of Load | 0 | 2030 | 65535
| High | Dynamic Pricing | DLC-Thermostat-BYOT-Baseboard Heating | Small Industrial |  | Winter Evening | % of Load | 1 | 2030 | 65535
| High | Dynamic Pricing | DLC-Thermostat-BYOT-Baseboard Heating | Small Industrial |  | Winter Evening | % of Load | 0 | 2030 | 65535
| High | Dynamic Pricing | DLC-Thermostat-DI-MSHP | Small Industrial |  | Winter Evening | % of Load | 1 | 2030 | 65535
| High | Dynamic Pricing | DLC-Thermostat-DI-MSHP | Small Industrial |  | Winter Evening | % of Load | 0 | 2030 | 65535
| High | Dynamic Pricing | DLC-Thermostat-BYOT-MSHP | Small Industrial |  | Winter Evening | % of Load | 1 | 2030 | 65535
| High | Dynamic Pricing | DLC-Thermostat-BYOT-MSHP | Small Industrial |  | Winter Evening | % of Load | 0 | 2030 | 65535
| High | Dynamic Pricing | C&I Curtailment-Turnkey-Manual HVAC Control | Small Industrial |  | Winter Evening | % of Load | 1 | 2030 | 65535
| High | Dynamic Pricing | C&I Curtailment-Turnkey-Manual HVAC Control | Small Industrial |  | Winter Evening | % of Load | 0 | 2030 | 65535
| High | Dynamic Pricing | C&I Curtailment-Turnkey-Auto-DR HVAC Control | Small Industrial |  | Winter Evening | % of Load | 1 | 2030 | 65535
| High | Dynamic Pricing | C&I Curtailment-Turnkey-Auto-DR HVAC Control | Small Industrial |  | Winter Evening | % of Load | 0 | 2030 | 65535
| High | Dynamic Pricing | C&I Curtailment-Turnkey-Standard Lighting Control | Small Industrial |  | Winter Evening | % of Load | 1 | 2030 | 65535
| High | Dynamic Pricing | C&I Curtailment-Turnkey-Standard Lighting Control | Small Industrial |  | Winter Evening | % of Load | 0 | 2030 | 65535
| High | Dynamic Pricing | C&I Curtailment-Turnkey-Advanced Lighting Control | Small Industrial |  | Winter Evening | % of Load | 1 | 2030 | 65535
| High | Dynamic Pricing | C&I Curtailment-Turnkey-Advanced Lighting Control | Small Industrial |  | Winter Evening | % of Load | 0 | 2030 | 65535
| High | Dynamic Pricing | C&I Curtailment-Turnkey-Water Heating Control | Small Industrial |  | Winter Evening | % of Load | 1 | 2030 | 65535
| High | Dynamic Pricing | C&I Curtailment-Turnkey-Water Heating Control | Small Industrial |  | Winter Evening | % of Load | 0 | 2030 | 65535
| High | Dynamic Pricing | C&I Curtailment-Turnkey-Other | Small Industrial |  | Winter Evening | % of Load | 1 | 2030 | 65535
| High | Dynamic Pricing | C&I Curtailment-Turnkey-Other | Small Industrial |  | Winter Evening | % of Load | 0 | 2030 | 65535
| High | Dynamic Pricing | C&I Curtailment-Turnkey-Industrial | Small Industrial |  | Winter Evening | % of Load | 1 | 2030 | 65535
| High | Dynamic Pricing | C&I Curtailment-Turnkey-Industrial | Small Industrial |  | Winter Evening | % of Load | 0 | 2030 | 65535
| High | Dynamic Pricing | Dynamic Pricing with enabling tech. | Small Industrial |  | Winter Evening | % of Load | 1 | 2030 | 65535
| High | Dynamic Pricing | Dynamic Pricing with enabling tech. | Small Industrial |  | Winter Evening | % of Load | 0 | 2030 | 65535
| High | Dynamic Pricing | Dynamic Pricing w/o enabling tech. | Small Industrial |  | Winter Evening | % of Load | 1 | 2030 | 65535
| High | Dynamic Pricing | Dynamic Pricing w/o enabling tech. | Small Industrial |  | Winter Evening | % of Load | 0 | 2030 | 65535
| High | Dynamic Pricing | DLC-Switch-Water Heating | Medium Industrial |  | Winter Morning | % of Load | 1 | 2030 | 65535
| High | Dynamic Pricing | DLC-Switch-Water Heating | Medium Industrial |  | Winter Morning | % of Load | 0 | 2030 | 65535
| High | Dynamic Pricing | DLC-BYOD-Water Heating | Medium Industrial |  | Winter Morning | % of Load | 1 | 2030 | 65535
| High | Dynamic Pricing | DLC-BYOD-Water Heating | Medium Industrial |  | Winter Morning | % of Load | 0 | 2030 | 65535
| High | Dynamic Pricing | DLC-Thermostat-DI-Central Heat Pump | Medium Industrial |  | Winter Morning | % of Load | 1 | 2030 | 65535
| High | Dynamic Pricing | DLC-Thermostat-DI-Central Heat Pump | Medium Industrial |  | Winter Morning | % of Load | 0 | 2030 | 65535
| High | Dynamic Pricing | DLC-Thermostat-BYOT-Central Heat Pump | Medium Industrial |  | Winter Morning | % of Load | 1 | 2030 | 65535
| High | Dynamic Pricing | DLC-Thermostat-BYOT-Central Heat Pump | Medium Industrial |  | Winter Morning | % of Load | 0 | 2030 | 65535
| High | Dynamic Pricing | DLC-Thermostat-HVAC | Medium Industrial |  | Winter Morning | % of Load | 1 | 2030 | 65535
| High | Dynamic Pricing | DLC-Thermostat-HVAC | Medium Industrial |  | Winter Morning | % of Load | 0 | 2030 | 65535
| High | Dynamic Pricing | DLC-Thermostat-DI-Baseboard Heating | Medium Industrial |  | Winter Morning | % of Load | 1 | 2030 | 65535
| High | Dynamic Pricing | DLC-Thermostat-DI-Baseboard Heating | Medium Industrial |  | Winter Morning | % of Load | 0 | 2030 | 65535
| High | Dynamic Pricing | DLC-Thermostat-BYOT-Baseboard Heating | Medium Industrial |  | Winter Morning | % of Load | 1 | 2030 | 65535
| High | Dynamic Pricing | DLC-Thermostat-BYOT-Baseboard Heating | Medium Industrial |  | Winter Morning | % of Load | 0 | 2030 | 65535
| High | Dynamic Pricing | DLC-Thermostat-DI-MSHP | Medium Industrial |  | Winter Morning | % of Load | 1 | 2030 | 65535
| High | Dynamic Pricing | DLC-Thermostat-DI-MSHP | Medium Industrial |  | Winter Morning | % of Load | 0 | 2030 | 65535
| High | Dynamic Pricing | DLC-Thermostat-BYOT-MSHP | Medium Industrial |  | Winter Morning | % of Load | 1 | 2030 | 65535
| High | Dynamic Pricing | DLC-Thermostat-BYOT-MSHP | Medium Industrial |  | Winter Morning | % of Load | 0 | 2030 | 65535
| High | Dynamic Pricing | C&I Curtailment-Turnkey-Manual HVAC Control | Medium Industrial |  | Winter Morning | % of Load | 1 | 2030 | 65535
| High | Dynamic Pricing | C&I Curtailment-Turnkey-Manual HVAC Control | Medium Industrial |  | Winter Morning | % of Load | 0 | 2030 | 65535
| High | Dynamic Pricing | C&I Curtailment-Turnkey-Auto-DR HVAC Control | Medium Industrial |  | Winter Morning | % of Load | 1 | 2030 | 65535
| High | Dynamic Pricing | C&I Curtailment-Turnkey-Auto-DR HVAC Control | Medium Industrial |  | Winter Morning | % of Load | 0 | 2030 | 65535
| High | Dynamic Pricing | C&I Curtailment-Turnkey-Standard Lighting Control | Medium Industrial |  | Winter Morning | % of Load | 1 | 2030 | 65535
| High | Dynamic Pricing | C&I Curtailment-Turnkey-Standard Lighting Control | Medium Industrial |  | Winter Morning | % of Load | 0 | 2030 | 65535
| High | Dynamic Pricing | C&I Curtailment-Turnkey-Advanced Lighting Control | Medium Industrial |  | Winter Morning | % of Load | 1 | 2030 | 65535
| High | Dynamic Pricing | C&I Curtailment-Turnkey-Advanced Lighting Control | Medium Industrial |  | Winter Morning | % of Load | 0 | 2030 | 65535
| High | Dynamic Pricing | C&I Curtailment-Turnkey-Water Heating Control | Medium Industrial |  | Winter Morning | % of Load | 1 | 2030 | 65535
| High | Dynamic Pricing | C&I Curtailment-Turnkey-Water Heating Control | Medium Industrial |  | Winter Morning | % of Load | 0 | 2030 | 65535
| High | Dynamic Pricing | C&I Curtailment-Turnkey-Other | Medium Industrial |  | Winter Morning | % of Load | 1 | 2030 | 65535
| High | Dynamic Pricing | C&I Curtailment-Turnkey-Other | Medium Industrial |  | Winter Morning | % of Load | 0 | 2030 | 65535
| High | Dynamic Pricing | Dynamic Pricing with enabling tech. | Medium Industrial |  | Winter Morning | % of Load | 1 | 2030 | 65535
| High | Dynamic Pricing | Dynamic Pricing with enabling tech. | Medium Industrial |  | Winter Morning | % of Load | 0 | 2030 | 65535
| High | Dynamic Pricing | Dynamic Pricing w/o enabling tech. | Medium Industrial |  | Winter Morning | % of Load | 1 | 2030 | 65535
| High | Dynamic Pricing | Dynamic Pricing w/o enabling tech. | Medium Industrial |  | Winter Morning | % of Load | 0 | 2030 | 65535
| High | Dynamic Pricing | DLC-Switch-Water Heating | Medium Industrial |  | Winter Evening | % of Load | 1 | 2030 | 65535
| High | Dynamic Pricing | DLC-Switch-Water Heating | Medium Industrial |  | Winter Evening | % of Load | 0 | 2030 | 65535
| High | Dynamic Pricing | DLC-BYOD-Water Heating | Medium Industrial |  | Winter Evening | % of Load | 1 | 2030 | 65535
| High | Dynamic Pricing | DLC-BYOD-Water Heating | Medium Industrial |  | Winter Evening | % of Load | 0 | 2030 | 65535
| High | Dynamic Pricing | DLC-Thermostat-DI-Central Heat Pump | Medium Industrial |  | Winter Evening | % of Load | 1 | 2030 | 65535
| High | Dynamic Pricing | DLC-Thermostat-DI-Central Heat Pump | Medium Industrial |  | Winter Evening | % of Load | 0 | 2030 | 65535
| High | Dynamic Pricing | DLC-Thermostat-BYOT-Central Heat Pump | Medium Industrial |  | Winter Evening | % of Load | 1 | 2030 | 65535
| High | Dynamic Pricing | DLC-Thermostat-BYOT-Central Heat Pump | Medium Industrial |  | Winter Evening | % of Load | 0 | 2030 | 65535
| High | Dynamic Pricing | DLC-Thermostat-HVAC | Medium Industrial |  | Winter Evening | % of Load | 1 | 2030 | 65535
| High | Dynamic Pricing | DLC-Thermostat-HVAC | Medium Industrial |  | Winter Evening | % of Load | 0 | 2030 | 65535
| High | Dynamic Pricing | DLC-Thermostat-DI-Baseboard Heating | Medium Industrial |  | Winter Evening | % of Load | 1 | 2030 | 65535
| High | Dynamic Pricing | DLC-Thermostat-DI-Baseboard Heating | Medium Industrial |  | Winter Evening | % of Load | 0 | 2030 | 65535
| High | Dynamic Pricing | DLC-Thermostat-BYOT-Baseboard Heating | Medium Industrial |  | Winter Evening | % of Load | 1 | 2030 | 65535
| High | Dynamic Pricing | DLC-Thermostat-BYOT-Baseboard Heating | Medium Industrial |  | Winter Evening | % of Load | 0 | 2030 | 65535
| High | Dynamic Pricing | DLC-Thermostat-DI-MSHP | Medium Industrial |  | Winter Evening | % of Load | 1 | 2030 | 65535
| High | Dynamic Pricing | DLC-Thermostat-DI-MSHP | Medium Industrial |  | Winter Evening | % of Load | 0 | 2030 | 65535
| High | Dynamic Pricing | DLC-Thermostat-BYOT-MSHP | Medium Industrial |  | Winter Evening | % of Load | 1 | 2030 | 65535
| High | Dynamic Pricing | DLC-Thermostat-BYOT-MSHP | Medium Industrial |  | Winter Evening | % of Load | 0 | 2030 | 65535
| High | Dynamic Pricing | C&I Curtailment-Turnkey-Manual HVAC Control | Medium Industrial |  | Winter Evening | % of Load | 1 | 2030 | 65535
| High | Dynamic Pricing | C&I Curtailment-Turnkey-Manual HVAC Control | Medium Industrial |  | Winter Evening | % of Load | 0 | 2030 | 65535
| High | Dynamic Pricing | C&I Curtailment-Turnkey-Auto-DR HVAC Control | Medium Industrial |  | Winter Evening | % of Load | 1 | 2030 | 65535
| High | Dynamic Pricing | C&I Curtailment-Turnkey-Auto-DR HVAC Control | Medium Industrial |  | Winter Evening | % of Load | 0 | 2030 | 65535
| High | Dynamic Pricing | C&I Curtailment-Turnkey-Standard Lighting Control | Medium Industrial |  | Winter Evening | % of Load | 1 | 2030 | 65535
| High | Dynamic Pricing | C&I Curtailment-Turnkey-Standard Lighting Control | Medium Industrial |  | Winter Evening | % of Load | 0 | 2030 | 65535
| High | Dynamic Pricing | C&I Curtailment-Turnkey-Advanced Lighting Control | Medium Industrial |  | Winter Evening | % of Load | 1 | 2030 | 65535
| High | Dynamic Pricing | C&I Curtailment-Turnkey-Advanced Lighting Control | Medium Industrial |  | Winter Evening | % of Load | 0 | 2030 | 65535
| High | Dynamic Pricing | C&I Curtailment-Turnkey-Water Heating Control | Medium Industrial |  | Winter Evening | % of Load | 1 | 2030 | 65535
| High | Dynamic Pricing | C&I Curtailment-Turnkey-Water Heating Control | Medium Industrial |  | Winter Evening | % of Load | 0 | 2030 | 65535
| High | Dynamic Pricing | C&I Curtailment-Turnkey-Other | Medium Industrial |  | Winter Evening | % of Load | 1 | 2030 | 65535
| High | Dynamic Pricing | C&I Curtailment-Turnkey-Other | Medium Industrial |  | Winter Evening | % of Load | 0 | 2030 | 65535
| High | Dynamic Pricing | Dynamic Pricing with enabling tech. | Medium Industrial |  | Winter Evening | % of Load | 1 | 2030 | 65535
| High | Dynamic Pricing | Dynamic Pricing with enabling tech. | Medium Industrial |  | Winter Evening | % of Load | 0 | 2030 | 65535
| High | Dynamic Pricing | Dynamic Pricing w/o enabling tech. | Medium Industrial |  | Winter Evening | % of Load | 1 | 2030 | 65535
| High | Dynamic Pricing | Dynamic Pricing w/o enabling tech. | Medium Industrial |  | Winter Evening | % of Load | 0 | 2030 | 65535
| High | Dynamic Pricing | Dynamic Pricing with enabling tech. | Large Industrial |  | Winter Morning | % of Load | 1 | 2030 | 65535
| High | Dynamic Pricing | Dynamic Pricing with enabling tech. | Large Industrial |  | Winter Morning | % of Load | 0 | 2030 | 65535
| High | Dynamic Pricing | Dynamic Pricing w/o enabling tech. | Large Industrial |  | Winter Morning | % of Load | 1 | 2030 | 65535
| High | Dynamic Pricing | Dynamic Pricing w/o enabling tech. | Large Industrial |  | Winter Morning | % of Load | 0 | 2030 | 65535
| High | Dynamic Pricing | Dynamic Pricing with enabling tech. | Large Industrial |  | Winter Evening | % of Load | 1 | 2030 | 65535
| High | Dynamic Pricing | Dynamic Pricing with enabling tech. | Large Industrial |  | Winter Evening | % of Load | 0 | 2030 | 65535
| High | Dynamic Pricing | Dynamic Pricing w/o enabling tech. | Large Industrial |  | Winter Evening | % of Load | 1 | 2030 | 65535
| High | Dynamic Pricing | Dynamic Pricing w/o enabling tech. | Large Industrial |  | Winter Evening | % of Load | 0 | 2030 | 65535
| High | Dynamic Pricing | Dynamic Pricing with enabling tech. | Residential Charitable |  | Winter Morning | % of Load | 1 | 2030 | 65535
| High | Dynamic Pricing | Dynamic Pricing with enabling tech. | Residential Charitable |  | Winter Morning | % of Load | 0 | 2030 | 65535
| High | Dynamic Pricing | Dynamic Pricing w/o enabling tech. | Residential Charitable |  | Winter Morning | % of Load | 1 | 2030 | 65535
| High | Dynamic Pricing | Dynamic Pricing w/o enabling tech. | Residential Charitable |  | Winter Morning | % of Load | 0 | 2030 | 65535
| High | Dynamic Pricing | Dynamic Pricing with enabling tech. | Residential Charitable |  | Winter Evening | % of Load | 1 | 2030 | 65535
| High | Dynamic Pricing | Dynamic Pricing with enabling tech. | Residential Charitable |  | Winter Evening | % of Load | 0 | 2030 | 65535
| High | Dynamic Pricing | Dynamic Pricing w/o enabling tech. | Residential Charitable |  | Winter Evening | % of Load | 1 | 2030 | 65535
| High | Dynamic Pricing | Dynamic Pricing w/o enabling tech. | Residential Charitable |  | Winter Evening | % of Load | 0 | 2030 | 65535
| High | BTM Battery Control | DLC-Switch-Water Heating | Small General |  | Winter Morning | % of Load | 1 | 2030 | 65535
| High | BTM Battery Control | DLC-Switch-Water Heating | Small General |  | Winter Morning | % of Load | 0 | 2030 | 65535
| High | BTM Battery Control | DLC-BYOD-Water Heating | Small General |  | Winter Morning | % of Load | 1 | 2030 | 65535
| High | BTM Battery Control | DLC-BYOD-Water Heating | Small General |  | Winter Morning | % of Load | 0 | 2030 | 65535
| High | BTM Battery Control | DLC-Thermostat-DI-Central Heat Pump | Small General |  | Winter Morning | % of Load | 1 | 2030 | 65535
| High | BTM Battery Control | DLC-Thermostat-DI-Central Heat Pump | Small General |  | Winter Morning | % of Load | 0 | 2030 | 65535
| High | BTM Battery Control | DLC-Thermostat-BYOT-Central Heat Pump | Small General |  | Winter Morning | % of Load | 1 | 2030 | 65535
| High | BTM Battery Control | DLC-Thermostat-BYOT-Central Heat Pump | Small General |  | Winter Morning | % of Load | 0 | 2030 | 65535
| High | BTM Battery Control | DLC-Thermostat-HVAC | Small General |  | Winter Morning | % of Load | 1 | 2030 | 65535
| High | BTM Battery Control | DLC-Thermostat-HVAC | Small General |  | Winter Morning | % of Load | 0 | 2030 | 65535
| High | BTM Battery Control | DLC-Thermostat-DI-Baseboard Heating | Small General |  | Winter Morning | % of Load | 1 | 2030 | 65535
| High | BTM Battery Control | DLC-Thermostat-DI-Baseboard Heating | Small General |  | Winter Morning | % of Load | 0 | 2030 | 65535
| High | BTM Battery Control | DLC-Thermostat-BYOT-Baseboard Heating | Small General |  | Winter Morning | % of Load | 1 | 2030 | 65535
| High | BTM Battery Control | DLC-Thermostat-BYOT-Baseboard Heating | Small General |  | Winter Morning | % of Load | 0 | 2030 | 65535
| High | BTM Battery Control | DLC-Thermostat-DI-MSHP | Small General |  | Winter Morning | % of Load | 1 | 2030 | 65535
| High | BTM Battery Control | DLC-Thermostat-DI-MSHP | Small General |  | Winter Morning | % of Load | 0 | 2030 | 65535
| High | BTM Battery Control | DLC-Thermostat-BYOT-MSHP | Small General |  | Winter Morning | % of Load | 1 | 2030 | 65535
| High | BTM Battery Control | DLC-Thermostat-BYOT-MSHP | Small General |  | Winter Morning | % of Load | 0 | 2030 | 65535
| High | BTM Battery Control | C&I Curtailment-Turnkey-Manual HVAC Control | Small General |  | Winter Morning | % of Load | 1 | 2030 | 65535
| High | BTM Battery Control | C&I Curtailment-Turnkey-Manual HVAC Control | Small General |  | Winter Morning | % of Load | 0 | 2030 | 65535
| High | BTM Battery Control | C&I Curtailment-Turnkey-Auto-DR HVAC Control | Small General |  | Winter Morning | % of Load | 1 | 2030 | 65535
| High | BTM Battery Control | C&I Curtailment-Turnkey-Auto-DR HVAC Control | Small General |  | Winter Morning | % of Load | 0 | 2030 | 65535
| High | BTM Battery Control | C&I Curtailment-Turnkey-Standard Lighting Control | Small General |  | Winter Morning | % of Load | 1 | 2030 | 65535
| High | BTM Battery Control | C&I Curtailment-Turnkey-Standard Lighting Control | Small General |  | Winter Morning | % of Load | 0 | 2030 | 65535
| High | BTM Battery Control | C&I Curtailment-Turnkey-Advanced Lighting Control | Small General |  | Winter Morning | % of Load | 1 | 2030 | 65535
| High | BTM Battery Control | C&I Curtailment-Turnkey-Advanced Lighting Control | Small General |  | Winter Morning | % of Load | 0 | 2030 | 65535
| High | BTM Battery Control | C&I Curtailment-Turnkey-Water Heating Control | Small General |  | Winter Morning | % of Load | 1 | 2030 | 65535
| High | BTM Battery Control | C&I Curtailment-Turnkey-Water Heating Control | Small General |  | Winter Morning | % of Load | 0 | 2030 | 65535
| High | BTM Battery Control | C&I Curtailment-Turnkey-Other | Small General |  | Winter Morning | % of Load | 1 | 2030 | 65535
| High | BTM Battery Control | C&I Curtailment-Turnkey-Other | Small General |  | Winter Morning | % of Load | 0 | 2030 | 65535
| High | BTM Battery Control | Dynamic Pricing with enabling tech. | Small General |  | Winter Morning | % of Load | 1 | 2030 | 65535
| High | BTM Battery Control | Dynamic Pricing with enabling tech. | Small General |  | Winter Morning | % of Load | 0 | 2030 | 65535
| High | BTM Battery Control | DLC-Switch-Water Heating | Small General |  | Winter Evening | % of Load | 1 | 2030 | 65535
| High | BTM Battery Control | DLC-Switch-Water Heating | Small General |  | Winter Evening | % of Load | 0 | 2030 | 65535
| High | BTM Battery Control | DLC-BYOD-Water Heating | Small General |  | Winter Evening | % of Load | 1 | 2030 | 65535
| High | BTM Battery Control | DLC-BYOD-Water Heating | Small General |  | Winter Evening | % of Load | 0 | 2030 | 65535
| High | BTM Battery Control | DLC-Thermostat-DI-Central Heat Pump | Small General |  | Winter Evening | % of Load | 1 | 2030 | 65535
| High | BTM Battery Control | DLC-Thermostat-DI-Central Heat Pump | Small General |  | Winter Evening | % of Load | 0 | 2030 | 65535
| High | BTM Battery Control | DLC-Thermostat-BYOT-Central Heat Pump | Small General |  | Winter Evening | % of Load | 1 | 2030 | 65535
| High | BTM Battery Control | DLC-Thermostat-BYOT-Central Heat Pump | Small General |  | Winter Evening | % of Load | 0 | 2030 | 65535
| High | BTM Battery Control | DLC-Thermostat-HVAC | Small General |  | Winter Evening | % of Load | 1 | 2030 | 65535
| High | BTM Battery Control | DLC-Thermostat-HVAC | Small General |  | Winter Evening | % of Load | 0 | 2030 | 65535
| High | BTM Battery Control | DLC-Thermostat-DI-Baseboard Heating | Small General |  | Winter Evening | % of Load | 1 | 2030 | 65535
| High | BTM Battery Control | DLC-Thermostat-DI-Baseboard Heating | Small General |  | Winter Evening | % of Load | 0 | 2030 | 65535
| High | BTM Battery Control | DLC-Thermostat-BYOT-Baseboard Heating | Small General |  | Winter Evening | % of Load | 1 | 2030 | 65535
| High | BTM Battery Control | DLC-Thermostat-BYOT-Baseboard Heating | Small General |  | Winter Evening | % of Load | 0 | 2030 | 65535
| High | BTM Battery Control | DLC-Thermostat-DI-MSHP | Small General |  | Winter Evening | % of Load | 1 | 2030 | 65535
| High | BTM Battery Control | DLC-Thermostat-DI-MSHP | Small General |  | Winter Evening | % of Load | 0 | 2030 | 65535
| High | BTM Battery Control | DLC-Thermostat-BYOT-MSHP | Small General |  | Winter Evening | % of Load | 1 | 2030 | 65535
| High | BTM Battery Control | DLC-Thermostat-BYOT-MSHP | Small General |  | Winter Evening | % of Load | 0 | 2030 | 65535
| High | BTM Battery Control | C&I Curtailment-Turnkey-Manual HVAC Control | Small General |  | Winter Evening | % of Load | 1 | 2030 | 65535
| High | BTM Battery Control | C&I Curtailment-Turnkey-Manual HVAC Control | Small General |  | Winter Evening | % of Load | 0 | 2030 | 65535
| High | BTM Battery Control | C&I Curtailment-Turnkey-Auto-DR HVAC Control | Small General |  | Winter Evening | % of Load | 1 | 2030 | 65535
| High | BTM Battery Control | C&I Curtailment-Turnkey-Auto-DR HVAC Control | Small General |  | Winter Evening | % of Load | 0 | 2030 | 65535
| High | BTM Battery Control | C&I Curtailment-Turnkey-Standard Lighting Control | Small General |  | Winter Evening | % of Load | 1 | 2030 | 65535
| High | BTM Battery Control | C&I Curtailment-Turnkey-Standard Lighting Control | Small General |  | Winter Evening | % of Load | 0 | 2030 | 65535
| High | BTM Battery Control | C&I Curtailment-Turnkey-Advanced Lighting Control | Small General |  | Winter Evening | % of Load | 1 | 2030 | 65535
| High | BTM Battery Control | C&I Curtailment-Turnkey-Advanced Lighting Control | Small General |  | Winter Evening | % of Load | 0 | 2030 | 65535
| High | BTM Battery Control | C&I Curtailment-Turnkey-Water Heating Control | Small General |  | Winter Evening | % of Load | 1 | 2030 | 65535
| High | BTM Battery Control | C&I Curtailment-Turnkey-Water Heating Control | Small General |  | Winter Evening | % of Load | 0 | 2030 | 65535
| High | BTM Battery Control | C&I Curtailment-Turnkey-Other | Small General |  | Winter Evening | % of Load | 1 | 2030 | 65535
| High | BTM Battery Control | C&I Curtailment-Turnkey-Other | Small General |  | Winter Evening | % of Load | 0 | 2030 | 65535
| High | BTM Battery Control | Dynamic Pricing with enabling tech. | Small General |  | Winter Evening | % of Load | 1 | 2030 | 65535
| High | BTM Battery Control | Dynamic Pricing with enabling tech. | Small General |  | Winter Evening | % of Load | 0 | 2030 | 65535
| High | BTM Battery Control | DLC-Switch-Water Heating | General |  | Winter Morning | % of Load | 1 | 2030 | 65535
| High | BTM Battery Control | DLC-Switch-Water Heating | General |  | Winter Morning | % of Load | 0 | 2030 | 65535
| High | BTM Battery Control | DLC-BYOD-Water Heating | General |  | Winter Morning | % of Load | 1 | 2030 | 65535
| High | BTM Battery Control | DLC-BYOD-Water Heating | General |  | Winter Morning | % of Load | 0 | 2030 | 65535
| High | BTM Battery Control | DLC-Thermostat-DI-Central Heat Pump | General |  | Winter Morning | % of Load | 1 | 2030 | 65535
| High | BTM Battery Control | DLC-Thermostat-DI-Central Heat Pump | General |  | Winter Morning | % of Load | 0 | 2030 | 65535
| High | BTM Battery Control | DLC-Thermostat-BYOT-Central Heat Pump | General |  | Winter Morning | % of Load | 1 | 2030 | 65535
| High | BTM Battery Control | DLC-Thermostat-BYOT-Central Heat Pump | General |  | Winter Morning | % of Load | 0 | 2030 | 65535
| High | BTM Battery Control | DLC-Thermostat-HVAC | General |  | Winter Morning | % of Load | 1 | 2030 | 65535
| High | BTM Battery Control | DLC-Thermostat-HVAC | General |  | Winter Morning | % of Load | 0 | 2030 | 65535
| High | BTM Battery Control | DLC-Thermostat-DI-Baseboard Heating | General |  | Winter Morning | % of Load | 1 | 2030 | 65535
| High | BTM Battery Control | DLC-Thermostat-DI-Baseboard Heating | General |  | Winter Morning | % of Load | 0 | 2030 | 65535
| High | BTM Battery Control | DLC-Thermostat-BYOT-Baseboard Heating | General |  | Winter Morning | % of Load | 1 | 2030 | 65535
| High | BTM Battery Control | DLC-Thermostat-BYOT-Baseboard Heating | General |  | Winter Morning | % of Load | 0 | 2030 | 65535
| High | BTM Battery Control | DLC-Thermostat-DI-MSHP | General |  | Winter Morning | % of Load | 1 | 2030 | 65535
| High | BTM Battery Control | DLC-Thermostat-DI-MSHP | General |  | Winter Morning | % of Load | 0 | 2030 | 65535
| High | BTM Battery Control | DLC-Thermostat-BYOT-MSHP | General |  | Winter Morning | % of Load | 1 | 2030 | 65535
| High | BTM Battery Control | DLC-Thermostat-BYOT-MSHP | General |  | Winter Morning | % of Load | 0 | 2030 | 65535
| High | BTM Battery Control | C&I Curtailment-Turnkey-Manual HVAC Control | General |  | Winter Morning | % of Load | 1 | 2030 | 65535
| High | BTM Battery Control | C&I Curtailment-Turnkey-Manual HVAC Control | General |  | Winter Morning | % of Load | 0 | 2030 | 65535
| High | BTM Battery Control | C&I Curtailment-Turnkey-Auto-DR HVAC Control | General |  | Winter Morning | % of Load | 1 | 2030 | 65535
| High | BTM Battery Control | C&I Curtailment-Turnkey-Auto-DR HVAC Control | General |  | Winter Morning | % of Load | 0 | 2030 | 65535
| High | BTM Battery Control | C&I Curtailment-Turnkey-Standard Lighting Control | General |  | Winter Morning | % of Load | 1 | 2030 | 65535
| High | BTM Battery Control | C&I Curtailment-Turnkey-Standard Lighting Control | General |  | Winter Morning | % of Load | 0 | 2030 | 65535
| High | BTM Battery Control | C&I Curtailment-Turnkey-Advanced Lighting Control | General |  | Winter Morning | % of Load | 1 | 2030 | 65535
| High | BTM Battery Control | C&I Curtailment-Turnkey-Advanced Lighting Control | General |  | Winter Morning | % of Load | 0 | 2030 | 65535
| High | BTM Battery Control | C&I Curtailment-Turnkey-Water Heating Control | General |  | Winter Morning | % of Load | 1 | 2030 | 65535
| High | BTM Battery Control | C&I Curtailment-Turnkey-Water Heating Control | General |  | Winter Morning | % of Load | 0 | 2030 | 65535
| High | BTM Battery Control | C&I Curtailment-Turnkey-Other | General |  | Winter Morning | % of Load | 1 | 2030 | 65535
| High | BTM Battery Control | C&I Curtailment-Turnkey-Other | General |  | Winter Morning | % of Load | 0 | 2030 | 65535
| High | BTM Battery Control | DLC-Switch-Water Heating | General |  | Winter Evening | % of Load | 1 | 2030 | 65535
| High | BTM Battery Control | DLC-Switch-Water Heating | General |  | Winter Evening | % of Load | 0 | 2030 | 65535
| High | BTM Battery Control | DLC-BYOD-Water Heating | General |  | Winter Evening | % of Load | 1 | 2030 | 65535
| High | BTM Battery Control | DLC-BYOD-Water Heating | General |  | Winter Evening | % of Load | 0 | 2030 | 65535
| High | BTM Battery Control | DLC-Thermostat-DI-Central Heat Pump | General |  | Winter Evening | % of Load | 1 | 2030 | 65535
| High | BTM Battery Control | DLC-Thermostat-DI-Central Heat Pump | General |  | Winter Evening | % of Load | 0 | 2030 | 65535
| High | BTM Battery Control | DLC-Thermostat-BYOT-Central Heat Pump | General |  | Winter Evening | % of Load | 1 | 2030 | 65535
| High | BTM Battery Control | DLC-Thermostat-BYOT-Central Heat Pump | General |  | Winter Evening | % of Load | 0 | 2030 | 65535
| High | BTM Battery Control | DLC-Thermostat-HVAC | General |  | Winter Evening | % of Load | 1 | 2030 | 65535
| High | BTM Battery Control | DLC-Thermostat-HVAC | General |  | Winter Evening | % of Load | 0 | 2030 | 65535
| High | BTM Battery Control | DLC-Thermostat-DI-Baseboard Heating | General |  | Winter Evening | % of Load | 1 | 2030 | 65535
| High | BTM Battery Control | DLC-Thermostat-DI-Baseboard Heating | General |  | Winter Evening | % of Load | 0 | 2030 | 65535
| High | BTM Battery Control | DLC-Thermostat-BYOT-Baseboard Heating | General |  | Winter Evening | % of Load | 1 | 2030 | 65535
| High | BTM Battery Control | DLC-Thermostat-BYOT-Baseboard Heating | General |  | Winter Evening | % of Load | 0 | 2030 | 65535
| High | BTM Battery Control | DLC-Thermostat-DI-MSHP | General |  | Winter Evening | % of Load | 1 | 2030 | 65535
| High | BTM Battery Control | DLC-Thermostat-DI-MSHP | General |  | Winter Evening | % of Load | 0 | 2030 | 65535
| High | BTM Battery Control | DLC-Thermostat-BYOT-MSHP | General |  | Winter Evening | % of Load | 1 | 2030 | 65535
| High | BTM Battery Control | DLC-Thermostat-BYOT-MSHP | General |  | Winter Evening | % of Load | 0 | 2030 | 65535
| High | BTM Battery Control | C&I Curtailment-Turnkey-Manual HVAC Control | General |  | Winter Evening | % of Load | 1 | 2030 | 65535
| High | BTM Battery Control | C&I Curtailment-Turnkey-Manual HVAC Control | General |  | Winter Evening | % of Load | 0 | 2030 | 65535
| High | BTM Battery Control | C&I Curtailment-Turnkey-Auto-DR HVAC Control | General |  | Winter Evening | % of Load | 1 | 2030 | 65535
| High | BTM Battery Control | C&I Curtailment-Turnkey-Auto-DR HVAC Control | General |  | Winter Evening | % of Load | 0 | 2030 | 65535
| High | BTM Battery Control | C&I Curtailment-Turnkey-Standard Lighting Control | General |  | Winter Evening | % of Load | 1 | 2030 | 65535
| High | BTM Battery Control | C&I Curtailment-Turnkey-Standard Lighting Control | General |  | Winter Evening | % of Load | 0 | 2030 | 65535
| High | BTM Battery Control | C&I Curtailment-Turnkey-Advanced Lighting Control | General |  | Winter Evening | % of Load | 1 | 2030 | 65535
| High | BTM Battery Control | C&I Curtailment-Turnkey-Advanced Lighting Control | General |  | Winter Evening | % of Load | 0 | 2030 | 65535
| High | BTM Battery Control | C&I Curtailment-Turnkey-Water Heating Control | General |  | Winter Evening | % of Load | 1 | 2030 | 65535
| High | BTM Battery Control | C&I Curtailment-Turnkey-Water Heating Control | General |  | Winter Evening | % of Load | 0 | 2030 | 65535
| High | BTM Battery Control | C&I Curtailment-Turnkey-Other | General |  | Winter Evening | % of Load | 1 | 2030 | 65535
| High | BTM Battery Control | C&I Curtailment-Turnkey-Other | General |  | Winter Evening | % of Load | 0 | 2030 | 65535
| High | BTM Battery Control | DLC-Switch-Water Heating | Small Industrial |  | Winter Morning | % of Load | 1 | 2030 | 65535
| High | BTM Battery Control | DLC-Switch-Water Heating | Small Industrial |  | Winter Morning | % of Load | 0 | 2030 | 65535
| High | BTM Battery Control | DLC-BYOD-Water Heating | Small Industrial |  | Winter Morning | % of Load | 1 | 2030 | 65535
| High | BTM Battery Control | DLC-BYOD-Water Heating | Small Industrial |  | Winter Morning | % of Load | 0 | 2030 | 65535
| High | BTM Battery Control | DLC-Thermostat-DI-Central Heat Pump | Small Industrial |  | Winter Morning | % of Load | 1 | 2030 | 65535
| High | BTM Battery Control | DLC-Thermostat-DI-Central Heat Pump | Small Industrial |  | Winter Morning | % of Load | 0 | 2030 | 65535
| High | BTM Battery Control | DLC-Thermostat-BYOT-Central Heat Pump | Small Industrial |  | Winter Morning | % of Load | 1 | 2030 | 65535
| High | BTM Battery Control | DLC-Thermostat-BYOT-Central Heat Pump | Small Industrial |  | Winter Morning | % of Load | 0 | 2030 | 65535
| High | BTM Battery Control | DLC-Thermostat-HVAC | Small Industrial |  | Winter Morning | % of Load | 1 | 2030 | 65535
| High | BTM Battery Control | DLC-Thermostat-HVAC | Small Industrial |  | Winter Morning | % of Load | 0 | 2030 | 65535
| High | BTM Battery Control | DLC-Thermostat-DI-Baseboard Heating | Small Industrial |  | Winter Morning | % of Load | 1 | 2030 | 65535
| High | BTM Battery Control | DLC-Thermostat-DI-Baseboard Heating | Small Industrial |  | Winter Morning | % of Load | 0 | 2030 | 65535
| High | BTM Battery Control | DLC-Thermostat-BYOT-Baseboard Heating | Small Industrial |  | Winter Morning | % of Load | 1 | 2030 | 65535
| High | BTM Battery Control | DLC-Thermostat-BYOT-Baseboard Heating | Small Industrial |  | Winter Morning | % of Load | 0 | 2030 | 65535
| High | BTM Battery Control | DLC-Thermostat-DI-MSHP | Small Industrial |  | Winter Morning | % of Load | 1 | 2030 | 65535
| High | BTM Battery Control | DLC-Thermostat-DI-MSHP | Small Industrial |  | Winter Morning | % of Load | 0 | 2030 | 65535
| High | BTM Battery Control | DLC-Thermostat-BYOT-MSHP | Small Industrial |  | Winter Morning | % of Load | 1 | 2030 | 65535
| High | BTM Battery Control | DLC-Thermostat-BYOT-MSHP | Small Industrial |  | Winter Morning | % of Load | 0 | 2030 | 65535
| High | BTM Battery Control | C&I Curtailment-Turnkey-Manual HVAC Control | Small Industrial |  | Winter Morning | % of Load | 1 | 2030 | 65535
| High | BTM Battery Control | C&I Curtailment-Turnkey-Manual HVAC Control | Small Industrial |  | Winter Morning | % of Load | 0 | 2030 | 65535
| High | BTM Battery Control | C&I Curtailment-Turnkey-Auto-DR HVAC Control | Small Industrial |  | Winter Morning | % of Load | 1 | 2030 | 65535
| High | BTM Battery Control | C&I Curtailment-Turnkey-Auto-DR HVAC Control | Small Industrial |  | Winter Morning | % of Load | 0 | 2030 | 65535
| High | BTM Battery Control | C&I Curtailment-Turnkey-Standard Lighting Control | Small Industrial |  | Winter Morning | % of Load | 1 | 2030 | 65535
| High | BTM Battery Control | C&I Curtailment-Turnkey-Standard Lighting Control | Small Industrial |  | Winter Morning | % of Load | 0 | 2030 | 65535
| High | BTM Battery Control | C&I Curtailment-Turnkey-Advanced Lighting Control | Small Industrial |  | Winter Morning | % of Load | 1 | 2030 | 65535
| High | BTM Battery Control | C&I Curtailment-Turnkey-Advanced Lighting Control | Small Industrial |  | Winter Morning | % of Load | 0 | 2030 | 65535
| High | BTM Battery Control | C&I Curtailment-Turnkey-Water Heating Control | Small Industrial |  | Winter Morning | % of Load | 1 | 2030 | 65535
| High | BTM Battery Control | C&I Curtailment-Turnkey-Water Heating Control | Small Industrial |  | Winter Morning | % of Load | 0 | 2030 | 65535
| High | BTM Battery Control | C&I Curtailment-Turnkey-Other | Small Industrial |  | Winter Morning | % of Load | 1 | 2030 | 65535
| High | BTM Battery Control | C&I Curtailment-Turnkey-Other | Small Industrial |  | Winter Morning | % of Load | 0 | 2030 | 65535
| High | BTM Battery Control | C&I Curtailment-Turnkey-Industrial | Small Industrial |  | Winter Morning | % of Load | 1 | 2030 | 65535
| High | BTM Battery Control | C&I Curtailment-Turnkey-Industrial | Small Industrial |  | Winter Morning | % of Load | 0 | 2030 | 65535
| High | BTM Battery Control | DLC-Switch-Water Heating | Small Industrial |  | Winter Evening | % of Load | 1 | 2030 | 65535
| High | BTM Battery Control | DLC-Switch-Water Heating | Small Industrial |  | Winter Evening | % of Load | 0 | 2030 | 65535
| High | BTM Battery Control | DLC-BYOD-Water Heating | Small Industrial |  | Winter Evening | % of Load | 1 | 2030 | 65535
| High | BTM Battery Control | DLC-BYOD-Water Heating | Small Industrial |  | Winter Evening | % of Load | 0 | 2030 | 65535
| High | BTM Battery Control | DLC-Thermostat-DI-Central Heat Pump | Small Industrial |  | Winter Evening | % of Load | 1 | 2030 | 65535
| High | BTM Battery Control | DLC-Thermostat-DI-Central Heat Pump | Small Industrial |  | Winter Evening | % of Load | 0 | 2030 | 65535
| High | BTM Battery Control | DLC-Thermostat-BYOT-Central Heat Pump | Small Industrial |  | Winter Evening | % of Load | 1 | 2030 | 65535
| High | BTM Battery Control | DLC-Thermostat-BYOT-Central Heat Pump | Small Industrial |  | Winter Evening | % of Load | 0 | 2030 | 65535
| High | BTM Battery Control | DLC-Thermostat-HVAC | Small Industrial |  | Winter Evening | % of Load | 1 | 2030 | 65535
| High | BTM Battery Control | DLC-Thermostat-HVAC | Small Industrial |  | Winter Evening | % of Load | 0 | 2030 | 65535
| High | BTM Battery Control | DLC-Thermostat-DI-Baseboard Heating | Small Industrial |  | Winter Evening | % of Load | 1 | 2030 | 65535
| High | BTM Battery Control | DLC-Thermostat-DI-Baseboard Heating | Small Industrial |  | Winter Evening | % of Load | 0 | 2030 | 65535
| High | BTM Battery Control | DLC-Thermostat-BYOT-Baseboard Heating | Small Industrial |  | Winter Evening | % of Load | 1 | 2030 | 65535
| High | BTM Battery Control | DLC-Thermostat-BYOT-Baseboard Heating | Small Industrial |  | Winter Evening | % of Load | 0 | 2030 | 65535
| High | BTM Battery Control | DLC-Thermostat-DI-MSHP | Small Industrial |  | Winter Evening | % of Load | 1 | 2030 | 65535
| High | BTM Battery Control | DLC-Thermostat-DI-MSHP | Small Industrial |  | Winter Evening | % of Load | 0 | 2030 | 65535
| High | BTM Battery Control | DLC-Thermostat-BYOT-MSHP | Small Industrial |  | Winter Evening | % of Load | 1 | 2030 | 65535
| High | BTM Battery Control | DLC-Thermostat-BYOT-MSHP | Small Industrial |  | Winter Evening | % of Load | 0 | 2030 | 65535
| High | BTM Battery Control | C&I Curtailment-Turnkey-Manual HVAC Control | Small Industrial |  | Winter Evening | % of Load | 1 | 2030 | 65535
| High | BTM Battery Control | C&I Curtailment-Turnkey-Manual HVAC Control | Small Industrial |  | Winter Evening | % of Load | 0 | 2030 | 65535
| High | BTM Battery Control | C&I Curtailment-Turnkey-Auto-DR HVAC Control | Small Industrial |  | Winter Evening | % of Load | 1 | 2030 | 65535
| High | BTM Battery Control | C&I Curtailment-Turnkey-Auto-DR HVAC Control | Small Industrial |  | Winter Evening | % of Load | 0 | 2030 | 65535
| High | BTM Battery Control | C&I Curtailment-Turnkey-Standard Lighting Control | Small Industrial |  | Winter Evening | % of Load | 1 | 2030 | 65535
| High | BTM Battery Control | C&I Curtailment-Turnkey-Standard Lighting Control | Small Industrial |  | Winter Evening | % of Load | 0 | 2030 | 65535
| High | BTM Battery Control | C&I Curtailment-Turnkey-Advanced Lighting Control | Small Industrial |  | Winter Evening | % of Load | 1 | 2030 | 65535
| High | BTM Battery Control | C&I Curtailment-Turnkey-Advanced Lighting Control | Small Industrial |  | Winter Evening | % of Load | 0 | 2030 | 65535
| High | BTM Battery Control | C&I Curtailment-Turnkey-Water Heating Control | Small Industrial |  | Winter Evening | % of Load | 1 | 2030 | 65535
| High | BTM Battery Control | C&I Curtailment-Turnkey-Water Heating Control | Small Industrial |  | Winter Evening | % of Load | 0 | 2030 | 65535
| High | BTM Battery Control | C&I Curtailment-Turnkey-Other | Small Industrial |  | Winter Evening | % of Load | 1 | 2030 | 65535
| High | BTM Battery Control | C&I Curtailment-Turnkey-Other | Small Industrial |  | Winter Evening | % of Load | 0 | 2030 | 65535
| High | BTM Battery Control | C&I Curtailment-Turnkey-Industrial | Small Industrial |  | Winter Evening | % of Load | 1 | 2030 | 65535
| High | BTM Battery Control | C&I Curtailment-Turnkey-Industrial | Small Industrial |  | Winter Evening | % of Load | 0 | 2030 | 65535
| High | BTM Battery Control | DLC-Switch-Water Heating | Medium Industrial |  | Winter Morning | % of Load | 1 | 2030 | 65535
| High | BTM Battery Control | DLC-Switch-Water Heating | Medium Industrial |  | Winter Morning | % of Load | 0 | 2030 | 65535
| High | BTM Battery Control | DLC-BYOD-Water Heating | Medium Industrial |  | Winter Morning | % of Load | 1 | 2030 | 65535
| High | BTM Battery Control | DLC-BYOD-Water Heating | Medium Industrial |  | Winter Morning | % of Load | 0 | 2030 | 65535
| High | BTM Battery Control | DLC-Thermostat-DI-Central Heat Pump | Medium Industrial |  | Winter Morning | % of Load | 1 | 2030 | 65535
| High | BTM Battery Control | DLC-Thermostat-DI-Central Heat Pump | Medium Industrial |  | Winter Morning | % of Load | 0 | 2030 | 65535
| High | BTM Battery Control | DLC-Thermostat-BYOT-Central Heat Pump | Medium Industrial |  | Winter Morning | % of Load | 1 | 2030 | 65535
| High | BTM Battery Control | DLC-Thermostat-BYOT-Central Heat Pump | Medium Industrial |  | Winter Morning | % of Load | 0 | 2030 | 65535
| High | BTM Battery Control | DLC-Thermostat-HVAC | Medium Industrial |  | Winter Morning | % of Load | 1 | 2030 | 65535
| High | BTM Battery Control | DLC-Thermostat-HVAC | Medium Industrial |  | Winter Morning | % of Load | 0 | 2030 | 65535
| High | BTM Battery Control | DLC-Thermostat-DI-Baseboard Heating | Medium Industrial |  | Winter Morning | % of Load | 1 | 2030 | 65535
| High | BTM Battery Control | DLC-Thermostat-DI-Baseboard Heating | Medium Industrial |  | Winter Morning | % of Load | 0 | 2030 | 65535
| High | BTM Battery Control | DLC-Thermostat-BYOT-Baseboard Heating | Medium Industrial |  | Winter Morning | % of Load | 1 | 2030 | 65535
| High | BTM Battery Control | DLC-Thermostat-BYOT-Baseboard Heating | Medium Industrial |  | Winter Morning | % of Load | 0 | 2030 | 65535
| High | BTM Battery Control | DLC-Thermostat-DI-MSHP | Medium Industrial |  | Winter Morning | % of Load | 1 | 2030 | 65535
| High | BTM Battery Control | DLC-Thermostat-DI-MSHP | Medium Industrial |  | Winter Morning | % of Load | 0 | 2030 | 65535
| High | BTM Battery Control | DLC-Thermostat-BYOT-MSHP | Medium Industrial |  | Winter Morning | % of Load | 1 | 2030 | 65535
| High | BTM Battery Control | DLC-Thermostat-BYOT-MSHP | Medium Industrial |  | Winter Morning | % of Load | 0 | 2030 | 65535
| High | BTM Battery Control | C&I Curtailment-Turnkey-Manual HVAC Control | Medium Industrial |  | Winter Morning | % of Load | 1 | 2030 | 65535
| High | BTM Battery Control | C&I Curtailment-Turnkey-Manual HVAC Control | Medium Industrial |  | Winter Morning | % of Load | 0 | 2030 | 65535
| High | BTM Battery Control | C&I Curtailment-Turnkey-Auto-DR HVAC Control | Medium Industrial |  | Winter Morning | % of Load | 1 | 2030 | 65535
| High | BTM Battery Control | C&I Curtailment-Turnkey-Auto-DR HVAC Control | Medium Industrial |  | Winter Morning | % of Load | 0 | 2030 | 65535
| High | BTM Battery Control | C&I Curtailment-Turnkey-Standard Lighting Control | Medium Industrial |  | Winter Morning | % of Load | 1 | 2030 | 65535
| High | BTM Battery Control | C&I Curtailment-Turnkey-Standard Lighting Control | Medium Industrial |  | Winter Morning | % of Load | 0 | 2030 | 65535
| High | BTM Battery Control | C&I Curtailment-Turnkey-Advanced Lighting Control | Medium Industrial |  | Winter Morning | % of Load | 1 | 2030 | 65535
| High | BTM Battery Control | C&I Curtailment-Turnkey-Advanced Lighting Control | Medium Industrial |  | Winter Morning | % of Load | 0 | 2030 | 65535
| High | BTM Battery Control | C&I Curtailment-Turnkey-Water Heating Control | Medium Industrial |  | Winter Morning | % of Load | 1 | 2030 | 65535
| High | BTM Battery Control | C&I Curtailment-Turnkey-Water Heating Control | Medium Industrial |  | Winter Morning | % of Load | 0 | 2030 | 65535
| High | BTM Battery Control | C&I Curtailment-Turnkey-Other | Medium Industrial |  | Winter Morning | % of Load | 1 | 2030 | 65535
| High | BTM Battery Control | C&I Curtailment-Turnkey-Other | Medium Industrial |  | Winter Morning | % of Load | 0 | 2030 | 65535
| High | BTM Battery Control | DLC-Switch-Water Heating | Medium Industrial |  | Winter Evening | % of Load | 1 | 2030 | 65535
| High | BTM Battery Control | DLC-Switch-Water Heating | Medium Industrial |  | Winter Evening | % of Load | 0 | 2030 | 65535
| High | BTM Battery Control | DLC-BYOD-Water Heating | Medium Industrial |  | Winter Evening | % of Load | 1 | 2030 | 65535
| High | BTM Battery Control | DLC-BYOD-Water Heating | Medium Industrial |  | Winter Evening | % of Load | 0 | 2030 | 65535
| High | BTM Battery Control | DLC-Thermostat-DI-Central Heat Pump | Medium Industrial |  | Winter Evening | % of Load | 1 | 2030 | 65535
| High | BTM Battery Control | DLC-Thermostat-DI-Central Heat Pump | Medium Industrial |  | Winter Evening | % of Load | 0 | 2030 | 65535
| High | BTM Battery Control | DLC-Thermostat-BYOT-Central Heat Pump | Medium Industrial |  | Winter Evening | % of Load | 1 | 2030 | 65535
| High | BTM Battery Control | DLC-Thermostat-BYOT-Central Heat Pump | Medium Industrial |  | Winter Evening | % of Load | 0 | 2030 | 65535
| High | BTM Battery Control | DLC-Thermostat-HVAC | Medium Industrial |  | Winter Evening | % of Load | 1 | 2030 | 65535
| High | BTM Battery Control | DLC-Thermostat-HVAC | Medium Industrial |  | Winter Evening | % of Load | 0 | 2030 | 65535
| High | BTM Battery Control | DLC-Thermostat-DI-Baseboard Heating | Medium Industrial |  | Winter Evening | % of Load | 1 | 2030 | 65535
| High | BTM Battery Control | DLC-Thermostat-DI-Baseboard Heating | Medium Industrial |  | Winter Evening | % of Load | 0 | 2030 | 65535
| High | BTM Battery Control | DLC-Thermostat-BYOT-Baseboard Heating | Medium Industrial |  | Winter Evening | % of Load | 1 | 2030 | 65535
| High | BTM Battery Control | DLC-Thermostat-BYOT-Baseboard Heating | Medium Industrial |  | Winter Evening | % of Load | 0 | 2030 | 65535
| High | BTM Battery Control | DLC-Thermostat-DI-MSHP | Medium Industrial |  | Winter Evening | % of Load | 1 | 2030 | 65535
| High | BTM Battery Control | DLC-Thermostat-DI-MSHP | Medium Industrial |  | Winter Evening | % of Load | 0 | 2030 | 65535
| High | BTM Battery Control | DLC-Thermostat-BYOT-MSHP | Medium Industrial |  | Winter Evening | % of Load | 1 | 2030 | 65535
| High | BTM Battery Control | DLC-Thermostat-BYOT-MSHP | Medium Industrial |  | Winter Evening | % of Load | 0 | 2030 | 65535
| High | BTM Battery Control | C&I Curtailment-Turnkey-Manual HVAC Control | Medium Industrial |  | Winter Evening | % of Load | 1 | 2030 | 65535
| High | BTM Battery Control | C&I Curtailment-Turnkey-Manual HVAC Control | Medium Industrial |  | Winter Evening | % of Load | 0 | 2030 | 65535
| High | BTM Battery Control | C&I Curtailment-Turnkey-Auto-DR HVAC Control | Medium Industrial |  | Winter Evening | % of Load | 1 | 2030 | 65535
| High | BTM Battery Control | C&I Curtailment-Turnkey-Auto-DR HVAC Control | Medium Industrial |  | Winter Evening | % of Load | 0 | 2030 | 65535
| High | BTM Battery Control | C&I Curtailment-Turnkey-Standard Lighting Control | Medium Industrial |  | Winter Evening | % of Load | 1 | 2030 | 65535
| High | BTM Battery Control | C&I Curtailment-Turnkey-Standard Lighting Control | Medium Industrial |  | Winter Evening | % of Load | 0 | 2030 | 65535
| High | BTM Battery Control | C&I Curtailment-Turnkey-Advanced Lighting Control | Medium Industrial |  | Winter Evening | % of Load | 1 | 2030 | 65535
| High | BTM Battery Control | C&I Curtailment-Turnkey-Advanced Lighting Control | Medium Industrial |  | Winter Evening | % of Load | 0 | 2030 | 65535
| High | BTM Battery Control | C&I Curtailment-Turnkey-Water Heating Control | Medium Industrial |  | Winter Evening | % of Load | 1 | 2030 | 65535
| High | BTM Battery Control | C&I Curtailment-Turnkey-Water Heating Control | Medium Industrial |  | Winter Evening | % of Load | 0 | 2030 | 65535
| High | BTM Battery Control | C&I Curtailment-Turnkey-Other | Medium Industrial |  | Winter Evening | % of Load | 1 | 2030 | 65535
| High | BTM Battery Control | C&I Curtailment-Turnkey-Other | Medium Industrial |  | Winter Evening | % of Load | 0 | 2030 | 65535
| High | BTM Battery Control | BTM Battery Control-BYOB | Residential Charitable |  | Winter Morning | % of Load | 1 | 2030 | 65535
| High | BTM Battery Control | BTM Battery Control-BYOB | Residential Charitable |  | Winter Morning | % of Load | 0 | 2030 | 65535
| High | BTM Battery Control | BTM Battery Control-BYOB | Residential Charitable |  | Winter Evening | % of Load | 1 | 2030 | 65535
| High | BTM Battery Control | BTM Battery Control-BYOB | Residential Charitable |  | Winter Evening | % of Load | 0 | 2030 | 65535
| High | EV Charging Control | DLC-Switch-Water Heating | Small General |  | Winter Morning | % of Load | 1 | 2030 | 65535
| High | EV Charging Control | DLC-Switch-Water Heating | Small General |  | Winter Morning | % of Load | 0 | 2030 | 65535
| High | EV Charging Control | DLC-BYOD-Water Heating | Small General |  | Winter Morning | % of Load | 1 | 2030 | 65535
| High | EV Charging Control | DLC-BYOD-Water Heating | Small General |  | Winter Morning | % of Load | 0 | 2030 | 65535
| High | EV Charging Control | DLC-Thermostat-DI-Central Heat Pump | Small General |  | Winter Morning | % of Load | 1 | 2030 | 65535
| High | EV Charging Control | DLC-Thermostat-DI-Central Heat Pump | Small General |  | Winter Morning | % of Load | 0 | 2030 | 65535
| High | EV Charging Control | DLC-Thermostat-BYOT-Central Heat Pump | Small General |  | Winter Morning | % of Load | 1 | 2030 | 65535
| High | EV Charging Control | DLC-Thermostat-BYOT-Central Heat Pump | Small General |  | Winter Morning | % of Load | 0 | 2030 | 65535
| High | EV Charging Control | DLC-Thermostat-HVAC | Small General |  | Winter Morning | % of Load | 1 | 2030 | 65535
| High | EV Charging Control | DLC-Thermostat-HVAC | Small General |  | Winter Morning | % of Load | 0 | 2030 | 65535
| High | EV Charging Control | DLC-Thermostat-DI-Baseboard Heating | Small General |  | Winter Morning | % of Load | 1 | 2030 | 65535
| High | EV Charging Control | DLC-Thermostat-DI-Baseboard Heating | Small General |  | Winter Morning | % of Load | 0 | 2030 | 65535
| High | EV Charging Control | DLC-Thermostat-BYOT-Baseboard Heating | Small General |  | Winter Morning | % of Load | 1 | 2030 | 65535
| High | EV Charging Control | DLC-Thermostat-BYOT-Baseboard Heating | Small General |  | Winter Morning | % of Load | 0 | 2030 | 65535
| High | EV Charging Control | DLC-Thermostat-DI-MSHP | Small General |  | Winter Morning | % of Load | 1 | 2030 | 65535
| High | EV Charging Control | DLC-Thermostat-DI-MSHP | Small General |  | Winter Morning | % of Load | 0 | 2030 | 65535
| High | EV Charging Control | DLC-Thermostat-BYOT-MSHP | Small General |  | Winter Morning | % of Load | 1 | 2030 | 65535
| High | EV Charging Control | DLC-Thermostat-BYOT-MSHP | Small General |  | Winter Morning | % of Load | 0 | 2030 | 65535
| High | EV Charging Control | C&I Curtailment-Turnkey-Manual HVAC Control | Small General |  | Winter Morning | % of Load | 1 | 2030 | 65535
| High | EV Charging Control | C&I Curtailment-Turnkey-Manual HVAC Control | Small General |  | Winter Morning | % of Load | 0 | 2030 | 65535
| High | EV Charging Control | C&I Curtailment-Turnkey-Auto-DR HVAC Control | Small General |  | Winter Morning | % of Load | 1 | 2030 | 65535
| High | EV Charging Control | C&I Curtailment-Turnkey-Auto-DR HVAC Control | Small General |  | Winter Morning | % of Load | 0 | 2030 | 65535
| High | EV Charging Control | C&I Curtailment-Turnkey-Standard Lighting Control | Small General |  | Winter Morning | % of Load | 1 | 2030 | 65535
| High | EV Charging Control | C&I Curtailment-Turnkey-Standard Lighting Control | Small General |  | Winter Morning | % of Load | 0 | 2030 | 65535
| High | EV Charging Control | C&I Curtailment-Turnkey-Advanced Lighting Control | Small General |  | Winter Morning | % of Load | 1 | 2030 | 65535
| High | EV Charging Control | C&I Curtailment-Turnkey-Advanced Lighting Control | Small General |  | Winter Morning | % of Load | 0 | 2030 | 65535
| High | EV Charging Control | C&I Curtailment-Turnkey-Water Heating Control | Small General |  | Winter Morning | % of Load | 1 | 2030 | 65535
| High | EV Charging Control | C&I Curtailment-Turnkey-Water Heating Control | Small General |  | Winter Morning | % of Load | 0 | 2030 | 65535
| High | EV Charging Control | C&I Curtailment-Turnkey-Other | Small General |  | Winter Morning | % of Load | 1 | 2030 | 65535
| High | EV Charging Control | C&I Curtailment-Turnkey-Other | Small General |  | Winter Morning | % of Load | 0 | 2030 | 65535
| High | EV Charging Control | Dynamic Pricing with enabling tech. | Small General |  | Winter Morning | % of Load | 1 | 2030 | 65535
| High | EV Charging Control | Dynamic Pricing with enabling tech. | Small General |  | Winter Morning | % of Load | 0 | 2030 | 65535
| High | EV Charging Control | DLC-Switch-Water Heating | Small General |  | Winter Evening | % of Load | 1 | 2030 | 65535
| High | EV Charging Control | DLC-Switch-Water Heating | Small General |  | Winter Evening | % of Load | 0 | 2030 | 65535
| High | EV Charging Control | DLC-BYOD-Water Heating | Small General |  | Winter Evening | % of Load | 1 | 2030 | 65535
| High | EV Charging Control | DLC-BYOD-Water Heating | Small General |  | Winter Evening | % of Load | 0 | 2030 | 65535
| High | EV Charging Control | DLC-Thermostat-DI-Central Heat Pump | Small General |  | Winter Evening | % of Load | 1 | 2030 | 65535
| High | EV Charging Control | DLC-Thermostat-DI-Central Heat Pump | Small General |  | Winter Evening | % of Load | 0 | 2030 | 65535
| High | EV Charging Control | DLC-Thermostat-BYOT-Central Heat Pump | Small General |  | Winter Evening | % of Load | 1 | 2030 | 65535
| High | EV Charging Control | DLC-Thermostat-BYOT-Central Heat Pump | Small General |  | Winter Evening | % of Load | 0 | 2030 | 65535
| High | EV Charging Control | DLC-Thermostat-HVAC | Small General |  | Winter Evening | % of Load | 1 | 2030 | 65535
| High | EV Charging Control | DLC-Thermostat-HVAC | Small General |  | Winter Evening | % of Load | 0 | 2030 | 65535
| High | EV Charging Control | DLC-Thermostat-DI-Baseboard Heating | Small General |  | Winter Evening | % of Load | 1 | 2030 | 65535
| High | EV Charging Control | DLC-Thermostat-DI-Baseboard Heating | Small General |  | Winter Evening | % of Load | 0 | 2030 | 65535
| High | EV Charging Control | DLC-Thermostat-BYOT-Baseboard Heating | Small General |  | Winter Evening | % of Load | 1 | 2030 | 65535
| High | EV Charging Control | DLC-Thermostat-BYOT-Baseboard Heating | Small General |  | Winter Evening | % of Load | 0 | 2030 | 65535
| High | EV Charging Control | DLC-Thermostat-DI-MSHP | Small General |  | Winter Evening | % of Load | 1 | 2030 | 65535
| High | EV Charging Control | DLC-Thermostat-DI-MSHP | Small General |  | Winter Evening | % of Load | 0 | 2030 | 65535
| High | EV Charging Control | DLC-Thermostat-BYOT-MSHP | Small General |  | Winter Evening | % of Load | 1 | 2030 | 65535
| High | EV Charging Control | DLC-Thermostat-BYOT-MSHP | Small General |  | Winter Evening | % of Load | 0 | 2030 | 65535
| High | EV Charging Control | C&I Curtailment-Turnkey-Manual HVAC Control | Small General |  | Winter Evening | % of Load | 1 | 2030 | 65535
| High | EV Charging Control | C&I Curtailment-Turnkey-Manual HVAC Control | Small General |  | Winter Evening | % of Load | 0 | 2030 | 65535
| High | EV Charging Control | C&I Curtailment-Turnkey-Auto-DR HVAC Control | Small General |  | Winter Evening | % of Load | 1 | 2030 | 65535
| High | EV Charging Control | C&I Curtailment-Turnkey-Auto-DR HVAC Control | Small General |  | Winter Evening | % of Load | 0 | 2030 | 65535
| High | EV Charging Control | C&I Curtailment-Turnkey-Standard Lighting Control | Small General |  | Winter Evening | % of Load | 1 | 2030 | 65535
| High | EV Charging Control | C&I Curtailment-Turnkey-Standard Lighting Control | Small General |  | Winter Evening | % of Load | 0 | 2030 | 65535
| High | EV Charging Control | C&I Curtailment-Turnkey-Advanced Lighting Control | Small General |  | Winter Evening | % of Load | 1 | 2030 | 65535
| High | EV Charging Control | C&I Curtailment-Turnkey-Advanced Lighting Control | Small General |  | Winter Evening | % of Load | 0 | 2030 | 65535
| High | EV Charging Control | C&I Curtailment-Turnkey-Water Heating Control | Small General |  | Winter Evening | % of Load | 1 | 2030 | 65535
| High | EV Charging Control | C&I Curtailment-Turnkey-Water Heating Control | Small General |  | Winter Evening | % of Load | 0 | 2030 | 65535
| High | EV Charging Control | C&I Curtailment-Turnkey-Other | Small General |  | Winter Evening | % of Load | 1 | 2030 | 65535
| High | EV Charging Control | C&I Curtailment-Turnkey-Other | Small General |  | Winter Evening | % of Load | 0 | 2030 | 65535
| High | EV Charging Control | Dynamic Pricing with enabling tech. | Small General |  | Winter Evening | % of Load | 1 | 2030 | 65535
| High | EV Charging Control | Dynamic Pricing with enabling tech. | Small General |  | Winter Evening | % of Load | 0 | 2030 | 65535
| High | EV Charging Control | DLC-Switch-Water Heating | General |  | Winter Morning | % of Load | 1 | 2030 | 65535
| High | EV Charging Control | DLC-Switch-Water Heating | General |  | Winter Morning | % of Load | 0 | 2030 | 65535
| High | EV Charging Control | DLC-BYOD-Water Heating | General |  | Winter Morning | % of Load | 1 | 2030 | 65535
| High | EV Charging Control | DLC-BYOD-Water Heating | General |  | Winter Morning | % of Load | 0 | 2030 | 65535
| High | EV Charging Control | DLC-Thermostat-DI-Central Heat Pump | General |  | Winter Morning | % of Load | 1 | 2030 | 65535
| High | EV Charging Control | DLC-Thermostat-DI-Central Heat Pump | General |  | Winter Morning | % of Load | 0 | 2030 | 65535
| High | EV Charging Control | DLC-Thermostat-BYOT-Central Heat Pump | General |  | Winter Morning | % of Load | 1 | 2030 | 65535
| High | EV Charging Control | DLC-Thermostat-BYOT-Central Heat Pump | General |  | Winter Morning | % of Load | 0 | 2030 | 65535
| High | EV Charging Control | DLC-Thermostat-HVAC | General |  | Winter Morning | % of Load | 1 | 2030 | 65535
| High | EV Charging Control | DLC-Thermostat-HVAC | General |  | Winter Morning | % of Load | 0 | 2030 | 65535
| High | EV Charging Control | DLC-Thermostat-DI-Baseboard Heating | General |  | Winter Morning | % of Load | 1 | 2030 | 65535
| High | EV Charging Control | DLC-Thermostat-DI-Baseboard Heating | General |  | Winter Morning | % of Load | 0 | 2030 | 65535
| High | EV Charging Control | DLC-Thermostat-BYOT-Baseboard Heating | General |  | Winter Morning | % of Load | 1 | 2030 | 65535
| High | EV Charging Control | DLC-Thermostat-BYOT-Baseboard Heating | General |  | Winter Morning | % of Load | 0 | 2030 | 65535
| High | EV Charging Control | DLC-Thermostat-DI-MSHP | General |  | Winter Morning | % of Load | 1 | 2030 | 65535
| High | EV Charging Control | DLC-Thermostat-DI-MSHP | General |  | Winter Morning | % of Load | 0 | 2030 | 65535
| High | EV Charging Control | DLC-Thermostat-BYOT-MSHP | General |  | Winter Morning | % of Load | 1 | 2030 | 65535
| High | EV Charging Control | DLC-Thermostat-BYOT-MSHP | General |  | Winter Morning | % of Load | 0 | 2030 | 65535
| High | EV Charging Control | C&I Curtailment-Turnkey-Manual HVAC Control | General |  | Winter Morning | % of Load | 1 | 2030 | 65535
| High | EV Charging Control | C&I Curtailment-Turnkey-Manual HVAC Control | General |  | Winter Morning | % of Load | 0 | 2030 | 65535
| High | EV Charging Control | C&I Curtailment-Turnkey-Auto-DR HVAC Control | General |  | Winter Morning | % of Load | 1 | 2030 | 65535
| High | EV Charging Control | C&I Curtailment-Turnkey-Auto-DR HVAC Control | General |  | Winter Morning | % of Load | 0 | 2030 | 65535
| High | EV Charging Control | C&I Curtailment-Turnkey-Standard Lighting Control | General |  | Winter Morning | % of Load | 1 | 2030 | 65535
| High | EV Charging Control | C&I Curtailment-Turnkey-Standard Lighting Control | General |  | Winter Morning | % of Load | 0 | 2030 | 65535
| High | EV Charging Control | C&I Curtailment-Turnkey-Advanced Lighting Control | General |  | Winter Morning | % of Load | 1 | 2030 | 65535
| High | EV Charging Control | C&I Curtailment-Turnkey-Advanced Lighting Control | General |  | Winter Morning | % of Load | 0 | 2030 | 65535
| High | EV Charging Control | C&I Curtailment-Turnkey-Water Heating Control | General |  | Winter Morning | % of Load | 1 | 2030 | 65535
| High | EV Charging Control | C&I Curtailment-Turnkey-Water Heating Control | General |  | Winter Morning | % of Load | 0 | 2030 | 65535
| High | EV Charging Control | C&I Curtailment-Turnkey-Other | General |  | Winter Morning | % of Load | 1 | 2030 | 65535
| High | EV Charging Control | C&I Curtailment-Turnkey-Other | General |  | Winter Morning | % of Load | 0 | 2030 | 65535
| High | EV Charging Control | DLC-Switch-Water Heating | General |  | Winter Evening | % of Load | 1 | 2030 | 65535
| High | EV Charging Control | DLC-Switch-Water Heating | General |  | Winter Evening | % of Load | 0 | 2030 | 65535
| High | EV Charging Control | DLC-BYOD-Water Heating | General |  | Winter Evening | % of Load | 1 | 2030 | 65535
| High | EV Charging Control | DLC-BYOD-Water Heating | General |  | Winter Evening | % of Load | 0 | 2030 | 65535
| High | EV Charging Control | DLC-Thermostat-DI-Central Heat Pump | General |  | Winter Evening | % of Load | 1 | 2030 | 65535
| High | EV Charging Control | DLC-Thermostat-DI-Central Heat Pump | General |  | Winter Evening | % of Load | 0 | 2030 | 65535
| High | EV Charging Control | DLC-Thermostat-BYOT-Central Heat Pump | General |  | Winter Evening | % of Load | 1 | 2030 | 65535
| High | EV Charging Control | DLC-Thermostat-BYOT-Central Heat Pump | General |  | Winter Evening | % of Load | 0 | 2030 | 65535
| High | EV Charging Control | DLC-Thermostat-HVAC | General |  | Winter Evening | % of Load | 1 | 2030 | 65535
| High | EV Charging Control | DLC-Thermostat-HVAC | General |  | Winter Evening | % of Load | 0 | 2030 | 65535
| High | EV Charging Control | DLC-Thermostat-DI-Baseboard Heating | General |  | Winter Evening | % of Load | 1 | 2030 | 65535
| High | EV Charging Control | DLC-Thermostat-DI-Baseboard Heating | General |  | Winter Evening | % of Load | 0 | 2030 | 65535
| High | EV Charging Control | DLC-Thermostat-BYOT-Baseboard Heating | General |  | Winter Evening | % of Load | 1 | 2030 | 65535
| High | EV Charging Control | DLC-Thermostat-BYOT-Baseboard Heating | General |  | Winter Evening | % of Load | 0 | 2030 | 65535
| High | EV Charging Control | DLC-Thermostat-DI-MSHP | General |  | Winter Evening | % of Load | 1 | 2030 | 65535
| High | EV Charging Control | DLC-Thermostat-DI-MSHP | General |  | Winter Evening | % of Load | 0 | 2030 | 65535
| High | EV Charging Control | DLC-Thermostat-BYOT-MSHP | General |  | Winter Evening | % of Load | 1 | 2030 | 65535
| High | EV Charging Control | DLC-Thermostat-BYOT-MSHP | General |  | Winter Evening | % of Load | 0 | 2030 | 65535
| High | EV Charging Control | C&I Curtailment-Turnkey-Manual HVAC Control | General |  | Winter Evening | % of Load | 1 | 2030 | 65535
| High | EV Charging Control | C&I Curtailment-Turnkey-Manual HVAC Control | General |  | Winter Evening | % of Load | 0 | 2030 | 65535
| High | EV Charging Control | C&I Curtailment-Turnkey-Auto-DR HVAC Control | General |  | Winter Evening | % of Load | 1 | 2030 | 65535
| High | EV Charging Control | C&I Curtailment-Turnkey-Auto-DR HVAC Control | General |  | Winter Evening | % of Load | 0 | 2030 | 65535
| High | EV Charging Control | C&I Curtailment-Turnkey-Standard Lighting Control | General |  | Winter Evening | % of Load | 1 | 2030 | 65535
| High | EV Charging Control | C&I Curtailment-Turnkey-Standard Lighting Control | General |  | Winter Evening | % of Load | 0 | 2030 | 65535
| High | EV Charging Control | C&I Curtailment-Turnkey-Advanced Lighting Control | General |  | Winter Evening | % of Load | 1 | 2030 | 65535
| High | EV Charging Control | C&I Curtailment-Turnkey-Advanced Lighting Control | General |  | Winter Evening | % of Load | 0 | 2030 | 65535
| High | EV Charging Control | C&I Curtailment-Turnkey-Water Heating Control | General |  | Winter Evening | % of Load | 1 | 2030 | 65535
| High | EV Charging Control | C&I Curtailment-Turnkey-Water Heating Control | General |  | Winter Evening | % of Load | 0 | 2030 | 65535
| High | EV Charging Control | C&I Curtailment-Turnkey-Other | General |  | Winter Evening | % of Load | 1 | 2030 | 65535
| High | EV Charging Control | C&I Curtailment-Turnkey-Other | General |  | Winter Evening | % of Load | 0 | 2030 | 65535
| High | EV Charging Control | DLC-Switch-Water Heating | Small Industrial |  | Winter Morning | % of Load | 1 | 2030 | 65535
| High | EV Charging Control | DLC-Switch-Water Heating | Small Industrial |  | Winter Morning | % of Load | 0 | 2030 | 65535
| High | EV Charging Control | DLC-BYOD-Water Heating | Small Industrial |  | Winter Morning | % of Load | 1 | 2030 | 65535
| High | EV Charging Control | DLC-BYOD-Water Heating | Small Industrial |  | Winter Morning | % of Load | 0 | 2030 | 65535
| High | EV Charging Control | DLC-Thermostat-DI-Central Heat Pump | Small Industrial |  | Winter Morning | % of Load | 1 | 2030 | 65535
| High | EV Charging Control | DLC-Thermostat-DI-Central Heat Pump | Small Industrial |  | Winter Morning | % of Load | 0 | 2030 | 65535
| High | EV Charging Control | DLC-Thermostat-BYOT-Central Heat Pump | Small Industrial |  | Winter Morning | % of Load | 1 | 2030 | 65535
| High | EV Charging Control | DLC-Thermostat-BYOT-Central Heat Pump | Small Industrial |  | Winter Morning | % of Load | 0 | 2030 | 65535
| High | EV Charging Control | DLC-Thermostat-HVAC | Small Industrial |  | Winter Morning | % of Load | 1 | 2030 | 65535
| High | EV Charging Control | DLC-Thermostat-HVAC | Small Industrial |  | Winter Morning | % of Load | 0 | 2030 | 65535
| High | EV Charging Control | DLC-Thermostat-DI-Baseboard Heating | Small Industrial |  | Winter Morning | % of Load | 1 | 2030 | 65535
| High | EV Charging Control | DLC-Thermostat-DI-Baseboard Heating | Small Industrial |  | Winter Morning | % of Load | 0 | 2030 | 65535
| High | EV Charging Control | DLC-Thermostat-BYOT-Baseboard Heating | Small Industrial |  | Winter Morning | % of Load | 1 | 2030 | 65535
| High | EV Charging Control | DLC-Thermostat-BYOT-Baseboard Heating | Small Industrial |  | Winter Morning | % of Load | 0 | 2030 | 65535
| High | EV Charging Control | DLC-Thermostat-DI-MSHP | Small Industrial |  | Winter Morning | % of Load | 1 | 2030 | 65535
| High | EV Charging Control | DLC-Thermostat-DI-MSHP | Small Industrial |  | Winter Morning | % of Load | 0 | 2030 | 65535
| High | EV Charging Control | DLC-Thermostat-BYOT-MSHP | Small Industrial |  | Winter Morning | % of Load | 1 | 2030 | 65535
| High | EV Charging Control | DLC-Thermostat-BYOT-MSHP | Small Industrial |  | Winter Morning | % of Load | 0 | 2030 | 65535
| High | EV Charging Control | C&I Curtailment-Turnkey-Manual HVAC Control | Small Industrial |  | Winter Morning | % of Load | 1 | 2030 | 65535
| High | EV Charging Control | C&I Curtailment-Turnkey-Manual HVAC Control | Small Industrial |  | Winter Morning | % of Load | 0 | 2030 | 65535
| High | EV Charging Control | C&I Curtailment-Turnkey-Auto-DR HVAC Control | Small Industrial |  | Winter Morning | % of Load | 1 | 2030 | 65535
| High | EV Charging Control | C&I Curtailment-Turnkey-Auto-DR HVAC Control | Small Industrial |  | Winter Morning | % of Load | 0 | 2030 | 65535
| High | EV Charging Control | C&I Curtailment-Turnkey-Standard Lighting Control | Small Industrial |  | Winter Morning | % of Load | 1 | 2030 | 65535
| High | EV Charging Control | C&I Curtailment-Turnkey-Standard Lighting Control | Small Industrial |  | Winter Morning | % of Load | 0 | 2030 | 65535
| High | EV Charging Control | C&I Curtailment-Turnkey-Advanced Lighting Control | Small Industrial |  | Winter Morning | % of Load | 1 | 2030 | 65535
| High | EV Charging Control | C&I Curtailment-Turnkey-Advanced Lighting Control | Small Industrial |  | Winter Morning | % of Load | 0 | 2030 | 65535
| High | EV Charging Control | C&I Curtailment-Turnkey-Water Heating Control | Small Industrial |  | Winter Morning | % of Load | 1 | 2030 | 65535
| High | EV Charging Control | C&I Curtailment-Turnkey-Water Heating Control | Small Industrial |  | Winter Morning | % of Load | 0 | 2030 | 65535
| High | EV Charging Control | C&I Curtailment-Turnkey-Other | Small Industrial |  | Winter Morning | % of Load | 1 | 2030 | 65535
| High | EV Charging Control | C&I Curtailment-Turnkey-Other | Small Industrial |  | Winter Morning | % of Load | 0 | 2030 | 65535
| High | EV Charging Control | C&I Curtailment-Turnkey-Industrial | Small Industrial |  | Winter Morning | % of Load | 1 | 2030 | 65535
| High | EV Charging Control | C&I Curtailment-Turnkey-Industrial | Small Industrial |  | Winter Morning | % of Load | 0 | 2030 | 65535
| High | EV Charging Control | DLC-Switch-Water Heating | Small Industrial |  | Winter Evening | % of Load | 1 | 2030 | 65535
| High | EV Charging Control | DLC-Switch-Water Heating | Small Industrial |  | Winter Evening | % of Load | 0 | 2030 | 65535
| High | EV Charging Control | DLC-BYOD-Water Heating | Small Industrial |  | Winter Evening | % of Load | 1 | 2030 | 65535
| High | EV Charging Control | DLC-BYOD-Water Heating | Small Industrial |  | Winter Evening | % of Load | 0 | 2030 | 65535
| High | EV Charging Control | DLC-Thermostat-DI-Central Heat Pump | Small Industrial |  | Winter Evening | % of Load | 1 | 2030 | 65535
| High | EV Charging Control | DLC-Thermostat-DI-Central Heat Pump | Small Industrial |  | Winter Evening | % of Load | 0 | 2030 | 65535
| High | EV Charging Control | DLC-Thermostat-BYOT-Central Heat Pump | Small Industrial |  | Winter Evening | % of Load | 1 | 2030 | 65535
| High | EV Charging Control | DLC-Thermostat-BYOT-Central Heat Pump | Small Industrial |  | Winter Evening | % of Load | 0 | 2030 | 65535
| High | EV Charging Control | DLC-Thermostat-HVAC | Small Industrial |  | Winter Evening | % of Load | 1 | 2030 | 65535
| High | EV Charging Control | DLC-Thermostat-HVAC | Small Industrial |  | Winter Evening | % of Load | 0 | 2030 | 65535
| High | EV Charging Control | DLC-Thermostat-DI-Baseboard Heating | Small Industrial |  | Winter Evening | % of Load | 1 | 2030 | 65535
| High | EV Charging Control | DLC-Thermostat-DI-Baseboard Heating | Small Industrial |  | Winter Evening | % of Load | 0 | 2030 | 65535
| High | EV Charging Control | DLC-Thermostat-BYOT-Baseboard Heating | Small Industrial |  | Winter Evening | % of Load | 1 | 2030 | 65535
| High | EV Charging Control | DLC-Thermostat-BYOT-Baseboard Heating | Small Industrial |  | Winter Evening | % of Load | 0 | 2030 | 65535
| High | EV Charging Control | DLC-Thermostat-DI-MSHP | Small Industrial |  | Winter Evening | % of Load | 1 | 2030 | 65535
| High | EV Charging Control | DLC-Thermostat-DI-MSHP | Small Industrial |  | Winter Evening | % of Load | 0 | 2030 | 65535
| High | EV Charging Control | DLC-Thermostat-BYOT-MSHP | Small Industrial |  | Winter Evening | % of Load | 1 | 2030 | 65535
| High | EV Charging Control | DLC-Thermostat-BYOT-MSHP | Small Industrial |  | Winter Evening | % of Load | 0 | 2030 | 65535
| High | EV Charging Control | C&I Curtailment-Turnkey-Manual HVAC Control | Small Industrial |  | Winter Evening | % of Load | 1 | 2030 | 65535
| High | EV Charging Control | C&I Curtailment-Turnkey-Manual HVAC Control | Small Industrial |  | Winter Evening | % of Load | 0 | 2030 | 65535
| High | EV Charging Control | C&I Curtailment-Turnkey-Auto-DR HVAC Control | Small Industrial |  | Winter Evening | % of Load | 1 | 2030 | 65535
| High | EV Charging Control | C&I Curtailment-Turnkey-Auto-DR HVAC Control | Small Industrial |  | Winter Evening | % of Load | 0 | 2030 | 65535
| High | EV Charging Control | C&I Curtailment-Turnkey-Standard Lighting Control | Small Industrial |  | Winter Evening | % of Load | 1 | 2030 | 65535
| High | EV Charging Control | C&I Curtailment-Turnkey-Standard Lighting Control | Small Industrial |  | Winter Evening | % of Load | 0 | 2030 | 65535
| High | EV Charging Control | C&I Curtailment-Turnkey-Advanced Lighting Control | Small Industrial |  | Winter Evening | % of Load | 1 | 2030 | 65535
| High | EV Charging Control | C&I Curtailment-Turnkey-Advanced Lighting Control | Small Industrial |  | Winter Evening | % of Load | 0 | 2030 | 65535
| High | EV Charging Control | C&I Curtailment-Turnkey-Water Heating Control | Small Industrial |  | Winter Evening | % of Load | 1 | 2030 | 65535
| High | EV Charging Control | C&I Curtailment-Turnkey-Water Heating Control | Small Industrial |  | Winter Evening | % of Load | 0 | 2030 | 65535
| High | EV Charging Control | C&I Curtailment-Turnkey-Other | Small Industrial |  | Winter Evening | % of Load | 1 | 2030 | 65535
| High | EV Charging Control | C&I Curtailment-Turnkey-Other | Small Industrial |  | Winter Evening | % of Load | 0 | 2030 | 65535
| High | EV Charging Control | C&I Curtailment-Turnkey-Industrial | Small Industrial |  | Winter Evening | % of Load | 1 | 2030 | 65535
| High | EV Charging Control | C&I Curtailment-Turnkey-Industrial | Small Industrial |  | Winter Evening | % of Load | 0 | 2030 | 65535
| High | EV Charging Control | DLC-Switch-Water Heating | Medium Industrial |  | Winter Morning | % of Load | 1 | 2030 | 65535
| High | EV Charging Control | DLC-Switch-Water Heating | Medium Industrial |  | Winter Morning | % of Load | 0 | 2030 | 65535
| High | EV Charging Control | DLC-BYOD-Water Heating | Medium Industrial |  | Winter Morning | % of Load | 1 | 2030 | 65535
| High | EV Charging Control | DLC-BYOD-Water Heating | Medium Industrial |  | Winter Morning | % of Load | 0 | 2030 | 65535
| High | EV Charging Control | DLC-Thermostat-DI-Central Heat Pump | Medium Industrial |  | Winter Morning | % of Load | 1 | 2030 | 65535
| High | EV Charging Control | DLC-Thermostat-DI-Central Heat Pump | Medium Industrial |  | Winter Morning | % of Load | 0 | 2030 | 65535
| High | EV Charging Control | DLC-Thermostat-BYOT-Central Heat Pump | Medium Industrial |  | Winter Morning | % of Load | 1 | 2030 | 65535
| High | EV Charging Control | DLC-Thermostat-BYOT-Central Heat Pump | Medium Industrial |  | Winter Morning | % of Load | 0 | 2030 | 65535
| High | EV Charging Control | DLC-Thermostat-HVAC | Medium Industrial |  | Winter Morning | % of Load | 1 | 2030 | 65535
| High | EV Charging Control | DLC-Thermostat-HVAC | Medium Industrial |  | Winter Morning | % of Load | 0 | 2030 | 65535
| High | EV Charging Control | DLC-Thermostat-DI-Baseboard Heating | Medium Industrial |  | Winter Morning | % of Load | 1 | 2030 | 65535
| High | EV Charging Control | DLC-Thermostat-DI-Baseboard Heating | Medium Industrial |  | Winter Morning | % of Load | 0 | 2030 | 65535
| High | EV Charging Control | DLC-Thermostat-BYOT-Baseboard Heating | Medium Industrial |  | Winter Morning | % of Load | 1 | 2030 | 65535
| High | EV Charging Control | DLC-Thermostat-BYOT-Baseboard Heating | Medium Industrial |  | Winter Morning | % of Load | 0 | 2030 | 65535
| High | EV Charging Control | DLC-Thermostat-DI-MSHP | Medium Industrial |  | Winter Morning | % of Load | 1 | 2030 | 65535
| High | EV Charging Control | DLC-Thermostat-DI-MSHP | Medium Industrial |  | Winter Morning | % of Load | 0 | 2030 | 65535
| High | EV Charging Control | DLC-Thermostat-BYOT-MSHP | Medium Industrial |  | Winter Morning | % of Load | 1 | 2030 | 65535
| High | EV Charging Control | DLC-Thermostat-BYOT-MSHP | Medium Industrial |  | Winter Morning | % of Load | 0 | 2030 | 65535
| High | EV Charging Control | C&I Curtailment-Turnkey-Manual HVAC Control | Medium Industrial |  | Winter Morning | % of Load | 1 | 2030 | 65535
| High | EV Charging Control | C&I Curtailment-Turnkey-Manual HVAC Control | Medium Industrial |  | Winter Morning | % of Load | 0 | 2030 | 65535
| High | EV Charging Control | C&I Curtailment-Turnkey-Auto-DR HVAC Control | Medium Industrial |  | Winter Morning | % of Load | 1 | 2030 | 65535
| High | EV Charging Control | C&I Curtailment-Turnkey-Auto-DR HVAC Control | Medium Industrial |  | Winter Morning | % of Load | 0 | 2030 | 65535
| High | EV Charging Control | C&I Curtailment-Turnkey-Standard Lighting Control | Medium Industrial |  | Winter Morning | % of Load | 1 | 2030 | 65535
| High | EV Charging Control | C&I Curtailment-Turnkey-Standard Lighting Control | Medium Industrial |  | Winter Morning | % of Load | 0 | 2030 | 65535
| High | EV Charging Control | C&I Curtailment-Turnkey-Advanced Lighting Control | Medium Industrial |  | Winter Morning | % of Load | 1 | 2030 | 65535
| High | EV Charging Control | C&I Curtailment-Turnkey-Advanced Lighting Control | Medium Industrial |  | Winter Morning | % of Load | 0 | 2030 | 65535
| High | EV Charging Control | C&I Curtailment-Turnkey-Water Heating Control | Medium Industrial |  | Winter Morning | % of Load | 1 | 2030 | 65535
| High | EV Charging Control | C&I Curtailment-Turnkey-Water Heating Control | Medium Industrial |  | Winter Morning | % of Load | 0 | 2030 | 65535
| High | EV Charging Control | C&I Curtailment-Turnkey-Other | Medium Industrial |  | Winter Morning | % of Load | 1 | 2030 | 65535
| High | EV Charging Control | C&I Curtailment-Turnkey-Other | Medium Industrial |  | Winter Morning | % of Load | 0 | 2030 | 65535
| High | EV Charging Control | DLC-Switch-Water Heating | Medium Industrial |  | Winter Evening | % of Load | 1 | 2030 | 65535
| High | EV Charging Control | DLC-Switch-Water Heating | Medium Industrial |  | Winter Evening | % of Load | 0 | 2030 | 65535
| High | EV Charging Control | DLC-BYOD-Water Heating | Medium Industrial |  | Winter Evening | % of Load | 1 | 2030 | 65535
| High | EV Charging Control | DLC-BYOD-Water Heating | Medium Industrial |  | Winter Evening | % of Load | 0 | 2030 | 65535
| High | EV Charging Control | DLC-Thermostat-DI-Central Heat Pump | Medium Industrial |  | Winter Evening | % of Load | 1 | 2030 | 65535
| High | EV Charging Control | DLC-Thermostat-DI-Central Heat Pump | Medium Industrial |  | Winter Evening | % of Load | 0 | 2030 | 65535
| High | EV Charging Control | DLC-Thermostat-BYOT-Central Heat Pump | Medium Industrial |  | Winter Evening | % of Load | 1 | 2030 | 65535
| High | EV Charging Control | DLC-Thermostat-BYOT-Central Heat Pump | Medium Industrial |  | Winter Evening | % of Load | 0 | 2030 | 65535
| High | EV Charging Control | DLC-Thermostat-HVAC | Medium Industrial |  | Winter Evening | % of Load | 1 | 2030 | 65535
| High | EV Charging Control | DLC-Thermostat-HVAC | Medium Industrial |  | Winter Evening | % of Load | 0 | 2030 | 65535
| High | EV Charging Control | DLC-Thermostat-DI-Baseboard Heating | Medium Industrial |  | Winter Evening | % of Load | 1 | 2030 | 65535
| High | EV Charging Control | DLC-Thermostat-DI-Baseboard Heating | Medium Industrial |  | Winter Evening | % of Load | 0 | 2030 | 65535
| High | EV Charging Control | DLC-Thermostat-BYOT-Baseboard Heating | Medium Industrial |  | Winter Evening | % of Load | 1 | 2030 | 65535
| High | EV Charging Control | DLC-Thermostat-BYOT-Baseboard Heating | Medium Industrial |  | Winter Evening | % of Load | 0 | 2030 | 65535
| High | EV Charging Control | DLC-Thermostat-DI-MSHP | Medium Industrial |  | Winter Evening | % of Load | 1 | 2030 | 65535
| High | EV Charging Control | DLC-Thermostat-DI-MSHP | Medium Industrial |  | Winter Evening | % of Load | 0 | 2030 | 65535
| High | EV Charging Control | DLC-Thermostat-BYOT-MSHP | Medium Industrial |  | Winter Evening | % of Load | 1 | 2030 | 65535
| High | EV Charging Control | DLC-Thermostat-BYOT-MSHP | Medium Industrial |  | Winter Evening | % of Load | 0 | 2030 | 65535
| High | EV Charging Control | C&I Curtailment-Turnkey-Manual HVAC Control | Medium Industrial |  | Winter Evening | % of Load | 1 | 2030 | 65535
| High | EV Charging Control | C&I Curtailment-Turnkey-Manual HVAC Control | Medium Industrial |  | Winter Evening | % of Load | 0 | 2030 | 65535
| High | EV Charging Control | C&I Curtailment-Turnkey-Auto-DR HVAC Control | Medium Industrial |  | Winter Evening | % of Load | 1 | 2030 | 65535
| High | EV Charging Control | C&I Curtailment-Turnkey-Auto-DR HVAC Control | Medium Industrial |  | Winter Evening | % of Load | 0 | 2030 | 65535
| High | EV Charging Control | C&I Curtailment-Turnkey-Standard Lighting Control | Medium Industrial |  | Winter Evening | % of Load | 1 | 2030 | 65535
| High | EV Charging Control | C&I Curtailment-Turnkey-Standard Lighting Control | Medium Industrial |  | Winter Evening | % of Load | 0 | 2030 | 65535
| High | EV Charging Control | C&I Curtailment-Turnkey-Advanced Lighting Control | Medium Industrial |  | Winter Evening | % of Load | 1 | 2030 | 65535
| High | EV Charging Control | C&I Curtailment-Turnkey-Advanced Lighting Control | Medium Industrial |  | Winter Evening | % of Load | 0 | 2030 | 65535
| High | EV Charging Control | C&I Curtailment-Turnkey-Water Heating Control | Medium Industrial |  | Winter Evening | % of Load | 1 | 2030 | 65535
| High | EV Charging Control | C&I Curtailment-Turnkey-Water Heating Control | Medium Industrial |  | Winter Evening | % of Load | 0 | 2030 | 65535
| High | EV Charging Control | C&I Curtailment-Turnkey-Other | Medium Industrial |  | Winter Evening | % of Load | 1 | 2030 | 65535
| High | EV Charging Control | C&I Curtailment-Turnkey-Other | Medium Industrial |  | Winter Evening | % of Load | 0 | 2030 | 65535
| High | EV Charging Control | EV Charging Control | EV Res LDV |  | Winter Morning | % of Load | 1 | 2030 | 65535
| High | EV Charging Control | EV Charging Control | EV Res LDV |  | Winter Morning | % of Load | 0 | 2030 | 65535
| High | EV Charging Control | EV Charging Control | EV Res LDV |  | Winter Evening | % of Load | 1 | 2030 | 65535
| High | EV Charging Control | EV Charging Control | EV Res LDV |  | Winter Evening | % of Load | 0 | 2030 | 65535
| High | EV Charging Control | EV Charging Control | EV Com LDV |  | Winter Morning | % of Load | 1 | 2030 | 65535
| High | EV Charging Control | EV Charging Control | EV Com LDV |  | Winter Morning | % of Load | 0 | 2030 | 65535
| High | EV Charging Control | EV Charging Control | EV Com LDV |  | Winter Evening | % of Load | 1 | 2030 | 65535
| High | EV Charging Control | EV Charging Control | EV Com LDV |  | Winter Evening | % of Load | 0 | 2030 | 65535
| High | EV Charging Control | EV Charging Control | EV Com MDV |  | Winter Morning | % of Load | 1 | 2030 | 65535
| High | EV Charging Control | EV Charging Control | EV Com MDV |  | Winter Morning | % of Load | 0 | 2030 | 65535
| High | EV Charging Control | EV Charging Control | EV Com MDV |  | Winter Evening | % of Load | 1 | 2030 | 65535
| High | EV Charging Control | EV Charging Control | EV Com MDV |  | Winter Evening | % of Load | 0 | 2030 | 65535
| High | EV Charging Control | EV Charging Control | EV Com HDV |  | Winter Morning | % of Load | 1 | 2030 | 65535
| High | EV Charging Control | EV Charging Control | EV Com HDV |  | Winter Morning | % of Load | 0 | 2030 | 65535
| High | EV Charging Control | EV Charging Control | EV Com HDV |  | Winter Evening | % of Load | 1 | 2030 | 65535
| High | EV Charging Control | EV Charging Control | EV Com HDV |  | Winter Evening | % of Load | 0 | 2030 | 65535
| High | Behavioral DR | DLC-Switch-Water Heating | Small General |  | Winter Morning | % of Load | 1 | 2030 | 65535
| High | Behavioral DR | DLC-Switch-Water Heating | Small General |  | Winter Morning | % of Load | 0 | 2030 | 65535
| High | Behavioral DR | DLC-BYOD-Water Heating | Small General |  | Winter Morning | % of Load | 1 | 2030 | 65535
| High | Behavioral DR | DLC-BYOD-Water Heating | Small General |  | Winter Morning | % of Load | 0 | 2030 | 65535
| High | Behavioral DR | DLC-Thermostat-DI-Central Heat Pump | Small General |  | Winter Morning | % of Load | 1 | 2030 | 65535
| High | Behavioral DR | DLC-Thermostat-DI-Central Heat Pump | Small General |  | Winter Morning | % of Load | 0 | 2030 | 65535
| High | Behavioral DR | DLC-Thermostat-BYOT-Central Heat Pump | Small General |  | Winter Morning | % of Load | 1 | 2030 | 65535
| High | Behavioral DR | DLC-Thermostat-BYOT-Central Heat Pump | Small General |  | Winter Morning | % of Load | 0 | 2030 | 65535
| High | Behavioral DR | DLC-Thermostat-HVAC | Small General |  | Winter Morning | % of Load | 1 | 2030 | 65535
| High | Behavioral DR | DLC-Thermostat-HVAC | Small General |  | Winter Morning | % of Load | 0 | 2030 | 65535
| High | Behavioral DR | DLC-Thermostat-DI-Baseboard Heating | Small General |  | Winter Morning | % of Load | 1 | 2030 | 65535
| High | Behavioral DR | DLC-Thermostat-DI-Baseboard Heating | Small General |  | Winter Morning | % of Load | 0 | 2030 | 65535
| High | Behavioral DR | DLC-Thermostat-BYOT-Baseboard Heating | Small General |  | Winter Morning | % of Load | 1 | 2030 | 65535
| High | Behavioral DR | DLC-Thermostat-BYOT-Baseboard Heating | Small General |  | Winter Morning | % of Load | 0 | 2030 | 65535
| High | Behavioral DR | DLC-Thermostat-DI-MSHP | Small General |  | Winter Morning | % of Load | 1 | 2030 | 65535
| High | Behavioral DR | DLC-Thermostat-DI-MSHP | Small General |  | Winter Morning | % of Load | 0 | 2030 | 65535
| High | Behavioral DR | DLC-Thermostat-BYOT-MSHP | Small General |  | Winter Morning | % of Load | 1 | 2030 | 65535
| High | Behavioral DR | DLC-Thermostat-BYOT-MSHP | Small General |  | Winter Morning | % of Load | 0 | 2030 | 65535
| High | Behavioral DR | C&I Curtailment-Turnkey-Manual HVAC Control | Small General |  | Winter Morning | % of Load | 1 | 2030 | 65535
| High | Behavioral DR | C&I Curtailment-Turnkey-Manual HVAC Control | Small General |  | Winter Morning | % of Load | 0 | 2030 | 65535
| High | Behavioral DR | C&I Curtailment-Turnkey-Auto-DR HVAC Control | Small General |  | Winter Morning | % of Load | 1 | 2030 | 65535
| High | Behavioral DR | C&I Curtailment-Turnkey-Auto-DR HVAC Control | Small General |  | Winter Morning | % of Load | 0 | 2030 | 65535
| High | Behavioral DR | C&I Curtailment-Turnkey-Standard Lighting Control | Small General |  | Winter Morning | % of Load | 1 | 2030 | 65535
| High | Behavioral DR | C&I Curtailment-Turnkey-Standard Lighting Control | Small General |  | Winter Morning | % of Load | 0 | 2030 | 65535
| High | Behavioral DR | C&I Curtailment-Turnkey-Advanced Lighting Control | Small General |  | Winter Morning | % of Load | 1 | 2030 | 65535
| High | Behavioral DR | C&I Curtailment-Turnkey-Advanced Lighting Control | Small General |  | Winter Morning | % of Load | 0 | 2030 | 65535
| High | Behavioral DR | C&I Curtailment-Turnkey-Water Heating Control | Small General |  | Winter Morning | % of Load | 1 | 2030 | 65535
| High | Behavioral DR | C&I Curtailment-Turnkey-Water Heating Control | Small General |  | Winter Morning | % of Load | 0 | 2030 | 65535
| High | Behavioral DR | C&I Curtailment-Turnkey-Other | Small General |  | Winter Morning | % of Load | 1 | 2030 | 65535
| High | Behavioral DR | C&I Curtailment-Turnkey-Other | Small General |  | Winter Morning | % of Load | 0 | 2030 | 65535
| High | Behavioral DR | Dynamic Pricing with enabling tech. | Small General |  | Winter Morning | % of Load | 1 | 2030 | 65535
| High | Behavioral DR | Dynamic Pricing with enabling tech. | Small General |  | Winter Morning | % of Load | 0 | 2030 | 65535
| High | Behavioral DR | DLC-Switch-Water Heating | Small General |  | Winter Evening | % of Load | 1 | 2030 | 65535
| High | Behavioral DR | DLC-Switch-Water Heating | Small General |  | Winter Evening | % of Load | 0 | 2030 | 65535
| High | Behavioral DR | DLC-BYOD-Water Heating | Small General |  | Winter Evening | % of Load | 1 | 2030 | 65535
| High | Behavioral DR | DLC-BYOD-Water Heating | Small General |  | Winter Evening | % of Load | 0 | 2030 | 65535
| High | Behavioral DR | DLC-Thermostat-DI-Central Heat Pump | Small General |  | Winter Evening | % of Load | 1 | 2030 | 65535
| High | Behavioral DR | DLC-Thermostat-DI-Central Heat Pump | Small General |  | Winter Evening | % of Load | 0 | 2030 | 65535
| High | Behavioral DR | DLC-Thermostat-BYOT-Central Heat Pump | Small General |  | Winter Evening | % of Load | 1 | 2030 | 65535
| High | Behavioral DR | DLC-Thermostat-BYOT-Central Heat Pump | Small General |  | Winter Evening | % of Load | 0 | 2030 | 65535
| High | Behavioral DR | DLC-Thermostat-HVAC | Small General |  | Winter Evening | % of Load | 1 | 2030 | 65535
| High | Behavioral DR | DLC-Thermostat-HVAC | Small General |  | Winter Evening | % of Load | 0 | 2030 | 65535
| High | Behavioral DR | DLC-Thermostat-DI-Baseboard Heating | Small General |  | Winter Evening | % of Load | 1 | 2030 | 65535
| High | Behavioral DR | DLC-Thermostat-DI-Baseboard Heating | Small General |  | Winter Evening | % of Load | 0 | 2030 | 65535
| High | Behavioral DR | DLC-Thermostat-BYOT-Baseboard Heating | Small General |  | Winter Evening | % of Load | 1 | 2030 | 65535
| High | Behavioral DR | DLC-Thermostat-BYOT-Baseboard Heating | Small General |  | Winter Evening | % of Load | 0 | 2030 | 65535
| High | Behavioral DR | DLC-Thermostat-DI-MSHP | Small General |  | Winter Evening | % of Load | 1 | 2030 | 65535
| High | Behavioral DR | DLC-Thermostat-DI-MSHP | Small General |  | Winter Evening | % of Load | 0 | 2030 | 65535
| High | Behavioral DR | DLC-Thermostat-BYOT-MSHP | Small General |  | Winter Evening | % of Load | 1 | 2030 | 65535
| High | Behavioral DR | DLC-Thermostat-BYOT-MSHP | Small General |  | Winter Evening | % of Load | 0 | 2030 | 65535
| High | Behavioral DR | C&I Curtailment-Turnkey-Manual HVAC Control | Small General |  | Winter Evening | % of Load | 1 | 2030 | 65535
| High | Behavioral DR | C&I Curtailment-Turnkey-Manual HVAC Control | Small General |  | Winter Evening | % of Load | 0 | 2030 | 65535
| High | Behavioral DR | C&I Curtailment-Turnkey-Auto-DR HVAC Control | Small General |  | Winter Evening | % of Load | 1 | 2030 | 65535
| High | Behavioral DR | C&I Curtailment-Turnkey-Auto-DR HVAC Control | Small General |  | Winter Evening | % of Load | 0 | 2030 | 65535
| High | Behavioral DR | C&I Curtailment-Turnkey-Standard Lighting Control | Small General |  | Winter Evening | % of Load | 1 | 2030 | 65535
| High | Behavioral DR | C&I Curtailment-Turnkey-Standard Lighting Control | Small General |  | Winter Evening | % of Load | 0 | 2030 | 65535
| High | Behavioral DR | C&I Curtailment-Turnkey-Advanced Lighting Control | Small General |  | Winter Evening | % of Load | 1 | 2030 | 65535
| High | Behavioral DR | C&I Curtailment-Turnkey-Advanced Lighting Control | Small General |  | Winter Evening | % of Load | 0 | 2030 | 65535
| High | Behavioral DR | C&I Curtailment-Turnkey-Water Heating Control | Small General |  | Winter Evening | % of Load | 1 | 2030 | 65535
| High | Behavioral DR | C&I Curtailment-Turnkey-Water Heating Control | Small General |  | Winter Evening | % of Load | 0 | 2030 | 65535
| High | Behavioral DR | C&I Curtailment-Turnkey-Other | Small General |  | Winter Evening | % of Load | 1 | 2030 | 65535
| High | Behavioral DR | C&I Curtailment-Turnkey-Other | Small General |  | Winter Evening | % of Load | 0 | 2030 | 65535
| High | Behavioral DR | Dynamic Pricing with enabling tech. | Small General |  | Winter Evening | % of Load | 1 | 2030 | 65535
| High | Behavioral DR | Dynamic Pricing with enabling tech. | Small General |  | Winter Evening | % of Load | 0 | 2030 | 65535
| High | Behavioral DR | DLC-Switch-Water Heating | General |  | Winter Morning | % of Load | 1 | 2030 | 65535
| High | Behavioral DR | DLC-Switch-Water Heating | General |  | Winter Morning | % of Load | 0 | 2030 | 65535
| High | Behavioral DR | DLC-BYOD-Water Heating | General |  | Winter Morning | % of Load | 1 | 2030 | 65535
| High | Behavioral DR | DLC-BYOD-Water Heating | General |  | Winter Morning | % of Load | 0 | 2030 | 65535
| High | Behavioral DR | DLC-Thermostat-DI-Central Heat Pump | General |  | Winter Morning | % of Load | 1 | 2030 | 65535
| High | Behavioral DR | DLC-Thermostat-DI-Central Heat Pump | General |  | Winter Morning | % of Load | 0 | 2030 | 65535
| High | Behavioral DR | DLC-Thermostat-BYOT-Central Heat Pump | General |  | Winter Morning | % of Load | 1 | 2030 | 65535
| High | Behavioral DR | DLC-Thermostat-BYOT-Central Heat Pump | General |  | Winter Morning | % of Load | 0 | 2030 | 65535
| High | Behavioral DR | DLC-Thermostat-HVAC | General |  | Winter Morning | % of Load | 1 | 2030 | 65535
| High | Behavioral DR | DLC-Thermostat-HVAC | General |  | Winter Morning | % of Load | 0 | 2030 | 65535
| High | Behavioral DR | DLC-Thermostat-DI-Baseboard Heating | General |  | Winter Morning | % of Load | 1 | 2030 | 65535
| High | Behavioral DR | DLC-Thermostat-DI-Baseboard Heating | General |  | Winter Morning | % of Load | 0 | 2030 | 65535
| High | Behavioral DR | DLC-Thermostat-BYOT-Baseboard Heating | General |  | Winter Morning | % of Load | 1 | 2030 | 65535
| High | Behavioral DR | DLC-Thermostat-BYOT-Baseboard Heating | General |  | Winter Morning | % of Load | 0 | 2030 | 65535
| High | Behavioral DR | DLC-Thermostat-DI-MSHP | General |  | Winter Morning | % of Load | 1 | 2030 | 65535
| High | Behavioral DR | DLC-Thermostat-DI-MSHP | General |  | Winter Morning | % of Load | 0 | 2030 | 65535
| High | Behavioral DR | DLC-Thermostat-BYOT-MSHP | General |  | Winter Morning | % of Load | 1 | 2030 | 65535
| High | Behavioral DR | DLC-Thermostat-BYOT-MSHP | General |  | Winter Morning | % of Load | 0 | 2030 | 65535
| High | Behavioral DR | C&I Curtailment-Turnkey-Manual HVAC Control | General |  | Winter Morning | % of Load | 1 | 2030 | 65535
| High | Behavioral DR | C&I Curtailment-Turnkey-Manual HVAC Control | General |  | Winter Morning | % of Load | 0 | 2030 | 65535
| High | Behavioral DR | C&I Curtailment-Turnkey-Auto-DR HVAC Control | General |  | Winter Morning | % of Load | 1 | 2030 | 65535
| High | Behavioral DR | C&I Curtailment-Turnkey-Auto-DR HVAC Control | General |  | Winter Morning | % of Load | 0 | 2030 | 65535
| High | Behavioral DR | C&I Curtailment-Turnkey-Standard Lighting Control | General |  | Winter Morning | % of Load | 1 | 2030 | 65535
| High | Behavioral DR | C&I Curtailment-Turnkey-Standard Lighting Control | General |  | Winter Morning | % of Load | 0 | 2030 | 65535
| High | Behavioral DR | C&I Curtailment-Turnkey-Advanced Lighting Control | General |  | Winter Morning | % of Load | 1 | 2030 | 65535
| High | Behavioral DR | C&I Curtailment-Turnkey-Advanced Lighting Control | General |  | Winter Morning | % of Load | 0 | 2030 | 65535
| High | Behavioral DR | C&I Curtailment-Turnkey-Water Heating Control | General |  | Winter Morning | % of Load | 1 | 2030 | 65535
| High | Behavioral DR | C&I Curtailment-Turnkey-Water Heating Control | General |  | Winter Morning | % of Load | 0 | 2030 | 65535
| High | Behavioral DR | C&I Curtailment-Turnkey-Other | General |  | Winter Morning | % of Load | 1 | 2030 | 65535
| High | Behavioral DR | C&I Curtailment-Turnkey-Other | General |  | Winter Morning | % of Load | 0 | 2030 | 65535
| High | Behavioral DR | DLC-Switch-Water Heating | General |  | Winter Evening | % of Load | 1 | 2030 | 65535
| High | Behavioral DR | DLC-Switch-Water Heating | General |  | Winter Evening | % of Load | 0 | 2030 | 65535
| High | Behavioral DR | DLC-BYOD-Water Heating | General |  | Winter Evening | % of Load | 1 | 2030 | 65535
| High | Behavioral DR | DLC-BYOD-Water Heating | General |  | Winter Evening | % of Load | 0 | 2030 | 65535
| High | Behavioral DR | DLC-Thermostat-DI-Central Heat Pump | General |  | Winter Evening | % of Load | 1 | 2030 | 65535
| High | Behavioral DR | DLC-Thermostat-DI-Central Heat Pump | General |  | Winter Evening | % of Load | 0 | 2030 | 65535
| High | Behavioral DR | DLC-Thermostat-BYOT-Central Heat Pump | General |  | Winter Evening | % of Load | 1 | 2030 | 65535
| High | Behavioral DR | DLC-Thermostat-BYOT-Central Heat Pump | General |  | Winter Evening | % of Load | 0 | 2030 | 65535
| High | Behavioral DR | DLC-Thermostat-HVAC | General |  | Winter Evening | % of Load | 1 | 2030 | 65535
| High | Behavioral DR | DLC-Thermostat-HVAC | General |  | Winter Evening | % of Load | 0 | 2030 | 65535
| High | Behavioral DR | DLC-Thermostat-DI-Baseboard Heating | General |  | Winter Evening | % of Load | 1 | 2030 | 65535
| High | Behavioral DR | DLC-Thermostat-DI-Baseboard Heating | General |  | Winter Evening | % of Load | 0 | 2030 | 65535
| High | Behavioral DR | DLC-Thermostat-BYOT-Baseboard Heating | General |  | Winter Evening | % of Load | 1 | 2030 | 65535
| High | Behavioral DR | DLC-Thermostat-BYOT-Baseboard Heating | General |  | Winter Evening | % of Load | 0 | 2030 | 65535
| High | Behavioral DR | DLC-Thermostat-DI-MSHP | General |  | Winter Evening | % of Load | 1 | 2030 | 65535
| High | Behavioral DR | DLC-Thermostat-DI-MSHP | General |  | Winter Evening | % of Load | 0 | 2030 | 65535
| High | Behavioral DR | DLC-Thermostat-BYOT-MSHP | General |  | Winter Evening | % of Load | 1 | 2030 | 65535
| High | Behavioral DR | DLC-Thermostat-BYOT-MSHP | General |  | Winter Evening | % of Load | 0 | 2030 | 65535
| High | Behavioral DR | C&I Curtailment-Turnkey-Manual HVAC Control | General |  | Winter Evening | % of Load | 1 | 2030 | 65535
| High | Behavioral DR | C&I Curtailment-Turnkey-Manual HVAC Control | General |  | Winter Evening | % of Load | 0 | 2030 | 65535
| High | Behavioral DR | C&I Curtailment-Turnkey-Auto-DR HVAC Control | General |  | Winter Evening | % of Load | 1 | 2030 | 65535
| High | Behavioral DR | C&I Curtailment-Turnkey-Auto-DR HVAC Control | General |  | Winter Evening | % of Load | 0 | 2030 | 65535
| High | Behavioral DR | C&I Curtailment-Turnkey-Standard Lighting Control | General |  | Winter Evening | % of Load | 1 | 2030 | 65535
| High | Behavioral DR | C&I Curtailment-Turnkey-Standard Lighting Control | General |  | Winter Evening | % of Load | 0 | 2030 | 65535
| High | Behavioral DR | C&I Curtailment-Turnkey-Advanced Lighting Control | General |  | Winter Evening | % of Load | 1 | 2030 | 65535
| High | Behavioral DR | C&I Curtailment-Turnkey-Advanced Lighting Control | General |  | Winter Evening | % of Load | 0 | 2030 | 65535
| High | Behavioral DR | C&I Curtailment-Turnkey-Water Heating Control | General |  | Winter Evening | % of Load | 1 | 2030 | 65535
| High | Behavioral DR | C&I Curtailment-Turnkey-Water Heating Control | General |  | Winter Evening | % of Load | 0 | 2030 | 65535
| High | Behavioral DR | C&I Curtailment-Turnkey-Other | General |  | Winter Evening | % of Load | 1 | 2030 | 65535
| High | Behavioral DR | C&I Curtailment-Turnkey-Other | General |  | Winter Evening | % of Load | 0 | 2030 | 65535
| High | Behavioral DR | DLC-Switch-Water Heating | Small Industrial |  | Winter Morning | % of Load | 1 | 2030 | 65535
| High | Behavioral DR | DLC-Switch-Water Heating | Small Industrial |  | Winter Morning | % of Load | 0 | 2030 | 65535
| High | Behavioral DR | DLC-BYOD-Water Heating | Small Industrial |  | Winter Morning | % of Load | 1 | 2030 | 65535
| High | Behavioral DR | DLC-BYOD-Water Heating | Small Industrial |  | Winter Morning | % of Load | 0 | 2030 | 65535
| High | Behavioral DR | DLC-Thermostat-DI-Central Heat Pump | Small Industrial |  | Winter Morning | % of Load | 1 | 2030 | 65535
| High | Behavioral DR | DLC-Thermostat-DI-Central Heat Pump | Small Industrial |  | Winter Morning | % of Load | 0 | 2030 | 65535
| High | Behavioral DR | DLC-Thermostat-BYOT-Central Heat Pump | Small Industrial |  | Winter Morning | % of Load | 1 | 2030 | 65535
| High | Behavioral DR | DLC-Thermostat-BYOT-Central Heat Pump | Small Industrial |  | Winter Morning | % of Load | 0 | 2030 | 65535
| High | Behavioral DR | DLC-Thermostat-HVAC | Small Industrial |  | Winter Morning | % of Load | 1 | 2030 | 65535
| High | Behavioral DR | DLC-Thermostat-HVAC | Small Industrial |  | Winter Morning | % of Load | 0 | 2030 | 65535
| High | Behavioral DR | DLC-Thermostat-DI-Baseboard Heating | Small Industrial |  | Winter Morning | % of Load | 1 | 2030 | 65535
| High | Behavioral DR | DLC-Thermostat-DI-Baseboard Heating | Small Industrial |  | Winter Morning | % of Load | 0 | 2030 | 65535
| High | Behavioral DR | DLC-Thermostat-BYOT-Baseboard Heating | Small Industrial |  | Winter Morning | % of Load | 1 | 2030 | 65535
| High | Behavioral DR | DLC-Thermostat-BYOT-Baseboard Heating | Small Industrial |  | Winter Morning | % of Load | 0 | 2030 | 65535
| High | Behavioral DR | DLC-Thermostat-DI-MSHP | Small Industrial |  | Winter Morning | % of Load | 1 | 2030 | 65535
| High | Behavioral DR | DLC-Thermostat-DI-MSHP | Small Industrial |  | Winter Morning | % of Load | 0 | 2030 | 65535
| High | Behavioral DR | DLC-Thermostat-BYOT-MSHP | Small Industrial |  | Winter Morning | % of Load | 1 | 2030 | 65535
| High | Behavioral DR | DLC-Thermostat-BYOT-MSHP | Small Industrial |  | Winter Morning | % of Load | 0 | 2030 | 65535
| High | Behavioral DR | C&I Curtailment-Turnkey-Manual HVAC Control | Small Industrial |  | Winter Morning | % of Load | 1 | 2030 | 65535
| High | Behavioral DR | C&I Curtailment-Turnkey-Manual HVAC Control | Small Industrial |  | Winter Morning | % of Load | 0 | 2030 | 65535
| High | Behavioral DR | C&I Curtailment-Turnkey-Auto-DR HVAC Control | Small Industrial |  | Winter Morning | % of Load | 1 | 2030 | 65535
| High | Behavioral DR | C&I Curtailment-Turnkey-Auto-DR HVAC Control | Small Industrial |  | Winter Morning | % of Load | 0 | 2030 | 65535
| High | Behavioral DR | C&I Curtailment-Turnkey-Standard Lighting Control | Small Industrial |  | Winter Morning | % of Load | 1 | 2030 | 65535
| High | Behavioral DR | C&I Curtailment-Turnkey-Standard Lighting Control | Small Industrial |  | Winter Morning | % of Load | 0 | 2030 | 65535
| High | Behavioral DR | C&I Curtailment-Turnkey-Advanced Lighting Control | Small Industrial |  | Winter Morning | % of Load | 1 | 2030 | 65535
| High | Behavioral DR | C&I Curtailment-Turnkey-Advanced Lighting Control | Small Industrial |  | Winter Morning | % of Load | 0 | 2030 | 65535
| High | Behavioral DR | C&I Curtailment-Turnkey-Water Heating Control | Small Industrial |  | Winter Morning | % of Load | 1 | 2030 | 65535
| High | Behavioral DR | C&I Curtailment-Turnkey-Water Heating Control | Small Industrial |  | Winter Morning | % of Load | 0 | 2030 | 65535
| High | Behavioral DR | C&I Curtailment-Turnkey-Other | Small Industrial |  | Winter Morning | % of Load | 1 | 2030 | 65535
| High | Behavioral DR | C&I Curtailment-Turnkey-Other | Small Industrial |  | Winter Morning | % of Load | 0 | 2030 | 65535
| High | Behavioral DR | C&I Curtailment-Turnkey-Industrial | Small Industrial |  | Winter Morning | % of Load | 1 | 2030 | 65535
| High | Behavioral DR | C&I Curtailment-Turnkey-Industrial | Small Industrial |  | Winter Morning | % of Load | 0 | 2030 | 65535
| High | Behavioral DR | DLC-Switch-Water Heating | Small Industrial |  | Winter Evening | % of Load | 1 | 2030 | 65535
| High | Behavioral DR | DLC-Switch-Water Heating | Small Industrial |  | Winter Evening | % of Load | 0 | 2030 | 65535
| High | Behavioral DR | DLC-BYOD-Water Heating | Small Industrial |  | Winter Evening | % of Load | 1 | 2030 | 65535
| High | Behavioral DR | DLC-BYOD-Water Heating | Small Industrial |  | Winter Evening | % of Load | 0 | 2030 | 65535
| High | Behavioral DR | DLC-Thermostat-DI-Central Heat Pump | Small Industrial |  | Winter Evening | % of Load | 1 | 2030 | 65535
| High | Behavioral DR | DLC-Thermostat-DI-Central Heat Pump | Small Industrial |  | Winter Evening | % of Load | 0 | 2030 | 65535
| High | Behavioral DR | DLC-Thermostat-BYOT-Central Heat Pump | Small Industrial |  | Winter Evening | % of Load | 1 | 2030 | 65535
| High | Behavioral DR | DLC-Thermostat-BYOT-Central Heat Pump | Small Industrial |  | Winter Evening | % of Load | 0 | 2030 | 65535
| High | Behavioral DR | DLC-Thermostat-HVAC | Small Industrial |  | Winter Evening | % of Load | 1 | 2030 | 65535
| High | Behavioral DR | DLC-Thermostat-HVAC | Small Industrial |  | Winter Evening | % of Load | 0 | 2030 | 65535
| High | Behavioral DR | DLC-Thermostat-DI-Baseboard Heating | Small Industrial |  | Winter Evening | % of Load | 1 | 2030 | 65535
| High | Behavioral DR | DLC-Thermostat-DI-Baseboard Heating | Small Industrial |  | Winter Evening | % of Load | 0 | 2030 | 65535
| High | Behavioral DR | DLC-Thermostat-BYOT-Baseboard Heating | Small Industrial |  | Winter Evening | % of Load | 1 | 2030 | 65535
| High | Behavioral DR | DLC-Thermostat-BYOT-Baseboard Heating | Small Industrial |  | Winter Evening | % of Load | 0 | 2030 | 65535
| High | Behavioral DR | DLC-Thermostat-DI-MSHP | Small Industrial |  | Winter Evening | % of Load | 1 | 2030 | 65535
| High | Behavioral DR | DLC-Thermostat-DI-MSHP | Small Industrial |  | Winter Evening | % of Load | 0 | 2030 | 65535
| High | Behavioral DR | DLC-Thermostat-BYOT-MSHP | Small Industrial |  | Winter Evening | % of Load | 1 | 2030 | 65535
| High | Behavioral DR | DLC-Thermostat-BYOT-MSHP | Small Industrial |  | Winter Evening | % of Load | 0 | 2030 | 65535
| High | Behavioral DR | C&I Curtailment-Turnkey-Manual HVAC Control | Small Industrial |  | Winter Evening | % of Load | 1 | 2030 | 65535
| High | Behavioral DR | C&I Curtailment-Turnkey-Manual HVAC Control | Small Industrial |  | Winter Evening | % of Load | 0 | 2030 | 65535
| High | Behavioral DR | C&I Curtailment-Turnkey-Auto-DR HVAC Control | Small Industrial |  | Winter Evening | % of Load | 1 | 2030 | 65535
| High | Behavioral DR | C&I Curtailment-Turnkey-Auto-DR HVAC Control | Small Industrial |  | Winter Evening | % of Load | 0 | 2030 | 65535
| High | Behavioral DR | C&I Curtailment-Turnkey-Standard Lighting Control | Small Industrial |  | Winter Evening | % of Load | 1 | 2030 | 65535
| High | Behavioral DR | C&I Curtailment-Turnkey-Standard Lighting Control | Small Industrial |  | Winter Evening | % of Load | 0 | 2030 | 65535
| High | Behavioral DR | C&I Curtailment-Turnkey-Advanced Lighting Control | Small Industrial |  | Winter Evening | % of Load | 1 | 2030 | 65535
| High | Behavioral DR | C&I Curtailment-Turnkey-Advanced Lighting Control | Small Industrial |  | Winter Evening | % of Load | 0 | 2030 | 65535
| High | Behavioral DR | C&I Curtailment-Turnkey-Water Heating Control | Small Industrial |  | Winter Evening | % of Load | 1 | 2030 | 65535
| High | Behavioral DR | C&I Curtailment-Turnkey-Water Heating Control | Small Industrial |  | Winter Evening | % of Load | 0 | 2030 | 65535
| High | Behavioral DR | C&I Curtailment-Turnkey-Other | Small Industrial |  | Winter Evening | % of Load | 1 | 2030 | 65535
| High | Behavioral DR | C&I Curtailment-Turnkey-Other | Small Industrial |  | Winter Evening | % of Load | 0 | 2030 | 65535
| High | Behavioral DR | C&I Curtailment-Turnkey-Industrial | Small Industrial |  | Winter Evening | % of Load | 1 | 2030 | 65535
| High | Behavioral DR | C&I Curtailment-Turnkey-Industrial | Small Industrial |  | Winter Evening | % of Load | 0 | 2030 | 65535
| High | Behavioral DR | DLC-Switch-Water Heating | Medium Industrial |  | Winter Morning | % of Load | 1 | 2030 | 65535
| High | Behavioral DR | DLC-Switch-Water Heating | Medium Industrial |  | Winter Morning | % of Load | 0 | 2030 | 65535
| High | Behavioral DR | DLC-BYOD-Water Heating | Medium Industrial |  | Winter Morning | % of Load | 1 | 2030 | 65535
| High | Behavioral DR | DLC-BYOD-Water Heating | Medium Industrial |  | Winter Morning | % of Load | 0 | 2030 | 65535
| High | Behavioral DR | DLC-Thermostat-DI-Central Heat Pump | Medium Industrial |  | Winter Morning | % of Load | 1 | 2030 | 65535
| High | Behavioral DR | DLC-Thermostat-DI-Central Heat Pump | Medium Industrial |  | Winter Morning | % of Load | 0 | 2030 | 65535
| High | Behavioral DR | DLC-Thermostat-BYOT-Central Heat Pump | Medium Industrial |  | Winter Morning | % of Load | 1 | 2030 | 65535
| High | Behavioral DR | DLC-Thermostat-BYOT-Central Heat Pump | Medium Industrial |  | Winter Morning | % of Load | 0 | 2030 | 65535
| High | Behavioral DR | DLC-Thermostat-HVAC | Medium Industrial |  | Winter Morning | % of Load | 1 | 2030 | 65535
| High | Behavioral DR | DLC-Thermostat-HVAC | Medium Industrial |  | Winter Morning | % of Load | 0 | 2030 | 65535
| High | Behavioral DR | DLC-Thermostat-DI-Baseboard Heating | Medium Industrial |  | Winter Morning | % of Load | 1 | 2030 | 65535
| High | Behavioral DR | DLC-Thermostat-DI-Baseboard Heating | Medium Industrial |  | Winter Morning | % of Load | 0 | 2030 | 65535
| High | Behavioral DR | DLC-Thermostat-BYOT-Baseboard Heating | Medium Industrial |  | Winter Morning | % of Load | 1 | 2030 | 65535
| High | Behavioral DR | DLC-Thermostat-BYOT-Baseboard Heating | Medium Industrial |  | Winter Morning | % of Load | 0 | 2030 | 65535
| High | Behavioral DR | DLC-Thermostat-DI-MSHP | Medium Industrial |  | Winter Morning | % of Load | 1 | 2030 | 65535
| High | Behavioral DR | DLC-Thermostat-DI-MSHP | Medium Industrial |  | Winter Morning | % of Load | 0 | 2030 | 65535
| High | Behavioral DR | DLC-Thermostat-BYOT-MSHP | Medium Industrial |  | Winter Morning | % of Load | 1 | 2030 | 65535
| High | Behavioral DR | DLC-Thermostat-BYOT-MSHP | Medium Industrial |  | Winter Morning | % of Load | 0 | 2030 | 65535
| High | Behavioral DR | C&I Curtailment-Turnkey-Manual HVAC Control | Medium Industrial |  | Winter Morning | % of Load | 1 | 2030 | 65535
| High | Behavioral DR | C&I Curtailment-Turnkey-Manual HVAC Control | Medium Industrial |  | Winter Morning | % of Load | 0 | 2030 | 65535
| High | Behavioral DR | C&I Curtailment-Turnkey-Auto-DR HVAC Control | Medium Industrial |  | Winter Morning | % of Load | 1 | 2030 | 65535
| High | Behavioral DR | C&I Curtailment-Turnkey-Auto-DR HVAC Control | Medium Industrial |  | Winter Morning | % of Load | 0 | 2030 | 65535
| High | Behavioral DR | C&I Curtailment-Turnkey-Standard Lighting Control | Medium Industrial |  | Winter Morning | % of Load | 1 | 2030 | 65535
| High | Behavioral DR | C&I Curtailment-Turnkey-Standard Lighting Control | Medium Industrial |  | Winter Morning | % of Load | 0 | 2030 | 65535
| High | Behavioral DR | C&I Curtailment-Turnkey-Advanced Lighting Control | Medium Industrial |  | Winter Morning | % of Load | 1 | 2030 | 65535
| High | Behavioral DR | C&I Curtailment-Turnkey-Advanced Lighting Control | Medium Industrial |  | Winter Morning | % of Load | 0 | 2030 | 65535
| High | Behavioral DR | C&I Curtailment-Turnkey-Water Heating Control | Medium Industrial |  | Winter Morning | % of Load | 1 | 2030 | 65535
| High | Behavioral DR | C&I Curtailment-Turnkey-Water Heating Control | Medium Industrial |  | Winter Morning | % of Load | 0 | 2030 | 65535
| High | Behavioral DR | C&I Curtailment-Turnkey-Other | Medium Industrial |  | Winter Morning | % of Load | 1 | 2030 | 65535
| High | Behavioral DR | C&I Curtailment-Turnkey-Other | Medium Industrial |  | Winter Morning | % of Load | 0 | 2030 | 65535
| High | Behavioral DR | DLC-Switch-Water Heating | Medium Industrial |  | Winter Evening | % of Load | 1 | 2030 | 65535
| High | Behavioral DR | DLC-Switch-Water Heating | Medium Industrial |  | Winter Evening | % of Load | 0 | 2030 | 65535
| High | Behavioral DR | DLC-BYOD-Water Heating | Medium Industrial |  | Winter Evening | % of Load | 1 | 2030 | 65535
| High | Behavioral DR | DLC-BYOD-Water Heating | Medium Industrial |  | Winter Evening | % of Load | 0 | 2030 | 65535
| High | Behavioral DR | DLC-Thermostat-DI-Central Heat Pump | Medium Industrial |  | Winter Evening | % of Load | 1 | 2030 | 65535
| High | Behavioral DR | DLC-Thermostat-DI-Central Heat Pump | Medium Industrial |  | Winter Evening | % of Load | 0 | 2030 | 65535
| High | Behavioral DR | DLC-Thermostat-BYOT-Central Heat Pump | Medium Industrial |  | Winter Evening | % of Load | 1 | 2030 | 65535
| High | Behavioral DR | DLC-Thermostat-BYOT-Central Heat Pump | Medium Industrial |  | Winter Evening | % of Load | 0 | 2030 | 65535
| High | Behavioral DR | DLC-Thermostat-HVAC | Medium Industrial |  | Winter Evening | % of Load | 1 | 2030 | 65535
| High | Behavioral DR | DLC-Thermostat-HVAC | Medium Industrial |  | Winter Evening | % of Load | 0 | 2030 | 65535
| High | Behavioral DR | DLC-Thermostat-DI-Baseboard Heating | Medium Industrial |  | Winter Evening | % of Load | 1 | 2030 | 65535
| High | Behavioral DR | DLC-Thermostat-DI-Baseboard Heating | Medium Industrial |  | Winter Evening | % of Load | 0 | 2030 | 65535
| High | Behavioral DR | DLC-Thermostat-BYOT-Baseboard Heating | Medium Industrial |  | Winter Evening | % of Load | 1 | 2030 | 65535
| High | Behavioral DR | DLC-Thermostat-BYOT-Baseboard Heating | Medium Industrial |  | Winter Evening | % of Load | 0 | 2030 | 65535
| High | Behavioral DR | DLC-Thermostat-DI-MSHP | Medium Industrial |  | Winter Evening | % of Load | 1 | 2030 | 65535
| High | Behavioral DR | DLC-Thermostat-DI-MSHP | Medium Industrial |  | Winter Evening | % of Load | 0 | 2030 | 65535
| High | Behavioral DR | DLC-Thermostat-BYOT-MSHP | Medium Industrial |  | Winter Evening | % of Load | 1 | 2030 | 65535
| High | Behavioral DR | DLC-Thermostat-BYOT-MSHP | Medium Industrial |  | Winter Evening | % of Load | 0 | 2030 | 65535
| High | Behavioral DR | C&I Curtailment-Turnkey-Manual HVAC Control | Medium Industrial |  | Winter Evening | % of Load | 1 | 2030 | 65535
| High | Behavioral DR | C&I Curtailment-Turnkey-Manual HVAC Control | Medium Industrial |  | Winter Evening | % of Load | 0 | 2030 | 65535
| High | Behavioral DR | C&I Curtailment-Turnkey-Auto-DR HVAC Control | Medium Industrial |  | Winter Evening | % of Load | 1 | 2030 | 65535
| High | Behavioral DR | C&I Curtailment-Turnkey-Auto-DR HVAC Control | Medium Industrial |  | Winter Evening | % of Load | 0 | 2030 | 65535
| High | Behavioral DR | C&I Curtailment-Turnkey-Standard Lighting Control | Medium Industrial |  | Winter Evening | % of Load | 1 | 2030 | 65535
| High | Behavioral DR | C&I Curtailment-Turnkey-Standard Lighting Control | Medium Industrial |  | Winter Evening | % of Load | 0 | 2030 | 65535
| High | Behavioral DR | C&I Curtailment-Turnkey-Advanced Lighting Control | Medium Industrial |  | Winter Evening | % of Load | 1 | 2030 | 65535
| High | Behavioral DR | C&I Curtailment-Turnkey-Advanced Lighting Control | Medium Industrial |  | Winter Evening | % of Load | 0 | 2030 | 65535
| High | Behavioral DR | C&I Curtailment-Turnkey-Water Heating Control | Medium Industrial |  | Winter Evening | % of Load | 1 | 2030 | 65535
| High | Behavioral DR | C&I Curtailment-Turnkey-Water Heating Control | Medium Industrial |  | Winter Evening | % of Load | 0 | 2030 | 65535
| High | Behavioral DR | C&I Curtailment-Turnkey-Other | Medium Industrial |  | Winter Evening | % of Load | 1 | 2030 | 65535
| High | Behavioral DR | C&I Curtailment-Turnkey-Other | Medium Industrial |  | Winter Evening | % of Load | 0 | 2030 | 65535
| High | Behavioral DR | Behavioral DR | Residential Charitable |  | Winter Morning | % of Load | 1 | 2030 | 65535
| High | Behavioral DR | Behavioral DR | Residential Charitable |  | Winter Morning | % of Load | 0 | 2030 | 65535
| High | Behavioral DR | Behavioral DR | Residential Charitable |  | Winter Evening | % of Load | 1 | 2030 | 65535
| High | Behavioral DR | Behavioral DR | Residential Charitable |  | Winter Evening | % of Load | 0 | 2030 | 65535
| High | Time-of-Use Rates (TOU) | DLC-Switch-Water Heating | Small General |  | Winter Morning | % of Load | 1 | 2030 | 65535
| High | Time-of-Use Rates (TOU) | DLC-Switch-Water Heating | Small General |  | Winter Morning | % of Load | 0 | 2030 | 65535
| High | Time-of-Use Rates (TOU) | DLC-BYOD-Water Heating | Small General |  | Winter Morning | % of Load | 1 | 2030 | 65535
| High | Time-of-Use Rates (TOU) | DLC-BYOD-Water Heating | Small General |  | Winter Morning | % of Load | 0 | 2030 | 65535
| High | Time-of-Use Rates (TOU) | DLC-Thermostat-DI-Central Heat Pump | Small General |  | Winter Morning | % of Load | 1 | 2030 | 65535
| High | Time-of-Use Rates (TOU) | DLC-Thermostat-DI-Central Heat Pump | Small General |  | Winter Morning | % of Load | 0 | 2030 | 65535
| High | Time-of-Use Rates (TOU) | DLC-Thermostat-BYOT-Central Heat Pump | Small General |  | Winter Morning | % of Load | 1 | 2030 | 65535
| High | Time-of-Use Rates (TOU) | DLC-Thermostat-BYOT-Central Heat Pump | Small General |  | Winter Morning | % of Load | 0 | 2030 | 65535
| High | Time-of-Use Rates (TOU) | DLC-Thermostat-HVAC | Small General |  | Winter Morning | % of Load | 1 | 2030 | 65535
| High | Time-of-Use Rates (TOU) | DLC-Thermostat-HVAC | Small General |  | Winter Morning | % of Load | 0 | 2030 | 65535
| High | Time-of-Use Rates (TOU) | DLC-Thermostat-DI-Baseboard Heating | Small General |  | Winter Morning | % of Load | 1 | 2030 | 65535
| High | Time-of-Use Rates (TOU) | DLC-Thermostat-DI-Baseboard Heating | Small General |  | Winter Morning | % of Load | 0 | 2030 | 65535
| High | Time-of-Use Rates (TOU) | DLC-Thermostat-BYOT-Baseboard Heating | Small General |  | Winter Morning | % of Load | 1 | 2030 | 65535
| High | Time-of-Use Rates (TOU) | DLC-Thermostat-BYOT-Baseboard Heating | Small General |  | Winter Morning | % of Load | 0 | 2030 | 65535
| High | Time-of-Use Rates (TOU) | DLC-Thermostat-DI-MSHP | Small General |  | Winter Morning | % of Load | 1 | 2030 | 65535
| High | Time-of-Use Rates (TOU) | DLC-Thermostat-DI-MSHP | Small General |  | Winter Morning | % of Load | 0 | 2030 | 65535
| High | Time-of-Use Rates (TOU) | DLC-Thermostat-BYOT-MSHP | Small General |  | Winter Morning | % of Load | 1 | 2030 | 65535
| High | Time-of-Use Rates (TOU) | DLC-Thermostat-BYOT-MSHP | Small General |  | Winter Morning | % of Load | 0 | 2030 | 65535
| High | Time-of-Use Rates (TOU) | C&I Curtailment-Turnkey-Manual HVAC Control | Small General |  | Winter Morning | % of Load | 1 | 2030 | 65535
| High | Time-of-Use Rates (TOU) | C&I Curtailment-Turnkey-Manual HVAC Control | Small General |  | Winter Morning | % of Load | 0 | 2030 | 65535
| High | Time-of-Use Rates (TOU) | C&I Curtailment-Turnkey-Auto-DR HVAC Control | Small General |  | Winter Morning | % of Load | 1 | 2030 | 65535
| High | Time-of-Use Rates (TOU) | C&I Curtailment-Turnkey-Auto-DR HVAC Control | Small General |  | Winter Morning | % of Load | 0 | 2030 | 65535
| High | Time-of-Use Rates (TOU) | C&I Curtailment-Turnkey-Standard Lighting Control | Small General |  | Winter Morning | % of Load | 1 | 2030 | 65535
| High | Time-of-Use Rates (TOU) | C&I Curtailment-Turnkey-Standard Lighting Control | Small General |  | Winter Morning | % of Load | 0 | 2030 | 65535
| High | Time-of-Use Rates (TOU) | C&I Curtailment-Turnkey-Advanced Lighting Control | Small General |  | Winter Morning | % of Load | 1 | 2030 | 65535
| High | Time-of-Use Rates (TOU) | C&I Curtailment-Turnkey-Advanced Lighting Control | Small General |  | Winter Morning | % of Load | 0 | 2030 | 65535
| High | Time-of-Use Rates (TOU) | C&I Curtailment-Turnkey-Water Heating Control | Small General |  | Winter Morning | % of Load | 1 | 2030 | 65535
| High | Time-of-Use Rates (TOU) | C&I Curtailment-Turnkey-Water Heating Control | Small General |  | Winter Morning | % of Load | 0 | 2030 | 65535
| High | Time-of-Use Rates (TOU) | C&I Curtailment-Turnkey-Other | Small General |  | Winter Morning | % of Load | 1 | 2030 | 65535
| High | Time-of-Use Rates (TOU) | C&I Curtailment-Turnkey-Other | Small General |  | Winter Morning | % of Load | 0 | 2030 | 65535
| High | Time-of-Use Rates (TOU) | Dynamic Pricing with enabling tech. | Small General |  | Winter Morning | % of Load | 1 | 2030 | 65535
| High | Time-of-Use Rates (TOU) | Dynamic Pricing with enabling tech. | Small General |  | Winter Morning | % of Load | 0 | 2030 | 65535
| High | Time-of-Use Rates (TOU) | Time-of-Use Rates (TOU) | Small General |  | Winter Morning | % of Load | 1 | 2030 | 65535
| High | Time-of-Use Rates (TOU) | Time-of-Use Rates (TOU) | Small General |  | Winter Morning | % of Load | 0 | 2030 | 65535
| High | Time-of-Use Rates (TOU) | DLC-Switch-Water Heating | Small General |  | Winter Evening | % of Load | 1 | 2030 | 65535
| High | Time-of-Use Rates (TOU) | DLC-Switch-Water Heating | Small General |  | Winter Evening | % of Load | 0 | 2030 | 65535
| High | Time-of-Use Rates (TOU) | DLC-BYOD-Water Heating | Small General |  | Winter Evening | % of Load | 1 | 2030 | 65535
| High | Time-of-Use Rates (TOU) | DLC-BYOD-Water Heating | Small General |  | Winter Evening | % of Load | 0 | 2030 | 65535
| High | Time-of-Use Rates (TOU) | DLC-Thermostat-DI-Central Heat Pump | Small General |  | Winter Evening | % of Load | 1 | 2030 | 65535
| High | Time-of-Use Rates (TOU) | DLC-Thermostat-DI-Central Heat Pump | Small General |  | Winter Evening | % of Load | 0 | 2030 | 65535
| High | Time-of-Use Rates (TOU) | DLC-Thermostat-BYOT-Central Heat Pump | Small General |  | Winter Evening | % of Load | 1 | 2030 | 65535
| High | Time-of-Use Rates (TOU) | DLC-Thermostat-BYOT-Central Heat Pump | Small General |  | Winter Evening | % of Load | 0 | 2030 | 65535
| High | Time-of-Use Rates (TOU) | DLC-Thermostat-HVAC | Small General |  | Winter Evening | % of Load | 1 | 2030 | 65535
| High | Time-of-Use Rates (TOU) | DLC-Thermostat-HVAC | Small General |  | Winter Evening | % of Load | 0 | 2030 | 65535
| High | Time-of-Use Rates (TOU) | DLC-Thermostat-DI-Baseboard Heating | Small General |  | Winter Evening | % of Load | 1 | 2030 | 65535
| High | Time-of-Use Rates (TOU) | DLC-Thermostat-DI-Baseboard Heating | Small General |  | Winter Evening | % of Load | 0 | 2030 | 65535
| High | Time-of-Use Rates (TOU) | DLC-Thermostat-BYOT-Baseboard Heating | Small General |  | Winter Evening | % of Load | 1 | 2030 | 65535
| High | Time-of-Use Rates (TOU) | DLC-Thermostat-BYOT-Baseboard Heating | Small General |  | Winter Evening | % of Load | 0 | 2030 | 65535
| High | Time-of-Use Rates (TOU) | DLC-Thermostat-DI-MSHP | Small General |  | Winter Evening | % of Load | 1 | 2030 | 65535
| High | Time-of-Use Rates (TOU) | DLC-Thermostat-DI-MSHP | Small General |  | Winter Evening | % of Load | 0 | 2030 | 65535
| High | Time-of-Use Rates (TOU) | DLC-Thermostat-BYOT-MSHP | Small General |  | Winter Evening | % of Load | 1 | 2030 | 65535
| High | Time-of-Use Rates (TOU) | DLC-Thermostat-BYOT-MSHP | Small General |  | Winter Evening | % of Load | 0 | 2030 | 65535
| High | Time-of-Use Rates (TOU) | C&I Curtailment-Turnkey-Manual HVAC Control | Small General |  | Winter Evening | % of Load | 1 | 2030 | 65535
| High | Time-of-Use Rates (TOU) | C&I Curtailment-Turnkey-Manual HVAC Control | Small General |  | Winter Evening | % of Load | 0 | 2030 | 65535
| High | Time-of-Use Rates (TOU) | C&I Curtailment-Turnkey-Auto-DR HVAC Control | Small General |  | Winter Evening | % of Load | 1 | 2030 | 65535
| High | Time-of-Use Rates (TOU) | C&I Curtailment-Turnkey-Auto-DR HVAC Control | Small General |  | Winter Evening | % of Load | 0 | 2030 | 65535
| High | Time-of-Use Rates (TOU) | C&I Curtailment-Turnkey-Standard Lighting Control | Small General |  | Winter Evening | % of Load | 1 | 2030 | 65535
| High | Time-of-Use Rates (TOU) | C&I Curtailment-Turnkey-Standard Lighting Control | Small General |  | Winter Evening | % of Load | 0 | 2030 | 65535
| High | Time-of-Use Rates (TOU) | C&I Curtailment-Turnkey-Advanced Lighting Control | Small General |  | Winter Evening | % of Load | 1 | 2030 | 65535
| High | Time-of-Use Rates (TOU) | C&I Curtailment-Turnkey-Advanced Lighting Control | Small General |  | Winter Evening | % of Load | 0 | 2030 | 65535
| High | Time-of-Use Rates (TOU) | C&I Curtailment-Turnkey-Water Heating Control | Small General |  | Winter Evening | % of Load | 1 | 2030 | 65535
| High | Time-of-Use Rates (TOU) | C&I Curtailment-Turnkey-Water Heating Control | Small General |  | Winter Evening | % of Load | 0 | 2030 | 65535
| High | Time-of-Use Rates (TOU) | C&I Curtailment-Turnkey-Other | Small General |  | Winter Evening | % of Load | 1 | 2030 | 65535
| High | Time-of-Use Rates (TOU) | C&I Curtailment-Turnkey-Other | Small General |  | Winter Evening | % of Load | 0 | 2030 | 65535
| High | Time-of-Use Rates (TOU) | Dynamic Pricing with enabling tech. | Small General |  | Winter Evening | % of Load | 1 | 2030 | 65535
| High | Time-of-Use Rates (TOU) | Dynamic Pricing with enabling tech. | Small General |  | Winter Evening | % of Load | 0 | 2030 | 65535
| High | Time-of-Use Rates (TOU) | Time-of-Use Rates (TOU) | Small General |  | Winter Evening | % of Load | 1 | 2030 | 65535
| High | Time-of-Use Rates (TOU) | Time-of-Use Rates (TOU) | Small General |  | Winter Evening | % of Load | 0 | 2030 | 65535
| High | Time-of-Use Rates (TOU) | DLC-Switch-Water Heating | General |  | Winter Morning | % of Load | 1 | 2030 | 65535
| High | Time-of-Use Rates (TOU) | DLC-Switch-Water Heating | General |  | Winter Morning | % of Load | 0 | 2030 | 65535
| High | Time-of-Use Rates (TOU) | DLC-BYOD-Water Heating | General |  | Winter Morning | % of Load | 1 | 2030 | 65535
| High | Time-of-Use Rates (TOU) | DLC-BYOD-Water Heating | General |  | Winter Morning | % of Load | 0 | 2030 | 65535
| High | Time-of-Use Rates (TOU) | DLC-Thermostat-DI-Central Heat Pump | General |  | Winter Morning | % of Load | 1 | 2030 | 65535
| High | Time-of-Use Rates (TOU) | DLC-Thermostat-DI-Central Heat Pump | General |  | Winter Morning | % of Load | 0 | 2030 | 65535
| High | Time-of-Use Rates (TOU) | DLC-Thermostat-BYOT-Central Heat Pump | General |  | Winter Morning | % of Load | 1 | 2030 | 65535
| High | Time-of-Use Rates (TOU) | DLC-Thermostat-BYOT-Central Heat Pump | General |  | Winter Morning | % of Load | 0 | 2030 | 65535
| High | Time-of-Use Rates (TOU) | DLC-Thermostat-HVAC | General |  | Winter Morning | % of Load | 1 | 2030 | 65535
| High | Time-of-Use Rates (TOU) | DLC-Thermostat-HVAC | General |  | Winter Morning | % of Load | 0 | 2030 | 65535
| High | Time-of-Use Rates (TOU) | DLC-Thermostat-DI-Baseboard Heating | General |  | Winter Morning | % of Load | 1 | 2030 | 65535
| High | Time-of-Use Rates (TOU) | DLC-Thermostat-DI-Baseboard Heating | General |  | Winter Morning | % of Load | 0 | 2030 | 65535
| High | Time-of-Use Rates (TOU) | DLC-Thermostat-BYOT-Baseboard Heating | General |  | Winter Morning | % of Load | 1 | 2030 | 65535
| High | Time-of-Use Rates (TOU) | DLC-Thermostat-BYOT-Baseboard Heating | General |  | Winter Morning | % of Load | 0 | 2030 | 65535
| High | Time-of-Use Rates (TOU) | DLC-Thermostat-DI-MSHP | General |  | Winter Morning | % of Load | 1 | 2030 | 65535
| High | Time-of-Use Rates (TOU) | DLC-Thermostat-DI-MSHP | General |  | Winter Morning | % of Load | 0 | 2030 | 65535
| High | Time-of-Use Rates (TOU) | DLC-Thermostat-BYOT-MSHP | General |  | Winter Morning | % of Load | 1 | 2030 | 65535
| High | Time-of-Use Rates (TOU) | DLC-Thermostat-BYOT-MSHP | General |  | Winter Morning | % of Load | 0 | 2030 | 65535
| High | Time-of-Use Rates (TOU) | C&I Curtailment-Turnkey-Manual HVAC Control | General |  | Winter Morning | % of Load | 1 | 2030 | 65535
| High | Time-of-Use Rates (TOU) | C&I Curtailment-Turnkey-Manual HVAC Control | General |  | Winter Morning | % of Load | 0 | 2030 | 65535
| High | Time-of-Use Rates (TOU) | C&I Curtailment-Turnkey-Auto-DR HVAC Control | General |  | Winter Morning | % of Load | 1 | 2030 | 65535
| High | Time-of-Use Rates (TOU) | C&I Curtailment-Turnkey-Auto-DR HVAC Control | General |  | Winter Morning | % of Load | 0 | 2030 | 65535
| High | Time-of-Use Rates (TOU) | C&I Curtailment-Turnkey-Standard Lighting Control | General |  | Winter Morning | % of Load | 1 | 2030 | 65535
| High | Time-of-Use Rates (TOU) | C&I Curtailment-Turnkey-Standard Lighting Control | General |  | Winter Morning | % of Load | 0 | 2030 | 65535
| High | Time-of-Use Rates (TOU) | C&I Curtailment-Turnkey-Advanced Lighting Control | General |  | Winter Morning | % of Load | 1 | 2030 | 65535
| High | Time-of-Use Rates (TOU) | C&I Curtailment-Turnkey-Advanced Lighting Control | General |  | Winter Morning | % of Load | 0 | 2030 | 65535
| High | Time-of-Use Rates (TOU) | C&I Curtailment-Turnkey-Water Heating Control | General |  | Winter Morning | % of Load | 1 | 2030 | 65535
| High | Time-of-Use Rates (TOU) | C&I Curtailment-Turnkey-Water Heating Control | General |  | Winter Morning | % of Load | 0 | 2030 | 65535
| High | Time-of-Use Rates (TOU) | C&I Curtailment-Turnkey-Other | General |  | Winter Morning | % of Load | 1 | 2030 | 65535
| High | Time-of-Use Rates (TOU) | C&I Curtailment-Turnkey-Other | General |  | Winter Morning | % of Load | 0 | 2030 | 65535
| High | Time-of-Use Rates (TOU) | Time-of-Use Rates (TOU) | General |  | Winter Morning | % of Load | 1 | 2030 | 65535
| High | Time-of-Use Rates (TOU) | Time-of-Use Rates (TOU) | General |  | Winter Morning | % of Load | 0 | 2030 | 65535
| High | Time-of-Use Rates (TOU) | DLC-Switch-Water Heating | General |  | Winter Evening | % of Load | 1 | 2030 | 65535
| High | Time-of-Use Rates (TOU) | DLC-Switch-Water Heating | General |  | Winter Evening | % of Load | 0 | 2030 | 65535
| High | Time-of-Use Rates (TOU) | DLC-BYOD-Water Heating | General |  | Winter Evening | % of Load | 1 | 2030 | 65535
| High | Time-of-Use Rates (TOU) | DLC-BYOD-Water Heating | General |  | Winter Evening | % of Load | 0 | 2030 | 65535
| High | Time-of-Use Rates (TOU) | DLC-Thermostat-DI-Central Heat Pump | General |  | Winter Evening | % of Load | 1 | 2030 | 65535
| High | Time-of-Use Rates (TOU) | DLC-Thermostat-DI-Central Heat Pump | General |  | Winter Evening | % of Load | 0 | 2030 | 65535
| High | Time-of-Use Rates (TOU) | DLC-Thermostat-BYOT-Central Heat Pump | General |  | Winter Evening | % of Load | 1 | 2030 | 65535
| High | Time-of-Use Rates (TOU) | DLC-Thermostat-BYOT-Central Heat Pump | General |  | Winter Evening | % of Load | 0 | 2030 | 65535
| High | Time-of-Use Rates (TOU) | DLC-Thermostat-HVAC | General |  | Winter Evening | % of Load | 1 | 2030 | 65535
| High | Time-of-Use Rates (TOU) | DLC-Thermostat-HVAC | General |  | Winter Evening | % of Load | 0 | 2030 | 65535
| High | Time-of-Use Rates (TOU) | DLC-Thermostat-DI-Baseboard Heating | General |  | Winter Evening | % of Load | 1 | 2030 | 65535
| High | Time-of-Use Rates (TOU) | DLC-Thermostat-DI-Baseboard Heating | General |  | Winter Evening | % of Load | 0 | 2030 | 65535
| High | Time-of-Use Rates (TOU) | DLC-Thermostat-BYOT-Baseboard Heating | General |  | Winter Evening | % of Load | 1 | 2030 | 65535
| High | Time-of-Use Rates (TOU) | DLC-Thermostat-BYOT-Baseboard Heating | General |  | Winter Evening | % of Load | 0 | 2030 | 65535
| High | Time-of-Use Rates (TOU) | DLC-Thermostat-DI-MSHP | General |  | Winter Evening | % of Load | 1 | 2030 | 65535
| High | Time-of-Use Rates (TOU) | DLC-Thermostat-DI-MSHP | General |  | Winter Evening | % of Load | 0 | 2030 | 65535
| High | Time-of-Use Rates (TOU) | DLC-Thermostat-BYOT-MSHP | General |  | Winter Evening | % of Load | 1 | 2030 | 65535
| High | Time-of-Use Rates (TOU) | DLC-Thermostat-BYOT-MSHP | General |  | Winter Evening | % of Load | 0 | 2030 | 65535
| High | Time-of-Use Rates (TOU) | C&I Curtailment-Turnkey-Manual HVAC Control | General |  | Winter Evening | % of Load | 1 | 2030 | 65535
| High | Time-of-Use Rates (TOU) | C&I Curtailment-Turnkey-Manual HVAC Control | General |  | Winter Evening | % of Load | 0 | 2030 | 65535
| High | Time-of-Use Rates (TOU) | C&I Curtailment-Turnkey-Auto-DR HVAC Control | General |  | Winter Evening | % of Load | 1 | 2030 | 65535
| High | Time-of-Use Rates (TOU) | C&I Curtailment-Turnkey-Auto-DR HVAC Control | General |  | Winter Evening | % of Load | 0 | 2030 | 65535
| High | Time-of-Use Rates (TOU) | C&I Curtailment-Turnkey-Standard Lighting Control | General |  | Winter Evening | % of Load | 1 | 2030 | 65535
| High | Time-of-Use Rates (TOU) | C&I Curtailment-Turnkey-Standard Lighting Control | General |  | Winter Evening | % of Load | 0 | 2030 | 65535
| High | Time-of-Use Rates (TOU) | C&I Curtailment-Turnkey-Advanced Lighting Control | General |  | Winter Evening | % of Load | 1 | 2030 | 65535
| High | Time-of-Use Rates (TOU) | C&I Curtailment-Turnkey-Advanced Lighting Control | General |  | Winter Evening | % of Load | 0 | 2030 | 65535
| High | Time-of-Use Rates (TOU) | C&I Curtailment-Turnkey-Water Heating Control | General |  | Winter Evening | % of Load | 1 | 2030 | 65535
| High | Time-of-Use Rates (TOU) | C&I Curtailment-Turnkey-Water Heating Control | General |  | Winter Evening | % of Load | 0 | 2030 | 65535
| High | Time-of-Use Rates (TOU) | C&I Curtailment-Turnkey-Other | General |  | Winter Evening | % of Load | 1 | 2030 | 65535
| High | Time-of-Use Rates (TOU) | C&I Curtailment-Turnkey-Other | General |  | Winter Evening | % of Load | 0 | 2030 | 65535
| High | Time-of-Use Rates (TOU) | Time-of-Use Rates (TOU) | General |  | Winter Evening | % of Load | 1 | 2030 | 65535
| High | Time-of-Use Rates (TOU) | Time-of-Use Rates (TOU) | General |  | Winter Evening | % of Load | 0 | 2030 | 65535
| High | Time-of-Use Rates (TOU) | DLC-Switch-Water Heating | Small Industrial |  | Winter Morning | % of Load | 1 | 2030 | 65535
| High | Time-of-Use Rates (TOU) | DLC-Switch-Water Heating | Small Industrial |  | Winter Morning | % of Load | 0 | 2030 | 65535
| High | Time-of-Use Rates (TOU) | DLC-BYOD-Water Heating | Small Industrial |  | Winter Morning | % of Load | 1 | 2030 | 65535
| High | Time-of-Use Rates (TOU) | DLC-BYOD-Water Heating | Small Industrial |  | Winter Morning | % of Load | 0 | 2030 | 65535
| High | Time-of-Use Rates (TOU) | DLC-Thermostat-DI-Central Heat Pump | Small Industrial |  | Winter Morning | % of Load | 1 | 2030 | 65535
| High | Time-of-Use Rates (TOU) | DLC-Thermostat-DI-Central Heat Pump | Small Industrial |  | Winter Morning | % of Load | 0 | 2030 | 65535
| High | Time-of-Use Rates (TOU) | DLC-Thermostat-BYOT-Central Heat Pump | Small Industrial |  | Winter Morning | % of Load | 1 | 2030 | 65535
| High | Time-of-Use Rates (TOU) | DLC-Thermostat-BYOT-Central Heat Pump | Small Industrial |  | Winter Morning | % of Load | 0 | 2030 | 65535
| High | Time-of-Use Rates (TOU) | DLC-Thermostat-HVAC | Small Industrial |  | Winter Morning | % of Load | 1 | 2030 | 65535
| High | Time-of-Use Rates (TOU) | DLC-Thermostat-HVAC | Small Industrial |  | Winter Morning | % of Load | 0 | 2030 | 65535
| High | Time-of-Use Rates (TOU) | DLC-Thermostat-DI-Baseboard Heating | Small Industrial |  | Winter Morning | % of Load | 1 | 2030 | 65535
| High | Time-of-Use Rates (TOU) | DLC-Thermostat-DI-Baseboard Heating | Small Industrial |  | Winter Morning | % of Load | 0 | 2030 | 65535
| High | Time-of-Use Rates (TOU) | DLC-Thermostat-BYOT-Baseboard Heating | Small Industrial |  | Winter Morning | % of Load | 1 | 2030 | 65535
| High | Time-of-Use Rates (TOU) | DLC-Thermostat-BYOT-Baseboard Heating | Small Industrial |  | Winter Morning | % of Load | 0 | 2030 | 65535
| High | Time-of-Use Rates (TOU) | DLC-Thermostat-DI-MSHP | Small Industrial |  | Winter Morning | % of Load | 1 | 2030 | 65535
| High | Time-of-Use Rates (TOU) | DLC-Thermostat-DI-MSHP | Small Industrial |  | Winter Morning | % of Load | 0 | 2030 | 65535
| High | Time-of-Use Rates (TOU) | DLC-Thermostat-BYOT-MSHP | Small Industrial |  | Winter Morning | % of Load | 1 | 2030 | 65535
| High | Time-of-Use Rates (TOU) | DLC-Thermostat-BYOT-MSHP | Small Industrial |  | Winter Morning | % of Load | 0 | 2030 | 65535
| High | Time-of-Use Rates (TOU) | C&I Curtailment-Turnkey-Manual HVAC Control | Small Industrial |  | Winter Morning | % of Load | 1 | 2030 | 65535
| High | Time-of-Use Rates (TOU) | C&I Curtailment-Turnkey-Manual HVAC Control | Small Industrial |  | Winter Morning | % of Load | 0 | 2030 | 65535
| High | Time-of-Use Rates (TOU) | C&I Curtailment-Turnkey-Auto-DR HVAC Control | Small Industrial |  | Winter Morning | % of Load | 1 | 2030 | 65535
| High | Time-of-Use Rates (TOU) | C&I Curtailment-Turnkey-Auto-DR HVAC Control | Small Industrial |  | Winter Morning | % of Load | 0 | 2030 | 65535
| High | Time-of-Use Rates (TOU) | C&I Curtailment-Turnkey-Standard Lighting Control | Small Industrial |  | Winter Morning | % of Load | 1 | 2030 | 65535
| High | Time-of-Use Rates (TOU) | C&I Curtailment-Turnkey-Standard Lighting Control | Small Industrial |  | Winter Morning | % of Load | 0 | 2030 | 65535
| High | Time-of-Use Rates (TOU) | C&I Curtailment-Turnkey-Advanced Lighting Control | Small Industrial |  | Winter Morning | % of Load | 1 | 2030 | 65535
| High | Time-of-Use Rates (TOU) | C&I Curtailment-Turnkey-Advanced Lighting Control | Small Industrial |  | Winter Morning | % of Load | 0 | 2030 | 65535
| High | Time-of-Use Rates (TOU) | C&I Curtailment-Turnkey-Water Heating Control | Small Industrial |  | Winter Morning | % of Load | 1 | 2030 | 65535
| High | Time-of-Use Rates (TOU) | C&I Curtailment-Turnkey-Water Heating Control | Small Industrial |  | Winter Morning | % of Load | 0 | 2030 | 65535
| High | Time-of-Use Rates (TOU) | C&I Curtailment-Turnkey-Other | Small Industrial |  | Winter Morning | % of Load | 1 | 2030 | 65535
| High | Time-of-Use Rates (TOU) | C&I Curtailment-Turnkey-Other | Small Industrial |  | Winter Morning | % of Load | 0 | 2030 | 65535
| High | Time-of-Use Rates (TOU) | C&I Curtailment-Turnkey-Industrial | Small Industrial |  | Winter Morning | % of Load | 1 | 2030 | 65535
| High | Time-of-Use Rates (TOU) | C&I Curtailment-Turnkey-Industrial | Small Industrial |  | Winter Morning | % of Load | 0 | 2030 | 65535
| High | Time-of-Use Rates (TOU) | Time-of-Use Rates (TOU) | Small Industrial |  | Winter Morning | % of Load | 1 | 2030 | 65535
| High | Time-of-Use Rates (TOU) | Time-of-Use Rates (TOU) | Small Industrial |  | Winter Morning | % of Load | 0 | 2030 | 65535
| High | Time-of-Use Rates (TOU) | DLC-Switch-Water Heating | Small Industrial |  | Winter Evening | % of Load | 1 | 2030 | 65535
| High | Time-of-Use Rates (TOU) | DLC-Switch-Water Heating | Small Industrial |  | Winter Evening | % of Load | 0 | 2030 | 65535
| High | Time-of-Use Rates (TOU) | DLC-BYOD-Water Heating | Small Industrial |  | Winter Evening | % of Load | 1 | 2030 | 65535
| High | Time-of-Use Rates (TOU) | DLC-BYOD-Water Heating | Small Industrial |  | Winter Evening | % of Load | 0 | 2030 | 65535
| High | Time-of-Use Rates (TOU) | DLC-Thermostat-DI-Central Heat Pump | Small Industrial |  | Winter Evening | % of Load | 1 | 2030 | 65535
| High | Time-of-Use Rates (TOU) | DLC-Thermostat-DI-Central Heat Pump | Small Industrial |  | Winter Evening | % of Load | 0 | 2030 | 65535
| High | Time-of-Use Rates (TOU) | DLC-Thermostat-BYOT-Central Heat Pump | Small Industrial |  | Winter Evening | % of Load | 1 | 2030 | 65535
| High | Time-of-Use Rates (TOU) | DLC-Thermostat-BYOT-Central Heat Pump | Small Industrial |  | Winter Evening | % of Load | 0 | 2030 | 65535
| High | Time-of-Use Rates (TOU) | DLC-Thermostat-HVAC | Small Industrial |  | Winter Evening | % of Load | 1 | 2030 | 65535
| High | Time-of-Use Rates (TOU) | DLC-Thermostat-HVAC | Small Industrial |  | Winter Evening | % of Load | 0 | 2030 | 65535
| High | Time-of-Use Rates (TOU) | DLC-Thermostat-DI-Baseboard Heating | Small Industrial |  | Winter Evening | % of Load | 1 | 2030 | 65535
| High | Time-of-Use Rates (TOU) | DLC-Thermostat-DI-Baseboard Heating | Small Industrial |  | Winter Evening | % of Load | 0 | 2030 | 65535
| High | Time-of-Use Rates (TOU) | DLC-Thermostat-BYOT-Baseboard Heating | Small Industrial |  | Winter Evening | % of Load | 1 | 2030 | 65535
| High | Time-of-Use Rates (TOU) | DLC-Thermostat-BYOT-Baseboard Heating | Small Industrial |  | Winter Evening | % of Load | 0 | 2030 | 65535
| High | Time-of-Use Rates (TOU) | DLC-Thermostat-DI-MSHP | Small Industrial |  | Winter Evening | % of Load | 1 | 2030 | 65535
| High | Time-of-Use Rates (TOU) | DLC-Thermostat-DI-MSHP | Small Industrial |  | Winter Evening | % of Load | 0 | 2030 | 65535
| High | Time-of-Use Rates (TOU) | DLC-Thermostat-BYOT-MSHP | Small Industrial |  | Winter Evening | % of Load | 1 | 2030 | 65535
| High | Time-of-Use Rates (TOU) | DLC-Thermostat-BYOT-MSHP | Small Industrial |  | Winter Evening | % of Load | 0 | 2030 | 65535
| High | Time-of-Use Rates (TOU) | C&I Curtailment-Turnkey-Manual HVAC Control | Small Industrial |  | Winter Evening | % of Load | 1 | 2030 | 65535
| High | Time-of-Use Rates (TOU) | C&I Curtailment-Turnkey-Manual HVAC Control | Small Industrial |  | Winter Evening | % of Load | 0 | 2030 | 65535
| High | Time-of-Use Rates (TOU) | C&I Curtailment-Turnkey-Auto-DR HVAC Control | Small Industrial |  | Winter Evening | % of Load | 1 | 2030 | 65535
| High | Time-of-Use Rates (TOU) | C&I Curtailment-Turnkey-Auto-DR HVAC Control | Small Industrial |  | Winter Evening | % of Load | 0 | 2030 | 65535
| High | Time-of-Use Rates (TOU) | C&I Curtailment-Turnkey-Standard Lighting Control | Small Industrial |  | Winter Evening | % of Load | 1 | 2030 | 65535
| High | Time-of-Use Rates (TOU) | C&I Curtailment-Turnkey-Standard Lighting Control | Small Industrial |  | Winter Evening | % of Load | 0 | 2030 | 65535
| High | Time-of-Use Rates (TOU) | C&I Curtailment-Turnkey-Advanced Lighting Control | Small Industrial |  | Winter Evening | % of Load | 1 | 2030 | 65535
| High | Time-of-Use Rates (TOU) | C&I Curtailment-Turnkey-Advanced Lighting Control | Small Industrial |  | Winter Evening | % of Load | 0 | 2030 | 65535
| High | Time-of-Use Rates (TOU) | C&I Curtailment-Turnkey-Water Heating Control | Small Industrial |  | Winter Evening | % of Load | 1 | 2030 | 65535
| High | Time-of-Use Rates (TOU) | C&I Curtailment-Turnkey-Water Heating Control | Small Industrial |  | Winter Evening | % of Load | 0 | 2030 | 65535
| High | Time-of-Use Rates (TOU) | C&I Curtailment-Turnkey-Other | Small Industrial |  | Winter Evening | % of Load | 1 | 2030 | 65535
| High | Time-of-Use Rates (TOU) | C&I Curtailment-Turnkey-Other | Small Industrial |  | Winter Evening | % of Load | 0 | 2030 | 65535
| High | Time-of-Use Rates (TOU) | C&I Curtailment-Turnkey-Industrial | Small Industrial |  | Winter Evening | % of Load | 1 | 2030 | 65535
| High | Time-of-Use Rates (TOU) | C&I Curtailment-Turnkey-Industrial | Small Industrial |  | Winter Evening | % of Load | 0 | 2030 | 65535
| High | Time-of-Use Rates (TOU) | Time-of-Use Rates (TOU) | Small Industrial |  | Winter Evening | % of Load | 1 | 2030 | 65535
| High | Time-of-Use Rates (TOU) | Time-of-Use Rates (TOU) | Small Industrial |  | Winter Evening | % of Load | 0 | 2030 | 65535
| High | Time-of-Use Rates (TOU) | DLC-Switch-Water Heating | Medium Industrial |  | Winter Morning | % of Load | 1 | 2030 | 65535
| High | Time-of-Use Rates (TOU) | DLC-Switch-Water Heating | Medium Industrial |  | Winter Morning | % of Load | 0 | 2030 | 65535
| High | Time-of-Use Rates (TOU) | DLC-BYOD-Water Heating | Medium Industrial |  | Winter Morning | % of Load | 1 | 2030 | 65535
| High | Time-of-Use Rates (TOU) | DLC-BYOD-Water Heating | Medium Industrial |  | Winter Morning | % of Load | 0 | 2030 | 65535
| High | Time-of-Use Rates (TOU) | DLC-Thermostat-DI-Central Heat Pump | Medium Industrial |  | Winter Morning | % of Load | 1 | 2030 | 65535
| High | Time-of-Use Rates (TOU) | DLC-Thermostat-DI-Central Heat Pump | Medium Industrial |  | Winter Morning | % of Load | 0 | 2030 | 65535
| High | Time-of-Use Rates (TOU) | DLC-Thermostat-BYOT-Central Heat Pump | Medium Industrial |  | Winter Morning | % of Load | 1 | 2030 | 65535
| High | Time-of-Use Rates (TOU) | DLC-Thermostat-BYOT-Central Heat Pump | Medium Industrial |  | Winter Morning | % of Load | 0 | 2030 | 65535
| High | Time-of-Use Rates (TOU) | DLC-Thermostat-HVAC | Medium Industrial |  | Winter Morning | % of Load | 1 | 2030 | 65535
| High | Time-of-Use Rates (TOU) | DLC-Thermostat-HVAC | Medium Industrial |  | Winter Morning | % of Load | 0 | 2030 | 65535
| High | Time-of-Use Rates (TOU) | DLC-Thermostat-DI-Baseboard Heating | Medium Industrial |  | Winter Morning | % of Load | 1 | 2030 | 65535
| High | Time-of-Use Rates (TOU) | DLC-Thermostat-DI-Baseboard Heating | Medium Industrial |  | Winter Morning | % of Load | 0 | 2030 | 65535
| High | Time-of-Use Rates (TOU) | DLC-Thermostat-BYOT-Baseboard Heating | Medium Industrial |  | Winter Morning | % of Load | 1 | 2030 | 65535
| High | Time-of-Use Rates (TOU) | DLC-Thermostat-BYOT-Baseboard Heating | Medium Industrial |  | Winter Morning | % of Load | 0 | 2030 | 65535
| High | Time-of-Use Rates (TOU) | DLC-Thermostat-DI-MSHP | Medium Industrial |  | Winter Morning | % of Load | 1 | 2030 | 65535
| High | Time-of-Use Rates (TOU) | DLC-Thermostat-DI-MSHP | Medium Industrial |  | Winter Morning | % of Load | 0 | 2030 | 65535
| High | Time-of-Use Rates (TOU) | DLC-Thermostat-BYOT-MSHP | Medium Industrial |  | Winter Morning | % of Load | 1 | 2030 | 65535
| High | Time-of-Use Rates (TOU) | DLC-Thermostat-BYOT-MSHP | Medium Industrial |  | Winter Morning | % of Load | 0 | 2030 | 65535
| High | Time-of-Use Rates (TOU) | C&I Curtailment-Turnkey-Manual HVAC Control | Medium Industrial |  | Winter Morning | % of Load | 1 | 2030 | 65535
| High | Time-of-Use Rates (TOU) | C&I Curtailment-Turnkey-Manual HVAC Control | Medium Industrial |  | Winter Morning | % of Load | 0 | 2030 | 65535
| High | Time-of-Use Rates (TOU) | C&I Curtailment-Turnkey-Auto-DR HVAC Control | Medium Industrial |  | Winter Morning | % of Load | 1 | 2030 | 65535
| High | Time-of-Use Rates (TOU) | C&I Curtailment-Turnkey-Auto-DR HVAC Control | Medium Industrial |  | Winter Morning | % of Load | 0 | 2030 | 65535
| High | Time-of-Use Rates (TOU) | C&I Curtailment-Turnkey-Standard Lighting Control | Medium Industrial |  | Winter Morning | % of Load | 1 | 2030 | 65535
| High | Time-of-Use Rates (TOU) | C&I Curtailment-Turnkey-Standard Lighting Control | Medium Industrial |  | Winter Morning | % of Load | 0 | 2030 | 65535
| High | Time-of-Use Rates (TOU) | C&I Curtailment-Turnkey-Advanced Lighting Control | Medium Industrial |  | Winter Morning | % of Load | 1 | 2030 | 65535
| High | Time-of-Use Rates (TOU) | C&I Curtailment-Turnkey-Advanced Lighting Control | Medium Industrial |  | Winter Morning | % of Load | 0 | 2030 | 65535
| High | Time-of-Use Rates (TOU) | C&I Curtailment-Turnkey-Water Heating Control | Medium Industrial |  | Winter Morning | % of Load | 1 | 2030 | 65535
| High | Time-of-Use Rates (TOU) | C&I Curtailment-Turnkey-Water Heating Control | Medium Industrial |  | Winter Morning | % of Load | 0 | 2030 | 65535
| High | Time-of-Use Rates (TOU) | C&I Curtailment-Turnkey-Other | Medium Industrial |  | Winter Morning | % of Load | 1 | 2030 | 65535
| High | Time-of-Use Rates (TOU) | C&I Curtailment-Turnkey-Other | Medium Industrial |  | Winter Morning | % of Load | 0 | 2030 | 65535
| High | Time-of-Use Rates (TOU) | Time-of-Use Rates (TOU) | Medium Industrial |  | Winter Morning | % of Load | 1 | 2030 | 65535
| High | Time-of-Use Rates (TOU) | Time-of-Use Rates (TOU) | Medium Industrial |  | Winter Morning | % of Load | 0 | 2030 | 65535
| High | Time-of-Use Rates (TOU) | DLC-Switch-Water Heating | Medium Industrial |  | Winter Evening | % of Load | 1 | 2030 | 65535
| High | Time-of-Use Rates (TOU) | DLC-Switch-Water Heating | Medium Industrial |  | Winter Evening | % of Load | 0 | 2030 | 65535
| High | Time-of-Use Rates (TOU) | DLC-BYOD-Water Heating | Medium Industrial |  | Winter Evening | % of Load | 1 | 2030 | 65535
| High | Time-of-Use Rates (TOU) | DLC-BYOD-Water Heating | Medium Industrial |  | Winter Evening | % of Load | 0 | 2030 | 65535
| High | Time-of-Use Rates (TOU) | DLC-Thermostat-DI-Central Heat Pump | Medium Industrial |  | Winter Evening | % of Load | 1 | 2030 | 65535
| High | Time-of-Use Rates (TOU) | DLC-Thermostat-DI-Central Heat Pump | Medium Industrial |  | Winter Evening | % of Load | 0 | 2030 | 65535
| High | Time-of-Use Rates (TOU) | DLC-Thermostat-BYOT-Central Heat Pump | Medium Industrial |  | Winter Evening | % of Load | 1 | 2030 | 65535
| High | Time-of-Use Rates (TOU) | DLC-Thermostat-BYOT-Central Heat Pump | Medium Industrial |  | Winter Evening | % of Load | 0 | 2030 | 65535
| High | Time-of-Use Rates (TOU) | DLC-Thermostat-HVAC | Medium Industrial |  | Winter Evening | % of Load | 1 | 2030 | 65535
| High | Time-of-Use Rates (TOU) | DLC-Thermostat-HVAC | Medium Industrial |  | Winter Evening | % of Load | 0 | 2030 | 65535
| High | Time-of-Use Rates (TOU) | DLC-Thermostat-DI-Baseboard Heating | Medium Industrial |  | Winter Evening | % of Load | 1 | 2030 | 65535
| High | Time-of-Use Rates (TOU) | DLC-Thermostat-DI-Baseboard Heating | Medium Industrial |  | Winter Evening | % of Load | 0 | 2030 | 65535
| High | Time-of-Use Rates (TOU) | DLC-Thermostat-BYOT-Baseboard Heating | Medium Industrial |  | Winter Evening | % of Load | 1 | 2030 | 65535
| High | Time-of-Use Rates (TOU) | DLC-Thermostat-BYOT-Baseboard Heating | Medium Industrial |  | Winter Evening | % of Load | 0 | 2030 | 65535
| High | Time-of-Use Rates (TOU) | DLC-Thermostat-DI-MSHP | Medium Industrial |  | Winter Evening | % of Load | 1 | 2030 | 65535
| High | Time-of-Use Rates (TOU) | DLC-Thermostat-DI-MSHP | Medium Industrial |  | Winter Evening | % of Load | 0 | 2030 | 65535
| High | Time-of-Use Rates (TOU) | DLC-Thermostat-BYOT-MSHP | Medium Industrial |  | Winter Evening | % of Load | 1 | 2030 | 65535
| High | Time-of-Use Rates (TOU) | DLC-Thermostat-BYOT-MSHP | Medium Industrial |  | Winter Evening | % of Load | 0 | 2030 | 65535
| High | Time-of-Use Rates (TOU) | C&I Curtailment-Turnkey-Manual HVAC Control | Medium Industrial |  | Winter Evening | % of Load | 1 | 2030 | 65535
| High | Time-of-Use Rates (TOU) | C&I Curtailment-Turnkey-Manual HVAC Control | Medium Industrial |  | Winter Evening | % of Load | 0 | 2030 | 65535
| High | Time-of-Use Rates (TOU) | C&I Curtailment-Turnkey-Auto-DR HVAC Control | Medium Industrial |  | Winter Evening | % of Load | 1 | 2030 | 65535
| High | Time-of-Use Rates (TOU) | C&I Curtailment-Turnkey-Auto-DR HVAC Control | Medium Industrial |  | Winter Evening | % of Load | 0 | 2030 | 65535
| High | Time-of-Use Rates (TOU) | C&I Curtailment-Turnkey-Standard Lighting Control | Medium Industrial |  | Winter Evening | % of Load | 1 | 2030 | 65535
| High | Time-of-Use Rates (TOU) | C&I Curtailment-Turnkey-Standard Lighting Control | Medium Industrial |  | Winter Evening | % of Load | 0 | 2030 | 65535
| High | Time-of-Use Rates (TOU) | C&I Curtailment-Turnkey-Advanced Lighting Control | Medium Industrial |  | Winter Evening | % of Load | 1 | 2030 | 65535
| High | Time-of-Use Rates (TOU) | C&I Curtailment-Turnkey-Advanced Lighting Control | Medium Industrial |  | Winter Evening | % of Load | 0 | 2030 | 65535
| High | Time-of-Use Rates (TOU) | C&I Curtailment-Turnkey-Water Heating Control | Medium Industrial |  | Winter Evening | % of Load | 1 | 2030 | 65535
| High | Time-of-Use Rates (TOU) | C&I Curtailment-Turnkey-Water Heating Control | Medium Industrial |  | Winter Evening | % of Load | 0 | 2030 | 65535
| High | Time-of-Use Rates (TOU) | C&I Curtailment-Turnkey-Other | Medium Industrial |  | Winter Evening | % of Load | 1 | 2030 | 65535
| High | Time-of-Use Rates (TOU) | C&I Curtailment-Turnkey-Other | Medium Industrial |  | Winter Evening | % of Load | 0 | 2030 | 65535
| High | Time-of-Use Rates (TOU) | Time-of-Use Rates (TOU) | Medium Industrial |  | Winter Evening | % of Load | 1 | 2030 | 65535
| High | Time-of-Use Rates (TOU) | Time-of-Use Rates (TOU) | Medium Industrial |  | Winter Evening | % of Load | 0 | 2030 | 65535
| High | Time-of-Use Rates (TOU) | Time-of-Use Rates (TOU) | Residential Charitable |  | Winter Morning | % of Load | 1 | 2030 | 65535
| High | Time-of-Use Rates (TOU) | Time-of-Use Rates (TOU) | Residential Charitable |  | Winter Morning | % of Load | 0 | 2030 | 65535
| High | Time-of-Use Rates (TOU) | Time-of-Use Rates (TOU) | Residential Charitable |  | Winter Evening | % of Load | 1 | 2030 | 65535
| High | Time-of-Use Rates (TOU) | Time-of-Use Rates (TOU) | Residential Charitable |  | Winter Evening | % of Load | 0 | 2030 | 65535
| High | DLC-Thermostat | DLC-Switch-Water Heating | Small General |  | Winter Morning | % of Load | 1 | 2031 | 65535
| High | DLC-Thermostat | DLC-Switch-Water Heating | Small General |  | Winter Morning | % of Load | 0 | 2031 | 65535
| High | DLC-Thermostat | DLC-BYOD-Water Heating | Small General |  | Winter Morning | % of Load | 1 | 2031 | 65535
| High | DLC-Thermostat | DLC-BYOD-Water Heating | Small General |  | Winter Morning | % of Load | 0 | 2031 | 65535
| High | DLC-Thermostat | DLC-Thermostat-DI-Central Heat Pump | Small General |  | Winter Morning | % of Load | 1 | 2031 | 65535
| High | DLC-Thermostat | DLC-Thermostat-DI-Central Heat Pump | Small General |  | Winter Morning | % of Load | 0 | 2031 | 65535
| High | DLC-Thermostat | DLC-Thermostat-BYOT-Central Heat Pump | Small General |  | Winter Morning | % of Load | 1 | 2031 | 65535
| High | DLC-Thermostat | DLC-Thermostat-BYOT-Central Heat Pump | Small General |  | Winter Morning | % of Load | 0 | 2031 | 65535
| High | DLC-Thermostat | DLC-Thermostat-HVAC | Small General |  | Winter Morning | % of Load | 1 | 2031 | 65535
| High | DLC-Thermostat | DLC-Thermostat-HVAC | Small General |  | Winter Morning | % of Load | 0 | 2031 | 65535
| High | DLC-Thermostat | DLC-Thermostat-DI-Baseboard Heating | Small General |  | Winter Morning | % of Load | 1 | 2031 | 65535
| High | DLC-Thermostat | DLC-Thermostat-DI-Baseboard Heating | Small General |  | Winter Morning | % of Load | 0 | 2031 | 65535
| High | DLC-Thermostat | DLC-Thermostat-BYOT-Baseboard Heating | Small General |  | Winter Morning | % of Load | 1 | 2031 | 65535
| High | DLC-Thermostat | DLC-Thermostat-BYOT-Baseboard Heating | Small General |  | Winter Morning | % of Load | 0 | 2031 | 65535
| High | DLC-Thermostat | DLC-Thermostat-DI-MSHP | Small General |  | Winter Morning | % of Load | 1 | 2031 | 65535
| High | DLC-Thermostat | DLC-Thermostat-DI-MSHP | Small General |  | Winter Morning | % of Load | 0 | 2031 | 65535
| High | DLC-Thermostat | DLC-Thermostat-BYOT-MSHP | Small General |  | Winter Morning | % of Load | 1 | 2031 | 65535
| High | DLC-Thermostat | DLC-Thermostat-BYOT-MSHP | Small General |  | Winter Morning | % of Load | 0 | 2031 | 65535
| High | DLC-Thermostat | C&I Curtailment-Turnkey-Manual HVAC Control | Small General |  | Winter Morning | % of Load | 1 | 2031 | 65535
| High | DLC-Thermostat | C&I Curtailment-Turnkey-Manual HVAC Control | Small General |  | Winter Morning | % of Load | 0 | 2031 | 65535
| High | DLC-Thermostat | C&I Curtailment-Turnkey-Auto-DR HVAC Control | Small General |  | Winter Morning | % of Load | 1 | 2031 | 65535
| High | DLC-Thermostat | C&I Curtailment-Turnkey-Auto-DR HVAC Control | Small General |  | Winter Morning | % of Load | 0 | 2031 | 65535
| High | DLC-Thermostat | C&I Curtailment-Turnkey-Standard Lighting Control | Small General |  | Winter Morning | % of Load | 1 | 2031 | 65535
| High | DLC-Thermostat | C&I Curtailment-Turnkey-Standard Lighting Control | Small General |  | Winter Morning | % of Load | 0 | 2031 | 65535
| High | DLC-Thermostat | C&I Curtailment-Turnkey-Advanced Lighting Control | Small General |  | Winter Morning | % of Load | 1 | 2031 | 65535
| High | DLC-Thermostat | C&I Curtailment-Turnkey-Advanced Lighting Control | Small General |  | Winter Morning | % of Load | 0 | 2031 | 65535
| High | DLC-Thermostat | C&I Curtailment-Turnkey-Water Heating Control | Small General |  | Winter Morning | % of Load | 1 | 2031 | 65535
| High | DLC-Thermostat | C&I Curtailment-Turnkey-Water Heating Control | Small General |  | Winter Morning | % of Load | 0 | 2031 | 65535
| High | DLC-Thermostat | C&I Curtailment-Turnkey-Other | Small General |  | Winter Morning | % of Load | 1 | 2031 | 65535
| High | DLC-Thermostat | C&I Curtailment-Turnkey-Other | Small General |  | Winter Morning | % of Load | 0 | 2031 | 65535
| High | DLC-Thermostat | Dynamic Pricing with enabling tech. | Small General |  | Winter Morning | % of Load | 1 | 2031 | 65535
| High | DLC-Thermostat | Dynamic Pricing with enabling tech. | Small General |  | Winter Morning | % of Load | 0 | 2031 | 65535
| High | DLC-Thermostat | DLC-Switch-Water Heating | Small General |  | Winter Evening | % of Load | 1 | 2031 | 65535
| High | DLC-Thermostat | DLC-Switch-Water Heating | Small General |  | Winter Evening | % of Load | 0 | 2031 | 65535
| High | DLC-Thermostat | DLC-BYOD-Water Heating | Small General |  | Winter Evening | % of Load | 1 | 2031 | 65535
| High | DLC-Thermostat | DLC-BYOD-Water Heating | Small General |  | Winter Evening | % of Load | 0 | 2031 | 65535
| High | DLC-Thermostat | DLC-Thermostat-DI-Central Heat Pump | Small General |  | Winter Evening | % of Load | 1 | 2031 | 65535
| High | DLC-Thermostat | DLC-Thermostat-DI-Central Heat Pump | Small General |  | Winter Evening | % of Load | 0 | 2031 | 65535
| High | DLC-Thermostat | DLC-Thermostat-BYOT-Central Heat Pump | Small General |  | Winter Evening | % of Load | 1 | 2031 | 65535
| High | DLC-Thermostat | DLC-Thermostat-BYOT-Central Heat Pump | Small General |  | Winter Evening | % of Load | 0 | 2031 | 65535
| High | DLC-Thermostat | DLC-Thermostat-HVAC | Small General |  | Winter Evening | % of Load | 1 | 2031 | 65535
| High | DLC-Thermostat | DLC-Thermostat-HVAC | Small General |  | Winter Evening | % of Load | 0 | 2031 | 65535
| High | DLC-Thermostat | DLC-Thermostat-DI-Baseboard Heating | Small General |  | Winter Evening | % of Load | 1 | 2031 | 65535
| High | DLC-Thermostat | DLC-Thermostat-DI-Baseboard Heating | Small General |  | Winter Evening | % of Load | 0 | 2031 | 65535
| High | DLC-Thermostat | DLC-Thermostat-BYOT-Baseboard Heating | Small General |  | Winter Evening | % of Load | 1 | 2031 | 65535
| High | DLC-Thermostat | DLC-Thermostat-BYOT-Baseboard Heating | Small General |  | Winter Evening | % of Load | 0 | 2031 | 65535
| High | DLC-Thermostat | DLC-Thermostat-DI-MSHP | Small General |  | Winter Evening | % of Load | 1 | 2031 | 65535
| High | DLC-Thermostat | DLC-Thermostat-DI-MSHP | Small General |  | Winter Evening | % of Load | 0 | 2031 | 65535
| High | DLC-Thermostat | DLC-Thermostat-BYOT-MSHP | Small General |  | Winter Evening | % of Load | 1 | 2031 | 65535
| High | DLC-Thermostat | DLC-Thermostat-BYOT-MSHP | Small General |  | Winter Evening | % of Load | 0 | 2031 | 65535
| High | DLC-Thermostat | C&I Curtailment-Turnkey-Manual HVAC Control | Small General |  | Winter Evening | % of Load | 1 | 2031 | 65535
| High | DLC-Thermostat | C&I Curtailment-Turnkey-Manual HVAC Control | Small General |  | Winter Evening | % of Load | 0 | 2031 | 65535
| High | DLC-Thermostat | C&I Curtailment-Turnkey-Auto-DR HVAC Control | Small General |  | Winter Evening | % of Load | 1 | 2031 | 65535
| High | DLC-Thermostat | C&I Curtailment-Turnkey-Auto-DR HVAC Control | Small General |  | Winter Evening | % of Load | 0 | 2031 | 65535
| High | DLC-Thermostat | C&I Curtailment-Turnkey-Standard Lighting Control | Small General |  | Winter Evening | % of Load | 1 | 2031 | 65535
| High | DLC-Thermostat | C&I Curtailment-Turnkey-Standard Lighting Control | Small General |  | Winter Evening | % of Load | 0 | 2031 | 65535
| High | DLC-Thermostat | C&I Curtailment-Turnkey-Advanced Lighting Control | Small General |  | Winter Evening | % of Load | 1 | 2031 | 65535
| High | DLC-Thermostat | C&I Curtailment-Turnkey-Advanced Lighting Control | Small General |  | Winter Evening | % of Load | 0 | 2031 | 65535
| High | DLC-Thermostat | C&I Curtailment-Turnkey-Water Heating Control | Small General |  | Winter Evening | % of Load | 1 | 2031 | 65535
| High | DLC-Thermostat | C&I Curtailment-Turnkey-Water Heating Control | Small General |  | Winter Evening | % of Load | 0 | 2031 | 65535
| High | DLC-Thermostat | C&I Curtailment-Turnkey-Other | Small General |  | Winter Evening | % of Load | 1 | 2031 | 65535
| High | DLC-Thermostat | C&I Curtailment-Turnkey-Other | Small General |  | Winter Evening | % of Load | 0 | 2031 | 65535
| High | DLC-Thermostat | Dynamic Pricing with enabling tech. | Small General |  | Winter Evening | % of Load | 1 | 2031 | 65535
| High | DLC-Thermostat | Dynamic Pricing with enabling tech. | Small General |  | Winter Evening | % of Load | 0 | 2031 | 65535
| High | DLC-Thermostat | DLC-Switch-Water Heating | General |  | Winter Morning | % of Load | 1 | 2031 | 65535
| High | DLC-Thermostat | DLC-Switch-Water Heating | General |  | Winter Morning | % of Load | 0 | 2031 | 65535
| High | DLC-Thermostat | DLC-BYOD-Water Heating | General |  | Winter Morning | % of Load | 1 | 2031 | 65535
| High | DLC-Thermostat | DLC-BYOD-Water Heating | General |  | Winter Morning | % of Load | 0 | 2031 | 65535
| High | DLC-Thermostat | DLC-Thermostat-DI-Central Heat Pump | General |  | Winter Morning | % of Load | 1 | 2031 | 65535
| High | DLC-Thermostat | DLC-Thermostat-DI-Central Heat Pump | General |  | Winter Morning | % of Load | 0 | 2031 | 65535
| High | DLC-Thermostat | DLC-Thermostat-BYOT-Central Heat Pump | General |  | Winter Morning | % of Load | 1 | 2031 | 65535
| High | DLC-Thermostat | DLC-Thermostat-BYOT-Central Heat Pump | General |  | Winter Morning | % of Load | 0 | 2031 | 65535
| High | DLC-Thermostat | DLC-Thermostat-HVAC | General |  | Winter Morning | % of Load | 1 | 2031 | 65535
| High | DLC-Thermostat | DLC-Thermostat-HVAC | General |  | Winter Morning | % of Load | 0 | 2031 | 65535
| High | DLC-Thermostat | DLC-Thermostat-DI-Baseboard Heating | General |  | Winter Morning | % of Load | 1 | 2031 | 65535
| High | DLC-Thermostat | DLC-Thermostat-DI-Baseboard Heating | General |  | Winter Morning | % of Load | 0 | 2031 | 65535
| High | DLC-Thermostat | DLC-Thermostat-BYOT-Baseboard Heating | General |  | Winter Morning | % of Load | 1 | 2031 | 65535
| High | DLC-Thermostat | DLC-Thermostat-BYOT-Baseboard Heating | General |  | Winter Morning | % of Load | 0 | 2031 | 65535
| High | DLC-Thermostat | DLC-Thermostat-DI-MSHP | General |  | Winter Morning | % of Load | 1 | 2031 | 65535
| High | DLC-Thermostat | DLC-Thermostat-DI-MSHP | General |  | Winter Morning | % of Load | 0 | 2031 | 65535
| High | DLC-Thermostat | DLC-Thermostat-BYOT-MSHP | General |  | Winter Morning | % of Load | 1 | 2031 | 65535
| High | DLC-Thermostat | DLC-Thermostat-BYOT-MSHP | General |  | Winter Morning | % of Load | 0 | 2031 | 65535
| High | DLC-Thermostat | C&I Curtailment-Turnkey-Manual HVAC Control | General |  | Winter Morning | % of Load | 1 | 2031 | 65535
| High | DLC-Thermostat | C&I Curtailment-Turnkey-Manual HVAC Control | General |  | Winter Morning | % of Load | 0 | 2031 | 65535
| High | DLC-Thermostat | C&I Curtailment-Turnkey-Auto-DR HVAC Control | General |  | Winter Morning | % of Load | 1 | 2031 | 65535
| High | DLC-Thermostat | C&I Curtailment-Turnkey-Auto-DR HVAC Control | General |  | Winter Morning | % of Load | 0 | 2031 | 65535
| High | DLC-Thermostat | C&I Curtailment-Turnkey-Standard Lighting Control | General |  | Winter Morning | % of Load | 1 | 2031 | 65535
| High | DLC-Thermostat | C&I Curtailment-Turnkey-Standard Lighting Control | General |  | Winter Morning | % of Load | 0 | 2031 | 65535
| High | DLC-Thermostat | C&I Curtailment-Turnkey-Advanced Lighting Control | General |  | Winter Morning | % of Load | 1 | 2031 | 65535
| High | DLC-Thermostat | C&I Curtailment-Turnkey-Advanced Lighting Control | General |  | Winter Morning | % of Load | 0 | 2031 | 65535
| High | DLC-Thermostat | C&I Curtailment-Turnkey-Water Heating Control | General |  | Winter Morning | % of Load | 1 | 2031 | 65535
| High | DLC-Thermostat | C&I Curtailment-Turnkey-Water Heating Control | General |  | Winter Morning | % of Load | 0 | 2031 | 65535
| High | DLC-Thermostat | C&I Curtailment-Turnkey-Other | General |  | Winter Morning | % of Load | 1 | 2031 | 65535
| High | DLC-Thermostat | C&I Curtailment-Turnkey-Other | General |  | Winter Morning | % of Load | 0 | 2031 | 65535
| High | DLC-Thermostat | DLC-Switch-Water Heating | General |  | Winter Evening | % of Load | 1 | 2031 | 65535
| High | DLC-Thermostat | DLC-Switch-Water Heating | General |  | Winter Evening | % of Load | 0 | 2031 | 65535
| High | DLC-Thermostat | DLC-BYOD-Water Heating | General |  | Winter Evening | % of Load | 1 | 2031 | 65535
| High | DLC-Thermostat | DLC-BYOD-Water Heating | General |  | Winter Evening | % of Load | 0 | 2031 | 65535
| High | DLC-Thermostat | DLC-Thermostat-DI-Central Heat Pump | General |  | Winter Evening | % of Load | 1 | 2031 | 65535
| High | DLC-Thermostat | DLC-Thermostat-DI-Central Heat Pump | General |  | Winter Evening | % of Load | 0 | 2031 | 65535
| High | DLC-Thermostat | DLC-Thermostat-BYOT-Central Heat Pump | General |  | Winter Evening | % of Load | 1 | 2031 | 65535
| High | DLC-Thermostat | DLC-Thermostat-BYOT-Central Heat Pump | General |  | Winter Evening | % of Load | 0 | 2031 | 65535
| High | DLC-Thermostat | DLC-Thermostat-HVAC | General |  | Winter Evening | % of Load | 1 | 2031 | 65535
| High | DLC-Thermostat | DLC-Thermostat-HVAC | General |  | Winter Evening | % of Load | 0 | 2031 | 65535
| High | DLC-Thermostat | DLC-Thermostat-DI-Baseboard Heating | General |  | Winter Evening | % of Load | 1 | 2031 | 65535
| High | DLC-Thermostat | DLC-Thermostat-DI-Baseboard Heating | General |  | Winter Evening | % of Load | 0 | 2031 | 65535
| High | DLC-Thermostat | DLC-Thermostat-BYOT-Baseboard Heating | General |  | Winter Evening | % of Load | 1 | 2031 | 65535
| High | DLC-Thermostat | DLC-Thermostat-BYOT-Baseboard Heating | General |  | Winter Evening | % of Load | 0 | 2031 | 65535
| High | DLC-Thermostat | DLC-Thermostat-DI-MSHP | General |  | Winter Evening | % of Load | 1 | 2031 | 65535
| High | DLC-Thermostat | DLC-Thermostat-DI-MSHP | General |  | Winter Evening | % of Load | 0 | 2031 | 65535
| High | DLC-Thermostat | DLC-Thermostat-BYOT-MSHP | General |  | Winter Evening | % of Load | 1 | 2031 | 65535
| High | DLC-Thermostat | DLC-Thermostat-BYOT-MSHP | General |  | Winter Evening | % of Load | 0 | 2031 | 65535
| High | DLC-Thermostat | C&I Curtailment-Turnkey-Manual HVAC Control | General |  | Winter Evening | % of Load | 1 | 2031 | 65535
| High | DLC-Thermostat | C&I Curtailment-Turnkey-Manual HVAC Control | General |  | Winter Evening | % of Load | 0 | 2031 | 65535
| High | DLC-Thermostat | C&I Curtailment-Turnkey-Auto-DR HVAC Control | General |  | Winter Evening | % of Load | 1 | 2031 | 65535
| High | DLC-Thermostat | C&I Curtailment-Turnkey-Auto-DR HVAC Control | General |  | Winter Evening | % of Load | 0 | 2031 | 65535
| High | DLC-Thermostat | C&I Curtailment-Turnkey-Standard Lighting Control | General |  | Winter Evening | % of Load | 1 | 2031 | 65535
| High | DLC-Thermostat | C&I Curtailment-Turnkey-Standard Lighting Control | General |  | Winter Evening | % of Load | 0 | 2031 | 65535
| High | DLC-Thermostat | C&I Curtailment-Turnkey-Advanced Lighting Control | General |  | Winter Evening | % of Load | 1 | 2031 | 65535
| High | DLC-Thermostat | C&I Curtailment-Turnkey-Advanced Lighting Control | General |  | Winter Evening | % of Load | 0 | 2031 | 65535
| High | DLC-Thermostat | C&I Curtailment-Turnkey-Water Heating Control | General |  | Winter Evening | % of Load | 1 | 2031 | 65535
| High | DLC-Thermostat | C&I Curtailment-Turnkey-Water Heating Control | General |  | Winter Evening | % of Load | 0 | 2031 | 65535
| High | DLC-Thermostat | C&I Curtailment-Turnkey-Other | General |  | Winter Evening | % of Load | 1 | 2031 | 65535
| High | DLC-Thermostat | C&I Curtailment-Turnkey-Other | General |  | Winter Evening | % of Load | 0 | 2031 | 65535
| High | DLC-Thermostat | DLC-Switch-Water Heating | Small Industrial |  | Winter Morning | % of Load | 1 | 2031 | 65535
| High | DLC-Thermostat | DLC-Switch-Water Heating | Small Industrial |  | Winter Morning | % of Load | 0 | 2031 | 65535
| High | DLC-Thermostat | DLC-BYOD-Water Heating | Small Industrial |  | Winter Morning | % of Load | 1 | 2031 | 65535
| High | DLC-Thermostat | DLC-BYOD-Water Heating | Small Industrial |  | Winter Morning | % of Load | 0 | 2031 | 65535
| High | DLC-Thermostat | DLC-Thermostat-DI-Central Heat Pump | Small Industrial |  | Winter Morning | % of Load | 1 | 2031 | 65535
| High | DLC-Thermostat | DLC-Thermostat-DI-Central Heat Pump | Small Industrial |  | Winter Morning | % of Load | 0 | 2031 | 65535
| High | DLC-Thermostat | DLC-Thermostat-BYOT-Central Heat Pump | Small Industrial |  | Winter Morning | % of Load | 1 | 2031 | 65535
| High | DLC-Thermostat | DLC-Thermostat-BYOT-Central Heat Pump | Small Industrial |  | Winter Morning | % of Load | 0 | 2031 | 65535
| High | DLC-Thermostat | DLC-Thermostat-HVAC | Small Industrial |  | Winter Morning | % of Load | 1 | 2031 | 65535
| High | DLC-Thermostat | DLC-Thermostat-HVAC | Small Industrial |  | Winter Morning | % of Load | 0 | 2031 | 65535
| High | DLC-Thermostat | DLC-Thermostat-DI-Baseboard Heating | Small Industrial |  | Winter Morning | % of Load | 1 | 2031 | 65535
| High | DLC-Thermostat | DLC-Thermostat-DI-Baseboard Heating | Small Industrial |  | Winter Morning | % of Load | 0 | 2031 | 65535
| High | DLC-Thermostat | DLC-Thermostat-BYOT-Baseboard Heating | Small Industrial |  | Winter Morning | % of Load | 1 | 2031 | 65535
| High | DLC-Thermostat | DLC-Thermostat-BYOT-Baseboard Heating | Small Industrial |  | Winter Morning | % of Load | 0 | 2031 | 65535
| High | DLC-Thermostat | DLC-Thermostat-DI-MSHP | Small Industrial |  | Winter Morning | % of Load | 1 | 2031 | 65535
| High | DLC-Thermostat | DLC-Thermostat-DI-MSHP | Small Industrial |  | Winter Morning | % of Load | 0 | 2031 | 65535
| High | DLC-Thermostat | DLC-Thermostat-BYOT-MSHP | Small Industrial |  | Winter Morning | % of Load | 1 | 2031 | 65535
| High | DLC-Thermostat | DLC-Thermostat-BYOT-MSHP | Small Industrial |  | Winter Morning | % of Load | 0 | 2031 | 65535
| High | DLC-Thermostat | C&I Curtailment-Turnkey-Manual HVAC Control | Small Industrial |  | Winter Morning | % of Load | 1 | 2031 | 65535
| High | DLC-Thermostat | C&I Curtailment-Turnkey-Manual HVAC Control | Small Industrial |  | Winter Morning | % of Load | 0 | 2031 | 65535
| High | DLC-Thermostat | C&I Curtailment-Turnkey-Auto-DR HVAC Control | Small Industrial |  | Winter Morning | % of Load | 1 | 2031 | 65535
| High | DLC-Thermostat | C&I Curtailment-Turnkey-Auto-DR HVAC Control | Small Industrial |  | Winter Morning | % of Load | 0 | 2031 | 65535
| High | DLC-Thermostat | C&I Curtailment-Turnkey-Standard Lighting Control | Small Industrial |  | Winter Morning | % of Load | 1 | 2031 | 65535
| High | DLC-Thermostat | C&I Curtailment-Turnkey-Standard Lighting Control | Small Industrial |  | Winter Morning | % of Load | 0 | 2031 | 65535
| High | DLC-Thermostat | C&I Curtailment-Turnkey-Advanced Lighting Control | Small Industrial |  | Winter Morning | % of Load | 1 | 2031 | 65535
| High | DLC-Thermostat | C&I Curtailment-Turnkey-Advanced Lighting Control | Small Industrial |  | Winter Morning | % of Load | 0 | 2031 | 65535
| High | DLC-Thermostat | C&I Curtailment-Turnkey-Water Heating Control | Small Industrial |  | Winter Morning | % of Load | 1 | 2031 | 65535
| High | DLC-Thermostat | C&I Curtailment-Turnkey-Water Heating Control | Small Industrial |  | Winter Morning | % of Load | 0 | 2031 | 65535
| High | DLC-Thermostat | C&I Curtailment-Turnkey-Other | Small Industrial |  | Winter Morning | % of Load | 1 | 2031 | 65535
| High | DLC-Thermostat | C&I Curtailment-Turnkey-Other | Small Industrial |  | Winter Morning | % of Load | 0 | 2031 | 65535
| High | DLC-Thermostat | C&I Curtailment-Turnkey-Industrial | Small Industrial |  | Winter Morning | % of Load | 1 | 2031 | 65535
| High | DLC-Thermostat | C&I Curtailment-Turnkey-Industrial | Small Industrial |  | Winter Morning | % of Load | 0 | 2031 | 65535
| High | DLC-Thermostat | DLC-Switch-Water Heating | Small Industrial |  | Winter Evening | % of Load | 1 | 2031 | 65535
| High | DLC-Thermostat | DLC-Switch-Water Heating | Small Industrial |  | Winter Evening | % of Load | 0 | 2031 | 65535
| High | DLC-Thermostat | DLC-BYOD-Water Heating | Small Industrial |  | Winter Evening | % of Load | 1 | 2031 | 65535
| High | DLC-Thermostat | DLC-BYOD-Water Heating | Small Industrial |  | Winter Evening | % of Load | 0 | 2031 | 65535
| High | DLC-Thermostat | DLC-Thermostat-DI-Central Heat Pump | Small Industrial |  | Winter Evening | % of Load | 1 | 2031 | 65535
| High | DLC-Thermostat | DLC-Thermostat-DI-Central Heat Pump | Small Industrial |  | Winter Evening | % of Load | 0 | 2031 | 65535
| High | DLC-Thermostat | DLC-Thermostat-BYOT-Central Heat Pump | Small Industrial |  | Winter Evening | % of Load | 1 | 2031 | 65535
| High | DLC-Thermostat | DLC-Thermostat-BYOT-Central Heat Pump | Small Industrial |  | Winter Evening | % of Load | 0 | 2031 | 65535
| High | DLC-Thermostat | DLC-Thermostat-HVAC | Small Industrial |  | Winter Evening | % of Load | 1 | 2031 | 65535
| High | DLC-Thermostat | DLC-Thermostat-HVAC | Small Industrial |  | Winter Evening | % of Load | 0 | 2031 | 65535
| High | DLC-Thermostat | DLC-Thermostat-DI-Baseboard Heating | Small Industrial |  | Winter Evening | % of Load | 1 | 2031 | 65535
| High | DLC-Thermostat | DLC-Thermostat-DI-Baseboard Heating | Small Industrial |  | Winter Evening | % of Load | 0 | 2031 | 65535
| High | DLC-Thermostat | DLC-Thermostat-BYOT-Baseboard Heating | Small Industrial |  | Winter Evening | % of Load | 1 | 2031 | 65535
| High | DLC-Thermostat | DLC-Thermostat-BYOT-Baseboard Heating | Small Industrial |  | Winter Evening | % of Load | 0 | 2031 | 65535
| High | DLC-Thermostat | DLC-Thermostat-DI-MSHP | Small Industrial |  | Winter Evening | % of Load | 1 | 2031 | 65535
| High | DLC-Thermostat | DLC-Thermostat-DI-MSHP | Small Industrial |  | Winter Evening | % of Load | 0 | 2031 | 65535
| High | DLC-Thermostat | DLC-Thermostat-BYOT-MSHP | Small Industrial |  | Winter Evening | % of Load | 1 | 2031 | 65535
| High | DLC-Thermostat | DLC-Thermostat-BYOT-MSHP | Small Industrial |  | Winter Evening | % of Load | 0 | 2031 | 65535
| High | DLC-Thermostat | C&I Curtailment-Turnkey-Manual HVAC Control | Small Industrial |  | Winter Evening | % of Load | 1 | 2031 | 65535
| High | DLC-Thermostat | C&I Curtailment-Turnkey-Manual HVAC Control | Small Industrial |  | Winter Evening | % of Load | 0 | 2031 | 65535
| High | DLC-Thermostat | C&I Curtailment-Turnkey-Auto-DR HVAC Control | Small Industrial |  | Winter Evening | % of Load | 1 | 2031 | 65535
| High | DLC-Thermostat | C&I Curtailment-Turnkey-Auto-DR HVAC Control | Small Industrial |  | Winter Evening | % of Load | 0 | 2031 | 65535
| High | DLC-Thermostat | C&I Curtailment-Turnkey-Standard Lighting Control | Small Industrial |  | Winter Evening | % of Load | 1 | 2031 | 65535
| High | DLC-Thermostat | C&I Curtailment-Turnkey-Standard Lighting Control | Small Industrial |  | Winter Evening | % of Load | 0 | 2031 | 65535
| High | DLC-Thermostat | C&I Curtailment-Turnkey-Advanced Lighting Control | Small Industrial |  | Winter Evening | % of Load | 1 | 2031 | 65535
| High | DLC-Thermostat | C&I Curtailment-Turnkey-Advanced Lighting Control | Small Industrial |  | Winter Evening | % of Load | 0 | 2031 | 65535
| High | DLC-Thermostat | C&I Curtailment-Turnkey-Water Heating Control | Small Industrial |  | Winter Evening | % of Load | 1 | 2031 | 65535
| High | DLC-Thermostat | C&I Curtailment-Turnkey-Water Heating Control | Small Industrial |  | Winter Evening | % of Load | 0 | 2031 | 65535
| High | DLC-Thermostat | C&I Curtailment-Turnkey-Other | Small Industrial |  | Winter Evening | % of Load | 1 | 2031 | 65535
| High | DLC-Thermostat | C&I Curtailment-Turnkey-Other | Small Industrial |  | Winter Evening | % of Load | 0 | 2031 | 65535
| High | DLC-Thermostat | C&I Curtailment-Turnkey-Industrial | Small Industrial |  | Winter Evening | % of Load | 1 | 2031 | 65535
| High | DLC-Thermostat | C&I Curtailment-Turnkey-Industrial | Small Industrial |  | Winter Evening | % of Load | 0 | 2031 | 65535
| High | DLC-Thermostat | DLC-Switch-Water Heating | Medium Industrial |  | Winter Morning | % of Load | 1 | 2031 | 65535
| High | DLC-Thermostat | DLC-Switch-Water Heating | Medium Industrial |  | Winter Morning | % of Load | 0 | 2031 | 65535
| High | DLC-Thermostat | DLC-BYOD-Water Heating | Medium Industrial |  | Winter Morning | % of Load | 1 | 2031 | 65535
| High | DLC-Thermostat | DLC-BYOD-Water Heating | Medium Industrial |  | Winter Morning | % of Load | 0 | 2031 | 65535
| High | DLC-Thermostat | DLC-Thermostat-DI-Central Heat Pump | Medium Industrial |  | Winter Morning | % of Load | 1 | 2031 | 65535
| High | DLC-Thermostat | DLC-Thermostat-DI-Central Heat Pump | Medium Industrial |  | Winter Morning | % of Load | 0 | 2031 | 65535
| High | DLC-Thermostat | DLC-Thermostat-BYOT-Central Heat Pump | Medium Industrial |  | Winter Morning | % of Load | 1 | 2031 | 65535
| High | DLC-Thermostat | DLC-Thermostat-BYOT-Central Heat Pump | Medium Industrial |  | Winter Morning | % of Load | 0 | 2031 | 65535
| High | DLC-Thermostat | DLC-Thermostat-HVAC | Medium Industrial |  | Winter Morning | % of Load | 1 | 2031 | 65535
| High | DLC-Thermostat | DLC-Thermostat-HVAC | Medium Industrial |  | Winter Morning | % of Load | 0 | 2031 | 65535
| High | DLC-Thermostat | DLC-Thermostat-DI-Baseboard Heating | Medium Industrial |  | Winter Morning | % of Load | 1 | 2031 | 65535
| High | DLC-Thermostat | DLC-Thermostat-DI-Baseboard Heating | Medium Industrial |  | Winter Morning | % of Load | 0 | 2031 | 65535
| High | DLC-Thermostat | DLC-Thermostat-BYOT-Baseboard Heating | Medium Industrial |  | Winter Morning | % of Load | 1 | 2031 | 65535
| High | DLC-Thermostat | DLC-Thermostat-BYOT-Baseboard Heating | Medium Industrial |  | Winter Morning | % of Load | 0 | 2031 | 65535
| High | DLC-Thermostat | DLC-Thermostat-DI-MSHP | Medium Industrial |  | Winter Morning | % of Load | 1 | 2031 | 65535
| High | DLC-Thermostat | DLC-Thermostat-DI-MSHP | Medium Industrial |  | Winter Morning | % of Load | 0 | 2031 | 65535
| High | DLC-Thermostat | DLC-Thermostat-BYOT-MSHP | Medium Industrial |  | Winter Morning | % of Load | 1 | 2031 | 65535
| High | DLC-Thermostat | DLC-Thermostat-BYOT-MSHP | Medium Industrial |  | Winter Morning | % of Load | 0 | 2031 | 65535
| High | DLC-Thermostat | C&I Curtailment-Turnkey-Manual HVAC Control | Medium Industrial |  | Winter Morning | % of Load | 1 | 2031 | 65535
| High | DLC-Thermostat | C&I Curtailment-Turnkey-Manual HVAC Control | Medium Industrial |  | Winter Morning | % of Load | 0 | 2031 | 65535
| High | DLC-Thermostat | C&I Curtailment-Turnkey-Auto-DR HVAC Control | Medium Industrial |  | Winter Morning | % of Load | 1 | 2031 | 65535
| High | DLC-Thermostat | C&I Curtailment-Turnkey-Auto-DR HVAC Control | Medium Industrial |  | Winter Morning | % of Load | 0 | 2031 | 65535
| High | DLC-Thermostat | C&I Curtailment-Turnkey-Standard Lighting Control | Medium Industrial |  | Winter Morning | % of Load | 1 | 2031 | 65535
| High | DLC-Thermostat | C&I Curtailment-Turnkey-Standard Lighting Control | Medium Industrial |  | Winter Morning | % of Load | 0 | 2031 | 65535
| High | DLC-Thermostat | C&I Curtailment-Turnkey-Advanced Lighting Control | Medium Industrial |  | Winter Morning | % of Load | 1 | 2031 | 65535
| High | DLC-Thermostat | C&I Curtailment-Turnkey-Advanced Lighting Control | Medium Industrial |  | Winter Morning | % of Load | 0 | 2031 | 65535
| High | DLC-Thermostat | C&I Curtailment-Turnkey-Water Heating Control | Medium Industrial |  | Winter Morning | % of Load | 1 | 2031 | 65535
| High | DLC-Thermostat | C&I Curtailment-Turnkey-Water Heating Control | Medium Industrial |  | Winter Morning | % of Load | 0 | 2031 | 65535
| High | DLC-Thermostat | C&I Curtailment-Turnkey-Other | Medium Industrial |  | Winter Morning | % of Load | 1 | 2031 | 65535
| High | DLC-Thermostat | C&I Curtailment-Turnkey-Other | Medium Industrial |  | Winter Morning | % of Load | 0 | 2031 | 65535
| High | DLC-Thermostat | DLC-Switch-Water Heating | Medium Industrial |  | Winter Evening | % of Load | 1 | 2031 | 65535
| High | DLC-Thermostat | DLC-Switch-Water Heating | Medium Industrial |  | Winter Evening | % of Load | 0 | 2031 | 65535
| High | DLC-Thermostat | DLC-BYOD-Water Heating | Medium Industrial |  | Winter Evening | % of Load | 1 | 2031 | 65535
| High | DLC-Thermostat | DLC-BYOD-Water Heating | Medium Industrial |  | Winter Evening | % of Load | 0 | 2031 | 65535
| High | DLC-Thermostat | DLC-Thermostat-DI-Central Heat Pump | Medium Industrial |  | Winter Evening | % of Load | 1 | 2031 | 65535
| High | DLC-Thermostat | DLC-Thermostat-DI-Central Heat Pump | Medium Industrial |  | Winter Evening | % of Load | 0 | 2031 | 65535
| High | DLC-Thermostat | DLC-Thermostat-BYOT-Central Heat Pump | Medium Industrial |  | Winter Evening | % of Load | 1 | 2031 | 65535
| High | DLC-Thermostat | DLC-Thermostat-BYOT-Central Heat Pump | Medium Industrial |  | Winter Evening | % of Load | 0 | 2031 | 65535
| High | DLC-Thermostat | DLC-Thermostat-HVAC | Medium Industrial |  | Winter Evening | % of Load | 1 | 2031 | 65535
| High | DLC-Thermostat | DLC-Thermostat-HVAC | Medium Industrial |  | Winter Evening | % of Load | 0 | 2031 | 65535
| High | DLC-Thermostat | DLC-Thermostat-DI-Baseboard Heating | Medium Industrial |  | Winter Evening | % of Load | 1 | 2031 | 65535
| High | DLC-Thermostat | DLC-Thermostat-DI-Baseboard Heating | Medium Industrial |  | Winter Evening | % of Load | 0 | 2031 | 65535
| High | DLC-Thermostat | DLC-Thermostat-BYOT-Baseboard Heating | Medium Industrial |  | Winter Evening | % of Load | 1 | 2031 | 65535
| High | DLC-Thermostat | DLC-Thermostat-BYOT-Baseboard Heating | Medium Industrial |  | Winter Evening | % of Load | 0 | 2031 | 65535
| High | DLC-Thermostat | DLC-Thermostat-DI-MSHP | Medium Industrial |  | Winter Evening | % of Load | 1 | 2031 | 65535
| High | DLC-Thermostat | DLC-Thermostat-DI-MSHP | Medium Industrial |  | Winter Evening | % of Load | 0 | 2031 | 65535
| High | DLC-Thermostat | DLC-Thermostat-BYOT-MSHP | Medium Industrial |  | Winter Evening | % of Load | 1 | 2031 | 65535
| High | DLC-Thermostat | DLC-Thermostat-BYOT-MSHP | Medium Industrial |  | Winter Evening | % of Load | 0 | 2031 | 65535
| High | DLC-Thermostat | C&I Curtailment-Turnkey-Manual HVAC Control | Medium Industrial |  | Winter Evening | % of Load | 1 | 2031 | 65535
| High | DLC-Thermostat | C&I Curtailment-Turnkey-Manual HVAC Control | Medium Industrial |  | Winter Evening | % of Load | 0 | 2031 | 65535
| High | DLC-Thermostat | C&I Curtailment-Turnkey-Auto-DR HVAC Control | Medium Industrial |  | Winter Evening | % of Load | 1 | 2031 | 65535
| High | DLC-Thermostat | C&I Curtailment-Turnkey-Auto-DR HVAC Control | Medium Industrial |  | Winter Evening | % of Load | 0 | 2031 | 65535
| High | DLC-Thermostat | C&I Curtailment-Turnkey-Standard Lighting Control | Medium Industrial |  | Winter Evening | % of Load | 1 | 2031 | 65535
| High | DLC-Thermostat | C&I Curtailment-Turnkey-Standard Lighting Control | Medium Industrial |  | Winter Evening | % of Load | 0 | 2031 | 65535
| High | DLC-Thermostat | C&I Curtailment-Turnkey-Advanced Lighting Control | Medium Industrial |  | Winter Evening | % of Load | 1 | 2031 | 65535
| High | DLC-Thermostat | C&I Curtailment-Turnkey-Advanced Lighting Control | Medium Industrial |  | Winter Evening | % of Load | 0 | 2031 | 65535
| High | DLC-Thermostat | C&I Curtailment-Turnkey-Water Heating Control | Medium Industrial |  | Winter Evening | % of Load | 1 | 2031 | 65535
| High | DLC-Thermostat | C&I Curtailment-Turnkey-Water Heating Control | Medium Industrial |  | Winter Evening | % of Load | 0 | 2031 | 65535
| High | DLC-Thermostat | C&I Curtailment-Turnkey-Other | Medium Industrial |  | Winter Evening | % of Load | 1 | 2031 | 65535
| High | DLC-Thermostat | C&I Curtailment-Turnkey-Other | Medium Industrial |  | Winter Evening | % of Load | 0 | 2031 | 65535
| High | DLC-Thermostat | DLC-Thermostat-DI-Central Heat Pump | Residential Charitable |  | Winter Morning | % of Load | 1 | 2031 | 65535
| High | DLC-Thermostat | DLC-Thermostat-DI-Central Heat Pump | Residential Charitable |  | Winter Morning | % of Load | 0 | 2031 | 65535
| High | DLC-Thermostat | DLC-Thermostat-BYOT-Central Heat Pump | Residential Charitable |  | Winter Morning | % of Load | 1 | 2031 | 65535
| High | DLC-Thermostat | DLC-Thermostat-BYOT-Central Heat Pump | Residential Charitable |  | Winter Morning | % of Load | 0 | 2031 | 65535
| High | DLC-Thermostat | DLC-Thermostat-DI-Baseboard Heating | Residential Charitable |  | Winter Morning | % of Load | 1 | 2031 | 65535
| High | DLC-Thermostat | DLC-Thermostat-DI-Baseboard Heating | Residential Charitable |  | Winter Morning | % of Load | 0 | 2031 | 65535
| High | DLC-Thermostat | DLC-Thermostat-BYOT-Baseboard Heating | Residential Charitable |  | Winter Morning | % of Load | 1 | 2031 | 65535
| High | DLC-Thermostat | DLC-Thermostat-BYOT-Baseboard Heating | Residential Charitable |  | Winter Morning | % of Load | 0 | 2031 | 65535
| High | DLC-Thermostat | DLC-Thermostat-DI-MSHP | Residential Charitable |  | Winter Morning | % of Load | 1 | 2031 | 65535
| High | DLC-Thermostat | DLC-Thermostat-DI-MSHP | Residential Charitable |  | Winter Morning | % of Load | 0 | 2031 | 65535
| High | DLC-Thermostat | DLC-Thermostat-BYOT-MSHP | Residential Charitable |  | Winter Morning | % of Load | 1 | 2031 | 65535
| High | DLC-Thermostat | DLC-Thermostat-BYOT-MSHP | Residential Charitable |  | Winter Morning | % of Load | 0 | 2031 | 65535
| High | DLC-Thermostat | DLC-Thermostat-DI-Central Heat Pump | Residential Charitable |  | Winter Evening | % of Load | 1 | 2031 | 65535
| High | DLC-Thermostat | DLC-Thermostat-DI-Central Heat Pump | Residential Charitable |  | Winter Evening | % of Load | 0 | 2031 | 65535
| High | DLC-Thermostat | DLC-Thermostat-BYOT-Central Heat Pump | Residential Charitable |  | Winter Evening | % of Load | 1 | 2031 | 65535
| High | DLC-Thermostat | DLC-Thermostat-BYOT-Central Heat Pump | Residential Charitable |  | Winter Evening | % of Load | 0 | 2031 | 65535
| High | DLC-Thermostat | DLC-Thermostat-DI-Baseboard Heating | Residential Charitable |  | Winter Evening | % of Load | 1 | 2031 | 65535
| High | DLC-Thermostat | DLC-Thermostat-DI-Baseboard Heating | Residential Charitable |  | Winter Evening | % of Load | 0 | 2031 | 65535
| High | DLC-Thermostat | DLC-Thermostat-BYOT-Baseboard Heating | Residential Charitable |  | Winter Evening | % of Load | 1 | 2031 | 65535
| High | DLC-Thermostat | DLC-Thermostat-BYOT-Baseboard Heating | Residential Charitable |  | Winter Evening | % of Load | 0 | 2031 | 65535
| High | DLC-Thermostat | DLC-Thermostat-DI-MSHP | Residential Charitable |  | Winter Evening | % of Load | 1 | 2031 | 65535
| High | DLC-Thermostat | DLC-Thermostat-DI-MSHP | Residential Charitable |  | Winter Evening | % of Load | 0 | 2031 | 65535
| High | DLC-Thermostat | DLC-Thermostat-BYOT-MSHP | Residential Charitable |  | Winter Evening | % of Load | 1 | 2031 | 65535
| High | DLC-Thermostat | DLC-Thermostat-BYOT-MSHP | Residential Charitable |  | Winter Evening | % of Load | 0 | 2031 | 65535
| High | DLC-Water Heating | DLC-Switch-Water Heating | Small General |  | Winter Morning | % of Load | 1 | 2031 | 65535
| High | DLC-Water Heating | DLC-Switch-Water Heating | Small General |  | Winter Morning | % of Load | 0 | 2031 | 65535
| High | DLC-Water Heating | DLC-BYOD-Water Heating | Small General |  | Winter Morning | % of Load | 1 | 2031 | 65535
| High | DLC-Water Heating | DLC-BYOD-Water Heating | Small General |  | Winter Morning | % of Load | 0 | 2031 | 65535
| High | DLC-Water Heating | DLC-Thermostat-DI-Central Heat Pump | Small General |  | Winter Morning | % of Load | 1 | 2031 | 65535
| High | DLC-Water Heating | DLC-Thermostat-DI-Central Heat Pump | Small General |  | Winter Morning | % of Load | 0 | 2031 | 65535
| High | DLC-Water Heating | DLC-Thermostat-BYOT-Central Heat Pump | Small General |  | Winter Morning | % of Load | 1 | 2031 | 65535
| High | DLC-Water Heating | DLC-Thermostat-BYOT-Central Heat Pump | Small General |  | Winter Morning | % of Load | 0 | 2031 | 65535
| High | DLC-Water Heating | DLC-Thermostat-HVAC | Small General |  | Winter Morning | % of Load | 1 | 2031 | 65535
| High | DLC-Water Heating | DLC-Thermostat-HVAC | Small General |  | Winter Morning | % of Load | 0 | 2031 | 65535
| High | DLC-Water Heating | DLC-Thermostat-DI-Baseboard Heating | Small General |  | Winter Morning | % of Load | 1 | 2031 | 65535
| High | DLC-Water Heating | DLC-Thermostat-DI-Baseboard Heating | Small General |  | Winter Morning | % of Load | 0 | 2031 | 65535
| High | DLC-Water Heating | DLC-Thermostat-BYOT-Baseboard Heating | Small General |  | Winter Morning | % of Load | 1 | 2031 | 65535
| High | DLC-Water Heating | DLC-Thermostat-BYOT-Baseboard Heating | Small General |  | Winter Morning | % of Load | 0 | 2031 | 65535
| High | DLC-Water Heating | DLC-Thermostat-DI-MSHP | Small General |  | Winter Morning | % of Load | 1 | 2031 | 65535
| High | DLC-Water Heating | DLC-Thermostat-DI-MSHP | Small General |  | Winter Morning | % of Load | 0 | 2031 | 65535
| High | DLC-Water Heating | DLC-Thermostat-BYOT-MSHP | Small General |  | Winter Morning | % of Load | 1 | 2031 | 65535
| High | DLC-Water Heating | DLC-Thermostat-BYOT-MSHP | Small General |  | Winter Morning | % of Load | 0 | 2031 | 65535
| High | DLC-Water Heating | C&I Curtailment-Turnkey-Manual HVAC Control | Small General |  | Winter Morning | % of Load | 1 | 2031 | 65535
| High | DLC-Water Heating | C&I Curtailment-Turnkey-Manual HVAC Control | Small General |  | Winter Morning | % of Load | 0 | 2031 | 65535
| High | DLC-Water Heating | C&I Curtailment-Turnkey-Auto-DR HVAC Control | Small General |  | Winter Morning | % of Load | 1 | 2031 | 65535
| High | DLC-Water Heating | C&I Curtailment-Turnkey-Auto-DR HVAC Control | Small General |  | Winter Morning | % of Load | 0 | 2031 | 65535
| High | DLC-Water Heating | C&I Curtailment-Turnkey-Standard Lighting Control | Small General |  | Winter Morning | % of Load | 1 | 2031 | 65535
| High | DLC-Water Heating | C&I Curtailment-Turnkey-Standard Lighting Control | Small General |  | Winter Morning | % of Load | 0 | 2031 | 65535
| High | DLC-Water Heating | C&I Curtailment-Turnkey-Advanced Lighting Control | Small General |  | Winter Morning | % of Load | 1 | 2031 | 65535
| High | DLC-Water Heating | C&I Curtailment-Turnkey-Advanced Lighting Control | Small General |  | Winter Morning | % of Load | 0 | 2031 | 65535
| High | DLC-Water Heating | C&I Curtailment-Turnkey-Water Heating Control | Small General |  | Winter Morning | % of Load | 1 | 2031 | 65535
| High | DLC-Water Heating | C&I Curtailment-Turnkey-Water Heating Control | Small General |  | Winter Morning | % of Load | 0 | 2031 | 65535
| High | DLC-Water Heating | C&I Curtailment-Turnkey-Other | Small General |  | Winter Morning | % of Load | 1 | 2031 | 65535
| High | DLC-Water Heating | C&I Curtailment-Turnkey-Other | Small General |  | Winter Morning | % of Load | 0 | 2031 | 65535
| High | DLC-Water Heating | Dynamic Pricing with enabling tech. | Small General |  | Winter Morning | % of Load | 1 | 2031 | 65535
| High | DLC-Water Heating | Dynamic Pricing with enabling tech. | Small General |  | Winter Morning | % of Load | 0 | 2031 | 65535
| High | DLC-Water Heating | DLC-Switch-Water Heating | Small General |  | Winter Evening | % of Load | 1 | 2031 | 65535
| High | DLC-Water Heating | DLC-Switch-Water Heating | Small General |  | Winter Evening | % of Load | 0 | 2031 | 65535
| High | DLC-Water Heating | DLC-BYOD-Water Heating | Small General |  | Winter Evening | % of Load | 1 | 2031 | 65535
| High | DLC-Water Heating | DLC-BYOD-Water Heating | Small General |  | Winter Evening | % of Load | 0 | 2031 | 65535
| High | DLC-Water Heating | DLC-Thermostat-DI-Central Heat Pump | Small General |  | Winter Evening | % of Load | 1 | 2031 | 65535
| High | DLC-Water Heating | DLC-Thermostat-DI-Central Heat Pump | Small General |  | Winter Evening | % of Load | 0 | 2031 | 65535
| High | DLC-Water Heating | DLC-Thermostat-BYOT-Central Heat Pump | Small General |  | Winter Evening | % of Load | 1 | 2031 | 65535
| High | DLC-Water Heating | DLC-Thermostat-BYOT-Central Heat Pump | Small General |  | Winter Evening | % of Load | 0 | 2031 | 65535
| High | DLC-Water Heating | DLC-Thermostat-HVAC | Small General |  | Winter Evening | % of Load | 1 | 2031 | 65535
| High | DLC-Water Heating | DLC-Thermostat-HVAC | Small General |  | Winter Evening | % of Load | 0 | 2031 | 65535
| High | DLC-Water Heating | DLC-Thermostat-DI-Baseboard Heating | Small General |  | Winter Evening | % of Load | 1 | 2031 | 65535
| High | DLC-Water Heating | DLC-Thermostat-DI-Baseboard Heating | Small General |  | Winter Evening | % of Load | 0 | 2031 | 65535
| High | DLC-Water Heating | DLC-Thermostat-BYOT-Baseboard Heating | Small General |  | Winter Evening | % of Load | 1 | 2031 | 65535
| High | DLC-Water Heating | DLC-Thermostat-BYOT-Baseboard Heating | Small General |  | Winter Evening | % of Load | 0 | 2031 | 65535
| High | DLC-Water Heating | DLC-Thermostat-DI-MSHP | Small General |  | Winter Evening | % of Load | 1 | 2031 | 65535
| High | DLC-Water Heating | DLC-Thermostat-DI-MSHP | Small General |  | Winter Evening | % of Load | 0 | 2031 | 65535
| High | DLC-Water Heating | DLC-Thermostat-BYOT-MSHP | Small General |  | Winter Evening | % of Load | 1 | 2031 | 65535
| High | DLC-Water Heating | DLC-Thermostat-BYOT-MSHP | Small General |  | Winter Evening | % of Load | 0 | 2031 | 65535
| High | DLC-Water Heating | C&I Curtailment-Turnkey-Manual HVAC Control | Small General |  | Winter Evening | % of Load | 1 | 2031 | 65535
| High | DLC-Water Heating | C&I Curtailment-Turnkey-Manual HVAC Control | Small General |  | Winter Evening | % of Load | 0 | 2031 | 65535
| High | DLC-Water Heating | C&I Curtailment-Turnkey-Auto-DR HVAC Control | Small General |  | Winter Evening | % of Load | 1 | 2031 | 65535
| High | DLC-Water Heating | C&I Curtailment-Turnkey-Auto-DR HVAC Control | Small General |  | Winter Evening | % of Load | 0 | 2031 | 65535
| High | DLC-Water Heating | C&I Curtailment-Turnkey-Standard Lighting Control | Small General |  | Winter Evening | % of Load | 1 | 2031 | 65535
| High | DLC-Water Heating | C&I Curtailment-Turnkey-Standard Lighting Control | Small General |  | Winter Evening | % of Load | 0 | 2031 | 65535
| High | DLC-Water Heating | C&I Curtailment-Turnkey-Advanced Lighting Control | Small General |  | Winter Evening | % of Load | 1 | 2031 | 65535
| High | DLC-Water Heating | C&I Curtailment-Turnkey-Advanced Lighting Control | Small General |  | Winter Evening | % of Load | 0 | 2031 | 65535
| High | DLC-Water Heating | C&I Curtailment-Turnkey-Water Heating Control | Small General |  | Winter Evening | % of Load | 1 | 2031 | 65535
| High | DLC-Water Heating | C&I Curtailment-Turnkey-Water Heating Control | Small General |  | Winter Evening | % of Load | 0 | 2031 | 65535
| High | DLC-Water Heating | C&I Curtailment-Turnkey-Other | Small General |  | Winter Evening | % of Load | 1 | 2031 | 65535
| High | DLC-Water Heating | C&I Curtailment-Turnkey-Other | Small General |  | Winter Evening | % of Load | 0 | 2031 | 65535
| High | DLC-Water Heating | Dynamic Pricing with enabling tech. | Small General |  | Winter Evening | % of Load | 1 | 2031 | 65535
| High | DLC-Water Heating | Dynamic Pricing with enabling tech. | Small General |  | Winter Evening | % of Load | 0 | 2031 | 65535
| High | DLC-Water Heating | DLC-Switch-Water Heating | General |  | Winter Morning | % of Load | 1 | 2031 | 65535
| High | DLC-Water Heating | DLC-Switch-Water Heating | General |  | Winter Morning | % of Load | 0 | 2031 | 65535
| High | DLC-Water Heating | DLC-BYOD-Water Heating | General |  | Winter Morning | % of Load | 1 | 2031 | 65535
| High | DLC-Water Heating | DLC-BYOD-Water Heating | General |  | Winter Morning | % of Load | 0 | 2031 | 65535
| High | DLC-Water Heating | DLC-Thermostat-DI-Central Heat Pump | General |  | Winter Morning | % of Load | 1 | 2031 | 65535
| High | DLC-Water Heating | DLC-Thermostat-DI-Central Heat Pump | General |  | Winter Morning | % of Load | 0 | 2031 | 65535
| High | DLC-Water Heating | DLC-Thermostat-BYOT-Central Heat Pump | General |  | Winter Morning | % of Load | 1 | 2031 | 65535
| High | DLC-Water Heating | DLC-Thermostat-BYOT-Central Heat Pump | General |  | Winter Morning | % of Load | 0 | 2031 | 65535
| High | DLC-Water Heating | DLC-Thermostat-HVAC | General |  | Winter Morning | % of Load | 1 | 2031 | 65535
| High | DLC-Water Heating | DLC-Thermostat-HVAC | General |  | Winter Morning | % of Load | 0 | 2031 | 65535
| High | DLC-Water Heating | DLC-Thermostat-DI-Baseboard Heating | General |  | Winter Morning | % of Load | 1 | 2031 | 65535
| High | DLC-Water Heating | DLC-Thermostat-DI-Baseboard Heating | General |  | Winter Morning | % of Load | 0 | 2031 | 65535
| High | DLC-Water Heating | DLC-Thermostat-BYOT-Baseboard Heating | General |  | Winter Morning | % of Load | 1 | 2031 | 65535
| High | DLC-Water Heating | DLC-Thermostat-BYOT-Baseboard Heating | General |  | Winter Morning | % of Load | 0 | 2031 | 65535
| High | DLC-Water Heating | DLC-Thermostat-DI-MSHP | General |  | Winter Morning | % of Load | 1 | 2031 | 65535
| High | DLC-Water Heating | DLC-Thermostat-DI-MSHP | General |  | Winter Morning | % of Load | 0 | 2031 | 65535
| High | DLC-Water Heating | DLC-Thermostat-BYOT-MSHP | General |  | Winter Morning | % of Load | 1 | 2031 | 65535
| High | DLC-Water Heating | DLC-Thermostat-BYOT-MSHP | General |  | Winter Morning | % of Load | 0 | 2031 | 65535
| High | DLC-Water Heating | C&I Curtailment-Turnkey-Manual HVAC Control | General |  | Winter Morning | % of Load | 1 | 2031 | 65535
| High | DLC-Water Heating | C&I Curtailment-Turnkey-Manual HVAC Control | General |  | Winter Morning | % of Load | 0 | 2031 | 65535
| High | DLC-Water Heating | C&I Curtailment-Turnkey-Auto-DR HVAC Control | General |  | Winter Morning | % of Load | 1 | 2031 | 65535
| High | DLC-Water Heating | C&I Curtailment-Turnkey-Auto-DR HVAC Control | General |  | Winter Morning | % of Load | 0 | 2031 | 65535
| High | DLC-Water Heating | C&I Curtailment-Turnkey-Standard Lighting Control | General |  | Winter Morning | % of Load | 1 | 2031 | 65535
| High | DLC-Water Heating | C&I Curtailment-Turnkey-Standard Lighting Control | General |  | Winter Morning | % of Load | 0 | 2031 | 65535
| High | DLC-Water Heating | C&I Curtailment-Turnkey-Advanced Lighting Control | General |  | Winter Morning | % of Load | 1 | 2031 | 65535
| High | DLC-Water Heating | C&I Curtailment-Turnkey-Advanced Lighting Control | General |  | Winter Morning | % of Load | 0 | 2031 | 65535
| High | DLC-Water Heating | C&I Curtailment-Turnkey-Water Heating Control | General |  | Winter Morning | % of Load | 1 | 2031 | 65535
| High | DLC-Water Heating | C&I Curtailment-Turnkey-Water Heating Control | General |  | Winter Morning | % of Load | 0 | 2031 | 65535
| High | DLC-Water Heating | C&I Curtailment-Turnkey-Other | General |  | Winter Morning | % of Load | 1 | 2031 | 65535
| High | DLC-Water Heating | C&I Curtailment-Turnkey-Other | General |  | Winter Morning | % of Load | 0 | 2031 | 65535
| High | DLC-Water Heating | DLC-Switch-Water Heating | General |  | Winter Evening | % of Load | 1 | 2031 | 65535
| High | DLC-Water Heating | DLC-Switch-Water Heating | General |  | Winter Evening | % of Load | 0 | 2031 | 65535
| High | DLC-Water Heating | DLC-BYOD-Water Heating | General |  | Winter Evening | % of Load | 1 | 2031 | 65535
| High | DLC-Water Heating | DLC-BYOD-Water Heating | General |  | Winter Evening | % of Load | 0 | 2031 | 65535
| High | DLC-Water Heating | DLC-Thermostat-DI-Central Heat Pump | General |  | Winter Evening | % of Load | 1 | 2031 | 65535
| High | DLC-Water Heating | DLC-Thermostat-DI-Central Heat Pump | General |  | Winter Evening | % of Load | 0 | 2031 | 65535
| High | DLC-Water Heating | DLC-Thermostat-BYOT-Central Heat Pump | General |  | Winter Evening | % of Load | 1 | 2031 | 65535
| High | DLC-Water Heating | DLC-Thermostat-BYOT-Central Heat Pump | General |  | Winter Evening | % of Load | 0 | 2031 | 65535
| High | DLC-Water Heating | DLC-Thermostat-HVAC | General |  | Winter Evening | % of Load | 1 | 2031 | 65535
| High | DLC-Water Heating | DLC-Thermostat-HVAC | General |  | Winter Evening | % of Load | 0 | 2031 | 65535
| High | DLC-Water Heating | DLC-Thermostat-DI-Baseboard Heating | General |  | Winter Evening | % of Load | 1 | 2031 | 65535
| High | DLC-Water Heating | DLC-Thermostat-DI-Baseboard Heating | General |  | Winter Evening | % of Load | 0 | 2031 | 65535
| High | DLC-Water Heating | DLC-Thermostat-BYOT-Baseboard Heating | General |  | Winter Evening | % of Load | 1 | 2031 | 65535
| High | DLC-Water Heating | DLC-Thermostat-BYOT-Baseboard Heating | General |  | Winter Evening | % of Load | 0 | 2031 | 65535
| High | DLC-Water Heating | DLC-Thermostat-DI-MSHP | General |  | Winter Evening | % of Load | 1 | 2031 | 65535
| High | DLC-Water Heating | DLC-Thermostat-DI-MSHP | General |  | Winter Evening | % of Load | 0 | 2031 | 65535
| High | DLC-Water Heating | DLC-Thermostat-BYOT-MSHP | General |  | Winter Evening | % of Load | 1 | 2031 | 65535
| High | DLC-Water Heating | DLC-Thermostat-BYOT-MSHP | General |  | Winter Evening | % of Load | 0 | 2031 | 65535
| High | DLC-Water Heating | C&I Curtailment-Turnkey-Manual HVAC Control | General |  | Winter Evening | % of Load | 1 | 2031 | 65535
| High | DLC-Water Heating | C&I Curtailment-Turnkey-Manual HVAC Control | General |  | Winter Evening | % of Load | 0 | 2031 | 65535
| High | DLC-Water Heating | C&I Curtailment-Turnkey-Auto-DR HVAC Control | General |  | Winter Evening | % of Load | 1 | 2031 | 65535
| High | DLC-Water Heating | C&I Curtailment-Turnkey-Auto-DR HVAC Control | General |  | Winter Evening | % of Load | 0 | 2031 | 65535
| High | DLC-Water Heating | C&I Curtailment-Turnkey-Standard Lighting Control | General |  | Winter Evening | % of Load | 1 | 2031 | 65535
| High | DLC-Water Heating | C&I Curtailment-Turnkey-Standard Lighting Control | General |  | Winter Evening | % of Load | 0 | 2031 | 65535
| High | DLC-Water Heating | C&I Curtailment-Turnkey-Advanced Lighting Control | General |  | Winter Evening | % of Load | 1 | 2031 | 65535
| High | DLC-Water Heating | C&I Curtailment-Turnkey-Advanced Lighting Control | General |  | Winter Evening | % of Load | 0 | 2031 | 65535
| High | DLC-Water Heating | C&I Curtailment-Turnkey-Water Heating Control | General |  | Winter Evening | % of Load | 1 | 2031 | 65535
| High | DLC-Water Heating | C&I Curtailment-Turnkey-Water Heating Control | General |  | Winter Evening | % of Load | 0 | 2031 | 65535
| High | DLC-Water Heating | C&I Curtailment-Turnkey-Other | General |  | Winter Evening | % of Load | 1 | 2031 | 65535
| High | DLC-Water Heating | C&I Curtailment-Turnkey-Other | General |  | Winter Evening | % of Load | 0 | 2031 | 65535
| High | DLC-Water Heating | DLC-Switch-Water Heating | Small Industrial |  | Winter Morning | % of Load | 1 | 2031 | 65535
| High | DLC-Water Heating | DLC-Switch-Water Heating | Small Industrial |  | Winter Morning | % of Load | 0 | 2031 | 65535
| High | DLC-Water Heating | DLC-BYOD-Water Heating | Small Industrial |  | Winter Morning | % of Load | 1 | 2031 | 65535
| High | DLC-Water Heating | DLC-BYOD-Water Heating | Small Industrial |  | Winter Morning | % of Load | 0 | 2031 | 65535
| High | DLC-Water Heating | DLC-Thermostat-DI-Central Heat Pump | Small Industrial |  | Winter Morning | % of Load | 1 | 2031 | 65535
| High | DLC-Water Heating | DLC-Thermostat-DI-Central Heat Pump | Small Industrial |  | Winter Morning | % of Load | 0 | 2031 | 65535
| High | DLC-Water Heating | DLC-Thermostat-BYOT-Central Heat Pump | Small Industrial |  | Winter Morning | % of Load | 1 | 2031 | 65535
| High | DLC-Water Heating | DLC-Thermostat-BYOT-Central Heat Pump | Small Industrial |  | Winter Morning | % of Load | 0 | 2031 | 65535
| High | DLC-Water Heating | DLC-Thermostat-HVAC | Small Industrial |  | Winter Morning | % of Load | 1 | 2031 | 65535
| High | DLC-Water Heating | DLC-Thermostat-HVAC | Small Industrial |  | Winter Morning | % of Load | 0 | 2031 | 65535
| High | DLC-Water Heating | DLC-Thermostat-DI-Baseboard Heating | Small Industrial |  | Winter Morning | % of Load | 1 | 2031 | 65535
| High | DLC-Water Heating | DLC-Thermostat-DI-Baseboard Heating | Small Industrial |  | Winter Morning | % of Load | 0 | 2031 | 65535
| High | DLC-Water Heating | DLC-Thermostat-BYOT-Baseboard Heating | Small Industrial |  | Winter Morning | % of Load | 1 | 2031 | 65535
| High | DLC-Water Heating | DLC-Thermostat-BYOT-Baseboard Heating | Small Industrial |  | Winter Morning | % of Load | 0 | 2031 | 65535
| High | DLC-Water Heating | DLC-Thermostat-DI-MSHP | Small Industrial |  | Winter Morning | % of Load | 1 | 2031 | 65535
| High | DLC-Water Heating | DLC-Thermostat-DI-MSHP | Small Industrial |  | Winter Morning | % of Load | 0 | 2031 | 65535
| High | DLC-Water Heating | DLC-Thermostat-BYOT-MSHP | Small Industrial |  | Winter Morning | % of Load | 1 | 2031 | 65535
| High | DLC-Water Heating | DLC-Thermostat-BYOT-MSHP | Small Industrial |  | Winter Morning | % of Load | 0 | 2031 | 65535
| High | DLC-Water Heating | C&I Curtailment-Turnkey-Manual HVAC Control | Small Industrial |  | Winter Morning | % of Load | 1 | 2031 | 65535
| High | DLC-Water Heating | C&I Curtailment-Turnkey-Manual HVAC Control | Small Industrial |  | Winter Morning | % of Load | 0 | 2031 | 65535
| High | DLC-Water Heating | C&I Curtailment-Turnkey-Auto-DR HVAC Control | Small Industrial |  | Winter Morning | % of Load | 1 | 2031 | 65535
| High | DLC-Water Heating | C&I Curtailment-Turnkey-Auto-DR HVAC Control | Small Industrial |  | Winter Morning | % of Load | 0 | 2031 | 65535
| High | DLC-Water Heating | C&I Curtailment-Turnkey-Standard Lighting Control | Small Industrial |  | Winter Morning | % of Load | 1 | 2031 | 65535
| High | DLC-Water Heating | C&I Curtailment-Turnkey-Standard Lighting Control | Small Industrial |  | Winter Morning | % of Load | 0 | 2031 | 65535
| High | DLC-Water Heating | C&I Curtailment-Turnkey-Advanced Lighting Control | Small Industrial |  | Winter Morning | % of Load | 1 | 2031 | 65535
| High | DLC-Water Heating | C&I Curtailment-Turnkey-Advanced Lighting Control | Small Industrial |  | Winter Morning | % of Load | 0 | 2031 | 65535
| High | DLC-Water Heating | C&I Curtailment-Turnkey-Water Heating Control | Small Industrial |  | Winter Morning | % of Load | 1 | 2031 | 65535
| High | DLC-Water Heating | C&I Curtailment-Turnkey-Water Heating Control | Small Industrial |  | Winter Morning | % of Load | 0 | 2031 | 65535
| High | DLC-Water Heating | C&I Curtailment-Turnkey-Other | Small Industrial |  | Winter Morning | % of Load | 1 | 2031 | 65535
| High | DLC-Water Heating | C&I Curtailment-Turnkey-Other | Small Industrial |  | Winter Morning | % of Load | 0 | 2031 | 65535
| High | DLC-Water Heating | C&I Curtailment-Turnkey-Industrial | Small Industrial |  | Winter Morning | % of Load | 1 | 2031 | 65535
| High | DLC-Water Heating | C&I Curtailment-Turnkey-Industrial | Small Industrial |  | Winter Morning | % of Load | 0 | 2031 | 65535
| High | DLC-Water Heating | DLC-Switch-Water Heating | Small Industrial |  | Winter Evening | % of Load | 1 | 2031 | 65535
| High | DLC-Water Heating | DLC-Switch-Water Heating | Small Industrial |  | Winter Evening | % of Load | 0 | 2031 | 65535
| High | DLC-Water Heating | DLC-BYOD-Water Heating | Small Industrial |  | Winter Evening | % of Load | 1 | 2031 | 65535
| High | DLC-Water Heating | DLC-BYOD-Water Heating | Small Industrial |  | Winter Evening | % of Load | 0 | 2031 | 65535
| High | DLC-Water Heating | DLC-Thermostat-DI-Central Heat Pump | Small Industrial |  | Winter Evening | % of Load | 1 | 2031 | 65535
| High | DLC-Water Heating | DLC-Thermostat-DI-Central Heat Pump | Small Industrial |  | Winter Evening | % of Load | 0 | 2031 | 65535
| High | DLC-Water Heating | DLC-Thermostat-BYOT-Central Heat Pump | Small Industrial |  | Winter Evening | % of Load | 1 | 2031 | 65535
| High | DLC-Water Heating | DLC-Thermostat-BYOT-Central Heat Pump | Small Industrial |  | Winter Evening | % of Load | 0 | 2031 | 65535
| High | DLC-Water Heating | DLC-Thermostat-HVAC | Small Industrial |  | Winter Evening | % of Load | 1 | 2031 | 65535
| High | DLC-Water Heating | DLC-Thermostat-HVAC | Small Industrial |  | Winter Evening | % of Load | 0 | 2031 | 65535
| High | DLC-Water Heating | DLC-Thermostat-DI-Baseboard Heating | Small Industrial |  | Winter Evening | % of Load | 1 | 2031 | 65535
| High | DLC-Water Heating | DLC-Thermostat-DI-Baseboard Heating | Small Industrial |  | Winter Evening | % of Load | 0 | 2031 | 65535
| High | DLC-Water Heating | DLC-Thermostat-BYOT-Baseboard Heating | Small Industrial |  | Winter Evening | % of Load | 1 | 2031 | 65535
| High | DLC-Water Heating | DLC-Thermostat-BYOT-Baseboard Heating | Small Industrial |  | Winter Evening | % of Load | 0 | 2031 | 65535
| High | DLC-Water Heating | DLC-Thermostat-DI-MSHP | Small Industrial |  | Winter Evening | % of Load | 1 | 2031 | 65535
| High | DLC-Water Heating | DLC-Thermostat-DI-MSHP | Small Industrial |  | Winter Evening | % of Load | 0 | 2031 | 65535
| High | DLC-Water Heating | DLC-Thermostat-BYOT-MSHP | Small Industrial |  | Winter Evening | % of Load | 1 | 2031 | 65535
| High | DLC-Water Heating | DLC-Thermostat-BYOT-MSHP | Small Industrial |  | Winter Evening | % of Load | 0 | 2031 | 65535
| High | DLC-Water Heating | C&I Curtailment-Turnkey-Manual HVAC Control | Small Industrial |  | Winter Evening | % of Load | 1 | 2031 | 65535
| High | DLC-Water Heating | C&I Curtailment-Turnkey-Manual HVAC Control | Small Industrial |  | Winter Evening | % of Load | 0 | 2031 | 65535
| High | DLC-Water Heating | C&I Curtailment-Turnkey-Auto-DR HVAC Control | Small Industrial |  | Winter Evening | % of Load | 1 | 2031 | 65535
| High | DLC-Water Heating | C&I Curtailment-Turnkey-Auto-DR HVAC Control | Small Industrial |  | Winter Evening | % of Load | 0 | 2031 | 65535
| High | DLC-Water Heating | C&I Curtailment-Turnkey-Standard Lighting Control | Small Industrial |  | Winter Evening | % of Load | 1 | 2031 | 65535
| High | DLC-Water Heating | C&I Curtailment-Turnkey-Standard Lighting Control | Small Industrial |  | Winter Evening | % of Load | 0 | 2031 | 65535
| High | DLC-Water Heating | C&I Curtailment-Turnkey-Advanced Lighting Control | Small Industrial |  | Winter Evening | % of Load | 1 | 2031 | 65535
| High | DLC-Water Heating | C&I Curtailment-Turnkey-Advanced Lighting Control | Small Industrial |  | Winter Evening | % of Load | 0 | 2031 | 65535
| High | DLC-Water Heating | C&I Curtailment-Turnkey-Water Heating Control | Small Industrial |  | Winter Evening | % of Load | 1 | 2031 | 65535
| High | DLC-Water Heating | C&I Curtailment-Turnkey-Water Heating Control | Small Industrial |  | Winter Evening | % of Load | 0 | 2031 | 65535
| High | DLC-Water Heating | C&I Curtailment-Turnkey-Other | Small Industrial |  | Winter Evening | % of Load | 1 | 2031 | 65535
| High | DLC-Water Heating | C&I Curtailment-Turnkey-Other | Small Industrial |  | Winter Evening | % of Load | 0 | 2031 | 65535
| High | DLC-Water Heating | C&I Curtailment-Turnkey-Industrial | Small Industrial |  | Winter Evening | % of Load | 1 | 2031 | 65535
| High | DLC-Water Heating | C&I Curtailment-Turnkey-Industrial | Small Industrial |  | Winter Evening | % of Load | 0 | 2031 | 65535
| High | DLC-Water Heating | DLC-Switch-Water Heating | Medium Industrial |  | Winter Morning | % of Load | 1 | 2031 | 65535
| High | DLC-Water Heating | DLC-Switch-Water Heating | Medium Industrial |  | Winter Morning | % of Load | 0 | 2031 | 65535
| High | DLC-Water Heating | DLC-BYOD-Water Heating | Medium Industrial |  | Winter Morning | % of Load | 1 | 2031 | 65535
| High | DLC-Water Heating | DLC-BYOD-Water Heating | Medium Industrial |  | Winter Morning | % of Load | 0 | 2031 | 65535
| High | DLC-Water Heating | DLC-Thermostat-DI-Central Heat Pump | Medium Industrial |  | Winter Morning | % of Load | 1 | 2031 | 65535
| High | DLC-Water Heating | DLC-Thermostat-DI-Central Heat Pump | Medium Industrial |  | Winter Morning | % of Load | 0 | 2031 | 65535
| High | DLC-Water Heating | DLC-Thermostat-BYOT-Central Heat Pump | Medium Industrial |  | Winter Morning | % of Load | 1 | 2031 | 65535
| High | DLC-Water Heating | DLC-Thermostat-BYOT-Central Heat Pump | Medium Industrial |  | Winter Morning | % of Load | 0 | 2031 | 65535
| High | DLC-Water Heating | DLC-Thermostat-HVAC | Medium Industrial |  | Winter Morning | % of Load | 1 | 2031 | 65535
| High | DLC-Water Heating | DLC-Thermostat-HVAC | Medium Industrial |  | Winter Morning | % of Load | 0 | 2031 | 65535
| High | DLC-Water Heating | DLC-Thermostat-DI-Baseboard Heating | Medium Industrial |  | Winter Morning | % of Load | 1 | 2031 | 65535
| High | DLC-Water Heating | DLC-Thermostat-DI-Baseboard Heating | Medium Industrial |  | Winter Morning | % of Load | 0 | 2031 | 65535
| High | DLC-Water Heating | DLC-Thermostat-BYOT-Baseboard Heating | Medium Industrial |  | Winter Morning | % of Load | 1 | 2031 | 65535
| High | DLC-Water Heating | DLC-Thermostat-BYOT-Baseboard Heating | Medium Industrial |  | Winter Morning | % of Load | 0 | 2031 | 65535
| High | DLC-Water Heating | DLC-Thermostat-DI-MSHP | Medium Industrial |  | Winter Morning | % of Load | 1 | 2031 | 65535
| High | DLC-Water Heating | DLC-Thermostat-DI-MSHP | Medium Industrial |  | Winter Morning | % of Load | 0 | 2031 | 65535
| High | DLC-Water Heating | DLC-Thermostat-BYOT-MSHP | Medium Industrial |  | Winter Morning | % of Load | 1 | 2031 | 65535
| High | DLC-Water Heating | DLC-Thermostat-BYOT-MSHP | Medium Industrial |  | Winter Morning | % of Load | 0 | 2031 | 65535
| High | DLC-Water Heating | C&I Curtailment-Turnkey-Manual HVAC Control | Medium Industrial |  | Winter Morning | % of Load | 1 | 2031 | 65535
| High | DLC-Water Heating | C&I Curtailment-Turnkey-Manual HVAC Control | Medium Industrial |  | Winter Morning | % of Load | 0 | 2031 | 65535
| High | DLC-Water Heating | C&I Curtailment-Turnkey-Auto-DR HVAC Control | Medium Industrial |  | Winter Morning | % of Load | 1 | 2031 | 65535
| High | DLC-Water Heating | C&I Curtailment-Turnkey-Auto-DR HVAC Control | Medium Industrial |  | Winter Morning | % of Load | 0 | 2031 | 65535
| High | DLC-Water Heating | C&I Curtailment-Turnkey-Standard Lighting Control | Medium Industrial |  | Winter Morning | % of Load | 1 | 2031 | 65535
| High | DLC-Water Heating | C&I Curtailment-Turnkey-Standard Lighting Control | Medium Industrial |  | Winter Morning | % of Load | 0 | 2031 | 65535
| High | DLC-Water Heating | C&I Curtailment-Turnkey-Advanced Lighting Control | Medium Industrial |  | Winter Morning | % of Load | 1 | 2031 | 65535
| High | DLC-Water Heating | C&I Curtailment-Turnkey-Advanced Lighting Control | Medium Industrial |  | Winter Morning | % of Load | 0 | 2031 | 65535
| High | DLC-Water Heating | C&I Curtailment-Turnkey-Water Heating Control | Medium Industrial |  | Winter Morning | % of Load | 1 | 2031 | 65535
| High | DLC-Water Heating | C&I Curtailment-Turnkey-Water Heating Control | Medium Industrial |  | Winter Morning | % of Load | 0 | 2031 | 65535
| High | DLC-Water Heating | C&I Curtailment-Turnkey-Other | Medium Industrial |  | Winter Morning | % of Load | 1 | 2031 | 65535
| High | DLC-Water Heating | C&I Curtailment-Turnkey-Other | Medium Industrial |  | Winter Morning | % of Load | 0 | 2031 | 65535
| High | DLC-Water Heating | DLC-Switch-Water Heating | Medium Industrial |  | Winter Evening | % of Load | 1 | 2031 | 65535
| High | DLC-Water Heating | DLC-Switch-Water Heating | Medium Industrial |  | Winter Evening | % of Load | 0 | 2031 | 65535
| High | DLC-Water Heating | DLC-BYOD-Water Heating | Medium Industrial |  | Winter Evening | % of Load | 1 | 2031 | 65535
| High | DLC-Water Heating | DLC-BYOD-Water Heating | Medium Industrial |  | Winter Evening | % of Load | 0 | 2031 | 65535
| High | DLC-Water Heating | DLC-Thermostat-DI-Central Heat Pump | Medium Industrial |  | Winter Evening | % of Load | 1 | 2031 | 65535
| High | DLC-Water Heating | DLC-Thermostat-DI-Central Heat Pump | Medium Industrial |  | Winter Evening | % of Load | 0 | 2031 | 65535
| High | DLC-Water Heating | DLC-Thermostat-BYOT-Central Heat Pump | Medium Industrial |  | Winter Evening | % of Load | 1 | 2031 | 65535
| High | DLC-Water Heating | DLC-Thermostat-BYOT-Central Heat Pump | Medium Industrial |  | Winter Evening | % of Load | 0 | 2031 | 65535
| High | DLC-Water Heating | DLC-Thermostat-HVAC | Medium Industrial |  | Winter Evening | % of Load | 1 | 2031 | 65535
| High | DLC-Water Heating | DLC-Thermostat-HVAC | Medium Industrial |  | Winter Evening | % of Load | 0 | 2031 | 65535
| High | DLC-Water Heating | DLC-Thermostat-DI-Baseboard Heating | Medium Industrial |  | Winter Evening | % of Load | 1 | 2031 | 65535
| High | DLC-Water Heating | DLC-Thermostat-DI-Baseboard Heating | Medium Industrial |  | Winter Evening | % of Load | 0 | 2031 | 65535
| High | DLC-Water Heating | DLC-Thermostat-BYOT-Baseboard Heating | Medium Industrial |  | Winter Evening | % of Load | 1 | 2031 | 65535
| High | DLC-Water Heating | DLC-Thermostat-BYOT-Baseboard Heating | Medium Industrial |  | Winter Evening | % of Load | 0 | 2031 | 65535
| High | DLC-Water Heating | DLC-Thermostat-DI-MSHP | Medium Industrial |  | Winter Evening | % of Load | 1 | 2031 | 65535
| High | DLC-Water Heating | DLC-Thermostat-DI-MSHP | Medium Industrial |  | Winter Evening | % of Load | 0 | 2031 | 65535
| High | DLC-Water Heating | DLC-Thermostat-BYOT-MSHP | Medium Industrial |  | Winter Evening | % of Load | 1 | 2031 | 65535
| High | DLC-Water Heating | DLC-Thermostat-BYOT-MSHP | Medium Industrial |  | Winter Evening | % of Load | 0 | 2031 | 65535
| High | DLC-Water Heating | C&I Curtailment-Turnkey-Manual HVAC Control | Medium Industrial |  | Winter Evening | % of Load | 1 | 2031 | 65535
| High | DLC-Water Heating | C&I Curtailment-Turnkey-Manual HVAC Control | Medium Industrial |  | Winter Evening | % of Load | 0 | 2031 | 65535
| High | DLC-Water Heating | C&I Curtailment-Turnkey-Auto-DR HVAC Control | Medium Industrial |  | Winter Evening | % of Load | 1 | 2031 | 65535
| High | DLC-Water Heating | C&I Curtailment-Turnkey-Auto-DR HVAC Control | Medium Industrial |  | Winter Evening | % of Load | 0 | 2031 | 65535
| High | DLC-Water Heating | C&I Curtailment-Turnkey-Standard Lighting Control | Medium Industrial |  | Winter Evening | % of Load | 1 | 2031 | 65535
| High | DLC-Water Heating | C&I Curtailment-Turnkey-Standard Lighting Control | Medium Industrial |  | Winter Evening | % of Load | 0 | 2031 | 65535
| High | DLC-Water Heating | C&I Curtailment-Turnkey-Advanced Lighting Control | Medium Industrial |  | Winter Evening | % of Load | 1 | 2031 | 65535
| High | DLC-Water Heating | C&I Curtailment-Turnkey-Advanced Lighting Control | Medium Industrial |  | Winter Evening | % of Load | 0 | 2031 | 65535
| High | DLC-Water Heating | C&I Curtailment-Turnkey-Water Heating Control | Medium Industrial |  | Winter Evening | % of Load | 1 | 2031 | 65535
| High | DLC-Water Heating | C&I Curtailment-Turnkey-Water Heating Control | Medium Industrial |  | Winter Evening | % of Load | 0 | 2031 | 65535
| High | DLC-Water Heating | C&I Curtailment-Turnkey-Other | Medium Industrial |  | Winter Evening | % of Load | 1 | 2031 | 65535
| High | DLC-Water Heating | C&I Curtailment-Turnkey-Other | Medium Industrial |  | Winter Evening | % of Load | 0 | 2031 | 65535
| High | DLC-Water Heating | DLC-Switch-Water Heating | Residential Charitable |  | Winter Morning | % of Load | 1 | 2031 | 65535
| High | DLC-Water Heating | DLC-Switch-Water Heating | Residential Charitable |  | Winter Morning | % of Load | 0 | 2031 | 65535
| High | DLC-Water Heating | DLC-BYOD-Water Heating | Residential Charitable |  | Winter Morning | % of Load | 1 | 2031 | 65535
| High | DLC-Water Heating | DLC-BYOD-Water Heating | Residential Charitable |  | Winter Morning | % of Load | 0 | 2031 | 65535
| High | DLC-Water Heating | DLC-Switch-Water Heating | Residential Charitable |  | Winter Evening | % of Load | 1 | 2031 | 65535
| High | DLC-Water Heating | DLC-Switch-Water Heating | Residential Charitable |  | Winter Evening | % of Load | 0 | 2031 | 65535
| High | DLC-Water Heating | DLC-BYOD-Water Heating | Residential Charitable |  | Winter Evening | % of Load | 1 | 2031 | 65535
| High | DLC-Water Heating | DLC-BYOD-Water Heating | Residential Charitable |  | Winter Evening | % of Load | 0 | 2031 | 65535
| High | C&I Curtailment | DLC-Switch-Water Heating | Small General |  | Winter Morning | % of Load | 1 | 2031 | 65535
| High | C&I Curtailment | DLC-Switch-Water Heating | Small General |  | Winter Morning | % of Load | 0 | 2031 | 65535
| High | C&I Curtailment | DLC-BYOD-Water Heating | Small General |  | Winter Morning | % of Load | 1 | 2031 | 65535
| High | C&I Curtailment | DLC-BYOD-Water Heating | Small General |  | Winter Morning | % of Load | 0 | 2031 | 65535
| High | C&I Curtailment | DLC-Thermostat-DI-Central Heat Pump | Small General |  | Winter Morning | % of Load | 1 | 2031 | 65535
| High | C&I Curtailment | DLC-Thermostat-DI-Central Heat Pump | Small General |  | Winter Morning | % of Load | 0 | 2031 | 65535
| High | C&I Curtailment | DLC-Thermostat-BYOT-Central Heat Pump | Small General |  | Winter Morning | % of Load | 1 | 2031 | 65535
| High | C&I Curtailment | DLC-Thermostat-BYOT-Central Heat Pump | Small General |  | Winter Morning | % of Load | 0 | 2031 | 65535
| High | C&I Curtailment | DLC-Thermostat-HVAC | Small General |  | Winter Morning | % of Load | 1 | 2031 | 65535
| High | C&I Curtailment | DLC-Thermostat-HVAC | Small General |  | Winter Morning | % of Load | 0 | 2031 | 65535
| High | C&I Curtailment | DLC-Thermostat-DI-Baseboard Heating | Small General |  | Winter Morning | % of Load | 1 | 2031 | 65535
| High | C&I Curtailment | DLC-Thermostat-DI-Baseboard Heating | Small General |  | Winter Morning | % of Load | 0 | 2031 | 65535
| High | C&I Curtailment | DLC-Thermostat-BYOT-Baseboard Heating | Small General |  | Winter Morning | % of Load | 1 | 2031 | 65535
| High | C&I Curtailment | DLC-Thermostat-BYOT-Baseboard Heating | Small General |  | Winter Morning | % of Load | 0 | 2031 | 65535
| High | C&I Curtailment | DLC-Thermostat-DI-MSHP | Small General |  | Winter Morning | % of Load | 1 | 2031 | 65535
| High | C&I Curtailment | DLC-Thermostat-DI-MSHP | Small General |  | Winter Morning | % of Load | 0 | 2031 | 65535
| High | C&I Curtailment | DLC-Thermostat-BYOT-MSHP | Small General |  | Winter Morning | % of Load | 1 | 2031 | 65535
| High | C&I Curtailment | DLC-Thermostat-BYOT-MSHP | Small General |  | Winter Morning | % of Load | 0 | 2031 | 65535
| High | C&I Curtailment | C&I Curtailment-Turnkey-Manual HVAC Control | Small General |  | Winter Morning | % of Load | 1 | 2031 | 65535
| High | C&I Curtailment | C&I Curtailment-Turnkey-Manual HVAC Control | Small General |  | Winter Morning | % of Load | 0 | 2031 | 65535
| High | C&I Curtailment | C&I Curtailment-Turnkey-Auto-DR HVAC Control | Small General |  | Winter Morning | % of Load | 1 | 2031 | 65535
| High | C&I Curtailment | C&I Curtailment-Turnkey-Auto-DR HVAC Control | Small General |  | Winter Morning | % of Load | 0 | 2031 | 65535
| High | C&I Curtailment | C&I Curtailment-Turnkey-Standard Lighting Control | Small General |  | Winter Morning | % of Load | 1 | 2031 | 65535
| High | C&I Curtailment | C&I Curtailment-Turnkey-Standard Lighting Control | Small General |  | Winter Morning | % of Load | 0 | 2031 | 65535
| High | C&I Curtailment | C&I Curtailment-Turnkey-Advanced Lighting Control | Small General |  | Winter Morning | % of Load | 1 | 2031 | 65535
| High | C&I Curtailment | C&I Curtailment-Turnkey-Advanced Lighting Control | Small General |  | Winter Morning | % of Load | 0 | 2031 | 65535
| High | C&I Curtailment | C&I Curtailment-Turnkey-Water Heating Control | Small General |  | Winter Morning | % of Load | 1 | 2031 | 65535
| High | C&I Curtailment | C&I Curtailment-Turnkey-Water Heating Control | Small General |  | Winter Morning | % of Load | 0 | 2031 | 65535
| High | C&I Curtailment | C&I Curtailment-Turnkey-Other | Small General |  | Winter Morning | % of Load | 1 | 2031 | 65535
| High | C&I Curtailment | C&I Curtailment-Turnkey-Other | Small General |  | Winter Morning | % of Load | 0 | 2031 | 65535
| High | C&I Curtailment | Dynamic Pricing with enabling tech. | Small General |  | Winter Morning | % of Load | 1 | 2031 | 65535
| High | C&I Curtailment | Dynamic Pricing with enabling tech. | Small General |  | Winter Morning | % of Load | 0 | 2031 | 65535
| High | C&I Curtailment | DLC-Switch-Water Heating | Small General |  | Winter Evening | % of Load | 1 | 2031 | 65535
| High | C&I Curtailment | DLC-Switch-Water Heating | Small General |  | Winter Evening | % of Load | 0 | 2031 | 65535
| High | C&I Curtailment | DLC-BYOD-Water Heating | Small General |  | Winter Evening | % of Load | 1 | 2031 | 65535
| High | C&I Curtailment | DLC-BYOD-Water Heating | Small General |  | Winter Evening | % of Load | 0 | 2031 | 65535
| High | C&I Curtailment | DLC-Thermostat-DI-Central Heat Pump | Small General |  | Winter Evening | % of Load | 1 | 2031 | 65535
| High | C&I Curtailment | DLC-Thermostat-DI-Central Heat Pump | Small General |  | Winter Evening | % of Load | 0 | 2031 | 65535
| High | C&I Curtailment | DLC-Thermostat-BYOT-Central Heat Pump | Small General |  | Winter Evening | % of Load | 1 | 2031 | 65535
| High | C&I Curtailment | DLC-Thermostat-BYOT-Central Heat Pump | Small General |  | Winter Evening | % of Load | 0 | 2031 | 65535
| High | C&I Curtailment | DLC-Thermostat-HVAC | Small General |  | Winter Evening | % of Load | 1 | 2031 | 65535
| High | C&I Curtailment | DLC-Thermostat-HVAC | Small General |  | Winter Evening | % of Load | 0 | 2031 | 65535
| High | C&I Curtailment | DLC-Thermostat-DI-Baseboard Heating | Small General |  | Winter Evening | % of Load | 1 | 2031 | 65535
| High | C&I Curtailment | DLC-Thermostat-DI-Baseboard Heating | Small General |  | Winter Evening | % of Load | 0 | 2031 | 65535
| High | C&I Curtailment | DLC-Thermostat-BYOT-Baseboard Heating | Small General |  | Winter Evening | % of Load | 1 | 2031 | 65535
| High | C&I Curtailment | DLC-Thermostat-BYOT-Baseboard Heating | Small General |  | Winter Evening | % of Load | 0 | 2031 | 65535
| High | C&I Curtailment | DLC-Thermostat-DI-MSHP | Small General |  | Winter Evening | % of Load | 1 | 2031 | 65535
| High | C&I Curtailment | DLC-Thermostat-DI-MSHP | Small General |  | Winter Evening | % of Load | 0 | 2031 | 65535
| High | C&I Curtailment | DLC-Thermostat-BYOT-MSHP | Small General |  | Winter Evening | % of Load | 1 | 2031 | 65535
| High | C&I Curtailment | DLC-Thermostat-BYOT-MSHP | Small General |  | Winter Evening | % of Load | 0 | 2031 | 65535
| High | C&I Curtailment | C&I Curtailment-Turnkey-Manual HVAC Control | Small General |  | Winter Evening | % of Load | 1 | 2031 | 65535
| High | C&I Curtailment | C&I Curtailment-Turnkey-Manual HVAC Control | Small General |  | Winter Evening | % of Load | 0 | 2031 | 65535
| High | C&I Curtailment | C&I Curtailment-Turnkey-Auto-DR HVAC Control | Small General |  | Winter Evening | % of Load | 1 | 2031 | 65535
| High | C&I Curtailment | C&I Curtailment-Turnkey-Auto-DR HVAC Control | Small General |  | Winter Evening | % of Load | 0 | 2031 | 65535
| High | C&I Curtailment | C&I Curtailment-Turnkey-Standard Lighting Control | Small General |  | Winter Evening | % of Load | 1 | 2031 | 65535
| High | C&I Curtailment | C&I Curtailment-Turnkey-Standard Lighting Control | Small General |  | Winter Evening | % of Load | 0 | 2031 | 65535
| High | C&I Curtailment | C&I Curtailment-Turnkey-Advanced Lighting Control | Small General |  | Winter Evening | % of Load | 1 | 2031 | 65535
| High | C&I Curtailment | C&I Curtailment-Turnkey-Advanced Lighting Control | Small General |  | Winter Evening | % of Load | 0 | 2031 | 65535
| High | C&I Curtailment | C&I Curtailment-Turnkey-Water Heating Control | Small General |  | Winter Evening | % of Load | 1 | 2031 | 65535
| High | C&I Curtailment | C&I Curtailment-Turnkey-Water Heating Control | Small General |  | Winter Evening | % of Load | 0 | 2031 | 65535
| High | C&I Curtailment | C&I Curtailment-Turnkey-Other | Small General |  | Winter Evening | % of Load | 1 | 2031 | 65535
| High | C&I Curtailment | C&I Curtailment-Turnkey-Other | Small General |  | Winter Evening | % of Load | 0 | 2031 | 65535
| High | C&I Curtailment | Dynamic Pricing with enabling tech. | Small General |  | Winter Evening | % of Load | 1 | 2031 | 65535
| High | C&I Curtailment | Dynamic Pricing with enabling tech. | Small General |  | Winter Evening | % of Load | 0 | 2031 | 65535
| High | C&I Curtailment | DLC-Switch-Water Heating | General |  | Winter Morning | % of Load | 1 | 2031 | 65535
| High | C&I Curtailment | DLC-Switch-Water Heating | General |  | Winter Morning | % of Load | 0 | 2031 | 65535
| High | C&I Curtailment | DLC-BYOD-Water Heating | General |  | Winter Morning | % of Load | 1 | 2031 | 65535
| High | C&I Curtailment | DLC-BYOD-Water Heating | General |  | Winter Morning | % of Load | 0 | 2031 | 65535
| High | C&I Curtailment | DLC-Thermostat-DI-Central Heat Pump | General |  | Winter Morning | % of Load | 1 | 2031 | 65535
| High | C&I Curtailment | DLC-Thermostat-DI-Central Heat Pump | General |  | Winter Morning | % of Load | 0 | 2031 | 65535
| High | C&I Curtailment | DLC-Thermostat-BYOT-Central Heat Pump | General |  | Winter Morning | % of Load | 1 | 2031 | 65535
| High | C&I Curtailment | DLC-Thermostat-BYOT-Central Heat Pump | General |  | Winter Morning | % of Load | 0 | 2031 | 65535
| High | C&I Curtailment | DLC-Thermostat-HVAC | General |  | Winter Morning | % of Load | 1 | 2031 | 65535
| High | C&I Curtailment | DLC-Thermostat-HVAC | General |  | Winter Morning | % of Load | 0 | 2031 | 65535
| High | C&I Curtailment | DLC-Thermostat-DI-Baseboard Heating | General |  | Winter Morning | % of Load | 1 | 2031 | 65535
| High | C&I Curtailment | DLC-Thermostat-DI-Baseboard Heating | General |  | Winter Morning | % of Load | 0 | 2031 | 65535
| High | C&I Curtailment | DLC-Thermostat-BYOT-Baseboard Heating | General |  | Winter Morning | % of Load | 1 | 2031 | 65535
| High | C&I Curtailment | DLC-Thermostat-BYOT-Baseboard Heating | General |  | Winter Morning | % of Load | 0 | 2031 | 65535
| High | C&I Curtailment | DLC-Thermostat-DI-MSHP | General |  | Winter Morning | % of Load | 1 | 2031 | 65535
| High | C&I Curtailment | DLC-Thermostat-DI-MSHP | General |  | Winter Morning | % of Load | 0 | 2031 | 65535
| High | C&I Curtailment | DLC-Thermostat-BYOT-MSHP | General |  | Winter Morning | % of Load | 1 | 2031 | 65535
| High | C&I Curtailment | DLC-Thermostat-BYOT-MSHP | General |  | Winter Morning | % of Load | 0 | 2031 | 65535
| High | C&I Curtailment | C&I Curtailment-Turnkey-Manual HVAC Control | General |  | Winter Morning | % of Load | 1 | 2031 | 65535
| High | C&I Curtailment | C&I Curtailment-Turnkey-Manual HVAC Control | General |  | Winter Morning | % of Load | 0 | 2031 | 65535
| High | C&I Curtailment | C&I Curtailment-Turnkey-Auto-DR HVAC Control | General |  | Winter Morning | % of Load | 1 | 2031 | 65535
| High | C&I Curtailment | C&I Curtailment-Turnkey-Auto-DR HVAC Control | General |  | Winter Morning | % of Load | 0 | 2031 | 65535
| High | C&I Curtailment | C&I Curtailment-Turnkey-Standard Lighting Control | General |  | Winter Morning | % of Load | 1 | 2031 | 65535
| High | C&I Curtailment | C&I Curtailment-Turnkey-Standard Lighting Control | General |  | Winter Morning | % of Load | 0 | 2031 | 65535
| High | C&I Curtailment | C&I Curtailment-Turnkey-Advanced Lighting Control | General |  | Winter Morning | % of Load | 1 | 2031 | 65535
| High | C&I Curtailment | C&I Curtailment-Turnkey-Advanced Lighting Control | General |  | Winter Morning | % of Load | 0 | 2031 | 65535
| High | C&I Curtailment | C&I Curtailment-Turnkey-Water Heating Control | General |  | Winter Morning | % of Load | 1 | 2031 | 65535
| High | C&I Curtailment | C&I Curtailment-Turnkey-Water Heating Control | General |  | Winter Morning | % of Load | 0 | 2031 | 65535
| High | C&I Curtailment | C&I Curtailment-Turnkey-Other | General |  | Winter Morning | % of Load | 1 | 2031 | 65535
| High | C&I Curtailment | C&I Curtailment-Turnkey-Other | General |  | Winter Morning | % of Load | 0 | 2031 | 65535
| High | C&I Curtailment | DLC-Switch-Water Heating | General |  | Winter Evening | % of Load | 1 | 2031 | 65535
| High | C&I Curtailment | DLC-Switch-Water Heating | General |  | Winter Evening | % of Load | 0 | 2031 | 65535
| High | C&I Curtailment | DLC-BYOD-Water Heating | General |  | Winter Evening | % of Load | 1 | 2031 | 65535
| High | C&I Curtailment | DLC-BYOD-Water Heating | General |  | Winter Evening | % of Load | 0 | 2031 | 65535
| High | C&I Curtailment | DLC-Thermostat-DI-Central Heat Pump | General |  | Winter Evening | % of Load | 1 | 2031 | 65535
| High | C&I Curtailment | DLC-Thermostat-DI-Central Heat Pump | General |  | Winter Evening | % of Load | 0 | 2031 | 65535
| High | C&I Curtailment | DLC-Thermostat-BYOT-Central Heat Pump | General |  | Winter Evening | % of Load | 1 | 2031 | 65535
| High | C&I Curtailment | DLC-Thermostat-BYOT-Central Heat Pump | General |  | Winter Evening | % of Load | 0 | 2031 | 65535
| High | C&I Curtailment | DLC-Thermostat-HVAC | General |  | Winter Evening | % of Load | 1 | 2031 | 65535
| High | C&I Curtailment | DLC-Thermostat-HVAC | General |  | Winter Evening | % of Load | 0 | 2031 | 65535
| High | C&I Curtailment | DLC-Thermostat-DI-Baseboard Heating | General |  | Winter Evening | % of Load | 1 | 2031 | 65535
| High | C&I Curtailment | DLC-Thermostat-DI-Baseboard Heating | General |  | Winter Evening | % of Load | 0 | 2031 | 65535
| High | C&I Curtailment | DLC-Thermostat-BYOT-Baseboard Heating | General |  | Winter Evening | % of Load | 1 | 2031 | 65535
| High | C&I Curtailment | DLC-Thermostat-BYOT-Baseboard Heating | General |  | Winter Evening | % of Load | 0 | 2031 | 65535
| High | C&I Curtailment | DLC-Thermostat-DI-MSHP | General |  | Winter Evening | % of Load | 1 | 2031 | 65535
| High | C&I Curtailment | DLC-Thermostat-DI-MSHP | General |  | Winter Evening | % of Load | 0 | 2031 | 65535
| High | C&I Curtailment | DLC-Thermostat-BYOT-MSHP | General |  | Winter Evening | % of Load | 1 | 2031 | 65535
| High | C&I Curtailment | DLC-Thermostat-BYOT-MSHP | General |  | Winter Evening | % of Load | 0 | 2031 | 65535
| High | C&I Curtailment | C&I Curtailment-Turnkey-Manual HVAC Control | General |  | Winter Evening | % of Load | 1 | 2031 | 65535
| High | C&I Curtailment | C&I Curtailment-Turnkey-Manual HVAC Control | General |  | Winter Evening | % of Load | 0 | 2031 | 65535
| High | C&I Curtailment | C&I Curtailment-Turnkey-Auto-DR HVAC Control | General |  | Winter Evening | % of Load | 1 | 2031 | 65535
| High | C&I Curtailment | C&I Curtailment-Turnkey-Auto-DR HVAC Control | General |  | Winter Evening | % of Load | 0 | 2031 | 65535
| High | C&I Curtailment | C&I Curtailment-Turnkey-Standard Lighting Control | General |  | Winter Evening | % of Load | 1 | 2031 | 65535
| High | C&I Curtailment | C&I Curtailment-Turnkey-Standard Lighting Control | General |  | Winter Evening | % of Load | 0 | 2031 | 65535
| High | C&I Curtailment | C&I Curtailment-Turnkey-Advanced Lighting Control | General |  | Winter Evening | % of Load | 1 | 2031 | 65535
| High | C&I Curtailment | C&I Curtailment-Turnkey-Advanced Lighting Control | General |  | Winter Evening | % of Load | 0 | 2031 | 65535
| High | C&I Curtailment | C&I Curtailment-Turnkey-Water Heating Control | General |  | Winter Evening | % of Load | 1 | 2031 | 65535
| High | C&I Curtailment | C&I Curtailment-Turnkey-Water Heating Control | General |  | Winter Evening | % of Load | 0 | 2031 | 65535
| High | C&I Curtailment | C&I Curtailment-Turnkey-Other | General |  | Winter Evening | % of Load | 1 | 2031 | 65535
| High | C&I Curtailment | C&I Curtailment-Turnkey-Other | General |  | Winter Evening | % of Load | 0 | 2031 | 65535
| High | C&I Curtailment | C&I Curtailment-Turnkey-Manual HVAC Control | Large General |  | Winter Morning | % of Load | 1 | 2031 | 65535
| High | C&I Curtailment | C&I Curtailment-Turnkey-Manual HVAC Control | Large General |  | Winter Morning | % of Load | 0 | 2031 | 65535
| High | C&I Curtailment | C&I Curtailment-Turnkey-Auto-DR HVAC Control | Large General |  | Winter Morning | % of Load | 1 | 2031 | 65535
| High | C&I Curtailment | C&I Curtailment-Turnkey-Auto-DR HVAC Control | Large General |  | Winter Morning | % of Load | 0 | 2031 | 65535
| High | C&I Curtailment | C&I Curtailment-Turnkey-Standard Lighting Control | Large General |  | Winter Morning | % of Load | 1 | 2031 | 65535
| High | C&I Curtailment | C&I Curtailment-Turnkey-Standard Lighting Control | Large General |  | Winter Morning | % of Load | 0 | 2031 | 65535
| High | C&I Curtailment | C&I Curtailment-Turnkey-Water Heating Control | Large General |  | Winter Morning | % of Load | 1 | 2031 | 65535
| High | C&I Curtailment | C&I Curtailment-Turnkey-Water Heating Control | Large General |  | Winter Morning | % of Load | 0 | 2031 | 65535
| High | C&I Curtailment | C&I Curtailment-Turnkey-Other | Large General |  | Winter Morning | % of Load | 1 | 2031 | 65535
| High | C&I Curtailment | C&I Curtailment-Turnkey-Other | Large General |  | Winter Morning | % of Load | 0 | 2031 | 65535
| High | C&I Curtailment | C&I Curtailment-Turnkey-Manual HVAC Control | Large General |  | Winter Evening | % of Load | 1 | 2031 | 65535
| High | C&I Curtailment | C&I Curtailment-Turnkey-Manual HVAC Control | Large General |  | Winter Evening | % of Load | 0 | 2031 | 65535
| High | C&I Curtailment | C&I Curtailment-Turnkey-Auto-DR HVAC Control | Large General |  | Winter Evening | % of Load | 1 | 2031 | 65535
| High | C&I Curtailment | C&I Curtailment-Turnkey-Auto-DR HVAC Control | Large General |  | Winter Evening | % of Load | 0 | 2031 | 65535
| High | C&I Curtailment | C&I Curtailment-Turnkey-Standard Lighting Control | Large General |  | Winter Evening | % of Load | 1 | 2031 | 65535
| High | C&I Curtailment | C&I Curtailment-Turnkey-Standard Lighting Control | Large General |  | Winter Evening | % of Load | 0 | 2031 | 65535
| High | C&I Curtailment | C&I Curtailment-Turnkey-Water Heating Control | Large General |  | Winter Evening | % of Load | 1 | 2031 | 65535
| High | C&I Curtailment | C&I Curtailment-Turnkey-Water Heating Control | Large General |  | Winter Evening | % of Load | 0 | 2031 | 65535
| High | C&I Curtailment | C&I Curtailment-Turnkey-Other | Large General |  | Winter Evening | % of Load | 1 | 2031 | 65535
| High | C&I Curtailment | C&I Curtailment-Turnkey-Other | Large General |  | Winter Evening | % of Load | 0 | 2031 | 65535
| High | C&I Curtailment | DLC-Switch-Water Heating | Small Industrial |  | Winter Morning | % of Load | 1 | 2031 | 65535
| High | C&I Curtailment | DLC-Switch-Water Heating | Small Industrial |  | Winter Morning | % of Load | 0 | 2031 | 65535
| High | C&I Curtailment | DLC-BYOD-Water Heating | Small Industrial |  | Winter Morning | % of Load | 1 | 2031 | 65535
| High | C&I Curtailment | DLC-BYOD-Water Heating | Small Industrial |  | Winter Morning | % of Load | 0 | 2031 | 65535
| High | C&I Curtailment | DLC-Thermostat-DI-Central Heat Pump | Small Industrial |  | Winter Morning | % of Load | 1 | 2031 | 65535
| High | C&I Curtailment | DLC-Thermostat-DI-Central Heat Pump | Small Industrial |  | Winter Morning | % of Load | 0 | 2031 | 65535
| High | C&I Curtailment | DLC-Thermostat-BYOT-Central Heat Pump | Small Industrial |  | Winter Morning | % of Load | 1 | 2031 | 65535
| High | C&I Curtailment | DLC-Thermostat-BYOT-Central Heat Pump | Small Industrial |  | Winter Morning | % of Load | 0 | 2031 | 65535
| High | C&I Curtailment | DLC-Thermostat-HVAC | Small Industrial |  | Winter Morning | % of Load | 1 | 2031 | 65535
| High | C&I Curtailment | DLC-Thermostat-HVAC | Small Industrial |  | Winter Morning | % of Load | 0 | 2031 | 65535
| High | C&I Curtailment | DLC-Thermostat-DI-Baseboard Heating | Small Industrial |  | Winter Morning | % of Load | 1 | 2031 | 65535
| High | C&I Curtailment | DLC-Thermostat-DI-Baseboard Heating | Small Industrial |  | Winter Morning | % of Load | 0 | 2031 | 65535
| High | C&I Curtailment | DLC-Thermostat-BYOT-Baseboard Heating | Small Industrial |  | Winter Morning | % of Load | 1 | 2031 | 65535
| High | C&I Curtailment | DLC-Thermostat-BYOT-Baseboard Heating | Small Industrial |  | Winter Morning | % of Load | 0 | 2031 | 65535
| High | C&I Curtailment | DLC-Thermostat-DI-MSHP | Small Industrial |  | Winter Morning | % of Load | 1 | 2031 | 65535
| High | C&I Curtailment | DLC-Thermostat-DI-MSHP | Small Industrial |  | Winter Morning | % of Load | 0 | 2031 | 65535
| High | C&I Curtailment | DLC-Thermostat-BYOT-MSHP | Small Industrial |  | Winter Morning | % of Load | 1 | 2031 | 65535
| High | C&I Curtailment | DLC-Thermostat-BYOT-MSHP | Small Industrial |  | Winter Morning | % of Load | 0 | 2031 | 65535
| High | C&I Curtailment | C&I Curtailment-Turnkey-Manual HVAC Control | Small Industrial |  | Winter Morning | % of Load | 1 | 2031 | 65535
| High | C&I Curtailment | C&I Curtailment-Turnkey-Manual HVAC Control | Small Industrial |  | Winter Morning | % of Load | 0 | 2031 | 65535
| High | C&I Curtailment | C&I Curtailment-Turnkey-Auto-DR HVAC Control | Small Industrial |  | Winter Morning | % of Load | 1 | 2031 | 65535
| High | C&I Curtailment | C&I Curtailment-Turnkey-Auto-DR HVAC Control | Small Industrial |  | Winter Morning | % of Load | 0 | 2031 | 65535
| High | C&I Curtailment | C&I Curtailment-Turnkey-Standard Lighting Control | Small Industrial |  | Winter Morning | % of Load | 1 | 2031 | 65535
| High | C&I Curtailment | C&I Curtailment-Turnkey-Standard Lighting Control | Small Industrial |  | Winter Morning | % of Load | 0 | 2031 | 65535
| High | C&I Curtailment | C&I Curtailment-Turnkey-Advanced Lighting Control | Small Industrial |  | Winter Morning | % of Load | 1 | 2031 | 65535
| High | C&I Curtailment | C&I Curtailment-Turnkey-Advanced Lighting Control | Small Industrial |  | Winter Morning | % of Load | 0 | 2031 | 65535
| High | C&I Curtailment | C&I Curtailment-Turnkey-Water Heating Control | Small Industrial |  | Winter Morning | % of Load | 1 | 2031 | 65535
| High | C&I Curtailment | C&I Curtailment-Turnkey-Water Heating Control | Small Industrial |  | Winter Morning | % of Load | 0 | 2031 | 65535
| High | C&I Curtailment | C&I Curtailment-Turnkey-Other | Small Industrial |  | Winter Morning | % of Load | 1 | 2031 | 65535
| High | C&I Curtailment | C&I Curtailment-Turnkey-Other | Small Industrial |  | Winter Morning | % of Load | 0 | 2031 | 65535
| High | C&I Curtailment | C&I Curtailment-Turnkey-Industrial | Small Industrial |  | Winter Morning | % of Load | 1 | 2031 | 65535
| High | C&I Curtailment | C&I Curtailment-Turnkey-Industrial | Small Industrial |  | Winter Morning | % of Load | 0 | 2031 | 65535
| High | C&I Curtailment | DLC-Switch-Water Heating | Small Industrial |  | Winter Evening | % of Load | 1 | 2031 | 65535
| High | C&I Curtailment | DLC-Switch-Water Heating | Small Industrial |  | Winter Evening | % of Load | 0 | 2031 | 65535
| High | C&I Curtailment | DLC-BYOD-Water Heating | Small Industrial |  | Winter Evening | % of Load | 1 | 2031 | 65535
| High | C&I Curtailment | DLC-BYOD-Water Heating | Small Industrial |  | Winter Evening | % of Load | 0 | 2031 | 65535
| High | C&I Curtailment | DLC-Thermostat-DI-Central Heat Pump | Small Industrial |  | Winter Evening | % of Load | 1 | 2031 | 65535
| High | C&I Curtailment | DLC-Thermostat-DI-Central Heat Pump | Small Industrial |  | Winter Evening | % of Load | 0 | 2031 | 65535
| High | C&I Curtailment | DLC-Thermostat-BYOT-Central Heat Pump | Small Industrial |  | Winter Evening | % of Load | 1 | 2031 | 65535
| High | C&I Curtailment | DLC-Thermostat-BYOT-Central Heat Pump | Small Industrial |  | Winter Evening | % of Load | 0 | 2031 | 65535
| High | C&I Curtailment | DLC-Thermostat-HVAC | Small Industrial |  | Winter Evening | % of Load | 1 | 2031 | 65535
| High | C&I Curtailment | DLC-Thermostat-HVAC | Small Industrial |  | Winter Evening | % of Load | 0 | 2031 | 65535
| High | C&I Curtailment | DLC-Thermostat-DI-Baseboard Heating | Small Industrial |  | Winter Evening | % of Load | 1 | 2031 | 65535
| High | C&I Curtailment | DLC-Thermostat-DI-Baseboard Heating | Small Industrial |  | Winter Evening | % of Load | 0 | 2031 | 65535
| High | C&I Curtailment | DLC-Thermostat-BYOT-Baseboard Heating | Small Industrial |  | Winter Evening | % of Load | 1 | 2031 | 65535
| High | C&I Curtailment | DLC-Thermostat-BYOT-Baseboard Heating | Small Industrial |  | Winter Evening | % of Load | 0 | 2031 | 65535
| High | C&I Curtailment | DLC-Thermostat-DI-MSHP | Small Industrial |  | Winter Evening | % of Load | 1 | 2031 | 65535
| High | C&I Curtailment | DLC-Thermostat-DI-MSHP | Small Industrial |  | Winter Evening | % of Load | 0 | 2031 | 65535
| High | C&I Curtailment | DLC-Thermostat-BYOT-MSHP | Small Industrial |  | Winter Evening | % of Load | 1 | 2031 | 65535
| High | C&I Curtailment | DLC-Thermostat-BYOT-MSHP | Small Industrial |  | Winter Evening | % of Load | 0 | 2031 | 65535
| High | C&I Curtailment | C&I Curtailment-Turnkey-Manual HVAC Control | Small Industrial |  | Winter Evening | % of Load | 1 | 2031 | 65535
| High | C&I Curtailment | C&I Curtailment-Turnkey-Manual HVAC Control | Small Industrial |  | Winter Evening | % of Load | 0 | 2031 | 65535
| High | C&I Curtailment | C&I Curtailment-Turnkey-Auto-DR HVAC Control | Small Industrial |  | Winter Evening | % of Load | 1 | 2031 | 65535
| High | C&I Curtailment | C&I Curtailment-Turnkey-Auto-DR HVAC Control | Small Industrial |  | Winter Evening | % of Load | 0 | 2031 | 65535
| High | C&I Curtailment | C&I Curtailment-Turnkey-Standard Lighting Control | Small Industrial |  | Winter Evening | % of Load | 1 | 2031 | 65535
| High | C&I Curtailment | C&I Curtailment-Turnkey-Standard Lighting Control | Small Industrial |  | Winter Evening | % of Load | 0 | 2031 | 65535
| High | C&I Curtailment | C&I Curtailment-Turnkey-Advanced Lighting Control | Small Industrial |  | Winter Evening | % of Load | 1 | 2031 | 65535
| High | C&I Curtailment | C&I Curtailment-Turnkey-Advanced Lighting Control | Small Industrial |  | Winter Evening | % of Load | 0 | 2031 | 65535
| High | C&I Curtailment | C&I Curtailment-Turnkey-Water Heating Control | Small Industrial |  | Winter Evening | % of Load | 1 | 2031 | 65535
| High | C&I Curtailment | C&I Curtailment-Turnkey-Water Heating Control | Small Industrial |  | Winter Evening | % of Load | 0 | 2031 | 65535
| High | C&I Curtailment | C&I Curtailment-Turnkey-Other | Small Industrial |  | Winter Evening | % of Load | 1 | 2031 | 65535
| High | C&I Curtailment | C&I Curtailment-Turnkey-Other | Small Industrial |  | Winter Evening | % of Load | 0 | 2031 | 65535
| High | C&I Curtailment | C&I Curtailment-Turnkey-Industrial | Small Industrial |  | Winter Evening | % of Load | 1 | 2031 | 65535
| High | C&I Curtailment | C&I Curtailment-Turnkey-Industrial | Small Industrial |  | Winter Evening | % of Load | 0 | 2031 | 65535
| High | C&I Curtailment | DLC-Switch-Water Heating | Medium Industrial |  | Winter Morning | % of Load | 1 | 2031 | 65535
| High | C&I Curtailment | DLC-Switch-Water Heating | Medium Industrial |  | Winter Morning | % of Load | 0 | 2031 | 65535
| High | C&I Curtailment | DLC-BYOD-Water Heating | Medium Industrial |  | Winter Morning | % of Load | 1 | 2031 | 65535
| High | C&I Curtailment | DLC-BYOD-Water Heating | Medium Industrial |  | Winter Morning | % of Load | 0 | 2031 | 65535
| High | C&I Curtailment | DLC-Thermostat-DI-Central Heat Pump | Medium Industrial |  | Winter Morning | % of Load | 1 | 2031 | 65535
| High | C&I Curtailment | DLC-Thermostat-DI-Central Heat Pump | Medium Industrial |  | Winter Morning | % of Load | 0 | 2031 | 65535
| High | C&I Curtailment | DLC-Thermostat-BYOT-Central Heat Pump | Medium Industrial |  | Winter Morning | % of Load | 1 | 2031 | 65535
| High | C&I Curtailment | DLC-Thermostat-BYOT-Central Heat Pump | Medium Industrial |  | Winter Morning | % of Load | 0 | 2031 | 65535
| High | C&I Curtailment | DLC-Thermostat-HVAC | Medium Industrial |  | Winter Morning | % of Load | 1 | 2031 | 65535
| High | C&I Curtailment | DLC-Thermostat-HVAC | Medium Industrial |  | Winter Morning | % of Load | 0 | 2031 | 65535
| High | C&I Curtailment | DLC-Thermostat-DI-Baseboard Heating | Medium Industrial |  | Winter Morning | % of Load | 1 | 2031 | 65535
| High | C&I Curtailment | DLC-Thermostat-DI-Baseboard Heating | Medium Industrial |  | Winter Morning | % of Load | 0 | 2031 | 65535
| High | C&I Curtailment | DLC-Thermostat-BYOT-Baseboard Heating | Medium Industrial |  | Winter Morning | % of Load | 1 | 2031 | 65535
| High | C&I Curtailment | DLC-Thermostat-BYOT-Baseboard Heating | Medium Industrial |  | Winter Morning | % of Load | 0 | 2031 | 65535
| High | C&I Curtailment | DLC-Thermostat-DI-MSHP | Medium Industrial |  | Winter Morning | % of Load | 1 | 2031 | 65535
| High | C&I Curtailment | DLC-Thermostat-DI-MSHP | Medium Industrial |  | Winter Morning | % of Load | 0 | 2031 | 65535
| High | C&I Curtailment | DLC-Thermostat-BYOT-MSHP | Medium Industrial |  | Winter Morning | % of Load | 1 | 2031 | 65535
| High | C&I Curtailment | DLC-Thermostat-BYOT-MSHP | Medium Industrial |  | Winter Morning | % of Load | 0 | 2031 | 65535
| High | C&I Curtailment | C&I Curtailment-Turnkey-Manual HVAC Control | Medium Industrial |  | Winter Morning | % of Load | 1 | 2031 | 65535
| High | C&I Curtailment | C&I Curtailment-Turnkey-Manual HVAC Control | Medium Industrial |  | Winter Morning | % of Load | 0 | 2031 | 65535
| High | C&I Curtailment | C&I Curtailment-Turnkey-Auto-DR HVAC Control | Medium Industrial |  | Winter Morning | % of Load | 1 | 2031 | 65535
| High | C&I Curtailment | C&I Curtailment-Turnkey-Auto-DR HVAC Control | Medium Industrial |  | Winter Morning | % of Load | 0 | 2031 | 65535
| High | C&I Curtailment | C&I Curtailment-Turnkey-Standard Lighting Control | Medium Industrial |  | Winter Morning | % of Load | 1 | 2031 | 65535
| High | C&I Curtailment | C&I Curtailment-Turnkey-Standard Lighting Control | Medium Industrial |  | Winter Morning | % of Load | 0 | 2031 | 65535
| High | C&I Curtailment | C&I Curtailment-Turnkey-Advanced Lighting Control | Medium Industrial |  | Winter Morning | % of Load | 1 | 2031 | 65535
| High | C&I Curtailment | C&I Curtailment-Turnkey-Advanced Lighting Control | Medium Industrial |  | Winter Morning | % of Load | 0 | 2031 | 65535
| High | C&I Curtailment | C&I Curtailment-Turnkey-Water Heating Control | Medium Industrial |  | Winter Morning | % of Load | 1 | 2031 | 65535
| High | C&I Curtailment | C&I Curtailment-Turnkey-Water Heating Control | Medium Industrial |  | Winter Morning | % of Load | 0 | 2031 | 65535
| High | C&I Curtailment | C&I Curtailment-Turnkey-Other | Medium Industrial |  | Winter Morning | % of Load | 1 | 2031 | 65535
| High | C&I Curtailment | C&I Curtailment-Turnkey-Other | Medium Industrial |  | Winter Morning | % of Load | 0 | 2031 | 65535
| High | C&I Curtailment | DLC-Switch-Water Heating | Medium Industrial |  | Winter Evening | % of Load | 1 | 2031 | 65535
| High | C&I Curtailment | DLC-Switch-Water Heating | Medium Industrial |  | Winter Evening | % of Load | 0 | 2031 | 65535
| High | C&I Curtailment | DLC-BYOD-Water Heating | Medium Industrial |  | Winter Evening | % of Load | 1 | 2031 | 65535
| High | C&I Curtailment | DLC-BYOD-Water Heating | Medium Industrial |  | Winter Evening | % of Load | 0 | 2031 | 65535
| High | C&I Curtailment | DLC-Thermostat-DI-Central Heat Pump | Medium Industrial |  | Winter Evening | % of Load | 1 | 2031 | 65535
| High | C&I Curtailment | DLC-Thermostat-DI-Central Heat Pump | Medium Industrial |  | Winter Evening | % of Load | 0 | 2031 | 65535
| High | C&I Curtailment | DLC-Thermostat-BYOT-Central Heat Pump | Medium Industrial |  | Winter Evening | % of Load | 1 | 2031 | 65535
| High | C&I Curtailment | DLC-Thermostat-BYOT-Central Heat Pump | Medium Industrial |  | Winter Evening | % of Load | 0 | 2031 | 65535
| High | C&I Curtailment | DLC-Thermostat-HVAC | Medium Industrial |  | Winter Evening | % of Load | 1 | 2031 | 65535
| High | C&I Curtailment | DLC-Thermostat-HVAC | Medium Industrial |  | Winter Evening | % of Load | 0 | 2031 | 65535
| High | C&I Curtailment | DLC-Thermostat-DI-Baseboard Heating | Medium Industrial |  | Winter Evening | % of Load | 1 | 2031 | 65535
| High | C&I Curtailment | DLC-Thermostat-DI-Baseboard Heating | Medium Industrial |  | Winter Evening | % of Load | 0 | 2031 | 65535
| High | C&I Curtailment | DLC-Thermostat-BYOT-Baseboard Heating | Medium Industrial |  | Winter Evening | % of Load | 1 | 2031 | 65535
| High | C&I Curtailment | DLC-Thermostat-BYOT-Baseboard Heating | Medium Industrial |  | Winter Evening | % of Load | 0 | 2031 | 65535
| High | C&I Curtailment | DLC-Thermostat-DI-MSHP | Medium Industrial |  | Winter Evening | % of Load | 1 | 2031 | 65535
| High | C&I Curtailment | DLC-Thermostat-DI-MSHP | Medium Industrial |  | Winter Evening | % of Load | 0 | 2031 | 65535
| High | C&I Curtailment | DLC-Thermostat-BYOT-MSHP | Medium Industrial |  | Winter Evening | % of Load | 1 | 2031 | 65535
| High | C&I Curtailment | DLC-Thermostat-BYOT-MSHP | Medium Industrial |  | Winter Evening | % of Load | 0 | 2031 | 65535
| High | C&I Curtailment | C&I Curtailment-Turnkey-Manual HVAC Control | Medium Industrial |  | Winter Evening | % of Load | 1 | 2031 | 65535
| High | C&I Curtailment | C&I Curtailment-Turnkey-Manual HVAC Control | Medium Industrial |  | Winter Evening | % of Load | 0 | 2031 | 65535
| High | C&I Curtailment | C&I Curtailment-Turnkey-Auto-DR HVAC Control | Medium Industrial |  | Winter Evening | % of Load | 1 | 2031 | 65535
| High | C&I Curtailment | C&I Curtailment-Turnkey-Auto-DR HVAC Control | Medium Industrial |  | Winter Evening | % of Load | 0 | 2031 | 65535
| High | C&I Curtailment | C&I Curtailment-Turnkey-Standard Lighting Control | Medium Industrial |  | Winter Evening | % of Load | 1 | 2031 | 65535
| High | C&I Curtailment | C&I Curtailment-Turnkey-Standard Lighting Control | Medium Industrial |  | Winter Evening | % of Load | 0 | 2031 | 65535
| High | C&I Curtailment | C&I Curtailment-Turnkey-Advanced Lighting Control | Medium Industrial |  | Winter Evening | % of Load | 1 | 2031 | 65535
| High | C&I Curtailment | C&I Curtailment-Turnkey-Advanced Lighting Control | Medium Industrial |  | Winter Evening | % of Load | 0 | 2031 | 65535
| High | C&I Curtailment | C&I Curtailment-Turnkey-Water Heating Control | Medium Industrial |  | Winter Evening | % of Load | 1 | 2031 | 65535
| High | C&I Curtailment | C&I Curtailment-Turnkey-Water Heating Control | Medium Industrial |  | Winter Evening | % of Load | 0 | 2031 | 65535
| High | C&I Curtailment | C&I Curtailment-Turnkey-Other | Medium Industrial |  | Winter Evening | % of Load | 1 | 2031 | 65535
| High | C&I Curtailment | C&I Curtailment-Turnkey-Other | Medium Industrial |  | Winter Evening | % of Load | 0 | 2031 | 65535
| High | C&I Curtailment | C&I Curtailment-Turnkey-Manual HVAC Control | Large Industrial |  | Winter Morning | % of Load | 1 | 2031 | 65535
| High | C&I Curtailment | C&I Curtailment-Turnkey-Manual HVAC Control | Large Industrial |  | Winter Morning | % of Load | 0 | 2031 | 65535
| High | C&I Curtailment | C&I Curtailment-Turnkey-Auto-DR HVAC Control | Large Industrial |  | Winter Morning | % of Load | 1 | 2031 | 65535
| High | C&I Curtailment | C&I Curtailment-Turnkey-Auto-DR HVAC Control | Large Industrial |  | Winter Morning | % of Load | 0 | 2031 | 65535
| High | C&I Curtailment | C&I Curtailment-Turnkey-Standard Lighting Control | Large Industrial |  | Winter Morning | % of Load | 1 | 2031 | 65535
| High | C&I Curtailment | C&I Curtailment-Turnkey-Standard Lighting Control | Large Industrial |  | Winter Morning | % of Load | 0 | 2031 | 65535
| High | C&I Curtailment | C&I Curtailment-Turnkey-Water Heating Control | Large Industrial |  | Winter Morning | % of Load | 1 | 2031 | 65535
| High | C&I Curtailment | C&I Curtailment-Turnkey-Water Heating Control | Large Industrial |  | Winter Morning | % of Load | 0 | 2031 | 65535
| High | C&I Curtailment | C&I Curtailment-Turnkey-Other | Large Industrial |  | Winter Morning | % of Load | 1 | 2031 | 65535
| High | C&I Curtailment | C&I Curtailment-Turnkey-Other | Large Industrial |  | Winter Morning | % of Load | 0 | 2031 | 65535
| High | C&I Curtailment | C&I Curtailment-Turnkey-Industrial | Large Industrial |  | Winter Morning | % of Load | 1 | 2031 | 65535
| High | C&I Curtailment | C&I Curtailment-Turnkey-Industrial | Large Industrial |  | Winter Morning | % of Load | 0 | 2031 | 65535
| High | C&I Curtailment | C&I Curtailment-Turnkey-Manual HVAC Control | Large Industrial |  | Winter Evening | % of Load | 1 | 2031 | 65535
| High | C&I Curtailment | C&I Curtailment-Turnkey-Manual HVAC Control | Large Industrial |  | Winter Evening | % of Load | 0 | 2031 | 65535
| High | C&I Curtailment | C&I Curtailment-Turnkey-Auto-DR HVAC Control | Large Industrial |  | Winter Evening | % of Load | 1 | 2031 | 65535
| High | C&I Curtailment | C&I Curtailment-Turnkey-Auto-DR HVAC Control | Large Industrial |  | Winter Evening | % of Load | 0 | 2031 | 65535
| High | C&I Curtailment | C&I Curtailment-Turnkey-Standard Lighting Control | Large Industrial |  | Winter Evening | % of Load | 1 | 2031 | 65535
| High | C&I Curtailment | C&I Curtailment-Turnkey-Standard Lighting Control | Large Industrial |  | Winter Evening | % of Load | 0 | 2031 | 65535
| High | C&I Curtailment | C&I Curtailment-Turnkey-Water Heating Control | Large Industrial |  | Winter Evening | % of Load | 1 | 2031 | 65535
| High | C&I Curtailment | C&I Curtailment-Turnkey-Water Heating Control | Large Industrial |  | Winter Evening | % of Load | 0 | 2031 | 65535
| High | C&I Curtailment | C&I Curtailment-Turnkey-Other | Large Industrial |  | Winter Evening | % of Load | 1 | 2031 | 65535
| High | C&I Curtailment | C&I Curtailment-Turnkey-Other | Large Industrial |  | Winter Evening | % of Load | 0 | 2031 | 65535
| High | C&I Curtailment | C&I Curtailment-Turnkey-Industrial | Large Industrial |  | Winter Evening | % of Load | 1 | 2031 | 65535
| High | C&I Curtailment | C&I Curtailment-Turnkey-Industrial | Large Industrial |  | Winter Evening | % of Load | 0 | 2031 | 65535
| High | Dynamic Pricing | DLC-Switch-Water Heating | Small General |  | Winter Morning | % of Load | 1 | 2031 | 65535
| High | Dynamic Pricing | DLC-Switch-Water Heating | Small General |  | Winter Morning | % of Load | 0 | 2031 | 65535
| High | Dynamic Pricing | DLC-BYOD-Water Heating | Small General |  | Winter Morning | % of Load | 1 | 2031 | 65535
| High | Dynamic Pricing | DLC-BYOD-Water Heating | Small General |  | Winter Morning | % of Load | 0 | 2031 | 65535
| High | Dynamic Pricing | DLC-Thermostat-DI-Central Heat Pump | Small General |  | Winter Morning | % of Load | 1 | 2031 | 65535
| High | Dynamic Pricing | DLC-Thermostat-DI-Central Heat Pump | Small General |  | Winter Morning | % of Load | 0 | 2031 | 65535
| High | Dynamic Pricing | DLC-Thermostat-BYOT-Central Heat Pump | Small General |  | Winter Morning | % of Load | 1 | 2031 | 65535
| High | Dynamic Pricing | DLC-Thermostat-BYOT-Central Heat Pump | Small General |  | Winter Morning | % of Load | 0 | 2031 | 65535
| High | Dynamic Pricing | DLC-Thermostat-HVAC | Small General |  | Winter Morning | % of Load | 1 | 2031 | 65535
| High | Dynamic Pricing | DLC-Thermostat-HVAC | Small General |  | Winter Morning | % of Load | 0 | 2031 | 65535
| High | Dynamic Pricing | DLC-Thermostat-DI-Baseboard Heating | Small General |  | Winter Morning | % of Load | 1 | 2031 | 65535
| High | Dynamic Pricing | DLC-Thermostat-DI-Baseboard Heating | Small General |  | Winter Morning | % of Load | 0 | 2031 | 65535
| High | Dynamic Pricing | DLC-Thermostat-BYOT-Baseboard Heating | Small General |  | Winter Morning | % of Load | 1 | 2031 | 65535
| High | Dynamic Pricing | DLC-Thermostat-BYOT-Baseboard Heating | Small General |  | Winter Morning | % of Load | 0 | 2031 | 65535
| High | Dynamic Pricing | DLC-Thermostat-DI-MSHP | Small General |  | Winter Morning | % of Load | 1 | 2031 | 65535
| High | Dynamic Pricing | DLC-Thermostat-DI-MSHP | Small General |  | Winter Morning | % of Load | 0 | 2031 | 65535
| High | Dynamic Pricing | DLC-Thermostat-BYOT-MSHP | Small General |  | Winter Morning | % of Load | 1 | 2031 | 65535
| High | Dynamic Pricing | DLC-Thermostat-BYOT-MSHP | Small General |  | Winter Morning | % of Load | 0 | 2031 | 65535
| High | Dynamic Pricing | C&I Curtailment-Turnkey-Manual HVAC Control | Small General |  | Winter Morning | % of Load | 1 | 2031 | 65535
| High | Dynamic Pricing | C&I Curtailment-Turnkey-Manual HVAC Control | Small General |  | Winter Morning | % of Load | 0 | 2031 | 65535
| High | Dynamic Pricing | C&I Curtailment-Turnkey-Auto-DR HVAC Control | Small General |  | Winter Morning | % of Load | 1 | 2031 | 65535
| High | Dynamic Pricing | C&I Curtailment-Turnkey-Auto-DR HVAC Control | Small General |  | Winter Morning | % of Load | 0 | 2031 | 65535
| High | Dynamic Pricing | C&I Curtailment-Turnkey-Standard Lighting Control | Small General |  | Winter Morning | % of Load | 1 | 2031 | 65535
| High | Dynamic Pricing | C&I Curtailment-Turnkey-Standard Lighting Control | Small General |  | Winter Morning | % of Load | 0 | 2031 | 65535
| High | Dynamic Pricing | C&I Curtailment-Turnkey-Advanced Lighting Control | Small General |  | Winter Morning | % of Load | 1 | 2031 | 65535
| High | Dynamic Pricing | C&I Curtailment-Turnkey-Advanced Lighting Control | Small General |  | Winter Morning | % of Load | 0 | 2031 | 65535
| High | Dynamic Pricing | C&I Curtailment-Turnkey-Water Heating Control | Small General |  | Winter Morning | % of Load | 1 | 2031 | 65535
| High | Dynamic Pricing | C&I Curtailment-Turnkey-Water Heating Control | Small General |  | Winter Morning | % of Load | 0 | 2031 | 65535
| High | Dynamic Pricing | C&I Curtailment-Turnkey-Other | Small General |  | Winter Morning | % of Load | 1 | 2031 | 65535
| High | Dynamic Pricing | C&I Curtailment-Turnkey-Other | Small General |  | Winter Morning | % of Load | 0 | 2031 | 65535
| High | Dynamic Pricing | Dynamic Pricing with enabling tech. | Small General |  | Winter Morning | % of Load | 1 | 2031 | 65535
| High | Dynamic Pricing | Dynamic Pricing with enabling tech. | Small General |  | Winter Morning | % of Load | 0 | 2031 | 65535
| High | Dynamic Pricing | Dynamic Pricing w/o enabling tech. | Small General |  | Winter Morning | % of Load | 1 | 2031 | 65535
| High | Dynamic Pricing | Dynamic Pricing w/o enabling tech. | Small General |  | Winter Morning | % of Load | 0 | 2031 | 65535
| High | Dynamic Pricing | DLC-Switch-Water Heating | Small General |  | Winter Evening | % of Load | 1 | 2031 | 65535
| High | Dynamic Pricing | DLC-Switch-Water Heating | Small General |  | Winter Evening | % of Load | 0 | 2031 | 65535
| High | Dynamic Pricing | DLC-BYOD-Water Heating | Small General |  | Winter Evening | % of Load | 1 | 2031 | 65535
| High | Dynamic Pricing | DLC-BYOD-Water Heating | Small General |  | Winter Evening | % of Load | 0 | 2031 | 65535
| High | Dynamic Pricing | DLC-Thermostat-DI-Central Heat Pump | Small General |  | Winter Evening | % of Load | 1 | 2031 | 65535
| High | Dynamic Pricing | DLC-Thermostat-DI-Central Heat Pump | Small General |  | Winter Evening | % of Load | 0 | 2031 | 65535
| High | Dynamic Pricing | DLC-Thermostat-BYOT-Central Heat Pump | Small General |  | Winter Evening | % of Load | 1 | 2031 | 65535
| High | Dynamic Pricing | DLC-Thermostat-BYOT-Central Heat Pump | Small General |  | Winter Evening | % of Load | 0 | 2031 | 65535
| High | Dynamic Pricing | DLC-Thermostat-HVAC | Small General |  | Winter Evening | % of Load | 1 | 2031 | 65535
| High | Dynamic Pricing | DLC-Thermostat-HVAC | Small General |  | Winter Evening | % of Load | 0 | 2031 | 65535
| High | Dynamic Pricing | DLC-Thermostat-DI-Baseboard Heating | Small General |  | Winter Evening | % of Load | 1 | 2031 | 65535
| High | Dynamic Pricing | DLC-Thermostat-DI-Baseboard Heating | Small General |  | Winter Evening | % of Load | 0 | 2031 | 65535
| High | Dynamic Pricing | DLC-Thermostat-BYOT-Baseboard Heating | Small General |  | Winter Evening | % of Load | 1 | 2031 | 65535
| High | Dynamic Pricing | DLC-Thermostat-BYOT-Baseboard Heating | Small General |  | Winter Evening | % of Load | 0 | 2031 | 65535
| High | Dynamic Pricing | DLC-Thermostat-DI-MSHP | Small General |  | Winter Evening | % of Load | 1 | 2031 | 65535
| High | Dynamic Pricing | DLC-Thermostat-DI-MSHP | Small General |  | Winter Evening | % of Load | 0 | 2031 | 65535
| High | Dynamic Pricing | DLC-Thermostat-BYOT-MSHP | Small General |  | Winter Evening | % of Load | 1 | 2031 | 65535
| High | Dynamic Pricing | DLC-Thermostat-BYOT-MSHP | Small General |  | Winter Evening | % of Load | 0 | 2031 | 65535
| High | Dynamic Pricing | C&I Curtailment-Turnkey-Manual HVAC Control | Small General |  | Winter Evening | % of Load | 1 | 2031 | 65535
| High | Dynamic Pricing | C&I Curtailment-Turnkey-Manual HVAC Control | Small General |  | Winter Evening | % of Load | 0 | 2031 | 65535
| High | Dynamic Pricing | C&I Curtailment-Turnkey-Auto-DR HVAC Control | Small General |  | Winter Evening | % of Load | 1 | 2031 | 65535
| High | Dynamic Pricing | C&I Curtailment-Turnkey-Auto-DR HVAC Control | Small General |  | Winter Evening | % of Load | 0 | 2031 | 65535
| High | Dynamic Pricing | C&I Curtailment-Turnkey-Standard Lighting Control | Small General |  | Winter Evening | % of Load | 1 | 2031 | 65535
| High | Dynamic Pricing | C&I Curtailment-Turnkey-Standard Lighting Control | Small General |  | Winter Evening | % of Load | 0 | 2031 | 65535
| High | Dynamic Pricing | C&I Curtailment-Turnkey-Advanced Lighting Control | Small General |  | Winter Evening | % of Load | 1 | 2031 | 65535
| High | Dynamic Pricing | C&I Curtailment-Turnkey-Advanced Lighting Control | Small General |  | Winter Evening | % of Load | 0 | 2031 | 65535
| High | Dynamic Pricing | C&I Curtailment-Turnkey-Water Heating Control | Small General |  | Winter Evening | % of Load | 1 | 2031 | 65535
| High | Dynamic Pricing | C&I Curtailment-Turnkey-Water Heating Control | Small General |  | Winter Evening | % of Load | 0 | 2031 | 65535
| High | Dynamic Pricing | C&I Curtailment-Turnkey-Other | Small General |  | Winter Evening | % of Load | 1 | 2031 | 65535
| High | Dynamic Pricing | C&I Curtailment-Turnkey-Other | Small General |  | Winter Evening | % of Load | 0 | 2031 | 65535
| High | Dynamic Pricing | Dynamic Pricing with enabling tech. | Small General |  | Winter Evening | % of Load | 1 | 2031 | 65535
| High | Dynamic Pricing | Dynamic Pricing with enabling tech. | Small General |  | Winter Evening | % of Load | 0 | 2031 | 65535
| High | Dynamic Pricing | Dynamic Pricing w/o enabling tech. | Small General |  | Winter Evening | % of Load | 1 | 2031 | 65535
| High | Dynamic Pricing | Dynamic Pricing w/o enabling tech. | Small General |  | Winter Evening | % of Load | 0 | 2031 | 65535
| High | Dynamic Pricing | DLC-Switch-Water Heating | General |  | Winter Morning | % of Load | 1 | 2031 | 65535
| High | Dynamic Pricing | DLC-Switch-Water Heating | General |  | Winter Morning | % of Load | 0 | 2031 | 65535
| High | Dynamic Pricing | DLC-BYOD-Water Heating | General |  | Winter Morning | % of Load | 1 | 2031 | 65535
| High | Dynamic Pricing | DLC-BYOD-Water Heating | General |  | Winter Morning | % of Load | 0 | 2031 | 65535
| High | Dynamic Pricing | DLC-Thermostat-DI-Central Heat Pump | General |  | Winter Morning | % of Load | 1 | 2031 | 65535
| High | Dynamic Pricing | DLC-Thermostat-DI-Central Heat Pump | General |  | Winter Morning | % of Load | 0 | 2031 | 65535
| High | Dynamic Pricing | DLC-Thermostat-BYOT-Central Heat Pump | General |  | Winter Morning | % of Load | 1 | 2031 | 65535
| High | Dynamic Pricing | DLC-Thermostat-BYOT-Central Heat Pump | General |  | Winter Morning | % of Load | 0 | 2031 | 65535
| High | Dynamic Pricing | DLC-Thermostat-HVAC | General |  | Winter Morning | % of Load | 1 | 2031 | 65535
| High | Dynamic Pricing | DLC-Thermostat-HVAC | General |  | Winter Morning | % of Load | 0 | 2031 | 65535
| High | Dynamic Pricing | DLC-Thermostat-DI-Baseboard Heating | General |  | Winter Morning | % of Load | 1 | 2031 | 65535
| High | Dynamic Pricing | DLC-Thermostat-DI-Baseboard Heating | General |  | Winter Morning | % of Load | 0 | 2031 | 65535
| High | Dynamic Pricing | DLC-Thermostat-BYOT-Baseboard Heating | General |  | Winter Morning | % of Load | 1 | 2031 | 65535
| High | Dynamic Pricing | DLC-Thermostat-BYOT-Baseboard Heating | General |  | Winter Morning | % of Load | 0 | 2031 | 65535
| High | Dynamic Pricing | DLC-Thermostat-DI-MSHP | General |  | Winter Morning | % of Load | 1 | 2031 | 65535
| High | Dynamic Pricing | DLC-Thermostat-DI-MSHP | General |  | Winter Morning | % of Load | 0 | 2031 | 65535
| High | Dynamic Pricing | DLC-Thermostat-BYOT-MSHP | General |  | Winter Morning | % of Load | 1 | 2031 | 65535
| High | Dynamic Pricing | DLC-Thermostat-BYOT-MSHP | General |  | Winter Morning | % of Load | 0 | 2031 | 65535
| High | Dynamic Pricing | C&I Curtailment-Turnkey-Manual HVAC Control | General |  | Winter Morning | % of Load | 1 | 2031 | 65535
| High | Dynamic Pricing | C&I Curtailment-Turnkey-Manual HVAC Control | General |  | Winter Morning | % of Load | 0 | 2031 | 65535
| High | Dynamic Pricing | C&I Curtailment-Turnkey-Auto-DR HVAC Control | General |  | Winter Morning | % of Load | 1 | 2031 | 65535
| High | Dynamic Pricing | C&I Curtailment-Turnkey-Auto-DR HVAC Control | General |  | Winter Morning | % of Load | 0 | 2031 | 65535
| High | Dynamic Pricing | C&I Curtailment-Turnkey-Standard Lighting Control | General |  | Winter Morning | % of Load | 1 | 2031 | 65535
| High | Dynamic Pricing | C&I Curtailment-Turnkey-Standard Lighting Control | General |  | Winter Morning | % of Load | 0 | 2031 | 65535
| High | Dynamic Pricing | C&I Curtailment-Turnkey-Advanced Lighting Control | General |  | Winter Morning | % of Load | 1 | 2031 | 65535
| High | Dynamic Pricing | C&I Curtailment-Turnkey-Advanced Lighting Control | General |  | Winter Morning | % of Load | 0 | 2031 | 65535
| High | Dynamic Pricing | C&I Curtailment-Turnkey-Water Heating Control | General |  | Winter Morning | % of Load | 1 | 2031 | 65535
| High | Dynamic Pricing | C&I Curtailment-Turnkey-Water Heating Control | General |  | Winter Morning | % of Load | 0 | 2031 | 65535
| High | Dynamic Pricing | C&I Curtailment-Turnkey-Other | General |  | Winter Morning | % of Load | 1 | 2031 | 65535
| High | Dynamic Pricing | C&I Curtailment-Turnkey-Other | General |  | Winter Morning | % of Load | 0 | 2031 | 65535
| High | Dynamic Pricing | Dynamic Pricing with enabling tech. | General |  | Winter Morning | % of Load | 1 | 2031 | 65535
| High | Dynamic Pricing | Dynamic Pricing with enabling tech. | General |  | Winter Morning | % of Load | 0 | 2031 | 65535
| High | Dynamic Pricing | Dynamic Pricing w/o enabling tech. | General |  | Winter Morning | % of Load | 1 | 2031 | 65535
| High | Dynamic Pricing | Dynamic Pricing w/o enabling tech. | General |  | Winter Morning | % of Load | 0 | 2031 | 65535
| High | Dynamic Pricing | DLC-Switch-Water Heating | General |  | Winter Evening | % of Load | 1 | 2031 | 65535
| High | Dynamic Pricing | DLC-Switch-Water Heating | General |  | Winter Evening | % of Load | 0 | 2031 | 65535
| High | Dynamic Pricing | DLC-BYOD-Water Heating | General |  | Winter Evening | % of Load | 1 | 2031 | 65535
| High | Dynamic Pricing | DLC-BYOD-Water Heating | General |  | Winter Evening | % of Load | 0 | 2031 | 65535
| High | Dynamic Pricing | DLC-Thermostat-DI-Central Heat Pump | General |  | Winter Evening | % of Load | 1 | 2031 | 65535
| High | Dynamic Pricing | DLC-Thermostat-DI-Central Heat Pump | General |  | Winter Evening | % of Load | 0 | 2031 | 65535
| High | Dynamic Pricing | DLC-Thermostat-BYOT-Central Heat Pump | General |  | Winter Evening | % of Load | 1 | 2031 | 65535
| High | Dynamic Pricing | DLC-Thermostat-BYOT-Central Heat Pump | General |  | Winter Evening | % of Load | 0 | 2031 | 65535
| High | Dynamic Pricing | DLC-Thermostat-HVAC | General |  | Winter Evening | % of Load | 1 | 2031 | 65535
| High | Dynamic Pricing | DLC-Thermostat-HVAC | General |  | Winter Evening | % of Load | 0 | 2031 | 65535
| High | Dynamic Pricing | DLC-Thermostat-DI-Baseboard Heating | General |  | Winter Evening | % of Load | 1 | 2031 | 65535
| High | Dynamic Pricing | DLC-Thermostat-DI-Baseboard Heating | General |  | Winter Evening | % of Load | 0 | 2031 | 65535
| High | Dynamic Pricing | DLC-Thermostat-BYOT-Baseboard Heating | General |  | Winter Evening | % of Load | 1 | 2031 | 65535
| High | Dynamic Pricing | DLC-Thermostat-BYOT-Baseboard Heating | General |  | Winter Evening | % of Load | 0 | 2031 | 65535
| High | Dynamic Pricing | DLC-Thermostat-DI-MSHP | General |  | Winter Evening | % of Load | 1 | 2031 | 65535
| High | Dynamic Pricing | DLC-Thermostat-DI-MSHP | General |  | Winter Evening | % of Load | 0 | 2031 | 65535
| High | Dynamic Pricing | DLC-Thermostat-BYOT-MSHP | General |  | Winter Evening | % of Load | 1 | 2031 | 65535
| High | Dynamic Pricing | DLC-Thermostat-BYOT-MSHP | General |  | Winter Evening | % of Load | 0 | 2031 | 65535
| High | Dynamic Pricing | C&I Curtailment-Turnkey-Manual HVAC Control | General |  | Winter Evening | % of Load | 1 | 2031 | 65535
| High | Dynamic Pricing | C&I Curtailment-Turnkey-Manual HVAC Control | General |  | Winter Evening | % of Load | 0 | 2031 | 65535
| High | Dynamic Pricing | C&I Curtailment-Turnkey-Auto-DR HVAC Control | General |  | Winter Evening | % of Load | 1 | 2031 | 65535
| High | Dynamic Pricing | C&I Curtailment-Turnkey-Auto-DR HVAC Control | General |  | Winter Evening | % of Load | 0 | 2031 | 65535
| High | Dynamic Pricing | C&I Curtailment-Turnkey-Standard Lighting Control | General |  | Winter Evening | % of Load | 1 | 2031 | 65535
| High | Dynamic Pricing | C&I Curtailment-Turnkey-Standard Lighting Control | General |  | Winter Evening | % of Load | 0 | 2031 | 65535
| High | Dynamic Pricing | C&I Curtailment-Turnkey-Advanced Lighting Control | General |  | Winter Evening | % of Load | 1 | 2031 | 65535
| High | Dynamic Pricing | C&I Curtailment-Turnkey-Advanced Lighting Control | General |  | Winter Evening | % of Load | 0 | 2031 | 65535
| High | Dynamic Pricing | C&I Curtailment-Turnkey-Water Heating Control | General |  | Winter Evening | % of Load | 1 | 2031 | 65535
| High | Dynamic Pricing | C&I Curtailment-Turnkey-Water Heating Control | General |  | Winter Evening | % of Load | 0 | 2031 | 65535
| High | Dynamic Pricing | C&I Curtailment-Turnkey-Other | General |  | Winter Evening | % of Load | 1 | 2031 | 65535
| High | Dynamic Pricing | C&I Curtailment-Turnkey-Other | General |  | Winter Evening | % of Load | 0 | 2031 | 65535
| High | Dynamic Pricing | Dynamic Pricing with enabling tech. | General |  | Winter Evening | % of Load | 1 | 2031 | 65535
| High | Dynamic Pricing | Dynamic Pricing with enabling tech. | General |  | Winter Evening | % of Load | 0 | 2031 | 65535
| High | Dynamic Pricing | Dynamic Pricing w/o enabling tech. | General |  | Winter Evening | % of Load | 1 | 2031 | 65535
| High | Dynamic Pricing | Dynamic Pricing w/o enabling tech. | General |  | Winter Evening | % of Load | 0 | 2031 | 65535
| High | Dynamic Pricing | Dynamic Pricing with enabling tech. | Large General |  | Winter Morning | % of Load | 1 | 2031 | 65535
| High | Dynamic Pricing | Dynamic Pricing with enabling tech. | Large General |  | Winter Morning | % of Load | 0 | 2031 | 65535
| High | Dynamic Pricing | Dynamic Pricing w/o enabling tech. | Large General |  | Winter Morning | % of Load | 1 | 2031 | 65535
| High | Dynamic Pricing | Dynamic Pricing w/o enabling tech. | Large General |  | Winter Morning | % of Load | 0 | 2031 | 65535
| High | Dynamic Pricing | Dynamic Pricing with enabling tech. | Large General |  | Winter Evening | % of Load | 1 | 2031 | 65535
| High | Dynamic Pricing | Dynamic Pricing with enabling tech. | Large General |  | Winter Evening | % of Load | 0 | 2031 | 65535
| High | Dynamic Pricing | Dynamic Pricing w/o enabling tech. | Large General |  | Winter Evening | % of Load | 1 | 2031 | 65535
| High | Dynamic Pricing | Dynamic Pricing w/o enabling tech. | Large General |  | Winter Evening | % of Load | 0 | 2031 | 65535
| High | Dynamic Pricing | DLC-Switch-Water Heating | Small Industrial |  | Winter Morning | % of Load | 1 | 2031 | 65535
| High | Dynamic Pricing | DLC-Switch-Water Heating | Small Industrial |  | Winter Morning | % of Load | 0 | 2031 | 65535
| High | Dynamic Pricing | DLC-BYOD-Water Heating | Small Industrial |  | Winter Morning | % of Load | 1 | 2031 | 65535
| High | Dynamic Pricing | DLC-BYOD-Water Heating | Small Industrial |  | Winter Morning | % of Load | 0 | 2031 | 65535
| High | Dynamic Pricing | DLC-Thermostat-DI-Central Heat Pump | Small Industrial |  | Winter Morning | % of Load | 1 | 2031 | 65535
| High | Dynamic Pricing | DLC-Thermostat-DI-Central Heat Pump | Small Industrial |  | Winter Morning | % of Load | 0 | 2031 | 65535
| High | Dynamic Pricing | DLC-Thermostat-BYOT-Central Heat Pump | Small Industrial |  | Winter Morning | % of Load | 1 | 2031 | 65535
| High | Dynamic Pricing | DLC-Thermostat-BYOT-Central Heat Pump | Small Industrial |  | Winter Morning | % of Load | 0 | 2031 | 65535
| High | Dynamic Pricing | DLC-Thermostat-HVAC | Small Industrial |  | Winter Morning | % of Load | 1 | 2031 | 65535
| High | Dynamic Pricing | DLC-Thermostat-HVAC | Small Industrial |  | Winter Morning | % of Load | 0 | 2031 | 65535
| High | Dynamic Pricing | DLC-Thermostat-DI-Baseboard Heating | Small Industrial |  | Winter Morning | % of Load | 1 | 2031 | 65535
| High | Dynamic Pricing | DLC-Thermostat-DI-Baseboard Heating | Small Industrial |  | Winter Morning | % of Load | 0 | 2031 | 65535
| High | Dynamic Pricing | DLC-Thermostat-BYOT-Baseboard Heating | Small Industrial |  | Winter Morning | % of Load | 1 | 2031 | 65535
| High | Dynamic Pricing | DLC-Thermostat-BYOT-Baseboard Heating | Small Industrial |  | Winter Morning | % of Load | 0 | 2031 | 65535
| High | Dynamic Pricing | DLC-Thermostat-DI-MSHP | Small Industrial |  | Winter Morning | % of Load | 1 | 2031 | 65535
| High | Dynamic Pricing | DLC-Thermostat-DI-MSHP | Small Industrial |  | Winter Morning | % of Load | 0 | 2031 | 65535
| High | Dynamic Pricing | DLC-Thermostat-BYOT-MSHP | Small Industrial |  | Winter Morning | % of Load | 1 | 2031 | 65535
| High | Dynamic Pricing | DLC-Thermostat-BYOT-MSHP | Small Industrial |  | Winter Morning | % of Load | 0 | 2031 | 65535
| High | Dynamic Pricing | C&I Curtailment-Turnkey-Manual HVAC Control | Small Industrial |  | Winter Morning | % of Load | 1 | 2031 | 65535
| High | Dynamic Pricing | C&I Curtailment-Turnkey-Manual HVAC Control | Small Industrial |  | Winter Morning | % of Load | 0 | 2031 | 65535
| High | Dynamic Pricing | C&I Curtailment-Turnkey-Auto-DR HVAC Control | Small Industrial |  | Winter Morning | % of Load | 1 | 2031 | 65535
| High | Dynamic Pricing | C&I Curtailment-Turnkey-Auto-DR HVAC Control | Small Industrial |  | Winter Morning | % of Load | 0 | 2031 | 65535
| High | Dynamic Pricing | C&I Curtailment-Turnkey-Standard Lighting Control | Small Industrial |  | Winter Morning | % of Load | 1 | 2031 | 65535
| High | Dynamic Pricing | C&I Curtailment-Turnkey-Standard Lighting Control | Small Industrial |  | Winter Morning | % of Load | 0 | 2031 | 65535
| High | Dynamic Pricing | C&I Curtailment-Turnkey-Advanced Lighting Control | Small Industrial |  | Winter Morning | % of Load | 1 | 2031 | 65535
| High | Dynamic Pricing | C&I Curtailment-Turnkey-Advanced Lighting Control | Small Industrial |  | Winter Morning | % of Load | 0 | 2031 | 65535
| High | Dynamic Pricing | C&I Curtailment-Turnkey-Water Heating Control | Small Industrial |  | Winter Morning | % of Load | 1 | 2031 | 65535
| High | Dynamic Pricing | C&I Curtailment-Turnkey-Water Heating Control | Small Industrial |  | Winter Morning | % of Load | 0 | 2031 | 65535
| High | Dynamic Pricing | C&I Curtailment-Turnkey-Other | Small Industrial |  | Winter Morning | % of Load | 1 | 2031 | 65535
| High | Dynamic Pricing | C&I Curtailment-Turnkey-Other | Small Industrial |  | Winter Morning | % of Load | 0 | 2031 | 65535
| High | Dynamic Pricing | C&I Curtailment-Turnkey-Industrial | Small Industrial |  | Winter Morning | % of Load | 1 | 2031 | 65535
| High | Dynamic Pricing | C&I Curtailment-Turnkey-Industrial | Small Industrial |  | Winter Morning | % of Load | 0 | 2031 | 65535
| High | Dynamic Pricing | Dynamic Pricing with enabling tech. | Small Industrial |  | Winter Morning | % of Load | 1 | 2031 | 65535
| High | Dynamic Pricing | Dynamic Pricing with enabling tech. | Small Industrial |  | Winter Morning | % of Load | 0 | 2031 | 65535
| High | Dynamic Pricing | Dynamic Pricing w/o enabling tech. | Small Industrial |  | Winter Morning | % of Load | 1 | 2031 | 65535
| High | Dynamic Pricing | Dynamic Pricing w/o enabling tech. | Small Industrial |  | Winter Morning | % of Load | 0 | 2031 | 65535
| High | Dynamic Pricing | DLC-Switch-Water Heating | Small Industrial |  | Winter Evening | % of Load | 1 | 2031 | 65535
| High | Dynamic Pricing | DLC-Switch-Water Heating | Small Industrial |  | Winter Evening | % of Load | 0 | 2031 | 65535
| High | Dynamic Pricing | DLC-BYOD-Water Heating | Small Industrial |  | Winter Evening | % of Load | 1 | 2031 | 65535
| High | Dynamic Pricing | DLC-BYOD-Water Heating | Small Industrial |  | Winter Evening | % of Load | 0 | 2031 | 65535
| High | Dynamic Pricing | DLC-Thermostat-DI-Central Heat Pump | Small Industrial |  | Winter Evening | % of Load | 1 | 2031 | 65535
| High | Dynamic Pricing | DLC-Thermostat-DI-Central Heat Pump | Small Industrial |  | Winter Evening | % of Load | 0 | 2031 | 65535
| High | Dynamic Pricing | DLC-Thermostat-BYOT-Central Heat Pump | Small Industrial |  | Winter Evening | % of Load | 1 | 2031 | 65535
| High | Dynamic Pricing | DLC-Thermostat-BYOT-Central Heat Pump | Small Industrial |  | Winter Evening | % of Load | 0 | 2031 | 65535
| High | Dynamic Pricing | DLC-Thermostat-HVAC | Small Industrial |  | Winter Evening | % of Load | 1 | 2031 | 65535
| High | Dynamic Pricing | DLC-Thermostat-HVAC | Small Industrial |  | Winter Evening | % of Load | 0 | 2031 | 65535
| High | Dynamic Pricing | DLC-Thermostat-DI-Baseboard Heating | Small Industrial |  | Winter Evening | % of Load | 1 | 2031 | 65535
| High | Dynamic Pricing | DLC-Thermostat-DI-Baseboard Heating | Small Industrial |  | Winter Evening | % of Load | 0 | 2031 | 65535
| High | Dynamic Pricing | DLC-Thermostat-BYOT-Baseboard Heating | Small Industrial |  | Winter Evening | % of Load | 1 | 2031 | 65535
| High | Dynamic Pricing | DLC-Thermostat-BYOT-Baseboard Heating | Small Industrial |  | Winter Evening | % of Load | 0 | 2031 | 65535
| High | Dynamic Pricing | DLC-Thermostat-DI-MSHP | Small Industrial |  | Winter Evening | % of Load | 1 | 2031 | 65535
| High | Dynamic Pricing | DLC-Thermostat-DI-MSHP | Small Industrial |  | Winter Evening | % of Load | 0 | 2031 | 65535
| High | Dynamic Pricing | DLC-Thermostat-BYOT-MSHP | Small Industrial |  | Winter Evening | % of Load | 1 | 2031 | 65535
| High | Dynamic Pricing | DLC-Thermostat-BYOT-MSHP | Small Industrial |  | Winter Evening | % of Load | 0 | 2031 | 65535
| High | Dynamic Pricing | C&I Curtailment-Turnkey-Manual HVAC Control | Small Industrial |  | Winter Evening | % of Load | 1 | 2031 | 65535
| High | Dynamic Pricing | C&I Curtailment-Turnkey-Manual HVAC Control | Small Industrial |  | Winter Evening | % of Load | 0 | 2031 | 65535
| High | Dynamic Pricing | C&I Curtailment-Turnkey-Auto-DR HVAC Control | Small Industrial |  | Winter Evening | % of Load | 1 | 2031 | 65535
| High | Dynamic Pricing | C&I Curtailment-Turnkey-Auto-DR HVAC Control | Small Industrial |  | Winter Evening | % of Load | 0 | 2031 | 65535
| High | Dynamic Pricing | C&I Curtailment-Turnkey-Standard Lighting Control | Small Industrial |  | Winter Evening | % of Load | 1 | 2031 | 65535
| High | Dynamic Pricing | C&I Curtailment-Turnkey-Standard Lighting Control | Small Industrial |  | Winter Evening | % of Load | 0 | 2031 | 65535
| High | Dynamic Pricing | C&I Curtailment-Turnkey-Advanced Lighting Control | Small Industrial |  | Winter Evening | % of Load | 1 | 2031 | 65535
| High | Dynamic Pricing | C&I Curtailment-Turnkey-Advanced Lighting Control | Small Industrial |  | Winter Evening | % of Load | 0 | 2031 | 65535
| High | Dynamic Pricing | C&I Curtailment-Turnkey-Water Heating Control | Small Industrial |  | Winter Evening | % of Load | 1 | 2031 | 65535
| High | Dynamic Pricing | C&I Curtailment-Turnkey-Water Heating Control | Small Industrial |  | Winter Evening | % of Load | 0 | 2031 | 65535
| High | Dynamic Pricing | C&I Curtailment-Turnkey-Other | Small Industrial |  | Winter Evening | % of Load | 1 | 2031 | 65535
| High | Dynamic Pricing | C&I Curtailment-Turnkey-Other | Small Industrial |  | Winter Evening | % of Load | 0 | 2031 | 65535
| High | Dynamic Pricing | C&I Curtailment-Turnkey-Industrial | Small Industrial |  | Winter Evening | % of Load | 1 | 2031 | 65535
| High | Dynamic Pricing | C&I Curtailment-Turnkey-Industrial | Small Industrial |  | Winter Evening | % of Load | 0 | 2031 | 65535
| High | Dynamic Pricing | Dynamic Pricing with enabling tech. | Small Industrial |  | Winter Evening | % of Load | 1 | 2031 | 65535
| High | Dynamic Pricing | Dynamic Pricing with enabling tech. | Small Industrial |  | Winter Evening | % of Load | 0 | 2031 | 65535
| High | Dynamic Pricing | Dynamic Pricing w/o enabling tech. | Small Industrial |  | Winter Evening | % of Load | 1 | 2031 | 65535
| High | Dynamic Pricing | Dynamic Pricing w/o enabling tech. | Small Industrial |  | Winter Evening | % of Load | 0 | 2031 | 65535
| High | Dynamic Pricing | DLC-Switch-Water Heating | Medium Industrial |  | Winter Morning | % of Load | 1 | 2031 | 65535
| High | Dynamic Pricing | DLC-Switch-Water Heating | Medium Industrial |  | Winter Morning | % of Load | 0 | 2031 | 65535
| High | Dynamic Pricing | DLC-BYOD-Water Heating | Medium Industrial |  | Winter Morning | % of Load | 1 | 2031 | 65535
| High | Dynamic Pricing | DLC-BYOD-Water Heating | Medium Industrial |  | Winter Morning | % of Load | 0 | 2031 | 65535
| High | Dynamic Pricing | DLC-Thermostat-DI-Central Heat Pump | Medium Industrial |  | Winter Morning | % of Load | 1 | 2031 | 65535
| High | Dynamic Pricing | DLC-Thermostat-DI-Central Heat Pump | Medium Industrial |  | Winter Morning | % of Load | 0 | 2031 | 65535
| High | Dynamic Pricing | DLC-Thermostat-BYOT-Central Heat Pump | Medium Industrial |  | Winter Morning | % of Load | 1 | 2031 | 65535
| High | Dynamic Pricing | DLC-Thermostat-BYOT-Central Heat Pump | Medium Industrial |  | Winter Morning | % of Load | 0 | 2031 | 65535
| High | Dynamic Pricing | DLC-Thermostat-HVAC | Medium Industrial |  | Winter Morning | % of Load | 1 | 2031 | 65535
| High | Dynamic Pricing | DLC-Thermostat-HVAC | Medium Industrial |  | Winter Morning | % of Load | 0 | 2031 | 65535
| High | Dynamic Pricing | DLC-Thermostat-DI-Baseboard Heating | Medium Industrial |  | Winter Morning | % of Load | 1 | 2031 | 65535
| High | Dynamic Pricing | DLC-Thermostat-DI-Baseboard Heating | Medium Industrial |  | Winter Morning | % of Load | 0 | 2031 | 65535
| High | Dynamic Pricing | DLC-Thermostat-BYOT-Baseboard Heating | Medium Industrial |  | Winter Morning | % of Load | 1 | 2031 | 65535
| High | Dynamic Pricing | DLC-Thermostat-BYOT-Baseboard Heating | Medium Industrial |  | Winter Morning | % of Load | 0 | 2031 | 65535
| High | Dynamic Pricing | DLC-Thermostat-DI-MSHP | Medium Industrial |  | Winter Morning | % of Load | 1 | 2031 | 65535
| High | Dynamic Pricing | DLC-Thermostat-DI-MSHP | Medium Industrial |  | Winter Morning | % of Load | 0 | 2031 | 65535
| High | Dynamic Pricing | DLC-Thermostat-BYOT-MSHP | Medium Industrial |  | Winter Morning | % of Load | 1 | 2031 | 65535
| High | Dynamic Pricing | DLC-Thermostat-BYOT-MSHP | Medium Industrial |  | Winter Morning | % of Load | 0 | 2031 | 65535
| High | Dynamic Pricing | C&I Curtailment-Turnkey-Manual HVAC Control | Medium Industrial |  | Winter Morning | % of Load | 1 | 2031 | 65535
| High | Dynamic Pricing | C&I Curtailment-Turnkey-Manual HVAC Control | Medium Industrial |  | Winter Morning | % of Load | 0 | 2031 | 65535
| High | Dynamic Pricing | C&I Curtailment-Turnkey-Auto-DR HVAC Control | Medium Industrial |  | Winter Morning | % of Load | 1 | 2031 | 65535
| High | Dynamic Pricing | C&I Curtailment-Turnkey-Auto-DR HVAC Control | Medium Industrial |  | Winter Morning | % of Load | 0 | 2031 | 65535
| High | Dynamic Pricing | C&I Curtailment-Turnkey-Standard Lighting Control | Medium Industrial |  | Winter Morning | % of Load | 1 | 2031 | 65535
| High | Dynamic Pricing | C&I Curtailment-Turnkey-Standard Lighting Control | Medium Industrial |  | Winter Morning | % of Load | 0 | 2031 | 65535
| High | Dynamic Pricing | C&I Curtailment-Turnkey-Advanced Lighting Control | Medium Industrial |  | Winter Morning | % of Load | 1 | 2031 | 65535
| High | Dynamic Pricing | C&I Curtailment-Turnkey-Advanced Lighting Control | Medium Industrial |  | Winter Morning | % of Load | 0 | 2031 | 65535
| High | Dynamic Pricing | C&I Curtailment-Turnkey-Water Heating Control | Medium Industrial |  | Winter Morning | % of Load | 1 | 2031 | 65535
| High | Dynamic Pricing | C&I Curtailment-Turnkey-Water Heating Control | Medium Industrial |  | Winter Morning | % of Load | 0 | 2031 | 65535
| High | Dynamic Pricing | C&I Curtailment-Turnkey-Other | Medium Industrial |  | Winter Morning | % of Load | 1 | 2031 | 65535
| High | Dynamic Pricing | C&I Curtailment-Turnkey-Other | Medium Industrial |  | Winter Morning | % of Load | 0 | 2031 | 65535
| High | Dynamic Pricing | Dynamic Pricing with enabling tech. | Medium Industrial |  | Winter Morning | % of Load | 1 | 2031 | 65535
| High | Dynamic Pricing | Dynamic Pricing with enabling tech. | Medium Industrial |  | Winter Morning | % of Load | 0 | 2031 | 65535
| High | Dynamic Pricing | Dynamic Pricing w/o enabling tech. | Medium Industrial |  | Winter Morning | % of Load | 1 | 2031 | 65535
| High | Dynamic Pricing | Dynamic Pricing w/o enabling tech. | Medium Industrial |  | Winter Morning | % of Load | 0 | 2031 | 65535
| High | Dynamic Pricing | DLC-Switch-Water Heating | Medium Industrial |  | Winter Evening | % of Load | 1 | 2031 | 65535
| High | Dynamic Pricing | DLC-Switch-Water Heating | Medium Industrial |  | Winter Evening | % of Load | 0 | 2031 | 65535
| High | Dynamic Pricing | DLC-BYOD-Water Heating | Medium Industrial |  | Winter Evening | % of Load | 1 | 2031 | 65535
| High | Dynamic Pricing | DLC-BYOD-Water Heating | Medium Industrial |  | Winter Evening | % of Load | 0 | 2031 | 65535
| High | Dynamic Pricing | DLC-Thermostat-DI-Central Heat Pump | Medium Industrial |  | Winter Evening | % of Load | 1 | 2031 | 65535
| High | Dynamic Pricing | DLC-Thermostat-DI-Central Heat Pump | Medium Industrial |  | Winter Evening | % of Load | 0 | 2031 | 65535
| High | Dynamic Pricing | DLC-Thermostat-BYOT-Central Heat Pump | Medium Industrial |  | Winter Evening | % of Load | 1 | 2031 | 65535
| High | Dynamic Pricing | DLC-Thermostat-BYOT-Central Heat Pump | Medium Industrial |  | Winter Evening | % of Load | 0 | 2031 | 65535
| High | Dynamic Pricing | DLC-Thermostat-HVAC | Medium Industrial |  | Winter Evening | % of Load | 1 | 2031 | 65535
| High | Dynamic Pricing | DLC-Thermostat-HVAC | Medium Industrial |  | Winter Evening | % of Load | 0 | 2031 | 65535
| High | Dynamic Pricing | DLC-Thermostat-DI-Baseboard Heating | Medium Industrial |  | Winter Evening | % of Load | 1 | 2031 | 65535
| High | Dynamic Pricing | DLC-Thermostat-DI-Baseboard Heating | Medium Industrial |  | Winter Evening | % of Load | 0 | 2031 | 65535
| High | Dynamic Pricing | DLC-Thermostat-BYOT-Baseboard Heating | Medium Industrial |  | Winter Evening | % of Load | 1 | 2031 | 65535
| High | Dynamic Pricing | DLC-Thermostat-BYOT-Baseboard Heating | Medium Industrial |  | Winter Evening | % of Load | 0 | 2031 | 65535
| High | Dynamic Pricing | DLC-Thermostat-DI-MSHP | Medium Industrial |  | Winter Evening | % of Load | 1 | 2031 | 65535
| High | Dynamic Pricing | DLC-Thermostat-DI-MSHP | Medium Industrial |  | Winter Evening | % of Load | 0 | 2031 | 65535
| High | Dynamic Pricing | DLC-Thermostat-BYOT-MSHP | Medium Industrial |  | Winter Evening | % of Load | 1 | 2031 | 65535
| High | Dynamic Pricing | DLC-Thermostat-BYOT-MSHP | Medium Industrial |  | Winter Evening | % of Load | 0 | 2031 | 65535
| High | Dynamic Pricing | C&I Curtailment-Turnkey-Manual HVAC Control | Medium Industrial |  | Winter Evening | % of Load | 1 | 2031 | 65535
| High | Dynamic Pricing | C&I Curtailment-Turnkey-Manual HVAC Control | Medium Industrial |  | Winter Evening | % of Load | 0 | 2031 | 65535
| High | Dynamic Pricing | C&I Curtailment-Turnkey-Auto-DR HVAC Control | Medium Industrial |  | Winter Evening | % of Load | 1 | 2031 | 65535
| High | Dynamic Pricing | C&I Curtailment-Turnkey-Auto-DR HVAC Control | Medium Industrial |  | Winter Evening | % of Load | 0 | 2031 | 65535
| High | Dynamic Pricing | C&I Curtailment-Turnkey-Standard Lighting Control | Medium Industrial |  | Winter Evening | % of Load | 1 | 2031 | 65535
| High | Dynamic Pricing | C&I Curtailment-Turnkey-Standard Lighting Control | Medium Industrial |  | Winter Evening | % of Load | 0 | 2031 | 65535
| High | Dynamic Pricing | C&I Curtailment-Turnkey-Advanced Lighting Control | Medium Industrial |  | Winter Evening | % of Load | 1 | 2031 | 65535
| High | Dynamic Pricing | C&I Curtailment-Turnkey-Advanced Lighting Control | Medium Industrial |  | Winter Evening | % of Load | 0 | 2031 | 65535
| High | Dynamic Pricing | C&I Curtailment-Turnkey-Water Heating Control | Medium Industrial |  | Winter Evening | % of Load | 1 | 2031 | 65535
| High | Dynamic Pricing | C&I Curtailment-Turnkey-Water Heating Control | Medium Industrial |  | Winter Evening | % of Load | 0 | 2031 | 65535
| High | Dynamic Pricing | C&I Curtailment-Turnkey-Other | Medium Industrial |  | Winter Evening | % of Load | 1 | 2031 | 65535
| High | Dynamic Pricing | C&I Curtailment-Turnkey-Other | Medium Industrial |  | Winter Evening | % of Load | 0 | 2031 | 65535
| High | Dynamic Pricing | Dynamic Pricing with enabling tech. | Medium Industrial |  | Winter Evening | % of Load | 1 | 2031 | 65535
| High | Dynamic Pricing | Dynamic Pricing with enabling tech. | Medium Industrial |  | Winter Evening | % of Load | 0 | 2031 | 65535
| High | Dynamic Pricing | Dynamic Pricing w/o enabling tech. | Medium Industrial |  | Winter Evening | % of Load | 1 | 2031 | 65535
| High | Dynamic Pricing | Dynamic Pricing w/o enabling tech. | Medium Industrial |  | Winter Evening | % of Load | 0 | 2031 | 65535
| High | Dynamic Pricing | Dynamic Pricing with enabling tech. | Large Industrial |  | Winter Morning | % of Load | 1 | 2031 | 65535
| High | Dynamic Pricing | Dynamic Pricing with enabling tech. | Large Industrial |  | Winter Morning | % of Load | 0 | 2031 | 65535
| High | Dynamic Pricing | Dynamic Pricing w/o enabling tech. | Large Industrial |  | Winter Morning | % of Load | 1 | 2031 | 65535
| High | Dynamic Pricing | Dynamic Pricing w/o enabling tech. | Large Industrial |  | Winter Morning | % of Load | 0 | 2031 | 65535
| High | Dynamic Pricing | Dynamic Pricing with enabling tech. | Large Industrial |  | Winter Evening | % of Load | 1 | 2031 | 65535
| High | Dynamic Pricing | Dynamic Pricing with enabling tech. | Large Industrial |  | Winter Evening | % of Load | 0 | 2031 | 65535
| High | Dynamic Pricing | Dynamic Pricing w/o enabling tech. | Large Industrial |  | Winter Evening | % of Load | 1 | 2031 | 65535
| High | Dynamic Pricing | Dynamic Pricing w/o enabling tech. | Large Industrial |  | Winter Evening | % of Load | 0 | 2031 | 65535
| High | Dynamic Pricing | Dynamic Pricing with enabling tech. | Residential Charitable |  | Winter Morning | % of Load | 1 | 2031 | 65535
| High | Dynamic Pricing | Dynamic Pricing with enabling tech. | Residential Charitable |  | Winter Morning | % of Load | 0 | 2031 | 65535
| High | Dynamic Pricing | Dynamic Pricing w/o enabling tech. | Residential Charitable |  | Winter Morning | % of Load | 1 | 2031 | 65535
| High | Dynamic Pricing | Dynamic Pricing w/o enabling tech. | Residential Charitable |  | Winter Morning | % of Load | 0 | 2031 | 65535
| High | Dynamic Pricing | Dynamic Pricing with enabling tech. | Residential Charitable |  | Winter Evening | % of Load | 1 | 2031 | 65535
| High | Dynamic Pricing | Dynamic Pricing with enabling tech. | Residential Charitable |  | Winter Evening | % of Load | 0 | 2031 | 65535
| High | Dynamic Pricing | Dynamic Pricing w/o enabling tech. | Residential Charitable |  | Winter Evening | % of Load | 1 | 2031 | 65535
| High | Dynamic Pricing | Dynamic Pricing w/o enabling tech. | Residential Charitable |  | Winter Evening | % of Load | 0 | 2031 | 65535
| High | BTM Battery Control | DLC-Switch-Water Heating | Small General |  | Winter Morning | % of Load | 1 | 2031 | 65535
| High | BTM Battery Control | DLC-Switch-Water Heating | Small General |  | Winter Morning | % of Load | 0 | 2031 | 65535
| High | BTM Battery Control | DLC-BYOD-Water Heating | Small General |  | Winter Morning | % of Load | 1 | 2031 | 65535
| High | BTM Battery Control | DLC-BYOD-Water Heating | Small General |  | Winter Morning | % of Load | 0 | 2031 | 65535
| High | BTM Battery Control | DLC-Thermostat-DI-Central Heat Pump | Small General |  | Winter Morning | % of Load | 1 | 2031 | 65535
| High | BTM Battery Control | DLC-Thermostat-DI-Central Heat Pump | Small General |  | Winter Morning | % of Load | 0 | 2031 | 65535
| High | BTM Battery Control | DLC-Thermostat-BYOT-Central Heat Pump | Small General |  | Winter Morning | % of Load | 1 | 2031 | 65535
| High | BTM Battery Control | DLC-Thermostat-BYOT-Central Heat Pump | Small General |  | Winter Morning | % of Load | 0 | 2031 | 65535
| High | BTM Battery Control | DLC-Thermostat-HVAC | Small General |  | Winter Morning | % of Load | 1 | 2031 | 65535
| High | BTM Battery Control | DLC-Thermostat-HVAC | Small General |  | Winter Morning | % of Load | 0 | 2031 | 65535
| High | BTM Battery Control | DLC-Thermostat-DI-Baseboard Heating | Small General |  | Winter Morning | % of Load | 1 | 2031 | 65535
| High | BTM Battery Control | DLC-Thermostat-DI-Baseboard Heating | Small General |  | Winter Morning | % of Load | 0 | 2031 | 65535
| High | BTM Battery Control | DLC-Thermostat-BYOT-Baseboard Heating | Small General |  | Winter Morning | % of Load | 1 | 2031 | 65535
| High | BTM Battery Control | DLC-Thermostat-BYOT-Baseboard Heating | Small General |  | Winter Morning | % of Load | 0 | 2031 | 65535
| High | BTM Battery Control | DLC-Thermostat-DI-MSHP | Small General |  | Winter Morning | % of Load | 1 | 2031 | 65535
| High | BTM Battery Control | DLC-Thermostat-DI-MSHP | Small General |  | Winter Morning | % of Load | 0 | 2031 | 65535
| High | BTM Battery Control | DLC-Thermostat-BYOT-MSHP | Small General |  | Winter Morning | % of Load | 1 | 2031 | 65535
| High | BTM Battery Control | DLC-Thermostat-BYOT-MSHP | Small General |  | Winter Morning | % of Load | 0 | 2031 | 65535
| High | BTM Battery Control | C&I Curtailment-Turnkey-Manual HVAC Control | Small General |  | Winter Morning | % of Load | 1 | 2031 | 65535
| High | BTM Battery Control | C&I Curtailment-Turnkey-Manual HVAC Control | Small General |  | Winter Morning | % of Load | 0 | 2031 | 65535
| High | BTM Battery Control | C&I Curtailment-Turnkey-Auto-DR HVAC Control | Small General |  | Winter Morning | % of Load | 1 | 2031 | 65535
| High | BTM Battery Control | C&I Curtailment-Turnkey-Auto-DR HVAC Control | Small General |  | Winter Morning | % of Load | 0 | 2031 | 65535
| High | BTM Battery Control | C&I Curtailment-Turnkey-Standard Lighting Control | Small General |  | Winter Morning | % of Load | 1 | 2031 | 65535
| High | BTM Battery Control | C&I Curtailment-Turnkey-Standard Lighting Control | Small General |  | Winter Morning | % of Load | 0 | 2031 | 65535
| High | BTM Battery Control | C&I Curtailment-Turnkey-Advanced Lighting Control | Small General |  | Winter Morning | % of Load | 1 | 2031 | 65535
| High | BTM Battery Control | C&I Curtailment-Turnkey-Advanced Lighting Control | Small General |  | Winter Morning | % of Load | 0 | 2031 | 65535
| High | BTM Battery Control | C&I Curtailment-Turnkey-Water Heating Control | Small General |  | Winter Morning | % of Load | 1 | 2031 | 65535
| High | BTM Battery Control | C&I Curtailment-Turnkey-Water Heating Control | Small General |  | Winter Morning | % of Load | 0 | 2031 | 65535
| High | BTM Battery Control | C&I Curtailment-Turnkey-Other | Small General |  | Winter Morning | % of Load | 1 | 2031 | 65535
| High | BTM Battery Control | C&I Curtailment-Turnkey-Other | Small General |  | Winter Morning | % of Load | 0 | 2031 | 65535
| High | BTM Battery Control | Dynamic Pricing with enabling tech. | Small General |  | Winter Morning | % of Load | 1 | 2031 | 65535
| High | BTM Battery Control | Dynamic Pricing with enabling tech. | Small General |  | Winter Morning | % of Load | 0 | 2031 | 65535
| High | BTM Battery Control | DLC-Switch-Water Heating | Small General |  | Winter Evening | % of Load | 1 | 2031 | 65535
| High | BTM Battery Control | DLC-Switch-Water Heating | Small General |  | Winter Evening | % of Load | 0 | 2031 | 65535
| High | BTM Battery Control | DLC-BYOD-Water Heating | Small General |  | Winter Evening | % of Load | 1 | 2031 | 65535
| High | BTM Battery Control | DLC-BYOD-Water Heating | Small General |  | Winter Evening | % of Load | 0 | 2031 | 65535
| High | BTM Battery Control | DLC-Thermostat-DI-Central Heat Pump | Small General |  | Winter Evening | % of Load | 1 | 2031 | 65535
| High | BTM Battery Control | DLC-Thermostat-DI-Central Heat Pump | Small General |  | Winter Evening | % of Load | 0 | 2031 | 65535
| High | BTM Battery Control | DLC-Thermostat-BYOT-Central Heat Pump | Small General |  | Winter Evening | % of Load | 1 | 2031 | 65535
| High | BTM Battery Control | DLC-Thermostat-BYOT-Central Heat Pump | Small General |  | Winter Evening | % of Load | 0 | 2031 | 65535
| High | BTM Battery Control | DLC-Thermostat-HVAC | Small General |  | Winter Evening | % of Load | 1 | 2031 | 65535
| High | BTM Battery Control | DLC-Thermostat-HVAC | Small General |  | Winter Evening | % of Load | 0 | 2031 | 65535
| High | BTM Battery Control | DLC-Thermostat-DI-Baseboard Heating | Small General |  | Winter Evening | % of Load | 1 | 2031 | 65535
| High | BTM Battery Control | DLC-Thermostat-DI-Baseboard Heating | Small General |  | Winter Evening | % of Load | 0 | 2031 | 65535
| High | BTM Battery Control | DLC-Thermostat-BYOT-Baseboard Heating | Small General |  | Winter Evening | % of Load | 1 | 2031 | 65535
| High | BTM Battery Control | DLC-Thermostat-BYOT-Baseboard Heating | Small General |  | Winter Evening | % of Load | 0 | 2031 | 65535
| High | BTM Battery Control | DLC-Thermostat-DI-MSHP | Small General |  | Winter Evening | % of Load | 1 | 2031 | 65535
| High | BTM Battery Control | DLC-Thermostat-DI-MSHP | Small General |  | Winter Evening | % of Load | 0 | 2031 | 65535
| High | BTM Battery Control | DLC-Thermostat-BYOT-MSHP | Small General |  | Winter Evening | % of Load | 1 | 2031 | 65535
| High | BTM Battery Control | DLC-Thermostat-BYOT-MSHP | Small General |  | Winter Evening | % of Load | 0 | 2031 | 65535
| High | BTM Battery Control | C&I Curtailment-Turnkey-Manual HVAC Control | Small General |  | Winter Evening | % of Load | 1 | 2031 | 65535
| High | BTM Battery Control | C&I Curtailment-Turnkey-Manual HVAC Control | Small General |  | Winter Evening | % of Load | 0 | 2031 | 65535
| High | BTM Battery Control | C&I Curtailment-Turnkey-Auto-DR HVAC Control | Small General |  | Winter Evening | % of Load | 1 | 2031 | 65535
| High | BTM Battery Control | C&I Curtailment-Turnkey-Auto-DR HVAC Control | Small General |  | Winter Evening | % of Load | 0 | 2031 | 65535
| High | BTM Battery Control | C&I Curtailment-Turnkey-Standard Lighting Control | Small General |  | Winter Evening | % of Load | 1 | 2031 | 65535
| High | BTM Battery Control | C&I Curtailment-Turnkey-Standard Lighting Control | Small General |  | Winter Evening | % of Load | 0 | 2031 | 65535
| High | BTM Battery Control | C&I Curtailment-Turnkey-Advanced Lighting Control | Small General |  | Winter Evening | % of Load | 1 | 2031 | 65535
| High | BTM Battery Control | C&I Curtailment-Turnkey-Advanced Lighting Control | Small General |  | Winter Evening | % of Load | 0 | 2031 | 65535
| High | BTM Battery Control | C&I Curtailment-Turnkey-Water Heating Control | Small General |  | Winter Evening | % of Load | 1 | 2031 | 65535
| High | BTM Battery Control | C&I Curtailment-Turnkey-Water Heating Control | Small General |  | Winter Evening | % of Load | 0 | 2031 | 65535
| High | BTM Battery Control | C&I Curtailment-Turnkey-Other | Small General |  | Winter Evening | % of Load | 1 | 2031 | 65535
| High | BTM Battery Control | C&I Curtailment-Turnkey-Other | Small General |  | Winter Evening | % of Load | 0 | 2031 | 65535
| High | BTM Battery Control | Dynamic Pricing with enabling tech. | Small General |  | Winter Evening | % of Load | 1 | 2031 | 65535
| High | BTM Battery Control | Dynamic Pricing with enabling tech. | Small General |  | Winter Evening | % of Load | 0 | 2031 | 65535
| High | BTM Battery Control | DLC-Switch-Water Heating | General |  | Winter Morning | % of Load | 1 | 2031 | 65535
| High | BTM Battery Control | DLC-Switch-Water Heating | General |  | Winter Morning | % of Load | 0 | 2031 | 65535
| High | BTM Battery Control | DLC-BYOD-Water Heating | General |  | Winter Morning | % of Load | 1 | 2031 | 65535
| High | BTM Battery Control | DLC-BYOD-Water Heating | General |  | Winter Morning | % of Load | 0 | 2031 | 65535
| High | BTM Battery Control | DLC-Thermostat-DI-Central Heat Pump | General |  | Winter Morning | % of Load | 1 | 2031 | 65535
| High | BTM Battery Control | DLC-Thermostat-DI-Central Heat Pump | General |  | Winter Morning | % of Load | 0 | 2031 | 65535
| High | BTM Battery Control | DLC-Thermostat-BYOT-Central Heat Pump | General |  | Winter Morning | % of Load | 1 | 2031 | 65535
| High | BTM Battery Control | DLC-Thermostat-BYOT-Central Heat Pump | General |  | Winter Morning | % of Load | 0 | 2031 | 65535
| High | BTM Battery Control | DLC-Thermostat-HVAC | General |  | Winter Morning | % of Load | 1 | 2031 | 65535
| High | BTM Battery Control | DLC-Thermostat-HVAC | General |  | Winter Morning | % of Load | 0 | 2031 | 65535
| High | BTM Battery Control | DLC-Thermostat-DI-Baseboard Heating | General |  | Winter Morning | % of Load | 1 | 2031 | 65535
| High | BTM Battery Control | DLC-Thermostat-DI-Baseboard Heating | General |  | Winter Morning | % of Load | 0 | 2031 | 65535
| High | BTM Battery Control | DLC-Thermostat-BYOT-Baseboard Heating | General |  | Winter Morning | % of Load | 1 | 2031 | 65535
| High | BTM Battery Control | DLC-Thermostat-BYOT-Baseboard Heating | General |  | Winter Morning | % of Load | 0 | 2031 | 65535
| High | BTM Battery Control | DLC-Thermostat-DI-MSHP | General |  | Winter Morning | % of Load | 1 | 2031 | 65535
| High | BTM Battery Control | DLC-Thermostat-DI-MSHP | General |  | Winter Morning | % of Load | 0 | 2031 | 65535
| High | BTM Battery Control | DLC-Thermostat-BYOT-MSHP | General |  | Winter Morning | % of Load | 1 | 2031 | 65535
| High | BTM Battery Control | DLC-Thermostat-BYOT-MSHP | General |  | Winter Morning | % of Load | 0 | 2031 | 65535
| High | BTM Battery Control | C&I Curtailment-Turnkey-Manual HVAC Control | General |  | Winter Morning | % of Load | 1 | 2031 | 65535
| High | BTM Battery Control | C&I Curtailment-Turnkey-Manual HVAC Control | General |  | Winter Morning | % of Load | 0 | 2031 | 65535
| High | BTM Battery Control | C&I Curtailment-Turnkey-Auto-DR HVAC Control | General |  | Winter Morning | % of Load | 1 | 2031 | 65535
| High | BTM Battery Control | C&I Curtailment-Turnkey-Auto-DR HVAC Control | General |  | Winter Morning | % of Load | 0 | 2031 | 65535
| High | BTM Battery Control | C&I Curtailment-Turnkey-Standard Lighting Control | General |  | Winter Morning | % of Load | 1 | 2031 | 65535
| High | BTM Battery Control | C&I Curtailment-Turnkey-Standard Lighting Control | General |  | Winter Morning | % of Load | 0 | 2031 | 65535
| High | BTM Battery Control | C&I Curtailment-Turnkey-Advanced Lighting Control | General |  | Winter Morning | % of Load | 1 | 2031 | 65535
| High | BTM Battery Control | C&I Curtailment-Turnkey-Advanced Lighting Control | General |  | Winter Morning | % of Load | 0 | 2031 | 65535
| High | BTM Battery Control | C&I Curtailment-Turnkey-Water Heating Control | General |  | Winter Morning | % of Load | 1 | 2031 | 65535
| High | BTM Battery Control | C&I Curtailment-Turnkey-Water Heating Control | General |  | Winter Morning | % of Load | 0 | 2031 | 65535
| High | BTM Battery Control | C&I Curtailment-Turnkey-Other | General |  | Winter Morning | % of Load | 1 | 2031 | 65535
| High | BTM Battery Control | C&I Curtailment-Turnkey-Other | General |  | Winter Morning | % of Load | 0 | 2031 | 65535
| High | BTM Battery Control | DLC-Switch-Water Heating | General |  | Winter Evening | % of Load | 1 | 2031 | 65535
| High | BTM Battery Control | DLC-Switch-Water Heating | General |  | Winter Evening | % of Load | 0 | 2031 | 65535
| High | BTM Battery Control | DLC-BYOD-Water Heating | General |  | Winter Evening | % of Load | 1 | 2031 | 65535
| High | BTM Battery Control | DLC-BYOD-Water Heating | General |  | Winter Evening | % of Load | 0 | 2031 | 65535
| High | BTM Battery Control | DLC-Thermostat-DI-Central Heat Pump | General |  | Winter Evening | % of Load | 1 | 2031 | 65535
| High | BTM Battery Control | DLC-Thermostat-DI-Central Heat Pump | General |  | Winter Evening | % of Load | 0 | 2031 | 65535
| High | BTM Battery Control | DLC-Thermostat-BYOT-Central Heat Pump | General |  | Winter Evening | % of Load | 1 | 2031 | 65535
| High | BTM Battery Control | DLC-Thermostat-BYOT-Central Heat Pump | General |  | Winter Evening | % of Load | 0 | 2031 | 65535
| High | BTM Battery Control | DLC-Thermostat-HVAC | General |  | Winter Evening | % of Load | 1 | 2031 | 65535
| High | BTM Battery Control | DLC-Thermostat-HVAC | General |  | Winter Evening | % of Load | 0 | 2031 | 65535
| High | BTM Battery Control | DLC-Thermostat-DI-Baseboard Heating | General |  | Winter Evening | % of Load | 1 | 2031 | 65535
| High | BTM Battery Control | DLC-Thermostat-DI-Baseboard Heating | General |  | Winter Evening | % of Load | 0 | 2031 | 65535
| High | BTM Battery Control | DLC-Thermostat-BYOT-Baseboard Heating | General |  | Winter Evening | % of Load | 1 | 2031 | 65535
| High | BTM Battery Control | DLC-Thermostat-BYOT-Baseboard Heating | General |  | Winter Evening | % of Load | 0 | 2031 | 65535
| High | BTM Battery Control | DLC-Thermostat-DI-MSHP | General |  | Winter Evening | % of Load | 1 | 2031 | 65535
| High | BTM Battery Control | DLC-Thermostat-DI-MSHP | General |  | Winter Evening | % of Load | 0 | 2031 | 65535
| High | BTM Battery Control | DLC-Thermostat-BYOT-MSHP | General |  | Winter Evening | % of Load | 1 | 2031 | 65535
| High | BTM Battery Control | DLC-Thermostat-BYOT-MSHP | General |  | Winter Evening | % of Load | 0 | 2031 | 65535
| High | BTM Battery Control | C&I Curtailment-Turnkey-Manual HVAC Control | General |  | Winter Evening | % of Load | 1 | 2031 | 65535
| High | BTM Battery Control | C&I Curtailment-Turnkey-Manual HVAC Control | General |  | Winter Evening | % of Load | 0 | 2031 | 65535
| High | BTM Battery Control | C&I Curtailment-Turnkey-Auto-DR HVAC Control | General |  | Winter Evening | % of Load | 1 | 2031 | 65535
| High | BTM Battery Control | C&I Curtailment-Turnkey-Auto-DR HVAC Control | General |  | Winter Evening | % of Load | 0 | 2031 | 65535
| High | BTM Battery Control | C&I Curtailment-Turnkey-Standard Lighting Control | General |  | Winter Evening | % of Load | 1 | 2031 | 65535
| High | BTM Battery Control | C&I Curtailment-Turnkey-Standard Lighting Control | General |  | Winter Evening | % of Load | 0 | 2031 | 65535
| High | BTM Battery Control | C&I Curtailment-Turnkey-Advanced Lighting Control | General |  | Winter Evening | % of Load | 1 | 2031 | 65535
| High | BTM Battery Control | C&I Curtailment-Turnkey-Advanced Lighting Control | General |  | Winter Evening | % of Load | 0 | 2031 | 65535
| High | BTM Battery Control | C&I Curtailment-Turnkey-Water Heating Control | General |  | Winter Evening | % of Load | 1 | 2031 | 65535
| High | BTM Battery Control | C&I Curtailment-Turnkey-Water Heating Control | General |  | Winter Evening | % of Load | 0 | 2031 | 65535
| High | BTM Battery Control | C&I Curtailment-Turnkey-Other | General |  | Winter Evening | % of Load | 1 | 2031 | 65535
| High | BTM Battery Control | C&I Curtailment-Turnkey-Other | General |  | Winter Evening | % of Load | 0 | 2031 | 65535
| High | BTM Battery Control | DLC-Switch-Water Heating | Small Industrial |  | Winter Morning | % of Load | 1 | 2031 | 65535
| High | BTM Battery Control | DLC-Switch-Water Heating | Small Industrial |  | Winter Morning | % of Load | 0 | 2031 | 65535
| High | BTM Battery Control | DLC-BYOD-Water Heating | Small Industrial |  | Winter Morning | % of Load | 1 | 2031 | 65535
| High | BTM Battery Control | DLC-BYOD-Water Heating | Small Industrial |  | Winter Morning | % of Load | 0 | 2031 | 65535
| High | BTM Battery Control | DLC-Thermostat-DI-Central Heat Pump | Small Industrial |  | Winter Morning | % of Load | 1 | 2031 | 65535
| High | BTM Battery Control | DLC-Thermostat-DI-Central Heat Pump | Small Industrial |  | Winter Morning | % of Load | 0 | 2031 | 65535
| High | BTM Battery Control | DLC-Thermostat-BYOT-Central Heat Pump | Small Industrial |  | Winter Morning | % of Load | 1 | 2031 | 65535
| High | BTM Battery Control | DLC-Thermostat-BYOT-Central Heat Pump | Small Industrial |  | Winter Morning | % of Load | 0 | 2031 | 65535
| High | BTM Battery Control | DLC-Thermostat-HVAC | Small Industrial |  | Winter Morning | % of Load | 1 | 2031 | 65535
| High | BTM Battery Control | DLC-Thermostat-HVAC | Small Industrial |  | Winter Morning | % of Load | 0 | 2031 | 65535
| High | BTM Battery Control | DLC-Thermostat-DI-Baseboard Heating | Small Industrial |  | Winter Morning | % of Load | 1 | 2031 | 65535
| High | BTM Battery Control | DLC-Thermostat-DI-Baseboard Heating | Small Industrial |  | Winter Morning | % of Load | 0 | 2031 | 65535
| High | BTM Battery Control | DLC-Thermostat-BYOT-Baseboard Heating | Small Industrial |  | Winter Morning | % of Load | 1 | 2031 | 65535
| High | BTM Battery Control | DLC-Thermostat-BYOT-Baseboard Heating | Small Industrial |  | Winter Morning | % of Load | 0 | 2031 | 65535
| High | BTM Battery Control | DLC-Thermostat-DI-MSHP | Small Industrial |  | Winter Morning | % of Load | 1 | 2031 | 65535
| High | BTM Battery Control | DLC-Thermostat-DI-MSHP | Small Industrial |  | Winter Morning | % of Load | 0 | 2031 | 65535
| High | BTM Battery Control | DLC-Thermostat-BYOT-MSHP | Small Industrial |  | Winter Morning | % of Load | 1 | 2031 | 65535
| High | BTM Battery Control | DLC-Thermostat-BYOT-MSHP | Small Industrial |  | Winter Morning | % of Load | 0 | 2031 | 65535
| High | BTM Battery Control | C&I Curtailment-Turnkey-Manual HVAC Control | Small Industrial |  | Winter Morning | % of Load | 1 | 2031 | 65535
| High | BTM Battery Control | C&I Curtailment-Turnkey-Manual HVAC Control | Small Industrial |  | Winter Morning | % of Load | 0 | 2031 | 65535
| High | BTM Battery Control | C&I Curtailment-Turnkey-Auto-DR HVAC Control | Small Industrial |  | Winter Morning | % of Load | 1 | 2031 | 65535
| High | BTM Battery Control | C&I Curtailment-Turnkey-Auto-DR HVAC Control | Small Industrial |  | Winter Morning | % of Load | 0 | 2031 | 65535
| High | BTM Battery Control | C&I Curtailment-Turnkey-Standard Lighting Control | Small Industrial |  | Winter Morning | % of Load | 1 | 2031 | 65535
| High | BTM Battery Control | C&I Curtailment-Turnkey-Standard Lighting Control | Small Industrial |  | Winter Morning | % of Load | 0 | 2031 | 65535
| High | BTM Battery Control | C&I Curtailment-Turnkey-Advanced Lighting Control | Small Industrial |  | Winter Morning | % of Load | 1 | 2031 | 65535
| High | BTM Battery Control | C&I Curtailment-Turnkey-Advanced Lighting Control | Small Industrial |  | Winter Morning | % of Load | 0 | 2031 | 65535
| High | BTM Battery Control | C&I Curtailment-Turnkey-Water Heating Control | Small Industrial |  | Winter Morning | % of Load | 1 | 2031 | 65535
| High | BTM Battery Control | C&I Curtailment-Turnkey-Water Heating Control | Small Industrial |  | Winter Morning | % of Load | 0 | 2031 | 65535
| High | BTM Battery Control | C&I Curtailment-Turnkey-Other | Small Industrial |  | Winter Morning | % of Load | 1 | 2031 | 65535
| High | BTM Battery Control | C&I Curtailment-Turnkey-Other | Small Industrial |  | Winter Morning | % of Load | 0 | 2031 | 65535
| High | BTM Battery Control | C&I Curtailment-Turnkey-Industrial | Small Industrial |  | Winter Morning | % of Load | 1 | 2031 | 65535
| High | BTM Battery Control | C&I Curtailment-Turnkey-Industrial | Small Industrial |  | Winter Morning | % of Load | 0 | 2031 | 65535
| High | BTM Battery Control | DLC-Switch-Water Heating | Small Industrial |  | Winter Evening | % of Load | 1 | 2031 | 65535
| High | BTM Battery Control | DLC-Switch-Water Heating | Small Industrial |  | Winter Evening | % of Load | 0 | 2031 | 65535
| High | BTM Battery Control | DLC-BYOD-Water Heating | Small Industrial |  | Winter Evening | % of Load | 1 | 2031 | 65535
| High | BTM Battery Control | DLC-BYOD-Water Heating | Small Industrial |  | Winter Evening | % of Load | 0 | 2031 | 65535
| High | BTM Battery Control | DLC-Thermostat-DI-Central Heat Pump | Small Industrial |  | Winter Evening | % of Load | 1 | 2031 | 65535
| High | BTM Battery Control | DLC-Thermostat-DI-Central Heat Pump | Small Industrial |  | Winter Evening | % of Load | 0 | 2031 | 65535
| High | BTM Battery Control | DLC-Thermostat-BYOT-Central Heat Pump | Small Industrial |  | Winter Evening | % of Load | 1 | 2031 | 65535
| High | BTM Battery Control | DLC-Thermostat-BYOT-Central Heat Pump | Small Industrial |  | Winter Evening | % of Load | 0 | 2031 | 65535
| High | BTM Battery Control | DLC-Thermostat-HVAC | Small Industrial |  | Winter Evening | % of Load | 1 | 2031 | 65535
| High | BTM Battery Control | DLC-Thermostat-HVAC | Small Industrial |  | Winter Evening | % of Load | 0 | 2031 | 65535
| High | BTM Battery Control | DLC-Thermostat-DI-Baseboard Heating | Small Industrial |  | Winter Evening | % of Load | 1 | 2031 | 65535
| High | BTM Battery Control | DLC-Thermostat-DI-Baseboard Heating | Small Industrial |  | Winter Evening | % of Load | 0 | 2031 | 65535
| High | BTM Battery Control | DLC-Thermostat-BYOT-Baseboard Heating | Small Industrial |  | Winter Evening | % of Load | 1 | 2031 | 65535
| High | BTM Battery Control | DLC-Thermostat-BYOT-Baseboard Heating | Small Industrial |  | Winter Evening | % of Load | 0 | 2031 | 65535
| High | BTM Battery Control | DLC-Thermostat-DI-MSHP | Small Industrial |  | Winter Evening | % of Load | 1 | 2031 | 65535
| High | BTM Battery Control | DLC-Thermostat-DI-MSHP | Small Industrial |  | Winter Evening | % of Load | 0 | 2031 | 65535
| High | BTM Battery Control | DLC-Thermostat-BYOT-MSHP | Small Industrial |  | Winter Evening | % of Load | 1 | 2031 | 65535
| High | BTM Battery Control | DLC-Thermostat-BYOT-MSHP | Small Industrial |  | Winter Evening | % of Load | 0 | 2031 | 65535
| High | BTM Battery Control | C&I Curtailment-Turnkey-Manual HVAC Control | Small Industrial |  | Winter Evening | % of Load | 1 | 2031 | 65535
| High | BTM Battery Control | C&I Curtailment-Turnkey-Manual HVAC Control | Small Industrial |  | Winter Evening | % of Load | 0 | 2031 | 65535
| High | BTM Battery Control | C&I Curtailment-Turnkey-Auto-DR HVAC Control | Small Industrial |  | Winter Evening | % of Load | 1 | 2031 | 65535
| High | BTM Battery Control | C&I Curtailment-Turnkey-Auto-DR HVAC Control | Small Industrial |  | Winter Evening | % of Load | 0 | 2031 | 65535
| High | BTM Battery Control | C&I Curtailment-Turnkey-Standard Lighting Control | Small Industrial |  | Winter Evening | % of Load | 1 | 2031 | 65535
| High | BTM Battery Control | C&I Curtailment-Turnkey-Standard Lighting Control | Small Industrial |  | Winter Evening | % of Load | 0 | 2031 | 65535
| High | BTM Battery Control | C&I Curtailment-Turnkey-Advanced Lighting Control | Small Industrial |  | Winter Evening | % of Load | 1 | 2031 | 65535
| High | BTM Battery Control | C&I Curtailment-Turnkey-Advanced Lighting Control | Small Industrial |  | Winter Evening | % of Load | 0 | 2031 | 65535
| High | BTM Battery Control | C&I Curtailment-Turnkey-Water Heating Control | Small Industrial |  | Winter Evening | % of Load | 1 | 2031 | 65535
| High | BTM Battery Control | C&I Curtailment-Turnkey-Water Heating Control | Small Industrial |  | Winter Evening | % of Load | 0 | 2031 | 65535
| High | BTM Battery Control | C&I Curtailment-Turnkey-Other | Small Industrial |  | Winter Evening | % of Load | 1 | 2031 | 65535
| High | BTM Battery Control | C&I Curtailment-Turnkey-Other | Small Industrial |  | Winter Evening | % of Load | 0 | 2031 | 65535
| High | BTM Battery Control | C&I Curtailment-Turnkey-Industrial | Small Industrial |  | Winter Evening | % of Load | 1 | 2031 | 65535
| High | BTM Battery Control | C&I Curtailment-Turnkey-Industrial | Small Industrial |  | Winter Evening | % of Load | 0 | 2031 | 65535
| High | BTM Battery Control | DLC-Switch-Water Heating | Medium Industrial |  | Winter Morning | % of Load | 1 | 2031 | 65535
| High | BTM Battery Control | DLC-Switch-Water Heating | Medium Industrial |  | Winter Morning | % of Load | 0 | 2031 | 65535
| High | BTM Battery Control | DLC-BYOD-Water Heating | Medium Industrial |  | Winter Morning | % of Load | 1 | 2031 | 65535
| High | BTM Battery Control | DLC-BYOD-Water Heating | Medium Industrial |  | Winter Morning | % of Load | 0 | 2031 | 65535
| High | BTM Battery Control | DLC-Thermostat-DI-Central Heat Pump | Medium Industrial |  | Winter Morning | % of Load | 1 | 2031 | 65535
| High | BTM Battery Control | DLC-Thermostat-DI-Central Heat Pump | Medium Industrial |  | Winter Morning | % of Load | 0 | 2031 | 65535
| High | BTM Battery Control | DLC-Thermostat-BYOT-Central Heat Pump | Medium Industrial |  | Winter Morning | % of Load | 1 | 2031 | 65535
| High | BTM Battery Control | DLC-Thermostat-BYOT-Central Heat Pump | Medium Industrial |  | Winter Morning | % of Load | 0 | 2031 | 65535
| High | BTM Battery Control | DLC-Thermostat-HVAC | Medium Industrial |  | Winter Morning | % of Load | 1 | 2031 | 65535
| High | BTM Battery Control | DLC-Thermostat-HVAC | Medium Industrial |  | Winter Morning | % of Load | 0 | 2031 | 65535
| High | BTM Battery Control | DLC-Thermostat-DI-Baseboard Heating | Medium Industrial |  | Winter Morning | % of Load | 1 | 2031 | 65535
| High | BTM Battery Control | DLC-Thermostat-DI-Baseboard Heating | Medium Industrial |  | Winter Morning | % of Load | 0 | 2031 | 65535
| High | BTM Battery Control | DLC-Thermostat-BYOT-Baseboard Heating | Medium Industrial |  | Winter Morning | % of Load | 1 | 2031 | 65535
| High | BTM Battery Control | DLC-Thermostat-BYOT-Baseboard Heating | Medium Industrial |  | Winter Morning | % of Load | 0 | 2031 | 65535
| High | BTM Battery Control | DLC-Thermostat-DI-MSHP | Medium Industrial |  | Winter Morning | % of Load | 1 | 2031 | 65535
| High | BTM Battery Control | DLC-Thermostat-DI-MSHP | Medium Industrial |  | Winter Morning | % of Load | 0 | 2031 | 65535
| High | BTM Battery Control | DLC-Thermostat-BYOT-MSHP | Medium Industrial |  | Winter Morning | % of Load | 1 | 2031 | 65535
| High | BTM Battery Control | DLC-Thermostat-BYOT-MSHP | Medium Industrial |  | Winter Morning | % of Load | 0 | 2031 | 65535
| High | BTM Battery Control | C&I Curtailment-Turnkey-Manual HVAC Control | Medium Industrial |  | Winter Morning | % of Load | 1 | 2031 | 65535
| High | BTM Battery Control | C&I Curtailment-Turnkey-Manual HVAC Control | Medium Industrial |  | Winter Morning | % of Load | 0 | 2031 | 65535
| High | BTM Battery Control | C&I Curtailment-Turnkey-Auto-DR HVAC Control | Medium Industrial |  | Winter Morning | % of Load | 1 | 2031 | 65535
| High | BTM Battery Control | C&I Curtailment-Turnkey-Auto-DR HVAC Control | Medium Industrial |  | Winter Morning | % of Load | 0 | 2031 | 65535
| High | BTM Battery Control | C&I Curtailment-Turnkey-Standard Lighting Control | Medium Industrial |  | Winter Morning | % of Load | 1 | 2031 | 65535
| High | BTM Battery Control | C&I Curtailment-Turnkey-Standard Lighting Control | Medium Industrial |  | Winter Morning | % of Load | 0 | 2031 | 65535
| High | BTM Battery Control | C&I Curtailment-Turnkey-Advanced Lighting Control | Medium Industrial |  | Winter Morning | % of Load | 1 | 2031 | 65535
| High | BTM Battery Control | C&I Curtailment-Turnkey-Advanced Lighting Control | Medium Industrial |  | Winter Morning | % of Load | 0 | 2031 | 65535
| High | BTM Battery Control | C&I Curtailment-Turnkey-Water Heating Control | Medium Industrial |  | Winter Morning | % of Load | 1 | 2031 | 65535
| High | BTM Battery Control | C&I Curtailment-Turnkey-Water Heating Control | Medium Industrial |  | Winter Morning | % of Load | 0 | 2031 | 65535
| High | BTM Battery Control | C&I Curtailment-Turnkey-Other | Medium Industrial |  | Winter Morning | % of Load | 1 | 2031 | 65535
| High | BTM Battery Control | C&I Curtailment-Turnkey-Other | Medium Industrial |  | Winter Morning | % of Load | 0 | 2031 | 65535
| High | BTM Battery Control | DLC-Switch-Water Heating | Medium Industrial |  | Winter Evening | % of Load | 1 | 2031 | 65535
| High | BTM Battery Control | DLC-Switch-Water Heating | Medium Industrial |  | Winter Evening | % of Load | 0 | 2031 | 65535
| High | BTM Battery Control | DLC-BYOD-Water Heating | Medium Industrial |  | Winter Evening | % of Load | 1 | 2031 | 65535
| High | BTM Battery Control | DLC-BYOD-Water Heating | Medium Industrial |  | Winter Evening | % of Load | 0 | 2031 | 65535
| High | BTM Battery Control | DLC-Thermostat-DI-Central Heat Pump | Medium Industrial |  | Winter Evening | % of Load | 1 | 2031 | 65535
| High | BTM Battery Control | DLC-Thermostat-DI-Central Heat Pump | Medium Industrial |  | Winter Evening | % of Load | 0 | 2031 | 65535
| High | BTM Battery Control | DLC-Thermostat-BYOT-Central Heat Pump | Medium Industrial |  | Winter Evening | % of Load | 1 | 2031 | 65535
| High | BTM Battery Control | DLC-Thermostat-BYOT-Central Heat Pump | Medium Industrial |  | Winter Evening | % of Load | 0 | 2031 | 65535
| High | BTM Battery Control | DLC-Thermostat-HVAC | Medium Industrial |  | Winter Evening | % of Load | 1 | 2031 | 65535
| High | BTM Battery Control | DLC-Thermostat-HVAC | Medium Industrial |  | Winter Evening | % of Load | 0 | 2031 | 65535
| High | BTM Battery Control | DLC-Thermostat-DI-Baseboard Heating | Medium Industrial |  | Winter Evening | % of Load | 1 | 2031 | 65535
| High | BTM Battery Control | DLC-Thermostat-DI-Baseboard Heating | Medium Industrial |  | Winter Evening | % of Load | 0 | 2031 | 65535
| High | BTM Battery Control | DLC-Thermostat-BYOT-Baseboard Heating | Medium Industrial |  | Winter Evening | % of Load | 1 | 2031 | 65535
| High | BTM Battery Control | DLC-Thermostat-BYOT-Baseboard Heating | Medium Industrial |  | Winter Evening | % of Load | 0 | 2031 | 65535
| High | BTM Battery Control | DLC-Thermostat-DI-MSHP | Medium Industrial |  | Winter Evening | % of Load | 1 | 2031 | 65535
| High | BTM Battery Control | DLC-Thermostat-DI-MSHP | Medium Industrial |  | Winter Evening | % of Load | 0 | 2031 | 65535
| High | BTM Battery Control | DLC-Thermostat-BYOT-MSHP | Medium Industrial |  | Winter Evening | % of Load | 1 | 2031 | 65535
| High | BTM Battery Control | DLC-Thermostat-BYOT-MSHP | Medium Industrial |  | Winter Evening | % of Load | 0 | 2031 | 65535
| High | BTM Battery Control | C&I Curtailment-Turnkey-Manual HVAC Control | Medium Industrial |  | Winter Evening | % of Load | 1 | 2031 | 65535
| High | BTM Battery Control | C&I Curtailment-Turnkey-Manual HVAC Control | Medium Industrial |  | Winter Evening | % of Load | 0 | 2031 | 65535
| High | BTM Battery Control | C&I Curtailment-Turnkey-Auto-DR HVAC Control | Medium Industrial |  | Winter Evening | % of Load | 1 | 2031 | 65535
| High | BTM Battery Control | C&I Curtailment-Turnkey-Auto-DR HVAC Control | Medium Industrial |  | Winter Evening | % of Load | 0 | 2031 | 65535
| High | BTM Battery Control | C&I Curtailment-Turnkey-Standard Lighting Control | Medium Industrial |  | Winter Evening | % of Load | 1 | 2031 | 65535
| High | BTM Battery Control | C&I Curtailment-Turnkey-Standard Lighting Control | Medium Industrial |  | Winter Evening | % of Load | 0 | 2031 | 65535
| High | BTM Battery Control | C&I Curtailment-Turnkey-Advanced Lighting Control | Medium Industrial |  | Winter Evening | % of Load | 1 | 2031 | 65535
| High | BTM Battery Control | C&I Curtailment-Turnkey-Advanced Lighting Control | Medium Industrial |  | Winter Evening | % of Load | 0 | 2031 | 65535
| High | BTM Battery Control | C&I Curtailment-Turnkey-Water Heating Control | Medium Industrial |  | Winter Evening | % of Load | 1 | 2031 | 65535
| High | BTM Battery Control | C&I Curtailment-Turnkey-Water Heating Control | Medium Industrial |  | Winter Evening | % of Load | 0 | 2031 | 65535
| High | BTM Battery Control | C&I Curtailment-Turnkey-Other | Medium Industrial |  | Winter Evening | % of Load | 1 | 2031 | 65535
| High | BTM Battery Control | C&I Curtailment-Turnkey-Other | Medium Industrial |  | Winter Evening | % of Load | 0 | 2031 | 65535
| High | BTM Battery Control | BTM Battery Control-BYOB | Residential Charitable |  | Winter Morning | % of Load | 1 | 2031 | 65535
| High | BTM Battery Control | BTM Battery Control-BYOB | Residential Charitable |  | Winter Morning | % of Load | 0 | 2031 | 65535
| High | BTM Battery Control | BTM Battery Control-BYOB | Residential Charitable |  | Winter Evening | % of Load | 1 | 2031 | 65535
| High | BTM Battery Control | BTM Battery Control-BYOB | Residential Charitable |  | Winter Evening | % of Load | 0 | 2031 | 65535
| High | EV Charging Control | DLC-Switch-Water Heating | Small General |  | Winter Morning | % of Load | 1 | 2031 | 65535
| High | EV Charging Control | DLC-Switch-Water Heating | Small General |  | Winter Morning | % of Load | 0 | 2031 | 65535
| High | EV Charging Control | DLC-BYOD-Water Heating | Small General |  | Winter Morning | % of Load | 1 | 2031 | 65535
| High | EV Charging Control | DLC-BYOD-Water Heating | Small General |  | Winter Morning | % of Load | 0 | 2031 | 65535
| High | EV Charging Control | DLC-Thermostat-DI-Central Heat Pump | Small General |  | Winter Morning | % of Load | 1 | 2031 | 65535
| High | EV Charging Control | DLC-Thermostat-DI-Central Heat Pump | Small General |  | Winter Morning | % of Load | 0 | 2031 | 65535
| High | EV Charging Control | DLC-Thermostat-BYOT-Central Heat Pump | Small General |  | Winter Morning | % of Load | 1 | 2031 | 65535
| High | EV Charging Control | DLC-Thermostat-BYOT-Central Heat Pump | Small General |  | Winter Morning | % of Load | 0 | 2031 | 65535
| High | EV Charging Control | DLC-Thermostat-HVAC | Small General |  | Winter Morning | % of Load | 1 | 2031 | 65535
| High | EV Charging Control | DLC-Thermostat-HVAC | Small General |  | Winter Morning | % of Load | 0 | 2031 | 65535
| High | EV Charging Control | DLC-Thermostat-DI-Baseboard Heating | Small General |  | Winter Morning | % of Load | 1 | 2031 | 65535
| High | EV Charging Control | DLC-Thermostat-DI-Baseboard Heating | Small General |  | Winter Morning | % of Load | 0 | 2031 | 65535
| High | EV Charging Control | DLC-Thermostat-BYOT-Baseboard Heating | Small General |  | Winter Morning | % of Load | 1 | 2031 | 65535
| High | EV Charging Control | DLC-Thermostat-BYOT-Baseboard Heating | Small General |  | Winter Morning | % of Load | 0 | 2031 | 65535
| High | EV Charging Control | DLC-Thermostat-DI-MSHP | Small General |  | Winter Morning | % of Load | 1 | 2031 | 65535
| High | EV Charging Control | DLC-Thermostat-DI-MSHP | Small General |  | Winter Morning | % of Load | 0 | 2031 | 65535
| High | EV Charging Control | DLC-Thermostat-BYOT-MSHP | Small General |  | Winter Morning | % of Load | 1 | 2031 | 65535
| High | EV Charging Control | DLC-Thermostat-BYOT-MSHP | Small General |  | Winter Morning | % of Load | 0 | 2031 | 65535
| High | EV Charging Control | C&I Curtailment-Turnkey-Manual HVAC Control | Small General |  | Winter Morning | % of Load | 1 | 2031 | 65535
| High | EV Charging Control | C&I Curtailment-Turnkey-Manual HVAC Control | Small General |  | Winter Morning | % of Load | 0 | 2031 | 65535
| High | EV Charging Control | C&I Curtailment-Turnkey-Auto-DR HVAC Control | Small General |  | Winter Morning | % of Load | 1 | 2031 | 65535
| High | EV Charging Control | C&I Curtailment-Turnkey-Auto-DR HVAC Control | Small General |  | Winter Morning | % of Load | 0 | 2031 | 65535
| High | EV Charging Control | C&I Curtailment-Turnkey-Standard Lighting Control | Small General |  | Winter Morning | % of Load | 1 | 2031 | 65535
| High | EV Charging Control | C&I Curtailment-Turnkey-Standard Lighting Control | Small General |  | Winter Morning | % of Load | 0 | 2031 | 65535
| High | EV Charging Control | C&I Curtailment-Turnkey-Advanced Lighting Control | Small General |  | Winter Morning | % of Load | 1 | 2031 | 65535
| High | EV Charging Control | C&I Curtailment-Turnkey-Advanced Lighting Control | Small General |  | Winter Morning | % of Load | 0 | 2031 | 65535
| High | EV Charging Control | C&I Curtailment-Turnkey-Water Heating Control | Small General |  | Winter Morning | % of Load | 1 | 2031 | 65535
| High | EV Charging Control | C&I Curtailment-Turnkey-Water Heating Control | Small General |  | Winter Morning | % of Load | 0 | 2031 | 65535
| High | EV Charging Control | C&I Curtailment-Turnkey-Other | Small General |  | Winter Morning | % of Load | 1 | 2031 | 65535
| High | EV Charging Control | C&I Curtailment-Turnkey-Other | Small General |  | Winter Morning | % of Load | 0 | 2031 | 65535
| High | EV Charging Control | Dynamic Pricing with enabling tech. | Small General |  | Winter Morning | % of Load | 1 | 2031 | 65535
| High | EV Charging Control | Dynamic Pricing with enabling tech. | Small General |  | Winter Morning | % of Load | 0 | 2031 | 65535
| High | EV Charging Control | DLC-Switch-Water Heating | Small General |  | Winter Evening | % of Load | 1 | 2031 | 65535
| High | EV Charging Control | DLC-Switch-Water Heating | Small General |  | Winter Evening | % of Load | 0 | 2031 | 65535
| High | EV Charging Control | DLC-BYOD-Water Heating | Small General |  | Winter Evening | % of Load | 1 | 2031 | 65535
| High | EV Charging Control | DLC-BYOD-Water Heating | Small General |  | Winter Evening | % of Load | 0 | 2031 | 65535
| High | EV Charging Control | DLC-Thermostat-DI-Central Heat Pump | Small General |  | Winter Evening | % of Load | 1 | 2031 | 65535
| High | EV Charging Control | DLC-Thermostat-DI-Central Heat Pump | Small General |  | Winter Evening | % of Load | 0 | 2031 | 65535
| High | EV Charging Control | DLC-Thermostat-BYOT-Central Heat Pump | Small General |  | Winter Evening | % of Load | 1 | 2031 | 65535
| High | EV Charging Control | DLC-Thermostat-BYOT-Central Heat Pump | Small General |  | Winter Evening | % of Load | 0 | 2031 | 65535
| High | EV Charging Control | DLC-Thermostat-HVAC | Small General |  | Winter Evening | % of Load | 1 | 2031 | 65535
| High | EV Charging Control | DLC-Thermostat-HVAC | Small General |  | Winter Evening | % of Load | 0 | 2031 | 65535
| High | EV Charging Control | DLC-Thermostat-DI-Baseboard Heating | Small General |  | Winter Evening | % of Load | 1 | 2031 | 65535
| High | EV Charging Control | DLC-Thermostat-DI-Baseboard Heating | Small General |  | Winter Evening | % of Load | 0 | 2031 | 65535
| High | EV Charging Control | DLC-Thermostat-BYOT-Baseboard Heating | Small General |  | Winter Evening | % of Load | 1 | 2031 | 65535
| High | EV Charging Control | DLC-Thermostat-BYOT-Baseboard Heating | Small General |  | Winter Evening | % of Load | 0 | 2031 | 65535
| High | EV Charging Control | DLC-Thermostat-DI-MSHP | Small General |  | Winter Evening | % of Load | 1 | 2031 | 65535
| High | EV Charging Control | DLC-Thermostat-DI-MSHP | Small General |  | Winter Evening | % of Load | 0 | 2031 | 65535
| High | EV Charging Control | DLC-Thermostat-BYOT-MSHP | Small General |  | Winter Evening | % of Load | 1 | 2031 | 65535
| High | EV Charging Control | DLC-Thermostat-BYOT-MSHP | Small General |  | Winter Evening | % of Load | 0 | 2031 | 65535
| High | EV Charging Control | C&I Curtailment-Turnkey-Manual HVAC Control | Small General |  | Winter Evening | % of Load | 1 | 2031 | 65535
| High | EV Charging Control | C&I Curtailment-Turnkey-Manual HVAC Control | Small General |  | Winter Evening | % of Load | 0 | 2031 | 65535
| High | EV Charging Control | C&I Curtailment-Turnkey-Auto-DR HVAC Control | Small General |  | Winter Evening | % of Load | 1 | 2031 | 65535
| High | EV Charging Control | C&I Curtailment-Turnkey-Auto-DR HVAC Control | Small General |  | Winter Evening | % of Load | 0 | 2031 | 65535
| High | EV Charging Control | C&I Curtailment-Turnkey-Standard Lighting Control | Small General |  | Winter Evening | % of Load | 1 | 2031 | 65535
| High | EV Charging Control | C&I Curtailment-Turnkey-Standard Lighting Control | Small General |  | Winter Evening | % of Load | 0 | 2031 | 65535
| High | EV Charging Control | C&I Curtailment-Turnkey-Advanced Lighting Control | Small General |  | Winter Evening | % of Load | 1 | 2031 | 65535
| High | EV Charging Control | C&I Curtailment-Turnkey-Advanced Lighting Control | Small General |  | Winter Evening | % of Load | 0 | 2031 | 65535
| High | EV Charging Control | C&I Curtailment-Turnkey-Water Heating Control | Small General |  | Winter Evening | % of Load | 1 | 2031 | 65535
| High | EV Charging Control | C&I Curtailment-Turnkey-Water Heating Control | Small General |  | Winter Evening | % of Load | 0 | 2031 | 65535
| High | EV Charging Control | C&I Curtailment-Turnkey-Other | Small General |  | Winter Evening | % of Load | 1 | 2031 | 65535
| High | EV Charging Control | C&I Curtailment-Turnkey-Other | Small General |  | Winter Evening | % of Load | 0 | 2031 | 65535
| High | EV Charging Control | Dynamic Pricing with enabling tech. | Small General |  | Winter Evening | % of Load | 1 | 2031 | 65535
| High | EV Charging Control | Dynamic Pricing with enabling tech. | Small General |  | Winter Evening | % of Load | 0 | 2031 | 65535
| High | EV Charging Control | DLC-Switch-Water Heating | General |  | Winter Morning | % of Load | 1 | 2031 | 65535
| High | EV Charging Control | DLC-Switch-Water Heating | General |  | Winter Morning | % of Load | 0 | 2031 | 65535
| High | EV Charging Control | DLC-BYOD-Water Heating | General |  | Winter Morning | % of Load | 1 | 2031 | 65535
| High | EV Charging Control | DLC-BYOD-Water Heating | General |  | Winter Morning | % of Load | 0 | 2031 | 65535
| High | EV Charging Control | DLC-Thermostat-DI-Central Heat Pump | General |  | Winter Morning | % of Load | 1 | 2031 | 65535
| High | EV Charging Control | DLC-Thermostat-DI-Central Heat Pump | General |  | Winter Morning | % of Load | 0 | 2031 | 65535
| High | EV Charging Control | DLC-Thermostat-BYOT-Central Heat Pump | General |  | Winter Morning | % of Load | 1 | 2031 | 65535
| High | EV Charging Control | DLC-Thermostat-BYOT-Central Heat Pump | General |  | Winter Morning | % of Load | 0 | 2031 | 65535
| High | EV Charging Control | DLC-Thermostat-HVAC | General |  | Winter Morning | % of Load | 1 | 2031 | 65535
| High | EV Charging Control | DLC-Thermostat-HVAC | General |  | Winter Morning | % of Load | 0 | 2031 | 65535
| High | EV Charging Control | DLC-Thermostat-DI-Baseboard Heating | General |  | Winter Morning | % of Load | 1 | 2031 | 65535
| High | EV Charging Control | DLC-Thermostat-DI-Baseboard Heating | General |  | Winter Morning | % of Load | 0 | 2031 | 65535
| High | EV Charging Control | DLC-Thermostat-BYOT-Baseboard Heating | General |  | Winter Morning | % of Load | 1 | 2031 | 65535
| High | EV Charging Control | DLC-Thermostat-BYOT-Baseboard Heating | General |  | Winter Morning | % of Load | 0 | 2031 | 65535
| High | EV Charging Control | DLC-Thermostat-DI-MSHP | General |  | Winter Morning | % of Load | 1 | 2031 | 65535
| High | EV Charging Control | DLC-Thermostat-DI-MSHP | General |  | Winter Morning | % of Load | 0 | 2031 | 65535
| High | EV Charging Control | DLC-Thermostat-BYOT-MSHP | General |  | Winter Morning | % of Load | 1 | 2031 | 65535
| High | EV Charging Control | DLC-Thermostat-BYOT-MSHP | General |  | Winter Morning | % of Load | 0 | 2031 | 65535
| High | EV Charging Control | C&I Curtailment-Turnkey-Manual HVAC Control | General |  | Winter Morning | % of Load | 1 | 2031 | 65535
| High | EV Charging Control | C&I Curtailment-Turnkey-Manual HVAC Control | General |  | Winter Morning | % of Load | 0 | 2031 | 65535
| High | EV Charging Control | C&I Curtailment-Turnkey-Auto-DR HVAC Control | General |  | Winter Morning | % of Load | 1 | 2031 | 65535
| High | EV Charging Control | C&I Curtailment-Turnkey-Auto-DR HVAC Control | General |  | Winter Morning | % of Load | 0 | 2031 | 65535
| High | EV Charging Control | C&I Curtailment-Turnkey-Standard Lighting Control | General |  | Winter Morning | % of Load | 1 | 2031 | 65535
| High | EV Charging Control | C&I Curtailment-Turnkey-Standard Lighting Control | General |  | Winter Morning | % of Load | 0 | 2031 | 65535
| High | EV Charging Control | C&I Curtailment-Turnkey-Advanced Lighting Control | General |  | Winter Morning | % of Load | 1 | 2031 | 65535
| High | EV Charging Control | C&I Curtailment-Turnkey-Advanced Lighting Control | General |  | Winter Morning | % of Load | 0 | 2031 | 65535
| High | EV Charging Control | C&I Curtailment-Turnkey-Water Heating Control | General |  | Winter Morning | % of Load | 1 | 2031 | 65535
| High | EV Charging Control | C&I Curtailment-Turnkey-Water Heating Control | General |  | Winter Morning | % of Load | 0 | 2031 | 65535
| High | EV Charging Control | C&I Curtailment-Turnkey-Other | General |  | Winter Morning | % of Load | 1 | 2031 | 65535
| High | EV Charging Control | C&I Curtailment-Turnkey-Other | General |  | Winter Morning | % of Load | 0 | 2031 | 65535
| High | EV Charging Control | DLC-Switch-Water Heating | General |  | Winter Evening | % of Load | 1 | 2031 | 65535
| High | EV Charging Control | DLC-Switch-Water Heating | General |  | Winter Evening | % of Load | 0 | 2031 | 65535
| High | EV Charging Control | DLC-BYOD-Water Heating | General |  | Winter Evening | % of Load | 1 | 2031 | 65535
| High | EV Charging Control | DLC-BYOD-Water Heating | General |  | Winter Evening | % of Load | 0 | 2031 | 65535
| High | EV Charging Control | DLC-Thermostat-DI-Central Heat Pump | General |  | Winter Evening | % of Load | 1 | 2031 | 65535
| High | EV Charging Control | DLC-Thermostat-DI-Central Heat Pump | General |  | Winter Evening | % of Load | 0 | 2031 | 65535
| High | EV Charging Control | DLC-Thermostat-BYOT-Central Heat Pump | General |  | Winter Evening | % of Load | 1 | 2031 | 65535
| High | EV Charging Control | DLC-Thermostat-BYOT-Central Heat Pump | General |  | Winter Evening | % of Load | 0 | 2031 | 65535
| High | EV Charging Control | DLC-Thermostat-HVAC | General |  | Winter Evening | % of Load | 1 | 2031 | 65535
| High | EV Charging Control | DLC-Thermostat-HVAC | General |  | Winter Evening | % of Load | 0 | 2031 | 65535
| High | EV Charging Control | DLC-Thermostat-DI-Baseboard Heating | General |  | Winter Evening | % of Load | 1 | 2031 | 65535
| High | EV Charging Control | DLC-Thermostat-DI-Baseboard Heating | General |  | Winter Evening | % of Load | 0 | 2031 | 65535
| High | EV Charging Control | DLC-Thermostat-BYOT-Baseboard Heating | General |  | Winter Evening | % of Load | 1 | 2031 | 65535
| High | EV Charging Control | DLC-Thermostat-BYOT-Baseboard Heating | General |  | Winter Evening | % of Load | 0 | 2031 | 65535
| High | EV Charging Control | DLC-Thermostat-DI-MSHP | General |  | Winter Evening | % of Load | 1 | 2031 | 65535
| High | EV Charging Control | DLC-Thermostat-DI-MSHP | General |  | Winter Evening | % of Load | 0 | 2031 | 65535
| High | EV Charging Control | DLC-Thermostat-BYOT-MSHP | General |  | Winter Evening | % of Load | 1 | 2031 | 65535
| High | EV Charging Control | DLC-Thermostat-BYOT-MSHP | General |  | Winter Evening | % of Load | 0 | 2031 | 65535
| High | EV Charging Control | C&I Curtailment-Turnkey-Manual HVAC Control | General |  | Winter Evening | % of Load | 1 | 2031 | 65535
| High | EV Charging Control | C&I Curtailment-Turnkey-Manual HVAC Control | General |  | Winter Evening | % of Load | 0 | 2031 | 65535
| High | EV Charging Control | C&I Curtailment-Turnkey-Auto-DR HVAC Control | General |  | Winter Evening | % of Load | 1 | 2031 | 65535
| High | EV Charging Control | C&I Curtailment-Turnkey-Auto-DR HVAC Control | General |  | Winter Evening | % of Load | 0 | 2031 | 65535
| High | EV Charging Control | C&I Curtailment-Turnkey-Standard Lighting Control | General |  | Winter Evening | % of Load | 1 | 2031 | 65535
| High | EV Charging Control | C&I Curtailment-Turnkey-Standard Lighting Control | General |  | Winter Evening | % of Load | 0 | 2031 | 65535
| High | EV Charging Control | C&I Curtailment-Turnkey-Advanced Lighting Control | General |  | Winter Evening | % of Load | 1 | 2031 | 65535
| High | EV Charging Control | C&I Curtailment-Turnkey-Advanced Lighting Control | General |  | Winter Evening | % of Load | 0 | 2031 | 65535
| High | EV Charging Control | C&I Curtailment-Turnkey-Water Heating Control | General |  | Winter Evening | % of Load | 1 | 2031 | 65535
| High | EV Charging Control | C&I Curtailment-Turnkey-Water Heating Control | General |  | Winter Evening | % of Load | 0 | 2031 | 65535
| High | EV Charging Control | C&I Curtailment-Turnkey-Other | General |  | Winter Evening | % of Load | 1 | 2031 | 65535
| High | EV Charging Control | C&I Curtailment-Turnkey-Other | General |  | Winter Evening | % of Load | 0 | 2031 | 65535
| High | EV Charging Control | DLC-Switch-Water Heating | Small Industrial |  | Winter Morning | % of Load | 1 | 2031 | 65535
| High | EV Charging Control | DLC-Switch-Water Heating | Small Industrial |  | Winter Morning | % of Load | 0 | 2031 | 65535
| High | EV Charging Control | DLC-BYOD-Water Heating | Small Industrial |  | Winter Morning | % of Load | 1 | 2031 | 65535
| High | EV Charging Control | DLC-BYOD-Water Heating | Small Industrial |  | Winter Morning | % of Load | 0 | 2031 | 65535
| High | EV Charging Control | DLC-Thermostat-DI-Central Heat Pump | Small Industrial |  | Winter Morning | % of Load | 1 | 2031 | 65535
| High | EV Charging Control | DLC-Thermostat-DI-Central Heat Pump | Small Industrial |  | Winter Morning | % of Load | 0 | 2031 | 65535
| High | EV Charging Control | DLC-Thermostat-BYOT-Central Heat Pump | Small Industrial |  | Winter Morning | % of Load | 1 | 2031 | 65535
| High | EV Charging Control | DLC-Thermostat-BYOT-Central Heat Pump | Small Industrial |  | Winter Morning | % of Load | 0 | 2031 | 65535
| High | EV Charging Control | DLC-Thermostat-HVAC | Small Industrial |  | Winter Morning | % of Load | 1 | 2031 | 65535
| High | EV Charging Control | DLC-Thermostat-HVAC | Small Industrial |  | Winter Morning | % of Load | 0 | 2031 | 65535
| High | EV Charging Control | DLC-Thermostat-DI-Baseboard Heating | Small Industrial |  | Winter Morning | % of Load | 1 | 2031 | 65535
| High | EV Charging Control | DLC-Thermostat-DI-Baseboard Heating | Small Industrial |  | Winter Morning | % of Load | 0 | 2031 | 65535
| High | EV Charging Control | DLC-Thermostat-BYOT-Baseboard Heating | Small Industrial |  | Winter Morning | % of Load | 1 | 2031 | 65535
| High | EV Charging Control | DLC-Thermostat-BYOT-Baseboard Heating | Small Industrial |  | Winter Morning | % of Load | 0 | 2031 | 65535
| High | EV Charging Control | DLC-Thermostat-DI-MSHP | Small Industrial |  | Winter Morning | % of Load | 1 | 2031 | 65535
| High | EV Charging Control | DLC-Thermostat-DI-MSHP | Small Industrial |  | Winter Morning | % of Load | 0 | 2031 | 65535
| High | EV Charging Control | DLC-Thermostat-BYOT-MSHP | Small Industrial |  | Winter Morning | % of Load | 1 | 2031 | 65535
| High | EV Charging Control | DLC-Thermostat-BYOT-MSHP | Small Industrial |  | Winter Morning | % of Load | 0 | 2031 | 65535
| High | EV Charging Control | C&I Curtailment-Turnkey-Manual HVAC Control | Small Industrial |  | Winter Morning | % of Load | 1 | 2031 | 65535
| High | EV Charging Control | C&I Curtailment-Turnkey-Manual HVAC Control | Small Industrial |  | Winter Morning | % of Load | 0 | 2031 | 65535
| High | EV Charging Control | C&I Curtailment-Turnkey-Auto-DR HVAC Control | Small Industrial |  | Winter Morning | % of Load | 1 | 2031 | 65535
| High | EV Charging Control | C&I Curtailment-Turnkey-Auto-DR HVAC Control | Small Industrial |  | Winter Morning | % of Load | 0 | 2031 | 65535
| High | EV Charging Control | C&I Curtailment-Turnkey-Standard Lighting Control | Small Industrial |  | Winter Morning | % of Load | 1 | 2031 | 65535
| High | EV Charging Control | C&I Curtailment-Turnkey-Standard Lighting Control | Small Industrial |  | Winter Morning | % of Load | 0 | 2031 | 65535
| High | EV Charging Control | C&I Curtailment-Turnkey-Advanced Lighting Control | Small Industrial |  | Winter Morning | % of Load | 1 | 2031 | 65535
| High | EV Charging Control | C&I Curtailment-Turnkey-Advanced Lighting Control | Small Industrial |  | Winter Morning | % of Load | 0 | 2031 | 65535
| High | EV Charging Control | C&I Curtailment-Turnkey-Water Heating Control | Small Industrial |  | Winter Morning | % of Load | 1 | 2031 | 65535
| High | EV Charging Control | C&I Curtailment-Turnkey-Water Heating Control | Small Industrial |  | Winter Morning | % of Load | 0 | 2031 | 65535
| High | EV Charging Control | C&I Curtailment-Turnkey-Other | Small Industrial |  | Winter Morning | % of Load | 1 | 2031 | 65535
| High | EV Charging Control | C&I Curtailment-Turnkey-Other | Small Industrial |  | Winter Morning | % of Load | 0 | 2031 | 65535
| High | EV Charging Control | C&I Curtailment-Turnkey-Industrial | Small Industrial |  | Winter Morning | % of Load | 1 | 2031 | 65535
| High | EV Charging Control | C&I Curtailment-Turnkey-Industrial | Small Industrial |  | Winter Morning | % of Load | 0 | 2031 | 65535
| High | EV Charging Control | DLC-Switch-Water Heating | Small Industrial |  | Winter Evening | % of Load | 1 | 2031 | 65535
| High | EV Charging Control | DLC-Switch-Water Heating | Small Industrial |  | Winter Evening | % of Load | 0 | 2031 | 65535
| High | EV Charging Control | DLC-BYOD-Water Heating | Small Industrial |  | Winter Evening | % of Load | 1 | 2031 | 65535
| High | EV Charging Control | DLC-BYOD-Water Heating | Small Industrial |  | Winter Evening | % of Load | 0 | 2031 | 65535
| High | EV Charging Control | DLC-Thermostat-DI-Central Heat Pump | Small Industrial |  | Winter Evening | % of Load | 1 | 2031 | 65535
| High | EV Charging Control | DLC-Thermostat-DI-Central Heat Pump | Small Industrial |  | Winter Evening | % of Load | 0 | 2031 | 65535
| High | EV Charging Control | DLC-Thermostat-BYOT-Central Heat Pump | Small Industrial |  | Winter Evening | % of Load | 1 | 2031 | 65535
| High | EV Charging Control | DLC-Thermostat-BYOT-Central Heat Pump | Small Industrial |  | Winter Evening | % of Load | 0 | 2031 | 65535
| High | EV Charging Control | DLC-Thermostat-HVAC | Small Industrial |  | Winter Evening | % of Load | 1 | 2031 | 65535
| High | EV Charging Control | DLC-Thermostat-HVAC | Small Industrial |  | Winter Evening | % of Load | 0 | 2031 | 65535
| High | EV Charging Control | DLC-Thermostat-DI-Baseboard Heating | Small Industrial |  | Winter Evening | % of Load | 1 | 2031 | 65535
| High | EV Charging Control | DLC-Thermostat-DI-Baseboard Heating | Small Industrial |  | Winter Evening | % of Load | 0 | 2031 | 65535
| High | EV Charging Control | DLC-Thermostat-BYOT-Baseboard Heating | Small Industrial |  | Winter Evening | % of Load | 1 | 2031 | 65535
| High | EV Charging Control | DLC-Thermostat-BYOT-Baseboard Heating | Small Industrial |  | Winter Evening | % of Load | 0 | 2031 | 65535
| High | EV Charging Control | DLC-Thermostat-DI-MSHP | Small Industrial |  | Winter Evening | % of Load | 1 | 2031 | 65535
| High | EV Charging Control | DLC-Thermostat-DI-MSHP | Small Industrial |  | Winter Evening | % of Load | 0 | 2031 | 65535
| High | EV Charging Control | DLC-Thermostat-BYOT-MSHP | Small Industrial |  | Winter Evening | % of Load | 1 | 2031 | 65535
| High | EV Charging Control | DLC-Thermostat-BYOT-MSHP | Small Industrial |  | Winter Evening | % of Load | 0 | 2031 | 65535
| High | EV Charging Control | C&I Curtailment-Turnkey-Manual HVAC Control | Small Industrial |  | Winter Evening | % of Load | 1 | 2031 | 65535
| High | EV Charging Control | C&I Curtailment-Turnkey-Manual HVAC Control | Small Industrial |  | Winter Evening | % of Load | 0 | 2031 | 65535
| High | EV Charging Control | C&I Curtailment-Turnkey-Auto-DR HVAC Control | Small Industrial |  | Winter Evening | % of Load | 1 | 2031 | 65535
| High | EV Charging Control | C&I Curtailment-Turnkey-Auto-DR HVAC Control | Small Industrial |  | Winter Evening | % of Load | 0 | 2031 | 65535
| High | EV Charging Control | C&I Curtailment-Turnkey-Standard Lighting Control | Small Industrial |  | Winter Evening | % of Load | 1 | 2031 | 65535
| High | EV Charging Control | C&I Curtailment-Turnkey-Standard Lighting Control | Small Industrial |  | Winter Evening | % of Load | 0 | 2031 | 65535
| High | EV Charging Control | C&I Curtailment-Turnkey-Advanced Lighting Control | Small Industrial |  | Winter Evening | % of Load | 1 | 2031 | 65535
| High | EV Charging Control | C&I Curtailment-Turnkey-Advanced Lighting Control | Small Industrial |  | Winter Evening | % of Load | 0 | 2031 | 65535
| High | EV Charging Control | C&I Curtailment-Turnkey-Water Heating Control | Small Industrial |  | Winter Evening | % of Load | 1 | 2031 | 65535
| High | EV Charging Control | C&I Curtailment-Turnkey-Water Heating Control | Small Industrial |  | Winter Evening | % of Load | 0 | 2031 | 65535
| High | EV Charging Control | C&I Curtailment-Turnkey-Other | Small Industrial |  | Winter Evening | % of Load | 1 | 2031 | 65535
| High | EV Charging Control | C&I Curtailment-Turnkey-Other | Small Industrial |  | Winter Evening | % of Load | 0 | 2031 | 65535
| High | EV Charging Control | C&I Curtailment-Turnkey-Industrial | Small Industrial |  | Winter Evening | % of Load | 1 | 2031 | 65535
| High | EV Charging Control | C&I Curtailment-Turnkey-Industrial | Small Industrial |  | Winter Evening | % of Load | 0 | 2031 | 65535
| High | EV Charging Control | DLC-Switch-Water Heating | Medium Industrial |  | Winter Morning | % of Load | 1 | 2031 | 65535
| High | EV Charging Control | DLC-Switch-Water Heating | Medium Industrial |  | Winter Morning | % of Load | 0 | 2031 | 65535
| High | EV Charging Control | DLC-BYOD-Water Heating | Medium Industrial |  | Winter Morning | % of Load | 1 | 2031 | 65535
| High | EV Charging Control | DLC-BYOD-Water Heating | Medium Industrial |  | Winter Morning | % of Load | 0 | 2031 | 65535
| High | EV Charging Control | DLC-Thermostat-DI-Central Heat Pump | Medium Industrial |  | Winter Morning | % of Load | 1 | 2031 | 65535
| High | EV Charging Control | DLC-Thermostat-DI-Central Heat Pump | Medium Industrial |  | Winter Morning | % of Load | 0 | 2031 | 65535
| High | EV Charging Control | DLC-Thermostat-BYOT-Central Heat Pump | Medium Industrial |  | Winter Morning | % of Load | 1 | 2031 | 65535
| High | EV Charging Control | DLC-Thermostat-BYOT-Central Heat Pump | Medium Industrial |  | Winter Morning | % of Load | 0 | 2031 | 65535
| High | EV Charging Control | DLC-Thermostat-HVAC | Medium Industrial |  | Winter Morning | % of Load | 1 | 2031 | 65535
| High | EV Charging Control | DLC-Thermostat-HVAC | Medium Industrial |  | Winter Morning | % of Load | 0 | 2031 | 65535
| High | EV Charging Control | DLC-Thermostat-DI-Baseboard Heating | Medium Industrial |  | Winter Morning | % of Load | 1 | 2031 | 65535
| High | EV Charging Control | DLC-Thermostat-DI-Baseboard Heating | Medium Industrial |  | Winter Morning | % of Load | 0 | 2031 | 65535
| High | EV Charging Control | DLC-Thermostat-BYOT-Baseboard Heating | Medium Industrial |  | Winter Morning | % of Load | 1 | 2031 | 65535
| High | EV Charging Control | DLC-Thermostat-BYOT-Baseboard Heating | Medium Industrial |  | Winter Morning | % of Load | 0 | 2031 | 65535
| High | EV Charging Control | DLC-Thermostat-DI-MSHP | Medium Industrial |  | Winter Morning | % of Load | 1 | 2031 | 65535
| High | EV Charging Control | DLC-Thermostat-DI-MSHP | Medium Industrial |  | Winter Morning | % of Load | 0 | 2031 | 65535
| High | EV Charging Control | DLC-Thermostat-BYOT-MSHP | Medium Industrial |  | Winter Morning | % of Load | 1 | 2031 | 65535
| High | EV Charging Control | DLC-Thermostat-BYOT-MSHP | Medium Industrial |  | Winter Morning | % of Load | 0 | 2031 | 65535
| High | EV Charging Control | C&I Curtailment-Turnkey-Manual HVAC Control | Medium Industrial |  | Winter Morning | % of Load | 1 | 2031 | 65535
| High | EV Charging Control | C&I Curtailment-Turnkey-Manual HVAC Control | Medium Industrial |  | Winter Morning | % of Load | 0 | 2031 | 65535
| High | EV Charging Control | C&I Curtailment-Turnkey-Auto-DR HVAC Control | Medium Industrial |  | Winter Morning | % of Load | 1 | 2031 | 65535
| High | EV Charging Control | C&I Curtailment-Turnkey-Auto-DR HVAC Control | Medium Industrial |  | Winter Morning | % of Load | 0 | 2031 | 65535
| High | EV Charging Control | C&I Curtailment-Turnkey-Standard Lighting Control | Medium Industrial |  | Winter Morning | % of Load | 1 | 2031 | 65535
| High | EV Charging Control | C&I Curtailment-Turnkey-Standard Lighting Control | Medium Industrial |  | Winter Morning | % of Load | 0 | 2031 | 65535
| High | EV Charging Control | C&I Curtailment-Turnkey-Advanced Lighting Control | Medium Industrial |  | Winter Morning | % of Load | 1 | 2031 | 65535
| High | EV Charging Control | C&I Curtailment-Turnkey-Advanced Lighting Control | Medium Industrial |  | Winter Morning | % of Load | 0 | 2031 | 65535
| High | EV Charging Control | C&I Curtailment-Turnkey-Water Heating Control | Medium Industrial |  | Winter Morning | % of Load | 1 | 2031 | 65535
| High | EV Charging Control | C&I Curtailment-Turnkey-Water Heating Control | Medium Industrial |  | Winter Morning | % of Load | 0 | 2031 | 65535
| High | EV Charging Control | C&I Curtailment-Turnkey-Other | Medium Industrial |  | Winter Morning | % of Load | 1 | 2031 | 65535
| High | EV Charging Control | C&I Curtailment-Turnkey-Other | Medium Industrial |  | Winter Morning | % of Load | 0 | 2031 | 65535
| High | EV Charging Control | DLC-Switch-Water Heating | Medium Industrial |  | Winter Evening | % of Load | 1 | 2031 | 65535
| High | EV Charging Control | DLC-Switch-Water Heating | Medium Industrial |  | Winter Evening | % of Load | 0 | 2031 | 65535
| High | EV Charging Control | DLC-BYOD-Water Heating | Medium Industrial |  | Winter Evening | % of Load | 1 | 2031 | 65535
| High | EV Charging Control | DLC-BYOD-Water Heating | Medium Industrial |  | Winter Evening | % of Load | 0 | 2031 | 65535
| High | EV Charging Control | DLC-Thermostat-DI-Central Heat Pump | Medium Industrial |  | Winter Evening | % of Load | 1 | 2031 | 65535
| High | EV Charging Control | DLC-Thermostat-DI-Central Heat Pump | Medium Industrial |  | Winter Evening | % of Load | 0 | 2031 | 65535
| High | EV Charging Control | DLC-Thermostat-BYOT-Central Heat Pump | Medium Industrial |  | Winter Evening | % of Load | 1 | 2031 | 65535
| High | EV Charging Control | DLC-Thermostat-BYOT-Central Heat Pump | Medium Industrial |  | Winter Evening | % of Load | 0 | 2031 | 65535
| High | EV Charging Control | DLC-Thermostat-HVAC | Medium Industrial |  | Winter Evening | % of Load | 1 | 2031 | 65535
| High | EV Charging Control | DLC-Thermostat-HVAC | Medium Industrial |  | Winter Evening | % of Load | 0 | 2031 | 65535
| High | EV Charging Control | DLC-Thermostat-DI-Baseboard Heating | Medium Industrial |  | Winter Evening | % of Load | 1 | 2031 | 65535
| High | EV Charging Control | DLC-Thermostat-DI-Baseboard Heating | Medium Industrial |  | Winter Evening | % of Load | 0 | 2031 | 65535
| High | EV Charging Control | DLC-Thermostat-BYOT-Baseboard Heating | Medium Industrial |  | Winter Evening | % of Load | 1 | 2031 | 65535
| High | EV Charging Control | DLC-Thermostat-BYOT-Baseboard Heating | Medium Industrial |  | Winter Evening | % of Load | 0 | 2031 | 65535
| High | EV Charging Control | DLC-Thermostat-DI-MSHP | Medium Industrial |  | Winter Evening | % of Load | 1 | 2031 | 65535
| High | EV Charging Control | DLC-Thermostat-DI-MSHP | Medium Industrial |  | Winter Evening | % of Load | 0 | 2031 | 65535
| High | EV Charging Control | DLC-Thermostat-BYOT-MSHP | Medium Industrial |  | Winter Evening | % of Load | 1 | 2031 | 65535
| High | EV Charging Control | DLC-Thermostat-BYOT-MSHP | Medium Industrial |  | Winter Evening | % of Load | 0 | 2031 | 65535
| High | EV Charging Control | C&I Curtailment-Turnkey-Manual HVAC Control | Medium Industrial |  | Winter Evening | % of Load | 1 | 2031 | 65535
| High | EV Charging Control | C&I Curtailment-Turnkey-Manual HVAC Control | Medium Industrial |  | Winter Evening | % of Load | 0 | 2031 | 65535
| High | EV Charging Control | C&I Curtailment-Turnkey-Auto-DR HVAC Control | Medium Industrial |  | Winter Evening | % of Load | 1 | 2031 | 65535
| High | EV Charging Control | C&I Curtailment-Turnkey-Auto-DR HVAC Control | Medium Industrial |  | Winter Evening | % of Load | 0 | 2031 | 65535
| High | EV Charging Control | C&I Curtailment-Turnkey-Standard Lighting Control | Medium Industrial |  | Winter Evening | % of Load | 1 | 2031 | 65535
| High | EV Charging Control | C&I Curtailment-Turnkey-Standard Lighting Control | Medium Industrial |  | Winter Evening | % of Load | 0 | 2031 | 65535
| High | EV Charging Control | C&I Curtailment-Turnkey-Advanced Lighting Control | Medium Industrial |  | Winter Evening | % of Load | 1 | 2031 | 65535
| High | EV Charging Control | C&I Curtailment-Turnkey-Advanced Lighting Control | Medium Industrial |  | Winter Evening | % of Load | 0 | 2031 | 65535
| High | EV Charging Control | C&I Curtailment-Turnkey-Water Heating Control | Medium Industrial |  | Winter Evening | % of Load | 1 | 2031 | 65535
| High | EV Charging Control | C&I Curtailment-Turnkey-Water Heating Control | Medium Industrial |  | Winter Evening | % of Load | 0 | 2031 | 65535
| High | EV Charging Control | C&I Curtailment-Turnkey-Other | Medium Industrial |  | Winter Evening | % of Load | 1 | 2031 | 65535
| High | EV Charging Control | C&I Curtailment-Turnkey-Other | Medium Industrial |  | Winter Evening | % of Load | 0 | 2031 | 65535
| High | EV Charging Control | EV Charging Control | EV Res LDV |  | Winter Morning | % of Load | 1 | 2031 | 65535
| High | EV Charging Control | EV Charging Control | EV Res LDV |  | Winter Morning | % of Load | 0 | 2031 | 65535
| High | EV Charging Control | EV Charging Control | EV Res LDV |  | Winter Evening | % of Load | 1 | 2031 | 65535
| High | EV Charging Control | EV Charging Control | EV Res LDV |  | Winter Evening | % of Load | 0 | 2031 | 65535
| High | EV Charging Control | EV Charging Control | EV Com LDV |  | Winter Morning | % of Load | 1 | 2031 | 65535
| High | EV Charging Control | EV Charging Control | EV Com LDV |  | Winter Morning | % of Load | 0 | 2031 | 65535
| High | EV Charging Control | EV Charging Control | EV Com LDV |  | Winter Evening | % of Load | 1 | 2031 | 65535
| High | EV Charging Control | EV Charging Control | EV Com LDV |  | Winter Evening | % of Load | 0 | 2031 | 65535
| High | EV Charging Control | EV Charging Control | EV Com MDV |  | Winter Morning | % of Load | 1 | 2031 | 65535
| High | EV Charging Control | EV Charging Control | EV Com MDV |  | Winter Morning | % of Load | 0 | 2031 | 65535
| High | EV Charging Control | EV Charging Control | EV Com MDV |  | Winter Evening | % of Load | 1 | 2031 | 65535
| High | EV Charging Control | EV Charging Control | EV Com MDV |  | Winter Evening | % of Load | 0 | 2031 | 65535
| High | EV Charging Control | EV Charging Control | EV Com HDV |  | Winter Morning | % of Load | 1 | 2031 | 65535
| High | EV Charging Control | EV Charging Control | EV Com HDV |  | Winter Morning | % of Load | 0 | 2031 | 65535
| High | EV Charging Control | EV Charging Control | EV Com HDV |  | Winter Evening | % of Load | 1 | 2031 | 65535
| High | EV Charging Control | EV Charging Control | EV Com HDV |  | Winter Evening | % of Load | 0 | 2031 | 65535
| High | Behavioral DR | DLC-Switch-Water Heating | Small General |  | Winter Morning | % of Load | 1 | 2031 | 65535
| High | Behavioral DR | DLC-Switch-Water Heating | Small General |  | Winter Morning | % of Load | 0 | 2031 | 65535
| High | Behavioral DR | DLC-BYOD-Water Heating | Small General |  | Winter Morning | % of Load | 1 | 2031 | 65535
| High | Behavioral DR | DLC-BYOD-Water Heating | Small General |  | Winter Morning | % of Load | 0 | 2031 | 65535
| High | Behavioral DR | DLC-Thermostat-DI-Central Heat Pump | Small General |  | Winter Morning | % of Load | 1 | 2031 | 65535
| High | Behavioral DR | DLC-Thermostat-DI-Central Heat Pump | Small General |  | Winter Morning | % of Load | 0 | 2031 | 65535
| High | Behavioral DR | DLC-Thermostat-BYOT-Central Heat Pump | Small General |  | Winter Morning | % of Load | 1 | 2031 | 65535
| High | Behavioral DR | DLC-Thermostat-BYOT-Central Heat Pump | Small General |  | Winter Morning | % of Load | 0 | 2031 | 65535
| High | Behavioral DR | DLC-Thermostat-HVAC | Small General |  | Winter Morning | % of Load | 1 | 2031 | 65535
| High | Behavioral DR | DLC-Thermostat-HVAC | Small General |  | Winter Morning | % of Load | 0 | 2031 | 65535
| High | Behavioral DR | DLC-Thermostat-DI-Baseboard Heating | Small General |  | Winter Morning | % of Load | 1 | 2031 | 65535
| High | Behavioral DR | DLC-Thermostat-DI-Baseboard Heating | Small General |  | Winter Morning | % of Load | 0 | 2031 | 65535
| High | Behavioral DR | DLC-Thermostat-BYOT-Baseboard Heating | Small General |  | Winter Morning | % of Load | 1 | 2031 | 65535
| High | Behavioral DR | DLC-Thermostat-BYOT-Baseboard Heating | Small General |  | Winter Morning | % of Load | 0 | 2031 | 65535
| High | Behavioral DR | DLC-Thermostat-DI-MSHP | Small General |  | Winter Morning | % of Load | 1 | 2031 | 65535
| High | Behavioral DR | DLC-Thermostat-DI-MSHP | Small General |  | Winter Morning | % of Load | 0 | 2031 | 65535
| High | Behavioral DR | DLC-Thermostat-BYOT-MSHP | Small General |  | Winter Morning | % of Load | 1 | 2031 | 65535
| High | Behavioral DR | DLC-Thermostat-BYOT-MSHP | Small General |  | Winter Morning | % of Load | 0 | 2031 | 65535
| High | Behavioral DR | C&I Curtailment-Turnkey-Manual HVAC Control | Small General |  | Winter Morning | % of Load | 1 | 2031 | 65535
| High | Behavioral DR | C&I Curtailment-Turnkey-Manual HVAC Control | Small General |  | Winter Morning | % of Load | 0 | 2031 | 65535
| High | Behavioral DR | C&I Curtailment-Turnkey-Auto-DR HVAC Control | Small General |  | Winter Morning | % of Load | 1 | 2031 | 65535
| High | Behavioral DR | C&I Curtailment-Turnkey-Auto-DR HVAC Control | Small General |  | Winter Morning | % of Load | 0 | 2031 | 65535
| High | Behavioral DR | C&I Curtailment-Turnkey-Standard Lighting Control | Small General |  | Winter Morning | % of Load | 1 | 2031 | 65535
| High | Behavioral DR | C&I Curtailment-Turnkey-Standard Lighting Control | Small General |  | Winter Morning | % of Load | 0 | 2031 | 65535
| High | Behavioral DR | C&I Curtailment-Turnkey-Advanced Lighting Control | Small General |  | Winter Morning | % of Load | 1 | 2031 | 65535
| High | Behavioral DR | C&I Curtailment-Turnkey-Advanced Lighting Control | Small General |  | Winter Morning | % of Load | 0 | 2031 | 65535
| High | Behavioral DR | C&I Curtailment-Turnkey-Water Heating Control | Small General |  | Winter Morning | % of Load | 1 | 2031 | 65535
| High | Behavioral DR | C&I Curtailment-Turnkey-Water Heating Control | Small General |  | Winter Morning | % of Load | 0 | 2031 | 65535
| High | Behavioral DR | C&I Curtailment-Turnkey-Other | Small General |  | Winter Morning | % of Load | 1 | 2031 | 65535
| High | Behavioral DR | C&I Curtailment-Turnkey-Other | Small General |  | Winter Morning | % of Load | 0 | 2031 | 65535
| High | Behavioral DR | Dynamic Pricing with enabling tech. | Small General |  | Winter Morning | % of Load | 1 | 2031 | 65535
| High | Behavioral DR | Dynamic Pricing with enabling tech. | Small General |  | Winter Morning | % of Load | 0 | 2031 | 65535
| High | Behavioral DR | DLC-Switch-Water Heating | Small General |  | Winter Evening | % of Load | 1 | 2031 | 65535
| High | Behavioral DR | DLC-Switch-Water Heating | Small General |  | Winter Evening | % of Load | 0 | 2031 | 65535
| High | Behavioral DR | DLC-BYOD-Water Heating | Small General |  | Winter Evening | % of Load | 1 | 2031 | 65535
| High | Behavioral DR | DLC-BYOD-Water Heating | Small General |  | Winter Evening | % of Load | 0 | 2031 | 65535
| High | Behavioral DR | DLC-Thermostat-DI-Central Heat Pump | Small General |  | Winter Evening | % of Load | 1 | 2031 | 65535
| High | Behavioral DR | DLC-Thermostat-DI-Central Heat Pump | Small General |  | Winter Evening | % of Load | 0 | 2031 | 65535
| High | Behavioral DR | DLC-Thermostat-BYOT-Central Heat Pump | Small General |  | Winter Evening | % of Load | 1 | 2031 | 65535
| High | Behavioral DR | DLC-Thermostat-BYOT-Central Heat Pump | Small General |  | Winter Evening | % of Load | 0 | 2031 | 65535
| High | Behavioral DR | DLC-Thermostat-HVAC | Small General |  | Winter Evening | % of Load | 1 | 2031 | 65535
| High | Behavioral DR | DLC-Thermostat-HVAC | Small General |  | Winter Evening | % of Load | 0 | 2031 | 65535
| High | Behavioral DR | DLC-Thermostat-DI-Baseboard Heating | Small General |  | Winter Evening | % of Load | 1 | 2031 | 65535
| High | Behavioral DR | DLC-Thermostat-DI-Baseboard Heating | Small General |  | Winter Evening | % of Load | 0 | 2031 | 65535
| High | Behavioral DR | DLC-Thermostat-BYOT-Baseboard Heating | Small General |  | Winter Evening | % of Load | 1 | 2031 | 65535
| High | Behavioral DR | DLC-Thermostat-BYOT-Baseboard Heating | Small General |  | Winter Evening | % of Load | 0 | 2031 | 65535
| High | Behavioral DR | DLC-Thermostat-DI-MSHP | Small General |  | Winter Evening | % of Load | 1 | 2031 | 65535
| High | Behavioral DR | DLC-Thermostat-DI-MSHP | Small General |  | Winter Evening | % of Load | 0 | 2031 | 65535
| High | Behavioral DR | DLC-Thermostat-BYOT-MSHP | Small General |  | Winter Evening | % of Load | 1 | 2031 | 65535
| High | Behavioral DR | DLC-Thermostat-BYOT-MSHP | Small General |  | Winter Evening | % of Load | 0 | 2031 | 65535
| High | Behavioral DR | C&I Curtailment-Turnkey-Manual HVAC Control | Small General |  | Winter Evening | % of Load | 1 | 2031 | 65535
| High | Behavioral DR | C&I Curtailment-Turnkey-Manual HVAC Control | Small General |  | Winter Evening | % of Load | 0 | 2031 | 65535
| High | Behavioral DR | C&I Curtailment-Turnkey-Auto-DR HVAC Control | Small General |  | Winter Evening | % of Load | 1 | 2031 | 65535
| High | Behavioral DR | C&I Curtailment-Turnkey-Auto-DR HVAC Control | Small General |  | Winter Evening | % of Load | 0 | 2031 | 65535
| High | Behavioral DR | C&I Curtailment-Turnkey-Standard Lighting Control | Small General |  | Winter Evening | % of Load | 1 | 2031 | 65535
| High | Behavioral DR | C&I Curtailment-Turnkey-Standard Lighting Control | Small General |  | Winter Evening | % of Load | 0 | 2031 | 65535
| High | Behavioral DR | C&I Curtailment-Turnkey-Advanced Lighting Control | Small General |  | Winter Evening | % of Load | 1 | 2031 | 65535
| High | Behavioral DR | C&I Curtailment-Turnkey-Advanced Lighting Control | Small General |  | Winter Evening | % of Load | 0 | 2031 | 65535
| High | Behavioral DR | C&I Curtailment-Turnkey-Water Heating Control | Small General |  | Winter Evening | % of Load | 1 | 2031 | 65535
| High | Behavioral DR | C&I Curtailment-Turnkey-Water Heating Control | Small General |  | Winter Evening | % of Load | 0 | 2031 | 65535
| High | Behavioral DR | C&I Curtailment-Turnkey-Other | Small General |  | Winter Evening | % of Load | 1 | 2031 | 65535
| High | Behavioral DR | C&I Curtailment-Turnkey-Other | Small General |  | Winter Evening | % of Load | 0 | 2031 | 65535
| High | Behavioral DR | Dynamic Pricing with enabling tech. | Small General |  | Winter Evening | % of Load | 1 | 2031 | 65535
| High | Behavioral DR | Dynamic Pricing with enabling tech. | Small General |  | Winter Evening | % of Load | 0 | 2031 | 65535
| High | Behavioral DR | DLC-Switch-Water Heating | General |  | Winter Morning | % of Load | 1 | 2031 | 65535
| High | Behavioral DR | DLC-Switch-Water Heating | General |  | Winter Morning | % of Load | 0 | 2031 | 65535
| High | Behavioral DR | DLC-BYOD-Water Heating | General |  | Winter Morning | % of Load | 1 | 2031 | 65535
| High | Behavioral DR | DLC-BYOD-Water Heating | General |  | Winter Morning | % of Load | 0 | 2031 | 65535
| High | Behavioral DR | DLC-Thermostat-DI-Central Heat Pump | General |  | Winter Morning | % of Load | 1 | 2031 | 65535
| High | Behavioral DR | DLC-Thermostat-DI-Central Heat Pump | General |  | Winter Morning | % of Load | 0 | 2031 | 65535
| High | Behavioral DR | DLC-Thermostat-BYOT-Central Heat Pump | General |  | Winter Morning | % of Load | 1 | 2031 | 65535
| High | Behavioral DR | DLC-Thermostat-BYOT-Central Heat Pump | General |  | Winter Morning | % of Load | 0 | 2031 | 65535
| High | Behavioral DR | DLC-Thermostat-HVAC | General |  | Winter Morning | % of Load | 1 | 2031 | 65535
| High | Behavioral DR | DLC-Thermostat-HVAC | General |  | Winter Morning | % of Load | 0 | 2031 | 65535
| High | Behavioral DR | DLC-Thermostat-DI-Baseboard Heating | General |  | Winter Morning | % of Load | 1 | 2031 | 65535
| High | Behavioral DR | DLC-Thermostat-DI-Baseboard Heating | General |  | Winter Morning | % of Load | 0 | 2031 | 65535
| High | Behavioral DR | DLC-Thermostat-BYOT-Baseboard Heating | General |  | Winter Morning | % of Load | 1 | 2031 | 65535
| High | Behavioral DR | DLC-Thermostat-BYOT-Baseboard Heating | General |  | Winter Morning | % of Load | 0 | 2031 | 65535
| High | Behavioral DR | DLC-Thermostat-DI-MSHP | General |  | Winter Morning | % of Load | 1 | 2031 | 65535
| High | Behavioral DR | DLC-Thermostat-DI-MSHP | General |  | Winter Morning | % of Load | 0 | 2031 | 65535
| High | Behavioral DR | DLC-Thermostat-BYOT-MSHP | General |  | Winter Morning | % of Load | 1 | 2031 | 65535
| High | Behavioral DR | DLC-Thermostat-BYOT-MSHP | General |  | Winter Morning | % of Load | 0 | 2031 | 65535
| High | Behavioral DR | C&I Curtailment-Turnkey-Manual HVAC Control | General |  | Winter Morning | % of Load | 1 | 2031 | 65535
| High | Behavioral DR | C&I Curtailment-Turnkey-Manual HVAC Control | General |  | Winter Morning | % of Load | 0 | 2031 | 65535
| High | Behavioral DR | C&I Curtailment-Turnkey-Auto-DR HVAC Control | General |  | Winter Morning | % of Load | 1 | 2031 | 65535
| High | Behavioral DR | C&I Curtailment-Turnkey-Auto-DR HVAC Control | General |  | Winter Morning | % of Load | 0 | 2031 | 65535
| High | Behavioral DR | C&I Curtailment-Turnkey-Standard Lighting Control | General |  | Winter Morning | % of Load | 1 | 2031 | 65535
| High | Behavioral DR | C&I Curtailment-Turnkey-Standard Lighting Control | General |  | Winter Morning | % of Load | 0 | 2031 | 65535
| High | Behavioral DR | C&I Curtailment-Turnkey-Advanced Lighting Control | General |  | Winter Morning | % of Load | 1 | 2031 | 65535
| High | Behavioral DR | C&I Curtailment-Turnkey-Advanced Lighting Control | General |  | Winter Morning | % of Load | 0 | 2031 | 65535
| High | Behavioral DR | C&I Curtailment-Turnkey-Water Heating Control | General |  | Winter Morning | % of Load | 1 | 2031 | 65535
| High | Behavioral DR | C&I Curtailment-Turnkey-Water Heating Control | General |  | Winter Morning | % of Load | 0 | 2031 | 65535
| High | Behavioral DR | C&I Curtailment-Turnkey-Other | General |  | Winter Morning | % of Load | 1 | 2031 | 65535
| High | Behavioral DR | C&I Curtailment-Turnkey-Other | General |  | Winter Morning | % of Load | 0 | 2031 | 65535
| High | Behavioral DR | DLC-Switch-Water Heating | General |  | Winter Evening | % of Load | 1 | 2031 | 65535
| High | Behavioral DR | DLC-Switch-Water Heating | General |  | Winter Evening | % of Load | 0 | 2031 | 65535
| High | Behavioral DR | DLC-BYOD-Water Heating | General |  | Winter Evening | % of Load | 1 | 2031 | 65535
| High | Behavioral DR | DLC-BYOD-Water Heating | General |  | Winter Evening | % of Load | 0 | 2031 | 65535
| High | Behavioral DR | DLC-Thermostat-DI-Central Heat Pump | General |  | Winter Evening | % of Load | 1 | 2031 | 65535
| High | Behavioral DR | DLC-Thermostat-DI-Central Heat Pump | General |  | Winter Evening | % of Load | 0 | 2031 | 65535
| High | Behavioral DR | DLC-Thermostat-BYOT-Central Heat Pump | General |  | Winter Evening | % of Load | 1 | 2031 | 65535
| High | Behavioral DR | DLC-Thermostat-BYOT-Central Heat Pump | General |  | Winter Evening | % of Load | 0 | 2031 | 65535
| High | Behavioral DR | DLC-Thermostat-HVAC | General |  | Winter Evening | % of Load | 1 | 2031 | 65535
| High | Behavioral DR | DLC-Thermostat-HVAC | General |  | Winter Evening | % of Load | 0 | 2031 | 65535
| High | Behavioral DR | DLC-Thermostat-DI-Baseboard Heating | General |  | Winter Evening | % of Load | 1 | 2031 | 65535
| High | Behavioral DR | DLC-Thermostat-DI-Baseboard Heating | General |  | Winter Evening | % of Load | 0 | 2031 | 65535
| High | Behavioral DR | DLC-Thermostat-BYOT-Baseboard Heating | General |  | Winter Evening | % of Load | 1 | 2031 | 65535
| High | Behavioral DR | DLC-Thermostat-BYOT-Baseboard Heating | General |  | Winter Evening | % of Load | 0 | 2031 | 65535
| High | Behavioral DR | DLC-Thermostat-DI-MSHP | General |  | Winter Evening | % of Load | 1 | 2031 | 65535
| High | Behavioral DR | DLC-Thermostat-DI-MSHP | General |  | Winter Evening | % of Load | 0 | 2031 | 65535
| High | Behavioral DR | DLC-Thermostat-BYOT-MSHP | General |  | Winter Evening | % of Load | 1 | 2031 | 65535
| High | Behavioral DR | DLC-Thermostat-BYOT-MSHP | General |  | Winter Evening | % of Load | 0 | 2031 | 65535
| High | Behavioral DR | C&I Curtailment-Turnkey-Manual HVAC Control | General |  | Winter Evening | % of Load | 1 | 2031 | 65535
| High | Behavioral DR | C&I Curtailment-Turnkey-Manual HVAC Control | General |  | Winter Evening | % of Load | 0 | 2031 | 65535
| High | Behavioral DR | C&I Curtailment-Turnkey-Auto-DR HVAC Control | General |  | Winter Evening | % of Load | 1 | 2031 | 65535
| High | Behavioral DR | C&I Curtailment-Turnkey-Auto-DR HVAC Control | General |  | Winter Evening | % of Load | 0 | 2031 | 65535
| High | Behavioral DR | C&I Curtailment-Turnkey-Standard Lighting Control | General |  | Winter Evening | % of Load | 1 | 2031 | 65535
| High | Behavioral DR | C&I Curtailment-Turnkey-Standard Lighting Control | General |  | Winter Evening | % of Load | 0 | 2031 | 65535
| High | Behavioral DR | C&I Curtailment-Turnkey-Advanced Lighting Control | General |  | Winter Evening | % of Load | 1 | 2031 | 65535
| High | Behavioral DR | C&I Curtailment-Turnkey-Advanced Lighting Control | General |  | Winter Evening | % of Load | 0 | 2031 | 65535
| High | Behavioral DR | C&I Curtailment-Turnkey-Water Heating Control | General |  | Winter Evening | % of Load | 1 | 2031 | 65535
| High | Behavioral DR | C&I Curtailment-Turnkey-Water Heating Control | General |  | Winter Evening | % of Load | 0 | 2031 | 65535
| High | Behavioral DR | C&I Curtailment-Turnkey-Other | General |  | Winter Evening | % of Load | 1 | 2031 | 65535
| High | Behavioral DR | C&I Curtailment-Turnkey-Other | General |  | Winter Evening | % of Load | 0 | 2031 | 65535
| High | Behavioral DR | DLC-Switch-Water Heating | Small Industrial |  | Winter Morning | % of Load | 1 | 2031 | 65535
| High | Behavioral DR | DLC-Switch-Water Heating | Small Industrial |  | Winter Morning | % of Load | 0 | 2031 | 65535
| High | Behavioral DR | DLC-BYOD-Water Heating | Small Industrial |  | Winter Morning | % of Load | 1 | 2031 | 65535
| High | Behavioral DR | DLC-BYOD-Water Heating | Small Industrial |  | Winter Morning | % of Load | 0 | 2031 | 65535
| High | Behavioral DR | DLC-Thermostat-DI-Central Heat Pump | Small Industrial |  | Winter Morning | % of Load | 1 | 2031 | 65535
| High | Behavioral DR | DLC-Thermostat-DI-Central Heat Pump | Small Industrial |  | Winter Morning | % of Load | 0 | 2031 | 65535
| High | Behavioral DR | DLC-Thermostat-BYOT-Central Heat Pump | Small Industrial |  | Winter Morning | % of Load | 1 | 2031 | 65535
| High | Behavioral DR | DLC-Thermostat-BYOT-Central Heat Pump | Small Industrial |  | Winter Morning | % of Load | 0 | 2031 | 65535
| High | Behavioral DR | DLC-Thermostat-HVAC | Small Industrial |  | Winter Morning | % of Load | 1 | 2031 | 65535
| High | Behavioral DR | DLC-Thermostat-HVAC | Small Industrial |  | Winter Morning | % of Load | 0 | 2031 | 65535
| High | Behavioral DR | DLC-Thermostat-DI-Baseboard Heating | Small Industrial |  | Winter Morning | % of Load | 1 | 2031 | 65535
| High | Behavioral DR | DLC-Thermostat-DI-Baseboard Heating | Small Industrial |  | Winter Morning | % of Load | 0 | 2031 | 65535
| High | Behavioral DR | DLC-Thermostat-BYOT-Baseboard Heating | Small Industrial |  | Winter Morning | % of Load | 1 | 2031 | 65535
| High | Behavioral DR | DLC-Thermostat-BYOT-Baseboard Heating | Small Industrial |  | Winter Morning | % of Load | 0 | 2031 | 65535
| High | Behavioral DR | DLC-Thermostat-DI-MSHP | Small Industrial |  | Winter Morning | % of Load | 1 | 2031 | 65535
| High | Behavioral DR | DLC-Thermostat-DI-MSHP | Small Industrial |  | Winter Morning | % of Load | 0 | 2031 | 65535
| High | Behavioral DR | DLC-Thermostat-BYOT-MSHP | Small Industrial |  | Winter Morning | % of Load | 1 | 2031 | 65535
| High | Behavioral DR | DLC-Thermostat-BYOT-MSHP | Small Industrial |  | Winter Morning | % of Load | 0 | 2031 | 65535
| High | Behavioral DR | C&I Curtailment-Turnkey-Manual HVAC Control | Small Industrial |  | Winter Morning | % of Load | 1 | 2031 | 65535
| High | Behavioral DR | C&I Curtailment-Turnkey-Manual HVAC Control | Small Industrial |  | Winter Morning | % of Load | 0 | 2031 | 65535
| High | Behavioral DR | C&I Curtailment-Turnkey-Auto-DR HVAC Control | Small Industrial |  | Winter Morning | % of Load | 1 | 2031 | 65535
| High | Behavioral DR | C&I Curtailment-Turnkey-Auto-DR HVAC Control | Small Industrial |  | Winter Morning | % of Load | 0 | 2031 | 65535
| High | Behavioral DR | C&I Curtailment-Turnkey-Standard Lighting Control | Small Industrial |  | Winter Morning | % of Load | 1 | 2031 | 65535
| High | Behavioral DR | C&I Curtailment-Turnkey-Standard Lighting Control | Small Industrial |  | Winter Morning | % of Load | 0 | 2031 | 65535
| High | Behavioral DR | C&I Curtailment-Turnkey-Advanced Lighting Control | Small Industrial |  | Winter Morning | % of Load | 1 | 2031 | 65535
| High | Behavioral DR | C&I Curtailment-Turnkey-Advanced Lighting Control | Small Industrial |  | Winter Morning | % of Load | 0 | 2031 | 65535
| High | Behavioral DR | C&I Curtailment-Turnkey-Water Heating Control | Small Industrial |  | Winter Morning | % of Load | 1 | 2031 | 65535
| High | Behavioral DR | C&I Curtailment-Turnkey-Water Heating Control | Small Industrial |  | Winter Morning | % of Load | 0 | 2031 | 65535
| High | Behavioral DR | C&I Curtailment-Turnkey-Other | Small Industrial |  | Winter Morning | % of Load | 1 | 2031 | 65535
| High | Behavioral DR | C&I Curtailment-Turnkey-Other | Small Industrial |  | Winter Morning | % of Load | 0 | 2031 | 65535
| High | Behavioral DR | C&I Curtailment-Turnkey-Industrial | Small Industrial |  | Winter Morning | % of Load | 1 | 2031 | 65535
| High | Behavioral DR | C&I Curtailment-Turnkey-Industrial | Small Industrial |  | Winter Morning | % of Load | 0 | 2031 | 65535
| High | Behavioral DR | DLC-Switch-Water Heating | Small Industrial |  | Winter Evening | % of Load | 1 | 2031 | 65535
| High | Behavioral DR | DLC-Switch-Water Heating | Small Industrial |  | Winter Evening | % of Load | 0 | 2031 | 65535
| High | Behavioral DR | DLC-BYOD-Water Heating | Small Industrial |  | Winter Evening | % of Load | 1 | 2031 | 65535
| High | Behavioral DR | DLC-BYOD-Water Heating | Small Industrial |  | Winter Evening | % of Load | 0 | 2031 | 65535
| High | Behavioral DR | DLC-Thermostat-DI-Central Heat Pump | Small Industrial |  | Winter Evening | % of Load | 1 | 2031 | 65535
| High | Behavioral DR | DLC-Thermostat-DI-Central Heat Pump | Small Industrial |  | Winter Evening | % of Load | 0 | 2031 | 65535
| High | Behavioral DR | DLC-Thermostat-BYOT-Central Heat Pump | Small Industrial |  | Winter Evening | % of Load | 1 | 2031 | 65535
| High | Behavioral DR | DLC-Thermostat-BYOT-Central Heat Pump | Small Industrial |  | Winter Evening | % of Load | 0 | 2031 | 65535
| High | Behavioral DR | DLC-Thermostat-HVAC | Small Industrial |  | Winter Evening | % of Load | 1 | 2031 | 65535
| High | Behavioral DR | DLC-Thermostat-HVAC | Small Industrial |  | Winter Evening | % of Load | 0 | 2031 | 65535
| High | Behavioral DR | DLC-Thermostat-DI-Baseboard Heating | Small Industrial |  | Winter Evening | % of Load | 1 | 2031 | 65535
| High | Behavioral DR | DLC-Thermostat-DI-Baseboard Heating | Small Industrial |  | Winter Evening | % of Load | 0 | 2031 | 65535
| High | Behavioral DR | DLC-Thermostat-BYOT-Baseboard Heating | Small Industrial |  | Winter Evening | % of Load | 1 | 2031 | 65535
| High | Behavioral DR | DLC-Thermostat-BYOT-Baseboard Heating | Small Industrial |  | Winter Evening | % of Load | 0 | 2031 | 65535
| High | Behavioral DR | DLC-Thermostat-DI-MSHP | Small Industrial |  | Winter Evening | % of Load | 1 | 2031 | 65535
| High | Behavioral DR | DLC-Thermostat-DI-MSHP | Small Industrial |  | Winter Evening | % of Load | 0 | 2031 | 65535
| High | Behavioral DR | DLC-Thermostat-BYOT-MSHP | Small Industrial |  | Winter Evening | % of Load | 1 | 2031 | 65535
| High | Behavioral DR | DLC-Thermostat-BYOT-MSHP | Small Industrial |  | Winter Evening | % of Load | 0 | 2031 | 65535
| High | Behavioral DR | C&I Curtailment-Turnkey-Manual HVAC Control | Small Industrial |  | Winter Evening | % of Load | 1 | 2031 | 65535
| High | Behavioral DR | C&I Curtailment-Turnkey-Manual HVAC Control | Small Industrial |  | Winter Evening | % of Load | 0 | 2031 | 65535
| High | Behavioral DR | C&I Curtailment-Turnkey-Auto-DR HVAC Control | Small Industrial |  | Winter Evening | % of Load | 1 | 2031 | 65535
| High | Behavioral DR | C&I Curtailment-Turnkey-Auto-DR HVAC Control | Small Industrial |  | Winter Evening | % of Load | 0 | 2031 | 65535
| High | Behavioral DR | C&I Curtailment-Turnkey-Standard Lighting Control | Small Industrial |  | Winter Evening | % of Load | 1 | 2031 | 65535
| High | Behavioral DR | C&I Curtailment-Turnkey-Standard Lighting Control | Small Industrial |  | Winter Evening | % of Load | 0 | 2031 | 65535
| High | Behavioral DR | C&I Curtailment-Turnkey-Advanced Lighting Control | Small Industrial |  | Winter Evening | % of Load | 1 | 2031 | 65535
| High | Behavioral DR | C&I Curtailment-Turnkey-Advanced Lighting Control | Small Industrial |  | Winter Evening | % of Load | 0 | 2031 | 65535
| High | Behavioral DR | C&I Curtailment-Turnkey-Water Heating Control | Small Industrial |  | Winter Evening | % of Load | 1 | 2031 | 65535
| High | Behavioral DR | C&I Curtailment-Turnkey-Water Heating Control | Small Industrial |  | Winter Evening | % of Load | 0 | 2031 | 65535
| High | Behavioral DR | C&I Curtailment-Turnkey-Other | Small Industrial |  | Winter Evening | % of Load | 1 | 2031 | 65535
| High | Behavioral DR | C&I Curtailment-Turnkey-Other | Small Industrial |  | Winter Evening | % of Load | 0 | 2031 | 65535
| High | Behavioral DR | C&I Curtailment-Turnkey-Industrial | Small Industrial |  | Winter Evening | % of Load | 1 | 2031 | 65535
| High | Behavioral DR | C&I Curtailment-Turnkey-Industrial | Small Industrial |  | Winter Evening | % of Load | 0 | 2031 | 65535
| High | Behavioral DR | DLC-Switch-Water Heating | Medium Industrial |  | Winter Morning | % of Load | 1 | 2031 | 65535
| High | Behavioral DR | DLC-Switch-Water Heating | Medium Industrial |  | Winter Morning | % of Load | 0 | 2031 | 65535
| High | Behavioral DR | DLC-BYOD-Water Heating | Medium Industrial |  | Winter Morning | % of Load | 1 | 2031 | 65535
| High | Behavioral DR | DLC-BYOD-Water Heating | Medium Industrial |  | Winter Morning | % of Load | 0 | 2031 | 65535
| High | Behavioral DR | DLC-Thermostat-DI-Central Heat Pump | Medium Industrial |  | Winter Morning | % of Load | 1 | 2031 | 65535
| High | Behavioral DR | DLC-Thermostat-DI-Central Heat Pump | Medium Industrial |  | Winter Morning | % of Load | 0 | 2031 | 65535
| High | Behavioral DR | DLC-Thermostat-BYOT-Central Heat Pump | Medium Industrial |  | Winter Morning | % of Load | 1 | 2031 | 65535
| High | Behavioral DR | DLC-Thermostat-BYOT-Central Heat Pump | Medium Industrial |  | Winter Morning | % of Load | 0 | 2031 | 65535
| High | Behavioral DR | DLC-Thermostat-HVAC | Medium Industrial |  | Winter Morning | % of Load | 1 | 2031 | 65535
| High | Behavioral DR | DLC-Thermostat-HVAC | Medium Industrial |  | Winter Morning | % of Load | 0 | 2031 | 65535
| High | Behavioral DR | DLC-Thermostat-DI-Baseboard Heating | Medium Industrial |  | Winter Morning | % of Load | 1 | 2031 | 65535
| High | Behavioral DR | DLC-Thermostat-DI-Baseboard Heating | Medium Industrial |  | Winter Morning | % of Load | 0 | 2031 | 65535
| High | Behavioral DR | DLC-Thermostat-BYOT-Baseboard Heating | Medium Industrial |  | Winter Morning | % of Load | 1 | 2031 | 65535
| High | Behavioral DR | DLC-Thermostat-BYOT-Baseboard Heating | Medium Industrial |  | Winter Morning | % of Load | 0 | 2031 | 65535
| High | Behavioral DR | DLC-Thermostat-DI-MSHP | Medium Industrial |  | Winter Morning | % of Load | 1 | 2031 | 65535
| High | Behavioral DR | DLC-Thermostat-DI-MSHP | Medium Industrial |  | Winter Morning | % of Load | 0 | 2031 | 65535
| High | Behavioral DR | DLC-Thermostat-BYOT-MSHP | Medium Industrial |  | Winter Morning | % of Load | 1 | 2031 | 65535
| High | Behavioral DR | DLC-Thermostat-BYOT-MSHP | Medium Industrial |  | Winter Morning | % of Load | 0 | 2031 | 65535
| High | Behavioral DR | C&I Curtailment-Turnkey-Manual HVAC Control | Medium Industrial |  | Winter Morning | % of Load | 1 | 2031 | 65535
| High | Behavioral DR | C&I Curtailment-Turnkey-Manual HVAC Control | Medium Industrial |  | Winter Morning | % of Load | 0 | 2031 | 65535
| High | Behavioral DR | C&I Curtailment-Turnkey-Auto-DR HVAC Control | Medium Industrial |  | Winter Morning | % of Load | 1 | 2031 | 65535
| High | Behavioral DR | C&I Curtailment-Turnkey-Auto-DR HVAC Control | Medium Industrial |  | Winter Morning | % of Load | 0 | 2031 | 65535
| High | Behavioral DR | C&I Curtailment-Turnkey-Standard Lighting Control | Medium Industrial |  | Winter Morning | % of Load | 1 | 2031 | 65535
| High | Behavioral DR | C&I Curtailment-Turnkey-Standard Lighting Control | Medium Industrial |  | Winter Morning | % of Load | 0 | 2031 | 65535
| High | Behavioral DR | C&I Curtailment-Turnkey-Advanced Lighting Control | Medium Industrial |  | Winter Morning | % of Load | 1 | 2031 | 65535
| High | Behavioral DR | C&I Curtailment-Turnkey-Advanced Lighting Control | Medium Industrial |  | Winter Morning | % of Load | 0 | 2031 | 65535
| High | Behavioral DR | C&I Curtailment-Turnkey-Water Heating Control | Medium Industrial |  | Winter Morning | % of Load | 1 | 2031 | 65535
| High | Behavioral DR | C&I Curtailment-Turnkey-Water Heating Control | Medium Industrial |  | Winter Morning | % of Load | 0 | 2031 | 65535
| High | Behavioral DR | C&I Curtailment-Turnkey-Other | Medium Industrial |  | Winter Morning | % of Load | 1 | 2031 | 65535
| High | Behavioral DR | C&I Curtailment-Turnkey-Other | Medium Industrial |  | Winter Morning | % of Load | 0 | 2031 | 65535
| High | Behavioral DR | DLC-Switch-Water Heating | Medium Industrial |  | Winter Evening | % of Load | 1 | 2031 | 65535
| High | Behavioral DR | DLC-Switch-Water Heating | Medium Industrial |  | Winter Evening | % of Load | 0 | 2031 | 65535
| High | Behavioral DR | DLC-BYOD-Water Heating | Medium Industrial |  | Winter Evening | % of Load | 1 | 2031 | 65535
| High | Behavioral DR | DLC-BYOD-Water Heating | Medium Industrial |  | Winter Evening | % of Load | 0 | 2031 | 65535
| High | Behavioral DR | DLC-Thermostat-DI-Central Heat Pump | Medium Industrial |  | Winter Evening | % of Load | 1 | 2031 | 65535
| High | Behavioral DR | DLC-Thermostat-DI-Central Heat Pump | Medium Industrial |  | Winter Evening | % of Load | 0 | 2031 | 65535
| High | Behavioral DR | DLC-Thermostat-BYOT-Central Heat Pump | Medium Industrial |  | Winter Evening | % of Load | 1 | 2031 | 65535
| High | Behavioral DR | DLC-Thermostat-BYOT-Central Heat Pump | Medium Industrial |  | Winter Evening | % of Load | 0 | 2031 | 65535
| High | Behavioral DR | DLC-Thermostat-HVAC | Medium Industrial |  | Winter Evening | % of Load | 1 | 2031 | 65535
| High | Behavioral DR | DLC-Thermostat-HVAC | Medium Industrial |  | Winter Evening | % of Load | 0 | 2031 | 65535
| High | Behavioral DR | DLC-Thermostat-DI-Baseboard Heating | Medium Industrial |  | Winter Evening | % of Load | 1 | 2031 | 65535
| High | Behavioral DR | DLC-Thermostat-DI-Baseboard Heating | Medium Industrial |  | Winter Evening | % of Load | 0 | 2031 | 65535
| High | Behavioral DR | DLC-Thermostat-BYOT-Baseboard Heating | Medium Industrial |  | Winter Evening | % of Load | 1 | 2031 | 65535
| High | Behavioral DR | DLC-Thermostat-BYOT-Baseboard Heating | Medium Industrial |  | Winter Evening | % of Load | 0 | 2031 | 65535
| High | Behavioral DR | DLC-Thermostat-DI-MSHP | Medium Industrial |  | Winter Evening | % of Load | 1 | 2031 | 65535
| High | Behavioral DR | DLC-Thermostat-DI-MSHP | Medium Industrial |  | Winter Evening | % of Load | 0 | 2031 | 65535
| High | Behavioral DR | DLC-Thermostat-BYOT-MSHP | Medium Industrial |  | Winter Evening | % of Load | 1 | 2031 | 65535
| High | Behavioral DR | DLC-Thermostat-BYOT-MSHP | Medium Industrial |  | Winter Evening | % of Load | 0 | 2031 | 65535
| High | Behavioral DR | C&I Curtailment-Turnkey-Manual HVAC Control | Medium Industrial |  | Winter Evening | % of Load | 1 | 2031 | 65535
| High | Behavioral DR | C&I Curtailment-Turnkey-Manual HVAC Control | Medium Industrial |  | Winter Evening | % of Load | 0 | 2031 | 65535
| High | Behavioral DR | C&I Curtailment-Turnkey-Auto-DR HVAC Control | Medium Industrial |  | Winter Evening | % of Load | 1 | 2031 | 65535
| High | Behavioral DR | C&I Curtailment-Turnkey-Auto-DR HVAC Control | Medium Industrial |  | Winter Evening | % of Load | 0 | 2031 | 65535
| High | Behavioral DR | C&I Curtailment-Turnkey-Standard Lighting Control | Medium Industrial |  | Winter Evening | % of Load | 1 | 2031 | 65535
| High | Behavioral DR | C&I Curtailment-Turnkey-Standard Lighting Control | Medium Industrial |  | Winter Evening | % of Load | 0 | 2031 | 65535
| High | Behavioral DR | C&I Curtailment-Turnkey-Advanced Lighting Control | Medium Industrial |  | Winter Evening | % of Load | 1 | 2031 | 65535
| High | Behavioral DR | C&I Curtailment-Turnkey-Advanced Lighting Control | Medium Industrial |  | Winter Evening | % of Load | 0 | 2031 | 65535
| High | Behavioral DR | C&I Curtailment-Turnkey-Water Heating Control | Medium Industrial |  | Winter Evening | % of Load | 1 | 2031 | 65535
| High | Behavioral DR | C&I Curtailment-Turnkey-Water Heating Control | Medium Industrial |  | Winter Evening | % of Load | 0 | 2031 | 65535
| High | Behavioral DR | C&I Curtailment-Turnkey-Other | Medium Industrial |  | Winter Evening | % of Load | 1 | 2031 | 65535
| High | Behavioral DR | C&I Curtailment-Turnkey-Other | Medium Industrial |  | Winter Evening | % of Load | 0 | 2031 | 65535
| High | Behavioral DR | Behavioral DR | Residential Charitable |  | Winter Morning | % of Load | 1 | 2031 | 65535
| High | Behavioral DR | Behavioral DR | Residential Charitable |  | Winter Morning | % of Load | 0 | 2031 | 65535
| High | Behavioral DR | Behavioral DR | Residential Charitable |  | Winter Evening | % of Load | 1 | 2031 | 65535
| High | Behavioral DR | Behavioral DR | Residential Charitable |  | Winter Evening | % of Load | 0 | 2031 | 65535
| High | Time-of-Use Rates (TOU) | DLC-Switch-Water Heating | Small General |  | Winter Morning | % of Load | 1 | 2031 | 65535
| High | Time-of-Use Rates (TOU) | DLC-Switch-Water Heating | Small General |  | Winter Morning | % of Load | 0 | 2031 | 65535
| High | Time-of-Use Rates (TOU) | DLC-BYOD-Water Heating | Small General |  | Winter Morning | % of Load | 1 | 2031 | 65535
| High | Time-of-Use Rates (TOU) | DLC-BYOD-Water Heating | Small General |  | Winter Morning | % of Load | 0 | 2031 | 65535
| High | Time-of-Use Rates (TOU) | DLC-Thermostat-DI-Central Heat Pump | Small General |  | Winter Morning | % of Load | 1 | 2031 | 65535
| High | Time-of-Use Rates (TOU) | DLC-Thermostat-DI-Central Heat Pump | Small General |  | Winter Morning | % of Load | 0 | 2031 | 65535
| High | Time-of-Use Rates (TOU) | DLC-Thermostat-BYOT-Central Heat Pump | Small General |  | Winter Morning | % of Load | 1 | 2031 | 65535
| High | Time-of-Use Rates (TOU) | DLC-Thermostat-BYOT-Central Heat Pump | Small General |  | Winter Morning | % of Load | 0 | 2031 | 65535
| High | Time-of-Use Rates (TOU) | DLC-Thermostat-HVAC | Small General |  | Winter Morning | % of Load | 1 | 2031 | 65535
| High | Time-of-Use Rates (TOU) | DLC-Thermostat-HVAC | Small General |  | Winter Morning | % of Load | 0 | 2031 | 65535
| High | Time-of-Use Rates (TOU) | DLC-Thermostat-DI-Baseboard Heating | Small General |  | Winter Morning | % of Load | 1 | 2031 | 65535
| High | Time-of-Use Rates (TOU) | DLC-Thermostat-DI-Baseboard Heating | Small General |  | Winter Morning | % of Load | 0 | 2031 | 65535
| High | Time-of-Use Rates (TOU) | DLC-Thermostat-BYOT-Baseboard Heating | Small General |  | Winter Morning | % of Load | 1 | 2031 | 65535
| High | Time-of-Use Rates (TOU) | DLC-Thermostat-BYOT-Baseboard Heating | Small General |  | Winter Morning | % of Load | 0 | 2031 | 65535
| High | Time-of-Use Rates (TOU) | DLC-Thermostat-DI-MSHP | Small General |  | Winter Morning | % of Load | 1 | 2031 | 65535
| High | Time-of-Use Rates (TOU) | DLC-Thermostat-DI-MSHP | Small General |  | Winter Morning | % of Load | 0 | 2031 | 65535
| High | Time-of-Use Rates (TOU) | DLC-Thermostat-BYOT-MSHP | Small General |  | Winter Morning | % of Load | 1 | 2031 | 65535
| High | Time-of-Use Rates (TOU) | DLC-Thermostat-BYOT-MSHP | Small General |  | Winter Morning | % of Load | 0 | 2031 | 65535
| High | Time-of-Use Rates (TOU) | C&I Curtailment-Turnkey-Manual HVAC Control | Small General |  | Winter Morning | % of Load | 1 | 2031 | 65535
| High | Time-of-Use Rates (TOU) | C&I Curtailment-Turnkey-Manual HVAC Control | Small General |  | Winter Morning | % of Load | 0 | 2031 | 65535
| High | Time-of-Use Rates (TOU) | C&I Curtailment-Turnkey-Auto-DR HVAC Control | Small General |  | Winter Morning | % of Load | 1 | 2031 | 65535
| High | Time-of-Use Rates (TOU) | C&I Curtailment-Turnkey-Auto-DR HVAC Control | Small General |  | Winter Morning | % of Load | 0 | 2031 | 65535
| High | Time-of-Use Rates (TOU) | C&I Curtailment-Turnkey-Standard Lighting Control | Small General |  | Winter Morning | % of Load | 1 | 2031 | 65535
| High | Time-of-Use Rates (TOU) | C&I Curtailment-Turnkey-Standard Lighting Control | Small General |  | Winter Morning | % of Load | 0 | 2031 | 65535
| High | Time-of-Use Rates (TOU) | C&I Curtailment-Turnkey-Advanced Lighting Control | Small General |  | Winter Morning | % of Load | 1 | 2031 | 65535
| High | Time-of-Use Rates (TOU) | C&I Curtailment-Turnkey-Advanced Lighting Control | Small General |  | Winter Morning | % of Load | 0 | 2031 | 65535
| High | Time-of-Use Rates (TOU) | C&I Curtailment-Turnkey-Water Heating Control | Small General |  | Winter Morning | % of Load | 1 | 2031 | 65535
| High | Time-of-Use Rates (TOU) | C&I Curtailment-Turnkey-Water Heating Control | Small General |  | Winter Morning | % of Load | 0 | 2031 | 65535
| High | Time-of-Use Rates (TOU) | C&I Curtailment-Turnkey-Other | Small General |  | Winter Morning | % of Load | 1 | 2031 | 65535
| High | Time-of-Use Rates (TOU) | C&I Curtailment-Turnkey-Other | Small General |  | Winter Morning | % of Load | 0 | 2031 | 65535
| High | Time-of-Use Rates (TOU) | Dynamic Pricing with enabling tech. | Small General |  | Winter Morning | % of Load | 1 | 2031 | 65535
| High | Time-of-Use Rates (TOU) | Dynamic Pricing with enabling tech. | Small General |  | Winter Morning | % of Load | 0 | 2031 | 65535
| High | Time-of-Use Rates (TOU) | Time-of-Use Rates (TOU) | Small General |  | Winter Morning | % of Load | 1 | 2031 | 65535
| High | Time-of-Use Rates (TOU) | Time-of-Use Rates (TOU) | Small General |  | Winter Morning | % of Load | 0 | 2031 | 65535
| High | Time-of-Use Rates (TOU) | DLC-Switch-Water Heating | Small General |  | Winter Evening | % of Load | 1 | 2031 | 65535
| High | Time-of-Use Rates (TOU) | DLC-Switch-Water Heating | Small General |  | Winter Evening | % of Load | 0 | 2031 | 65535
| High | Time-of-Use Rates (TOU) | DLC-BYOD-Water Heating | Small General |  | Winter Evening | % of Load | 1 | 2031 | 65535
| High | Time-of-Use Rates (TOU) | DLC-BYOD-Water Heating | Small General |  | Winter Evening | % of Load | 0 | 2031 | 65535
| High | Time-of-Use Rates (TOU) | DLC-Thermostat-DI-Central Heat Pump | Small General |  | Winter Evening | % of Load | 1 | 2031 | 65535
| High | Time-of-Use Rates (TOU) | DLC-Thermostat-DI-Central Heat Pump | Small General |  | Winter Evening | % of Load | 0 | 2031 | 65535
| High | Time-of-Use Rates (TOU) | DLC-Thermostat-BYOT-Central Heat Pump | Small General |  | Winter Evening | % of Load | 1 | 2031 | 65535
| High | Time-of-Use Rates (TOU) | DLC-Thermostat-BYOT-Central Heat Pump | Small General |  | Winter Evening | % of Load | 0 | 2031 | 65535
| High | Time-of-Use Rates (TOU) | DLC-Thermostat-HVAC | Small General |  | Winter Evening | % of Load | 1 | 2031 | 65535
| High | Time-of-Use Rates (TOU) | DLC-Thermostat-HVAC | Small General |  | Winter Evening | % of Load | 0 | 2031 | 65535
| High | Time-of-Use Rates (TOU) | DLC-Thermostat-DI-Baseboard Heating | Small General |  | Winter Evening | % of Load | 1 | 2031 | 65535
| High | Time-of-Use Rates (TOU) | DLC-Thermostat-DI-Baseboard Heating | Small General |  | Winter Evening | % of Load | 0 | 2031 | 65535
| High | Time-of-Use Rates (TOU) | DLC-Thermostat-BYOT-Baseboard Heating | Small General |  | Winter Evening | % of Load | 1 | 2031 | 65535
| High | Time-of-Use Rates (TOU) | DLC-Thermostat-BYOT-Baseboard Heating | Small General |  | Winter Evening | % of Load | 0 | 2031 | 65535
| High | Time-of-Use Rates (TOU) | DLC-Thermostat-DI-MSHP | Small General |  | Winter Evening | % of Load | 1 | 2031 | 65535
| High | Time-of-Use Rates (TOU) | DLC-Thermostat-DI-MSHP | Small General |  | Winter Evening | % of Load | 0 | 2031 | 65535
| High | Time-of-Use Rates (TOU) | DLC-Thermostat-BYOT-MSHP | Small General |  | Winter Evening | % of Load | 1 | 2031 | 65535
| High | Time-of-Use Rates (TOU) | DLC-Thermostat-BYOT-MSHP | Small General |  | Winter Evening | % of Load | 0 | 2031 | 65535
| High | Time-of-Use Rates (TOU) | C&I Curtailment-Turnkey-Manual HVAC Control | Small General |  | Winter Evening | % of Load | 1 | 2031 | 65535
| High | Time-of-Use Rates (TOU) | C&I Curtailment-Turnkey-Manual HVAC Control | Small General |  | Winter Evening | % of Load | 0 | 2031 | 65535
| High | Time-of-Use Rates (TOU) | C&I Curtailment-Turnkey-Auto-DR HVAC Control | Small General |  | Winter Evening | % of Load | 1 | 2031 | 65535
| High | Time-of-Use Rates (TOU) | C&I Curtailment-Turnkey-Auto-DR HVAC Control | Small General |  | Winter Evening | % of Load | 0 | 2031 | 65535
| High | Time-of-Use Rates (TOU) | C&I Curtailment-Turnkey-Standard Lighting Control | Small General |  | Winter Evening | % of Load | 1 | 2031 | 65535
| High | Time-of-Use Rates (TOU) | C&I Curtailment-Turnkey-Standard Lighting Control | Small General |  | Winter Evening | % of Load | 0 | 2031 | 65535
| High | Time-of-Use Rates (TOU) | C&I Curtailment-Turnkey-Advanced Lighting Control | Small General |  | Winter Evening | % of Load | 1 | 2031 | 65535
| High | Time-of-Use Rates (TOU) | C&I Curtailment-Turnkey-Advanced Lighting Control | Small General |  | Winter Evening | % of Load | 0 | 2031 | 65535
| High | Time-of-Use Rates (TOU) | C&I Curtailment-Turnkey-Water Heating Control | Small General |  | Winter Evening | % of Load | 1 | 2031 | 65535
| High | Time-of-Use Rates (TOU) | C&I Curtailment-Turnkey-Water Heating Control | Small General |  | Winter Evening | % of Load | 0 | 2031 | 65535
| High | Time-of-Use Rates (TOU) | C&I Curtailment-Turnkey-Other | Small General |  | Winter Evening | % of Load | 1 | 2031 | 65535
| High | Time-of-Use Rates (TOU) | C&I Curtailment-Turnkey-Other | Small General |  | Winter Evening | % of Load | 0 | 2031 | 65535
| High | Time-of-Use Rates (TOU) | Dynamic Pricing with enabling tech. | Small General |  | Winter Evening | % of Load | 1 | 2031 | 65535
| High | Time-of-Use Rates (TOU) | Dynamic Pricing with enabling tech. | Small General |  | Winter Evening | % of Load | 0 | 2031 | 65535
| High | Time-of-Use Rates (TOU) | Time-of-Use Rates (TOU) | Small General |  | Winter Evening | % of Load | 1 | 2031 | 65535
| High | Time-of-Use Rates (TOU) | Time-of-Use Rates (TOU) | Small General |  | Winter Evening | % of Load | 0 | 2031 | 65535
| High | Time-of-Use Rates (TOU) | DLC-Switch-Water Heating | General |  | Winter Morning | % of Load | 1 | 2031 | 65535
| High | Time-of-Use Rates (TOU) | DLC-Switch-Water Heating | General |  | Winter Morning | % of Load | 0 | 2031 | 65535
| High | Time-of-Use Rates (TOU) | DLC-BYOD-Water Heating | General |  | Winter Morning | % of Load | 1 | 2031 | 65535
| High | Time-of-Use Rates (TOU) | DLC-BYOD-Water Heating | General |  | Winter Morning | % of Load | 0 | 2031 | 65535
| High | Time-of-Use Rates (TOU) | DLC-Thermostat-DI-Central Heat Pump | General |  | Winter Morning | % of Load | 1 | 2031 | 65535
| High | Time-of-Use Rates (TOU) | DLC-Thermostat-DI-Central Heat Pump | General |  | Winter Morning | % of Load | 0 | 2031 | 65535
| High | Time-of-Use Rates (TOU) | DLC-Thermostat-BYOT-Central Heat Pump | General |  | Winter Morning | % of Load | 1 | 2031 | 65535
| High | Time-of-Use Rates (TOU) | DLC-Thermostat-BYOT-Central Heat Pump | General |  | Winter Morning | % of Load | 0 | 2031 | 65535
| High | Time-of-Use Rates (TOU) | DLC-Thermostat-HVAC | General |  | Winter Morning | % of Load | 1 | 2031 | 65535
| High | Time-of-Use Rates (TOU) | DLC-Thermostat-HVAC | General |  | Winter Morning | % of Load | 0 | 2031 | 65535
| High | Time-of-Use Rates (TOU) | DLC-Thermostat-DI-Baseboard Heating | General |  | Winter Morning | % of Load | 1 | 2031 | 65535
| High | Time-of-Use Rates (TOU) | DLC-Thermostat-DI-Baseboard Heating | General |  | Winter Morning | % of Load | 0 | 2031 | 65535
| High | Time-of-Use Rates (TOU) | DLC-Thermostat-BYOT-Baseboard Heating | General |  | Winter Morning | % of Load | 1 | 2031 | 65535
| High | Time-of-Use Rates (TOU) | DLC-Thermostat-BYOT-Baseboard Heating | General |  | Winter Morning | % of Load | 0 | 2031 | 65535
| High | Time-of-Use Rates (TOU) | DLC-Thermostat-DI-MSHP | General |  | Winter Morning | % of Load | 1 | 2031 | 65535
| High | Time-of-Use Rates (TOU) | DLC-Thermostat-DI-MSHP | General |  | Winter Morning | % of Load | 0 | 2031 | 65535
| High | Time-of-Use Rates (TOU) | DLC-Thermostat-BYOT-MSHP | General |  | Winter Morning | % of Load | 1 | 2031 | 65535
| High | Time-of-Use Rates (TOU) | DLC-Thermostat-BYOT-MSHP | General |  | Winter Morning | % of Load | 0 | 2031 | 65535
| High | Time-of-Use Rates (TOU) | C&I Curtailment-Turnkey-Manual HVAC Control | General |  | Winter Morning | % of Load | 1 | 2031 | 65535
| High | Time-of-Use Rates (TOU) | C&I Curtailment-Turnkey-Manual HVAC Control | General |  | Winter Morning | % of Load | 0 | 2031 | 65535
| High | Time-of-Use Rates (TOU) | C&I Curtailment-Turnkey-Auto-DR HVAC Control | General |  | Winter Morning | % of Load | 1 | 2031 | 65535
| High | Time-of-Use Rates (TOU) | C&I Curtailment-Turnkey-Auto-DR HVAC Control | General |  | Winter Morning | % of Load | 0 | 2031 | 65535
| High | Time-of-Use Rates (TOU) | C&I Curtailment-Turnkey-Standard Lighting Control | General |  | Winter Morning | % of Load | 1 | 2031 | 65535
| High | Time-of-Use Rates (TOU) | C&I Curtailment-Turnkey-Standard Lighting Control | General |  | Winter Morning | % of Load | 0 | 2031 | 65535
| High | Time-of-Use Rates (TOU) | C&I Curtailment-Turnkey-Advanced Lighting Control | General |  | Winter Morning | % of Load | 1 | 2031 | 65535
| High | Time-of-Use Rates (TOU) | C&I Curtailment-Turnkey-Advanced Lighting Control | General |  | Winter Morning | % of Load | 0 | 2031 | 65535
| High | Time-of-Use Rates (TOU) | C&I Curtailment-Turnkey-Water Heating Control | General |  | Winter Morning | % of Load | 1 | 2031 | 65535
| High | Time-of-Use Rates (TOU) | C&I Curtailment-Turnkey-Water Heating Control | General |  | Winter Morning | % of Load | 0 | 2031 | 65535
| High | Time-of-Use Rates (TOU) | C&I Curtailment-Turnkey-Other | General |  | Winter Morning | % of Load | 1 | 2031 | 65535
| High | Time-of-Use Rates (TOU) | C&I Curtailment-Turnkey-Other | General |  | Winter Morning | % of Load | 0 | 2031 | 65535
| High | Time-of-Use Rates (TOU) | Time-of-Use Rates (TOU) | General |  | Winter Morning | % of Load | 1 | 2031 | 65535
| High | Time-of-Use Rates (TOU) | Time-of-Use Rates (TOU) | General |  | Winter Morning | % of Load | 0 | 2031 | 65535
| High | Time-of-Use Rates (TOU) | DLC-Switch-Water Heating | General |  | Winter Evening | % of Load | 1 | 2031 | 65535
| High | Time-of-Use Rates (TOU) | DLC-Switch-Water Heating | General |  | Winter Evening | % of Load | 0 | 2031 | 65535
| High | Time-of-Use Rates (TOU) | DLC-BYOD-Water Heating | General |  | Winter Evening | % of Load | 1 | 2031 | 65535
| High | Time-of-Use Rates (TOU) | DLC-BYOD-Water Heating | General |  | Winter Evening | % of Load | 0 | 2031 | 65535
| High | Time-of-Use Rates (TOU) | DLC-Thermostat-DI-Central Heat Pump | General |  | Winter Evening | % of Load | 1 | 2031 | 65535
| High | Time-of-Use Rates (TOU) | DLC-Thermostat-DI-Central Heat Pump | General |  | Winter Evening | % of Load | 0 | 2031 | 65535
| High | Time-of-Use Rates (TOU) | DLC-Thermostat-BYOT-Central Heat Pump | General |  | Winter Evening | % of Load | 1 | 2031 | 65535
| High | Time-of-Use Rates (TOU) | DLC-Thermostat-BYOT-Central Heat Pump | General |  | Winter Evening | % of Load | 0 | 2031 | 65535
| High | Time-of-Use Rates (TOU) | DLC-Thermostat-HVAC | General |  | Winter Evening | % of Load | 1 | 2031 | 65535
| High | Time-of-Use Rates (TOU) | DLC-Thermostat-HVAC | General |  | Winter Evening | % of Load | 0 | 2031 | 65535
| High | Time-of-Use Rates (TOU) | DLC-Thermostat-DI-Baseboard Heating | General |  | Winter Evening | % of Load | 1 | 2031 | 65535
| High | Time-of-Use Rates (TOU) | DLC-Thermostat-DI-Baseboard Heating | General |  | Winter Evening | % of Load | 0 | 2031 | 65535
| High | Time-of-Use Rates (TOU) | DLC-Thermostat-BYOT-Baseboard Heating | General |  | Winter Evening | % of Load | 1 | 2031 | 65535
| High | Time-of-Use Rates (TOU) | DLC-Thermostat-BYOT-Baseboard Heating | General |  | Winter Evening | % of Load | 0 | 2031 | 65535
| High | Time-of-Use Rates (TOU) | DLC-Thermostat-DI-MSHP | General |  | Winter Evening | % of Load | 1 | 2031 | 65535
| High | Time-of-Use Rates (TOU) | DLC-Thermostat-DI-MSHP | General |  | Winter Evening | % of Load | 0 | 2031 | 65535
| High | Time-of-Use Rates (TOU) | DLC-Thermostat-BYOT-MSHP | General |  | Winter Evening | % of Load | 1 | 2031 | 65535
| High | Time-of-Use Rates (TOU) | DLC-Thermostat-BYOT-MSHP | General |  | Winter Evening | % of Load | 0 | 2031 | 65535
| High | Time-of-Use Rates (TOU) | C&I Curtailment-Turnkey-Manual HVAC Control | General |  | Winter Evening | % of Load | 1 | 2031 | 65535
| High | Time-of-Use Rates (TOU) | C&I Curtailment-Turnkey-Manual HVAC Control | General |  | Winter Evening | % of Load | 0 | 2031 | 65535
| High | Time-of-Use Rates (TOU) | C&I Curtailment-Turnkey-Auto-DR HVAC Control | General |  | Winter Evening | % of Load | 1 | 2031 | 65535
| High | Time-of-Use Rates (TOU) | C&I Curtailment-Turnkey-Auto-DR HVAC Control | General |  | Winter Evening | % of Load | 0 | 2031 | 65535
| High | Time-of-Use Rates (TOU) | C&I Curtailment-Turnkey-Standard Lighting Control | General |  | Winter Evening | % of Load | 1 | 2031 | 65535
| High | Time-of-Use Rates (TOU) | C&I Curtailment-Turnkey-Standard Lighting Control | General |  | Winter Evening | % of Load | 0 | 2031 | 65535
| High | Time-of-Use Rates (TOU) | C&I Curtailment-Turnkey-Advanced Lighting Control | General |  | Winter Evening | % of Load | 1 | 2031 | 65535
| High | Time-of-Use Rates (TOU) | C&I Curtailment-Turnkey-Advanced Lighting Control | General |  | Winter Evening | % of Load | 0 | 2031 | 65535
| High | Time-of-Use Rates (TOU) | C&I Curtailment-Turnkey-Water Heating Control | General |  | Winter Evening | % of Load | 1 | 2031 | 65535
| High | Time-of-Use Rates (TOU) | C&I Curtailment-Turnkey-Water Heating Control | General |  | Winter Evening | % of Load | 0 | 2031 | 65535
| High | Time-of-Use Rates (TOU) | C&I Curtailment-Turnkey-Other | General |  | Winter Evening | % of Load | 1 | 2031 | 65535
| High | Time-of-Use Rates (TOU) | C&I Curtailment-Turnkey-Other | General |  | Winter Evening | % of Load | 0 | 2031 | 65535
| High | Time-of-Use Rates (TOU) | Time-of-Use Rates (TOU) | General |  | Winter Evening | % of Load | 1 | 2031 | 65535
| High | Time-of-Use Rates (TOU) | Time-of-Use Rates (TOU) | General |  | Winter Evening | % of Load | 0 | 2031 | 65535
| High | Time-of-Use Rates (TOU) | DLC-Switch-Water Heating | Small Industrial |  | Winter Morning | % of Load | 1 | 2031 | 65535
| High | Time-of-Use Rates (TOU) | DLC-Switch-Water Heating | Small Industrial |  | Winter Morning | % of Load | 0 | 2031 | 65535
| High | Time-of-Use Rates (TOU) | DLC-BYOD-Water Heating | Small Industrial |  | Winter Morning | % of Load | 1 | 2031 | 65535
| High | Time-of-Use Rates (TOU) | DLC-BYOD-Water Heating | Small Industrial |  | Winter Morning | % of Load | 0 | 2031 | 65535
| High | Time-of-Use Rates (TOU) | DLC-Thermostat-DI-Central Heat Pump | Small Industrial |  | Winter Morning | % of Load | 1 | 2031 | 65535
| High | Time-of-Use Rates (TOU) | DLC-Thermostat-DI-Central Heat Pump | Small Industrial |  | Winter Morning | % of Load | 0 | 2031 | 65535
| High | Time-of-Use Rates (TOU) | DLC-Thermostat-BYOT-Central Heat Pump | Small Industrial |  | Winter Morning | % of Load | 1 | 2031 | 65535
| High | Time-of-Use Rates (TOU) | DLC-Thermostat-BYOT-Central Heat Pump | Small Industrial |  | Winter Morning | % of Load | 0 | 2031 | 65535
| High | Time-of-Use Rates (TOU) | DLC-Thermostat-HVAC | Small Industrial |  | Winter Morning | % of Load | 1 | 2031 | 65535
| High | Time-of-Use Rates (TOU) | DLC-Thermostat-HVAC | Small Industrial |  | Winter Morning | % of Load | 0 | 2031 | 65535
| High | Time-of-Use Rates (TOU) | DLC-Thermostat-DI-Baseboard Heating | Small Industrial |  | Winter Morning | % of Load | 1 | 2031 | 65535
| High | Time-of-Use Rates (TOU) | DLC-Thermostat-DI-Baseboard Heating | Small Industrial |  | Winter Morning | % of Load | 0 | 2031 | 65535
| High | Time-of-Use Rates (TOU) | DLC-Thermostat-BYOT-Baseboard Heating | Small Industrial |  | Winter Morning | % of Load | 1 | 2031 | 65535
| High | Time-of-Use Rates (TOU) | DLC-Thermostat-BYOT-Baseboard Heating | Small Industrial |  | Winter Morning | % of Load | 0 | 2031 | 65535
| High | Time-of-Use Rates (TOU) | DLC-Thermostat-DI-MSHP | Small Industrial |  | Winter Morning | % of Load | 1 | 2031 | 65535
| High | Time-of-Use Rates (TOU) | DLC-Thermostat-DI-MSHP | Small Industrial |  | Winter Morning | % of Load | 0 | 2031 | 65535
| High | Time-of-Use Rates (TOU) | DLC-Thermostat-BYOT-MSHP | Small Industrial |  | Winter Morning | % of Load | 1 | 2031 | 65535
| High | Time-of-Use Rates (TOU) | DLC-Thermostat-BYOT-MSHP | Small Industrial |  | Winter Morning | % of Load | 0 | 2031 | 65535
| High | Time-of-Use Rates (TOU) | C&I Curtailment-Turnkey-Manual HVAC Control | Small Industrial |  | Winter Morning | % of Load | 1 | 2031 | 65535
| High | Time-of-Use Rates (TOU) | C&I Curtailment-Turnkey-Manual HVAC Control | Small Industrial |  | Winter Morning | % of Load | 0 | 2031 | 65535
| High | Time-of-Use Rates (TOU) | C&I Curtailment-Turnkey-Auto-DR HVAC Control | Small Industrial |  | Winter Morning | % of Load | 1 | 2031 | 65535
| High | Time-of-Use Rates (TOU) | C&I Curtailment-Turnkey-Auto-DR HVAC Control | Small Industrial |  | Winter Morning | % of Load | 0 | 2031 | 65535
| High | Time-of-Use Rates (TOU) | C&I Curtailment-Turnkey-Standard Lighting Control | Small Industrial |  | Winter Morning | % of Load | 1 | 2031 | 65535
| High | Time-of-Use Rates (TOU) | C&I Curtailment-Turnkey-Standard Lighting Control | Small Industrial |  | Winter Morning | % of Load | 0 | 2031 | 65535
| High | Time-of-Use Rates (TOU) | C&I Curtailment-Turnkey-Advanced Lighting Control | Small Industrial |  | Winter Morning | % of Load | 1 | 2031 | 65535
| High | Time-of-Use Rates (TOU) | C&I Curtailment-Turnkey-Advanced Lighting Control | Small Industrial |  | Winter Morning | % of Load | 0 | 2031 | 65535
| High | Time-of-Use Rates (TOU) | C&I Curtailment-Turnkey-Water Heating Control | Small Industrial |  | Winter Morning | % of Load | 1 | 2031 | 65535
| High | Time-of-Use Rates (TOU) | C&I Curtailment-Turnkey-Water Heating Control | Small Industrial |  | Winter Morning | % of Load | 0 | 2031 | 65535
| High | Time-of-Use Rates (TOU) | C&I Curtailment-Turnkey-Other | Small Industrial |  | Winter Morning | % of Load | 1 | 2031 | 65535
| High | Time-of-Use Rates (TOU) | C&I Curtailment-Turnkey-Other | Small Industrial |  | Winter Morning | % of Load | 0 | 2031 | 65535
| High | Time-of-Use Rates (TOU) | C&I Curtailment-Turnkey-Industrial | Small Industrial |  | Winter Morning | % of Load | 1 | 2031 | 65535
| High | Time-of-Use Rates (TOU) | C&I Curtailment-Turnkey-Industrial | Small Industrial |  | Winter Morning | % of Load | 0 | 2031 | 65535
| High | Time-of-Use Rates (TOU) | Time-of-Use Rates (TOU) | Small Industrial |  | Winter Morning | % of Load | 1 | 2031 | 65535
| High | Time-of-Use Rates (TOU) | Time-of-Use Rates (TOU) | Small Industrial |  | Winter Morning | % of Load | 0 | 2031 | 65535
| High | Time-of-Use Rates (TOU) | DLC-Switch-Water Heating | Small Industrial |  | Winter Evening | % of Load | 1 | 2031 | 65535
| High | Time-of-Use Rates (TOU) | DLC-Switch-Water Heating | Small Industrial |  | Winter Evening | % of Load | 0 | 2031 | 65535
| High | Time-of-Use Rates (TOU) | DLC-BYOD-Water Heating | Small Industrial |  | Winter Evening | % of Load | 1 | 2031 | 65535
| High | Time-of-Use Rates (TOU) | DLC-BYOD-Water Heating | Small Industrial |  | Winter Evening | % of Load | 0 | 2031 | 65535
| High | Time-of-Use Rates (TOU) | DLC-Thermostat-DI-Central Heat Pump | Small Industrial |  | Winter Evening | % of Load | 1 | 2031 | 65535
| High | Time-of-Use Rates (TOU) | DLC-Thermostat-DI-Central Heat Pump | Small Industrial |  | Winter Evening | % of Load | 0 | 2031 | 65535
| High | Time-of-Use Rates (TOU) | DLC-Thermostat-BYOT-Central Heat Pump | Small Industrial |  | Winter Evening | % of Load | 1 | 2031 | 65535
| High | Time-of-Use Rates (TOU) | DLC-Thermostat-BYOT-Central Heat Pump | Small Industrial |  | Winter Evening | % of Load | 0 | 2031 | 65535
| High | Time-of-Use Rates (TOU) | DLC-Thermostat-HVAC | Small Industrial |  | Winter Evening | % of Load | 1 | 2031 | 65535
| High | Time-of-Use Rates (TOU) | DLC-Thermostat-HVAC | Small Industrial |  | Winter Evening | % of Load | 0 | 2031 | 65535
| High | Time-of-Use Rates (TOU) | DLC-Thermostat-DI-Baseboard Heating | Small Industrial |  | Winter Evening | % of Load | 1 | 2031 | 65535
| High | Time-of-Use Rates (TOU) | DLC-Thermostat-DI-Baseboard Heating | Small Industrial |  | Winter Evening | % of Load | 0 | 2031 | 65535
| High | Time-of-Use Rates (TOU) | DLC-Thermostat-BYOT-Baseboard Heating | Small Industrial |  | Winter Evening | % of Load | 1 | 2031 | 65535
| High | Time-of-Use Rates (TOU) | DLC-Thermostat-BYOT-Baseboard Heating | Small Industrial |  | Winter Evening | % of Load | 0 | 2031 | 65535
| High | Time-of-Use Rates (TOU) | DLC-Thermostat-DI-MSHP | Small Industrial |  | Winter Evening | % of Load | 1 | 2031 | 65535
| High | Time-of-Use Rates (TOU) | DLC-Thermostat-DI-MSHP | Small Industrial |  | Winter Evening | % of Load | 0 | 2031 | 65535
| High | Time-of-Use Rates (TOU) | DLC-Thermostat-BYOT-MSHP | Small Industrial |  | Winter Evening | % of Load | 1 | 2031 | 65535
| High | Time-of-Use Rates (TOU) | DLC-Thermostat-BYOT-MSHP | Small Industrial |  | Winter Evening | % of Load | 0 | 2031 | 65535
| High | Time-of-Use Rates (TOU) | C&I Curtailment-Turnkey-Manual HVAC Control | Small Industrial |  | Winter Evening | % of Load | 1 | 2031 | 65535
| High | Time-of-Use Rates (TOU) | C&I Curtailment-Turnkey-Manual HVAC Control | Small Industrial |  | Winter Evening | % of Load | 0 | 2031 | 65535
| High | Time-of-Use Rates (TOU) | C&I Curtailment-Turnkey-Auto-DR HVAC Control | Small Industrial |  | Winter Evening | % of Load | 1 | 2031 | 65535
| High | Time-of-Use Rates (TOU) | C&I Curtailment-Turnkey-Auto-DR HVAC Control | Small Industrial |  | Winter Evening | % of Load | 0 | 2031 | 65535
| High | Time-of-Use Rates (TOU) | C&I Curtailment-Turnkey-Standard Lighting Control | Small Industrial |  | Winter Evening | % of Load | 1 | 2031 | 65535
| High | Time-of-Use Rates (TOU) | C&I Curtailment-Turnkey-Standard Lighting Control | Small Industrial |  | Winter Evening | % of Load | 0 | 2031 | 65535
| High | Time-of-Use Rates (TOU) | C&I Curtailment-Turnkey-Advanced Lighting Control | Small Industrial |  | Winter Evening | % of Load | 1 | 2031 | 65535
| High | Time-of-Use Rates (TOU) | C&I Curtailment-Turnkey-Advanced Lighting Control | Small Industrial |  | Winter Evening | % of Load | 0 | 2031 | 65535
| High | Time-of-Use Rates (TOU) | C&I Curtailment-Turnkey-Water Heating Control | Small Industrial |  | Winter Evening | % of Load | 1 | 2031 | 65535
| High | Time-of-Use Rates (TOU) | C&I Curtailment-Turnkey-Water Heating Control | Small Industrial |  | Winter Evening | % of Load | 0 | 2031 | 65535
| High | Time-of-Use Rates (TOU) | C&I Curtailment-Turnkey-Other | Small Industrial |  | Winter Evening | % of Load | 1 | 2031 | 65535
| High | Time-of-Use Rates (TOU) | C&I Curtailment-Turnkey-Other | Small Industrial |  | Winter Evening | % of Load | 0 | 2031 | 65535
| High | Time-of-Use Rates (TOU) | C&I Curtailment-Turnkey-Industrial | Small Industrial |  | Winter Evening | % of Load | 1 | 2031 | 65535
| High | Time-of-Use Rates (TOU) | C&I Curtailment-Turnkey-Industrial | Small Industrial |  | Winter Evening | % of Load | 0 | 2031 | 65535
| High | Time-of-Use Rates (TOU) | Time-of-Use Rates (TOU) | Small Industrial |  | Winter Evening | % of Load | 1 | 2031 | 65535
| High | Time-of-Use Rates (TOU) | Time-of-Use Rates (TOU) | Small Industrial |  | Winter Evening | % of Load | 0 | 2031 | 65535
| High | Time-of-Use Rates (TOU) | DLC-Switch-Water Heating | Medium Industrial |  | Winter Morning | % of Load | 1 | 2031 | 65535
| High | Time-of-Use Rates (TOU) | DLC-Switch-Water Heating | Medium Industrial |  | Winter Morning | % of Load | 0 | 2031 | 65535
| High | Time-of-Use Rates (TOU) | DLC-BYOD-Water Heating | Medium Industrial |  | Winter Morning | % of Load | 1 | 2031 | 65535
| High | Time-of-Use Rates (TOU) | DLC-BYOD-Water Heating | Medium Industrial |  | Winter Morning | % of Load | 0 | 2031 | 65535
| High | Time-of-Use Rates (TOU) | DLC-Thermostat-DI-Central Heat Pump | Medium Industrial |  | Winter Morning | % of Load | 1 | 2031 | 65535
| High | Time-of-Use Rates (TOU) | DLC-Thermostat-DI-Central Heat Pump | Medium Industrial |  | Winter Morning | % of Load | 0 | 2031 | 65535
| High | Time-of-Use Rates (TOU) | DLC-Thermostat-BYOT-Central Heat Pump | Medium Industrial |  | Winter Morning | % of Load | 1 | 2031 | 65535
| High | Time-of-Use Rates (TOU) | DLC-Thermostat-BYOT-Central Heat Pump | Medium Industrial |  | Winter Morning | % of Load | 0 | 2031 | 65535
| High | Time-of-Use Rates (TOU) | DLC-Thermostat-HVAC | Medium Industrial |  | Winter Morning | % of Load | 1 | 2031 | 65535
| High | Time-of-Use Rates (TOU) | DLC-Thermostat-HVAC | Medium Industrial |  | Winter Morning | % of Load | 0 | 2031 | 65535
| High | Time-of-Use Rates (TOU) | DLC-Thermostat-DI-Baseboard Heating | Medium Industrial |  | Winter Morning | % of Load | 1 | 2031 | 65535
| High | Time-of-Use Rates (TOU) | DLC-Thermostat-DI-Baseboard Heating | Medium Industrial |  | Winter Morning | % of Load | 0 | 2031 | 65535
| High | Time-of-Use Rates (TOU) | DLC-Thermostat-BYOT-Baseboard Heating | Medium Industrial |  | Winter Morning | % of Load | 1 | 2031 | 65535
| High | Time-of-Use Rates (TOU) | DLC-Thermostat-BYOT-Baseboard Heating | Medium Industrial |  | Winter Morning | % of Load | 0 | 2031 | 65535
| High | Time-of-Use Rates (TOU) | DLC-Thermostat-DI-MSHP | Medium Industrial |  | Winter Morning | % of Load | 1 | 2031 | 65535
| High | Time-of-Use Rates (TOU) | DLC-Thermostat-DI-MSHP | Medium Industrial |  | Winter Morning | % of Load | 0 | 2031 | 65535
| High | Time-of-Use Rates (TOU) | DLC-Thermostat-BYOT-MSHP | Medium Industrial |  | Winter Morning | % of Load | 1 | 2031 | 65535
| High | Time-of-Use Rates (TOU) | DLC-Thermostat-BYOT-MSHP | Medium Industrial |  | Winter Morning | % of Load | 0 | 2031 | 65535
| High | Time-of-Use Rates (TOU) | C&I Curtailment-Turnkey-Manual HVAC Control | Medium Industrial |  | Winter Morning | % of Load | 1 | 2031 | 65535
| High | Time-of-Use Rates (TOU) | C&I Curtailment-Turnkey-Manual HVAC Control | Medium Industrial |  | Winter Morning | % of Load | 0 | 2031 | 65535
| High | Time-of-Use Rates (TOU) | C&I Curtailment-Turnkey-Auto-DR HVAC Control | Medium Industrial |  | Winter Morning | % of Load | 1 | 2031 | 65535
| High | Time-of-Use Rates (TOU) | C&I Curtailment-Turnkey-Auto-DR HVAC Control | Medium Industrial |  | Winter Morning | % of Load | 0 | 2031 | 65535
| High | Time-of-Use Rates (TOU) | C&I Curtailment-Turnkey-Standard Lighting Control | Medium Industrial |  | Winter Morning | % of Load | 1 | 2031 | 65535
| High | Time-of-Use Rates (TOU) | C&I Curtailment-Turnkey-Standard Lighting Control | Medium Industrial |  | Winter Morning | % of Load | 0 | 2031 | 65535
| High | Time-of-Use Rates (TOU) | C&I Curtailment-Turnkey-Advanced Lighting Control | Medium Industrial |  | Winter Morning | % of Load | 1 | 2031 | 65535
| High | Time-of-Use Rates (TOU) | C&I Curtailment-Turnkey-Advanced Lighting Control | Medium Industrial |  | Winter Morning | % of Load | 0 | 2031 | 65535
| High | Time-of-Use Rates (TOU) | C&I Curtailment-Turnkey-Water Heating Control | Medium Industrial |  | Winter Morning | % of Load | 1 | 2031 | 65535
| High | Time-of-Use Rates (TOU) | C&I Curtailment-Turnkey-Water Heating Control | Medium Industrial |  | Winter Morning | % of Load | 0 | 2031 | 65535
| High | Time-of-Use Rates (TOU) | C&I Curtailment-Turnkey-Other | Medium Industrial |  | Winter Morning | % of Load | 1 | 2031 | 65535
| High | Time-of-Use Rates (TOU) | C&I Curtailment-Turnkey-Other | Medium Industrial |  | Winter Morning | % of Load | 0 | 2031 | 65535
| High | Time-of-Use Rates (TOU) | Time-of-Use Rates (TOU) | Medium Industrial |  | Winter Morning | % of Load | 1 | 2031 | 65535
| High | Time-of-Use Rates (TOU) | Time-of-Use Rates (TOU) | Medium Industrial |  | Winter Morning | % of Load | 0 | 2031 | 65535
| High | Time-of-Use Rates (TOU) | DLC-Switch-Water Heating | Medium Industrial |  | Winter Evening | % of Load | 1 | 2031 | 65535
| High | Time-of-Use Rates (TOU) | DLC-Switch-Water Heating | Medium Industrial |  | Winter Evening | % of Load | 0 | 2031 | 65535
| High | Time-of-Use Rates (TOU) | DLC-BYOD-Water Heating | Medium Industrial |  | Winter Evening | % of Load | 1 | 2031 | 65535
| High | Time-of-Use Rates (TOU) | DLC-BYOD-Water Heating | Medium Industrial |  | Winter Evening | % of Load | 0 | 2031 | 65535
| High | Time-of-Use Rates (TOU) | DLC-Thermostat-DI-Central Heat Pump | Medium Industrial |  | Winter Evening | % of Load | 1 | 2031 | 65535
| High | Time-of-Use Rates (TOU) | DLC-Thermostat-DI-Central Heat Pump | Medium Industrial |  | Winter Evening | % of Load | 0 | 2031 | 65535
| High | Time-of-Use Rates (TOU) | DLC-Thermostat-BYOT-Central Heat Pump | Medium Industrial |  | Winter Evening | % of Load | 1 | 2031 | 65535
| High | Time-of-Use Rates (TOU) | DLC-Thermostat-BYOT-Central Heat Pump | Medium Industrial |  | Winter Evening | % of Load | 0 | 2031 | 65535
| High | Time-of-Use Rates (TOU) | DLC-Thermostat-HVAC | Medium Industrial |  | Winter Evening | % of Load | 1 | 2031 | 65535
| High | Time-of-Use Rates (TOU) | DLC-Thermostat-HVAC | Medium Industrial |  | Winter Evening | % of Load | 0 | 2031 | 65535
| High | Time-of-Use Rates (TOU) | DLC-Thermostat-DI-Baseboard Heating | Medium Industrial |  | Winter Evening | % of Load | 1 | 2031 | 65535
| High | Time-of-Use Rates (TOU) | DLC-Thermostat-DI-Baseboard Heating | Medium Industrial |  | Winter Evening | % of Load | 0 | 2031 | 65535
| High | Time-of-Use Rates (TOU) | DLC-Thermostat-BYOT-Baseboard Heating | Medium Industrial |  | Winter Evening | % of Load | 1 | 2031 | 65535
| High | Time-of-Use Rates (TOU) | DLC-Thermostat-BYOT-Baseboard Heating | Medium Industrial |  | Winter Evening | % of Load | 0 | 2031 | 65535
| High | Time-of-Use Rates (TOU) | DLC-Thermostat-DI-MSHP | Medium Industrial |  | Winter Evening | % of Load | 1 | 2031 | 65535
| High | Time-of-Use Rates (TOU) | DLC-Thermostat-DI-MSHP | Medium Industrial |  | Winter Evening | % of Load | 0 | 2031 | 65535
| High | Time-of-Use Rates (TOU) | DLC-Thermostat-BYOT-MSHP | Medium Industrial |  | Winter Evening | % of Load | 1 | 2031 | 65535
| High | Time-of-Use Rates (TOU) | DLC-Thermostat-BYOT-MSHP | Medium Industrial |  | Winter Evening | % of Load | 0 | 2031 | 65535
| High | Time-of-Use Rates (TOU) | C&I Curtailment-Turnkey-Manual HVAC Control | Medium Industrial |  | Winter Evening | % of Load | 1 | 2031 | 65535
| High | Time-of-Use Rates (TOU) | C&I Curtailment-Turnkey-Manual HVAC Control | Medium Industrial |  | Winter Evening | % of Load | 0 | 2031 | 65535
| High | Time-of-Use Rates (TOU) | C&I Curtailment-Turnkey-Auto-DR HVAC Control | Medium Industrial |  | Winter Evening | % of Load | 1 | 2031 | 65535
| High | Time-of-Use Rates (TOU) | C&I Curtailment-Turnkey-Auto-DR HVAC Control | Medium Industrial |  | Winter Evening | % of Load | 0 | 2031 | 65535
| High | Time-of-Use Rates (TOU) | C&I Curtailment-Turnkey-Standard Lighting Control | Medium Industrial |  | Winter Evening | % of Load | 1 | 2031 | 65535
| High | Time-of-Use Rates (TOU) | C&I Curtailment-Turnkey-Standard Lighting Control | Medium Industrial |  | Winter Evening | % of Load | 0 | 2031 | 65535
| High | Time-of-Use Rates (TOU) | C&I Curtailment-Turnkey-Advanced Lighting Control | Medium Industrial |  | Winter Evening | % of Load | 1 | 2031 | 65535
| High | Time-of-Use Rates (TOU) | C&I Curtailment-Turnkey-Advanced Lighting Control | Medium Industrial |  | Winter Evening | % of Load | 0 | 2031 | 65535
| High | Time-of-Use Rates (TOU) | C&I Curtailment-Turnkey-Water Heating Control | Medium Industrial |  | Winter Evening | % of Load | 1 | 2031 | 65535
| High | Time-of-Use Rates (TOU) | C&I Curtailment-Turnkey-Water Heating Control | Medium Industrial |  | Winter Evening | % of Load | 0 | 2031 | 65535
| High | Time-of-Use Rates (TOU) | C&I Curtailment-Turnkey-Other | Medium Industrial |  | Winter Evening | % of Load | 1 | 2031 | 65535
| High | Time-of-Use Rates (TOU) | C&I Curtailment-Turnkey-Other | Medium Industrial |  | Winter Evening | % of Load | 0 | 2031 | 65535
| High | Time-of-Use Rates (TOU) | Time-of-Use Rates (TOU) | Medium Industrial |  | Winter Evening | % of Load | 1 | 2031 | 65535
| High | Time-of-Use Rates (TOU) | Time-of-Use Rates (TOU) | Medium Industrial |  | Winter Evening | % of Load | 0 | 2031 | 65535
| High | Time-of-Use Rates (TOU) | Time-of-Use Rates (TOU) | Residential Charitable |  | Winter Morning | % of Load | 1 | 2031 | 65535
| High | Time-of-Use Rates (TOU) | Time-of-Use Rates (TOU) | Residential Charitable |  | Winter Morning | % of Load | 0 | 2031 | 65535
| High | Time-of-Use Rates (TOU) | Time-of-Use Rates (TOU) | Residential Charitable |  | Winter Evening | % of Load | 1 | 2031 | 65535
| High | Time-of-Use Rates (TOU) | Time-of-Use Rates (TOU) | Residential Charitable |  | Winter Evening | % of Load | 0 | 2031 | 65535
| High | DLC-Thermostat | DLC-Switch-Water Heating | Small General |  | Winter Morning | % of Load | 1 | 2032 | 65535
| High | DLC-Thermostat | DLC-Switch-Water Heating | Small General |  | Winter Morning | % of Load | 0 | 2032 | 65535
| High | DLC-Thermostat | DLC-BYOD-Water Heating | Small General |  | Winter Morning | % of Load | 1 | 2032 | 65535
| High | DLC-Thermostat | DLC-BYOD-Water Heating | Small General |  | Winter Morning | % of Load | 0 | 2032 | 65535
| High | DLC-Thermostat | DLC-Thermostat-DI-Central Heat Pump | Small General |  | Winter Morning | % of Load | 1 | 2032 | 65535
| High | DLC-Thermostat | DLC-Thermostat-DI-Central Heat Pump | Small General |  | Winter Morning | % of Load | 0 | 2032 | 65535
| High | DLC-Thermostat | DLC-Thermostat-BYOT-Central Heat Pump | Small General |  | Winter Morning | % of Load | 1 | 2032 | 65535
| High | DLC-Thermostat | DLC-Thermostat-BYOT-Central Heat Pump | Small General |  | Winter Morning | % of Load | 0 | 2032 | 65535
| High | DLC-Thermostat | DLC-Thermostat-HVAC | Small General |  | Winter Morning | % of Load | 1 | 2032 | 65535
| High | DLC-Thermostat | DLC-Thermostat-HVAC | Small General |  | Winter Morning | % of Load | 0 | 2032 | 65535
| High | DLC-Thermostat | DLC-Thermostat-DI-Baseboard Heating | Small General |  | Winter Morning | % of Load | 1 | 2032 | 65535
| High | DLC-Thermostat | DLC-Thermostat-DI-Baseboard Heating | Small General |  | Winter Morning | % of Load | 0 | 2032 | 65535
| High | DLC-Thermostat | DLC-Thermostat-BYOT-Baseboard Heating | Small General |  | Winter Morning | % of Load | 1 | 2032 | 65535
| High | DLC-Thermostat | DLC-Thermostat-BYOT-Baseboard Heating | Small General |  | Winter Morning | % of Load | 0 | 2032 | 65535
| High | DLC-Thermostat | DLC-Thermostat-DI-MSHP | Small General |  | Winter Morning | % of Load | 1 | 2032 | 65535
| High | DLC-Thermostat | DLC-Thermostat-DI-MSHP | Small General |  | Winter Morning | % of Load | 0 | 2032 | 65535
| High | DLC-Thermostat | DLC-Thermostat-BYOT-MSHP | Small General |  | Winter Morning | % of Load | 1 | 2032 | 65535
| High | DLC-Thermostat | DLC-Thermostat-BYOT-MSHP | Small General |  | Winter Morning | % of Load | 0 | 2032 | 65535
| High | DLC-Thermostat | C&I Curtailment-Turnkey-Manual HVAC Control | Small General |  | Winter Morning | % of Load | 1 | 2032 | 65535
| High | DLC-Thermostat | C&I Curtailment-Turnkey-Manual HVAC Control | Small General |  | Winter Morning | % of Load | 0 | 2032 | 65535
| High | DLC-Thermostat | C&I Curtailment-Turnkey-Auto-DR HVAC Control | Small General |  | Winter Morning | % of Load | 1 | 2032 | 65535
| High | DLC-Thermostat | C&I Curtailment-Turnkey-Auto-DR HVAC Control | Small General |  | Winter Morning | % of Load | 0 | 2032 | 65535
| High | DLC-Thermostat | C&I Curtailment-Turnkey-Standard Lighting Control | Small General |  | Winter Morning | % of Load | 1 | 2032 | 65535
| High | DLC-Thermostat | C&I Curtailment-Turnkey-Standard Lighting Control | Small General |  | Winter Morning | % of Load | 0 | 2032 | 65535
| High | DLC-Thermostat | C&I Curtailment-Turnkey-Advanced Lighting Control | Small General |  | Winter Morning | % of Load | 1 | 2032 | 65535
| High | DLC-Thermostat | C&I Curtailment-Turnkey-Advanced Lighting Control | Small General |  | Winter Morning | % of Load | 0 | 2032 | 65535
| High | DLC-Thermostat | C&I Curtailment-Turnkey-Water Heating Control | Small General |  | Winter Morning | % of Load | 1 | 2032 | 65535
| High | DLC-Thermostat | C&I Curtailment-Turnkey-Water Heating Control | Small General |  | Winter Morning | % of Load | 0 | 2032 | 65535
| High | DLC-Thermostat | C&I Curtailment-Turnkey-Other | Small General |  | Winter Morning | % of Load | 1 | 2032 | 65535
| High | DLC-Thermostat | C&I Curtailment-Turnkey-Other | Small General |  | Winter Morning | % of Load | 0 | 2032 | 65535
| High | DLC-Thermostat | Dynamic Pricing with enabling tech. | Small General |  | Winter Morning | % of Load | 1 | 2032 | 65535
| High | DLC-Thermostat | Dynamic Pricing with enabling tech. | Small General |  | Winter Morning | % of Load | 0 | 2032 | 65535
| High | DLC-Thermostat | DLC-Switch-Water Heating | Small General |  | Winter Evening | % of Load | 1 | 2032 | 65535
| High | DLC-Thermostat | DLC-Switch-Water Heating | Small General |  | Winter Evening | % of Load | 0 | 2032 | 65535
| High | DLC-Thermostat | DLC-BYOD-Water Heating | Small General |  | Winter Evening | % of Load | 1 | 2032 | 65535
| High | DLC-Thermostat | DLC-BYOD-Water Heating | Small General |  | Winter Evening | % of Load | 0 | 2032 | 65535
| High | DLC-Thermostat | DLC-Thermostat-DI-Central Heat Pump | Small General |  | Winter Evening | % of Load | 1 | 2032 | 65535
| High | DLC-Thermostat | DLC-Thermostat-DI-Central Heat Pump | Small General |  | Winter Evening | % of Load | 0 | 2032 | 65535
| High | DLC-Thermostat | DLC-Thermostat-BYOT-Central Heat Pump | Small General |  | Winter Evening | % of Load | 1 | 2032 | 65535
| High | DLC-Thermostat | DLC-Thermostat-BYOT-Central Heat Pump | Small General |  | Winter Evening | % of Load | 0 | 2032 | 65535
| High | DLC-Thermostat | DLC-Thermostat-HVAC | Small General |  | Winter Evening | % of Load | 1 | 2032 | 65535
| High | DLC-Thermostat | DLC-Thermostat-HVAC | Small General |  | Winter Evening | % of Load | 0 | 2032 | 65535
| High | DLC-Thermostat | DLC-Thermostat-DI-Baseboard Heating | Small General |  | Winter Evening | % of Load | 1 | 2032 | 65535
| High | DLC-Thermostat | DLC-Thermostat-DI-Baseboard Heating | Small General |  | Winter Evening | % of Load | 0 | 2032 | 65535
| High | DLC-Thermostat | DLC-Thermostat-BYOT-Baseboard Heating | Small General |  | Winter Evening | % of Load | 1 | 2032 | 65535
| High | DLC-Thermostat | DLC-Thermostat-BYOT-Baseboard Heating | Small General |  | Winter Evening | % of Load | 0 | 2032 | 65535
| High | DLC-Thermostat | DLC-Thermostat-DI-MSHP | Small General |  | Winter Evening | % of Load | 1 | 2032 | 65535
| High | DLC-Thermostat | DLC-Thermostat-DI-MSHP | Small General |  | Winter Evening | % of Load | 0 | 2032 | 65535
| High | DLC-Thermostat | DLC-Thermostat-BYOT-MSHP | Small General |  | Winter Evening | % of Load | 1 | 2032 | 65535
| High | DLC-Thermostat | DLC-Thermostat-BYOT-MSHP | Small General |  | Winter Evening | % of Load | 0 | 2032 | 65535
| High | DLC-Thermostat | C&I Curtailment-Turnkey-Manual HVAC Control | Small General |  | Winter Evening | % of Load | 1 | 2032 | 65535
| High | DLC-Thermostat | C&I Curtailment-Turnkey-Manual HVAC Control | Small General |  | Winter Evening | % of Load | 0 | 2032 | 65535
| High | DLC-Thermostat | C&I Curtailment-Turnkey-Auto-DR HVAC Control | Small General |  | Winter Evening | % of Load | 1 | 2032 | 65535
| High | DLC-Thermostat | C&I Curtailment-Turnkey-Auto-DR HVAC Control | Small General |  | Winter Evening | % of Load | 0 | 2032 | 65535
| High | DLC-Thermostat | C&I Curtailment-Turnkey-Standard Lighting Control | Small General |  | Winter Evening | % of Load | 1 | 2032 | 65535
| High | DLC-Thermostat | C&I Curtailment-Turnkey-Standard Lighting Control | Small General |  | Winter Evening | % of Load | 0 | 2032 | 65535
| High | DLC-Thermostat | C&I Curtailment-Turnkey-Advanced Lighting Control | Small General |  | Winter Evening | % of Load | 1 | 2032 | 65535
| High | DLC-Thermostat | C&I Curtailment-Turnkey-Advanced Lighting Control | Small General |  | Winter Evening | % of Load | 0 | 2032 | 65535
| High | DLC-Thermostat | C&I Curtailment-Turnkey-Water Heating Control | Small General |  | Winter Evening | % of Load | 1 | 2032 | 65535
| High | DLC-Thermostat | C&I Curtailment-Turnkey-Water Heating Control | Small General |  | Winter Evening | % of Load | 0 | 2032 | 65535
| High | DLC-Thermostat | C&I Curtailment-Turnkey-Other | Small General |  | Winter Evening | % of Load | 1 | 2032 | 65535
| High | DLC-Thermostat | C&I Curtailment-Turnkey-Other | Small General |  | Winter Evening | % of Load | 0 | 2032 | 65535
| High | DLC-Thermostat | Dynamic Pricing with enabling tech. | Small General |  | Winter Evening | % of Load | 1 | 2032 | 65535
| High | DLC-Thermostat | Dynamic Pricing with enabling tech. | Small General |  | Winter Evening | % of Load | 0 | 2032 | 65535
| High | DLC-Thermostat | DLC-Switch-Water Heating | General |  | Winter Morning | % of Load | 1 | 2032 | 65535
| High | DLC-Thermostat | DLC-Switch-Water Heating | General |  | Winter Morning | % of Load | 0 | 2032 | 65535
| High | DLC-Thermostat | DLC-BYOD-Water Heating | General |  | Winter Morning | % of Load | 1 | 2032 | 65535
| High | DLC-Thermostat | DLC-BYOD-Water Heating | General |  | Winter Morning | % of Load | 0 | 2032 | 65535
| High | DLC-Thermostat | DLC-Thermostat-DI-Central Heat Pump | General |  | Winter Morning | % of Load | 1 | 2032 | 65535
| High | DLC-Thermostat | DLC-Thermostat-DI-Central Heat Pump | General |  | Winter Morning | % of Load | 0 | 2032 | 65535
| High | DLC-Thermostat | DLC-Thermostat-BYOT-Central Heat Pump | General |  | Winter Morning | % of Load | 1 | 2032 | 65535
| High | DLC-Thermostat | DLC-Thermostat-BYOT-Central Heat Pump | General |  | Winter Morning | % of Load | 0 | 2032 | 65535
| High | DLC-Thermostat | DLC-Thermostat-HVAC | General |  | Winter Morning | % of Load | 1 | 2032 | 65535
| High | DLC-Thermostat | DLC-Thermostat-HVAC | General |  | Winter Morning | % of Load | 0 | 2032 | 65535
| High | DLC-Thermostat | DLC-Thermostat-DI-Baseboard Heating | General |  | Winter Morning | % of Load | 1 | 2032 | 65535
| High | DLC-Thermostat | DLC-Thermostat-DI-Baseboard Heating | General |  | Winter Morning | % of Load | 0 | 2032 | 65535
| High | DLC-Thermostat | DLC-Thermostat-BYOT-Baseboard Heating | General |  | Winter Morning | % of Load | 1 | 2032 | 65535
| High | DLC-Thermostat | DLC-Thermostat-BYOT-Baseboard Heating | General |  | Winter Morning | % of Load | 0 | 2032 | 65535
| High | DLC-Thermostat | DLC-Thermostat-DI-MSHP | General |  | Winter Morning | % of Load | 1 | 2032 | 65535
| High | DLC-Thermostat | DLC-Thermostat-DI-MSHP | General |  | Winter Morning | % of Load | 0 | 2032 | 65535
| High | DLC-Thermostat | DLC-Thermostat-BYOT-MSHP | General |  | Winter Morning | % of Load | 1 | 2032 | 65535
| High | DLC-Thermostat | DLC-Thermostat-BYOT-MSHP | General |  | Winter Morning | % of Load | 0 | 2032 | 65535
| High | DLC-Thermostat | C&I Curtailment-Turnkey-Manual HVAC Control | General |  | Winter Morning | % of Load | 1 | 2032 | 65535
| High | DLC-Thermostat | C&I Curtailment-Turnkey-Manual HVAC Control | General |  | Winter Morning | % of Load | 0 | 2032 | 65535
| High | DLC-Thermostat | C&I Curtailment-Turnkey-Auto-DR HVAC Control | General |  | Winter Morning | % of Load | 1 | 2032 | 65535
| High | DLC-Thermostat | C&I Curtailment-Turnkey-Auto-DR HVAC Control | General |  | Winter Morning | % of Load | 0 | 2032 | 65535
| High | DLC-Thermostat | C&I Curtailment-Turnkey-Standard Lighting Control | General |  | Winter Morning | % of Load | 1 | 2032 | 65535
| High | DLC-Thermostat | C&I Curtailment-Turnkey-Standard Lighting Control | General |  | Winter Morning | % of Load | 0 | 2032 | 65535
| High | DLC-Thermostat | C&I Curtailment-Turnkey-Advanced Lighting Control | General |  | Winter Morning | % of Load | 1 | 2032 | 65535
| High | DLC-Thermostat | C&I Curtailment-Turnkey-Advanced Lighting Control | General |  | Winter Morning | % of Load | 0 | 2032 | 65535
| High | DLC-Thermostat | C&I Curtailment-Turnkey-Water Heating Control | General |  | Winter Morning | % of Load | 1 | 2032 | 65535
| High | DLC-Thermostat | C&I Curtailment-Turnkey-Water Heating Control | General |  | Winter Morning | % of Load | 0 | 2032 | 65535
| High | DLC-Thermostat | C&I Curtailment-Turnkey-Other | General |  | Winter Morning | % of Load | 1 | 2032 | 65535
| High | DLC-Thermostat | C&I Curtailment-Turnkey-Other | General |  | Winter Morning | % of Load | 0 | 2032 | 65535
| High | DLC-Thermostat | DLC-Switch-Water Heating | General |  | Winter Evening | % of Load | 1 | 2032 | 65535
| High | DLC-Thermostat | DLC-Switch-Water Heating | General |  | Winter Evening | % of Load | 0 | 2032 | 65535
| High | DLC-Thermostat | DLC-BYOD-Water Heating | General |  | Winter Evening | % of Load | 1 | 2032 | 65535
| High | DLC-Thermostat | DLC-BYOD-Water Heating | General |  | Winter Evening | % of Load | 0 | 2032 | 65535
| High | DLC-Thermostat | DLC-Thermostat-DI-Central Heat Pump | General |  | Winter Evening | % of Load | 1 | 2032 | 65535
| High | DLC-Thermostat | DLC-Thermostat-DI-Central Heat Pump | General |  | Winter Evening | % of Load | 0 | 2032 | 65535
| High | DLC-Thermostat | DLC-Thermostat-BYOT-Central Heat Pump | General |  | Winter Evening | % of Load | 1 | 2032 | 65535
| High | DLC-Thermostat | DLC-Thermostat-BYOT-Central Heat Pump | General |  | Winter Evening | % of Load | 0 | 2032 | 65535
| High | DLC-Thermostat | DLC-Thermostat-HVAC | General |  | Winter Evening | % of Load | 1 | 2032 | 65535
| High | DLC-Thermostat | DLC-Thermostat-HVAC | General |  | Winter Evening | % of Load | 0 | 2032 | 65535
| High | DLC-Thermostat | DLC-Thermostat-DI-Baseboard Heating | General |  | Winter Evening | % of Load | 1 | 2032 | 65535
| High | DLC-Thermostat | DLC-Thermostat-DI-Baseboard Heating | General |  | Winter Evening | % of Load | 0 | 2032 | 65535
| High | DLC-Thermostat | DLC-Thermostat-BYOT-Baseboard Heating | General |  | Winter Evening | % of Load | 1 | 2032 | 65535
| High | DLC-Thermostat | DLC-Thermostat-BYOT-Baseboard Heating | General |  | Winter Evening | % of Load | 0 | 2032 | 65535
| High | DLC-Thermostat | DLC-Thermostat-DI-MSHP | General |  | Winter Evening | % of Load | 1 | 2032 | 65535
| High | DLC-Thermostat | DLC-Thermostat-DI-MSHP | General |  | Winter Evening | % of Load | 0 | 2032 | 65535
| High | DLC-Thermostat | DLC-Thermostat-BYOT-MSHP | General |  | Winter Evening | % of Load | 1 | 2032 | 65535
| High | DLC-Thermostat | DLC-Thermostat-BYOT-MSHP | General |  | Winter Evening | % of Load | 0 | 2032 | 65535
| High | DLC-Thermostat | C&I Curtailment-Turnkey-Manual HVAC Control | General |  | Winter Evening | % of Load | 1 | 2032 | 65535
| High | DLC-Thermostat | C&I Curtailment-Turnkey-Manual HVAC Control | General |  | Winter Evening | % of Load | 0 | 2032 | 65535
| High | DLC-Thermostat | C&I Curtailment-Turnkey-Auto-DR HVAC Control | General |  | Winter Evening | % of Load | 1 | 2032 | 65535
| High | DLC-Thermostat | C&I Curtailment-Turnkey-Auto-DR HVAC Control | General |  | Winter Evening | % of Load | 0 | 2032 | 65535
| High | DLC-Thermostat | C&I Curtailment-Turnkey-Standard Lighting Control | General |  | Winter Evening | % of Load | 1 | 2032 | 65535
| High | DLC-Thermostat | C&I Curtailment-Turnkey-Standard Lighting Control | General |  | Winter Evening | % of Load | 0 | 2032 | 65535
| High | DLC-Thermostat | C&I Curtailment-Turnkey-Advanced Lighting Control | General |  | Winter Evening | % of Load | 1 | 2032 | 65535
| High | DLC-Thermostat | C&I Curtailment-Turnkey-Advanced Lighting Control | General |  | Winter Evening | % of Load | 0 | 2032 | 65535
| High | DLC-Thermostat | C&I Curtailment-Turnkey-Water Heating Control | General |  | Winter Evening | % of Load | 1 | 2032 | 65535
| High | DLC-Thermostat | C&I Curtailment-Turnkey-Water Heating Control | General |  | Winter Evening | % of Load | 0 | 2032 | 65535
| High | DLC-Thermostat | C&I Curtailment-Turnkey-Other | General |  | Winter Evening | % of Load | 1 | 2032 | 65535
| High | DLC-Thermostat | C&I Curtailment-Turnkey-Other | General |  | Winter Evening | % of Load | 0 | 2032 | 65535
| High | DLC-Thermostat | DLC-Switch-Water Heating | Small Industrial |  | Winter Morning | % of Load | 1 | 2032 | 65535
| High | DLC-Thermostat | DLC-Switch-Water Heating | Small Industrial |  | Winter Morning | % of Load | 0 | 2032 | 65535
| High | DLC-Thermostat | DLC-BYOD-Water Heating | Small Industrial |  | Winter Morning | % of Load | 1 | 2032 | 65535
| High | DLC-Thermostat | DLC-BYOD-Water Heating | Small Industrial |  | Winter Morning | % of Load | 0 | 2032 | 65535
| High | DLC-Thermostat | DLC-Thermostat-DI-Central Heat Pump | Small Industrial |  | Winter Morning | % of Load | 1 | 2032 | 65535
| High | DLC-Thermostat | DLC-Thermostat-DI-Central Heat Pump | Small Industrial |  | Winter Morning | % of Load | 0 | 2032 | 65535
| High | DLC-Thermostat | DLC-Thermostat-BYOT-Central Heat Pump | Small Industrial |  | Winter Morning | % of Load | 1 | 2032 | 65535
| High | DLC-Thermostat | DLC-Thermostat-BYOT-Central Heat Pump | Small Industrial |  | Winter Morning | % of Load | 0 | 2032 | 65535
| High | DLC-Thermostat | DLC-Thermostat-HVAC | Small Industrial |  | Winter Morning | % of Load | 1 | 2032 | 65535
| High | DLC-Thermostat | DLC-Thermostat-HVAC | Small Industrial |  | Winter Morning | % of Load | 0 | 2032 | 65535
| High | DLC-Thermostat | DLC-Thermostat-DI-Baseboard Heating | Small Industrial |  | Winter Morning | % of Load | 1 | 2032 | 65535
| High | DLC-Thermostat | DLC-Thermostat-DI-Baseboard Heating | Small Industrial |  | Winter Morning | % of Load | 0 | 2032 | 65535
| High | DLC-Thermostat | DLC-Thermostat-BYOT-Baseboard Heating | Small Industrial |  | Winter Morning | % of Load | 1 | 2032 | 65535
| High | DLC-Thermostat | DLC-Thermostat-BYOT-Baseboard Heating | Small Industrial |  | Winter Morning | % of Load | 0 | 2032 | 65535
| High | DLC-Thermostat | DLC-Thermostat-DI-MSHP | Small Industrial |  | Winter Morning | % of Load | 1 | 2032 | 65535
| High | DLC-Thermostat | DLC-Thermostat-DI-MSHP | Small Industrial |  | Winter Morning | % of Load | 0 | 2032 | 65535
| High | DLC-Thermostat | DLC-Thermostat-BYOT-MSHP | Small Industrial |  | Winter Morning | % of Load | 1 | 2032 | 65535
| High | DLC-Thermostat | DLC-Thermostat-BYOT-MSHP | Small Industrial |  | Winter Morning | % of Load | 0 | 2032 | 65535
| High | DLC-Thermostat | C&I Curtailment-Turnkey-Manual HVAC Control | Small Industrial |  | Winter Morning | % of Load | 1 | 2032 | 65535
| High | DLC-Thermostat | C&I Curtailment-Turnkey-Manual HVAC Control | Small Industrial |  | Winter Morning | % of Load | 0 | 2032 | 65535
| High | DLC-Thermostat | C&I Curtailment-Turnkey-Auto-DR HVAC Control | Small Industrial |  | Winter Morning | % of Load | 1 | 2032 | 65535
| High | DLC-Thermostat | C&I Curtailment-Turnkey-Auto-DR HVAC Control | Small Industrial |  | Winter Morning | % of Load | 0 | 2032 | 65535
| High | DLC-Thermostat | C&I Curtailment-Turnkey-Standard Lighting Control | Small Industrial |  | Winter Morning | % of Load | 1 | 2032 | 65535
| High | DLC-Thermostat | C&I Curtailment-Turnkey-Standard Lighting Control | Small Industrial |  | Winter Morning | % of Load | 0 | 2032 | 65535
| High | DLC-Thermostat | C&I Curtailment-Turnkey-Advanced Lighting Control | Small Industrial |  | Winter Morning | % of Load | 1 | 2032 | 65535
| High | DLC-Thermostat | C&I Curtailment-Turnkey-Advanced Lighting Control | Small Industrial |  | Winter Morning | % of Load | 0 | 2032 | 65535
| High | DLC-Thermostat | C&I Curtailment-Turnkey-Water Heating Control | Small Industrial |  | Winter Morning | % of Load | 1 | 2032 | 65535
| High | DLC-Thermostat | C&I Curtailment-Turnkey-Water Heating Control | Small Industrial |  | Winter Morning | % of Load | 0 | 2032 | 65535
| High | DLC-Thermostat | C&I Curtailment-Turnkey-Other | Small Industrial |  | Winter Morning | % of Load | 1 | 2032 | 65535
| High | DLC-Thermostat | C&I Curtailment-Turnkey-Other | Small Industrial |  | Winter Morning | % of Load | 0 | 2032 | 65535
| High | DLC-Thermostat | C&I Curtailment-Turnkey-Industrial | Small Industrial |  | Winter Morning | % of Load | 1 | 2032 | 65535
| High | DLC-Thermostat | C&I Curtailment-Turnkey-Industrial | Small Industrial |  | Winter Morning | % of Load | 0 | 2032 | 65535
| High | DLC-Thermostat | DLC-Switch-Water Heating | Small Industrial |  | Winter Evening | % of Load | 1 | 2032 | 65535
| High | DLC-Thermostat | DLC-Switch-Water Heating | Small Industrial |  | Winter Evening | % of Load | 0 | 2032 | 65535
| High | DLC-Thermostat | DLC-BYOD-Water Heating | Small Industrial |  | Winter Evening | % of Load | 1 | 2032 | 65535
| High | DLC-Thermostat | DLC-BYOD-Water Heating | Small Industrial |  | Winter Evening | % of Load | 0 | 2032 | 65535
| High | DLC-Thermostat | DLC-Thermostat-DI-Central Heat Pump | Small Industrial |  | Winter Evening | % of Load | 1 | 2032 | 65535
| High | DLC-Thermostat | DLC-Thermostat-DI-Central Heat Pump | Small Industrial |  | Winter Evening | % of Load | 0 | 2032 | 65535
| High | DLC-Thermostat | DLC-Thermostat-BYOT-Central Heat Pump | Small Industrial |  | Winter Evening | % of Load | 1 | 2032 | 65535
| High | DLC-Thermostat | DLC-Thermostat-BYOT-Central Heat Pump | Small Industrial |  | Winter Evening | % of Load | 0 | 2032 | 65535
| High | DLC-Thermostat | DLC-Thermostat-HVAC | Small Industrial |  | Winter Evening | % of Load | 1 | 2032 | 65535
| High | DLC-Thermostat | DLC-Thermostat-HVAC | Small Industrial |  | Winter Evening | % of Load | 0 | 2032 | 65535
| High | DLC-Thermostat | DLC-Thermostat-DI-Baseboard Heating | Small Industrial |  | Winter Evening | % of Load | 1 | 2032 | 65535
| High | DLC-Thermostat | DLC-Thermostat-DI-Baseboard Heating | Small Industrial |  | Winter Evening | % of Load | 0 | 2032 | 65535
| High | DLC-Thermostat | DLC-Thermostat-BYOT-Baseboard Heating | Small Industrial |  | Winter Evening | % of Load | 1 | 2032 | 65535
| High | DLC-Thermostat | DLC-Thermostat-BYOT-Baseboard Heating | Small Industrial |  | Winter Evening | % of Load | 0 | 2032 | 65535
| High | DLC-Thermostat | DLC-Thermostat-DI-MSHP | Small Industrial |  | Winter Evening | % of Load | 1 | 2032 | 65535
| High | DLC-Thermostat | DLC-Thermostat-DI-MSHP | Small Industrial |  | Winter Evening | % of Load | 0 | 2032 | 65535
| High | DLC-Thermostat | DLC-Thermostat-BYOT-MSHP | Small Industrial |  | Winter Evening | % of Load | 1 | 2032 | 65535
| High | DLC-Thermostat | DLC-Thermostat-BYOT-MSHP | Small Industrial |  | Winter Evening | % of Load | 0 | 2032 | 65535
| High | DLC-Thermostat | C&I Curtailment-Turnkey-Manual HVAC Control | Small Industrial |  | Winter Evening | % of Load | 1 | 2032 | 65535
| High | DLC-Thermostat | C&I Curtailment-Turnkey-Manual HVAC Control | Small Industrial |  | Winter Evening | % of Load | 0 | 2032 | 65535
| High | DLC-Thermostat | C&I Curtailment-Turnkey-Auto-DR HVAC Control | Small Industrial |  | Winter Evening | % of Load | 1 | 2032 | 65535
| High | DLC-Thermostat | C&I Curtailment-Turnkey-Auto-DR HVAC Control | Small Industrial |  | Winter Evening | % of Load | 0 | 2032 | 65535
| High | DLC-Thermostat | C&I Curtailment-Turnkey-Standard Lighting Control | Small Industrial |  | Winter Evening | % of Load | 1 | 2032 | 65535
| High | DLC-Thermostat | C&I Curtailment-Turnkey-Standard Lighting Control | Small Industrial |  | Winter Evening | % of Load | 0 | 2032 | 65535
| High | DLC-Thermostat | C&I Curtailment-Turnkey-Advanced Lighting Control | Small Industrial |  | Winter Evening | % of Load | 1 | 2032 | 65535
| High | DLC-Thermostat | C&I Curtailment-Turnkey-Advanced Lighting Control | Small Industrial |  | Winter Evening | % of Load | 0 | 2032 | 65535
| High | DLC-Thermostat | C&I Curtailment-Turnkey-Water Heating Control | Small Industrial |  | Winter Evening | % of Load | 1 | 2032 | 65535
| High | DLC-Thermostat | C&I Curtailment-Turnkey-Water Heating Control | Small Industrial |  | Winter Evening | % of Load | 0 | 2032 | 65535
| High | DLC-Thermostat | C&I Curtailment-Turnkey-Other | Small Industrial |  | Winter Evening | % of Load | 1 | 2032 | 65535
| High | DLC-Thermostat | C&I Curtailment-Turnkey-Other | Small Industrial |  | Winter Evening | % of Load | 0 | 2032 | 65535
| High | DLC-Thermostat | C&I Curtailment-Turnkey-Industrial | Small Industrial |  | Winter Evening | % of Load | 1 | 2032 | 65535
| High | DLC-Thermostat | C&I Curtailment-Turnkey-Industrial | Small Industrial |  | Winter Evening | % of Load | 0 | 2032 | 65535
| High | DLC-Thermostat | DLC-Switch-Water Heating | Medium Industrial |  | Winter Morning | % of Load | 1 | 2032 | 65535
| High | DLC-Thermostat | DLC-Switch-Water Heating | Medium Industrial |  | Winter Morning | % of Load | 0 | 2032 | 65535
| High | DLC-Thermostat | DLC-BYOD-Water Heating | Medium Industrial |  | Winter Morning | % of Load | 1 | 2032 | 65535
| High | DLC-Thermostat | DLC-BYOD-Water Heating | Medium Industrial |  | Winter Morning | % of Load | 0 | 2032 | 65535
| High | DLC-Thermostat | DLC-Thermostat-DI-Central Heat Pump | Medium Industrial |  | Winter Morning | % of Load | 1 | 2032 | 65535
| High | DLC-Thermostat | DLC-Thermostat-DI-Central Heat Pump | Medium Industrial |  | Winter Morning | % of Load | 0 | 2032 | 65535
| High | DLC-Thermostat | DLC-Thermostat-BYOT-Central Heat Pump | Medium Industrial |  | Winter Morning | % of Load | 1 | 2032 | 65535
| High | DLC-Thermostat | DLC-Thermostat-BYOT-Central Heat Pump | Medium Industrial |  | Winter Morning | % of Load | 0 | 2032 | 65535
| High | DLC-Thermostat | DLC-Thermostat-HVAC | Medium Industrial |  | Winter Morning | % of Load | 1 | 2032 | 65535
| High | DLC-Thermostat | DLC-Thermostat-HVAC | Medium Industrial |  | Winter Morning | % of Load | 0 | 2032 | 65535
| High | DLC-Thermostat | DLC-Thermostat-DI-Baseboard Heating | Medium Industrial |  | Winter Morning | % of Load | 1 | 2032 | 65535
| High | DLC-Thermostat | DLC-Thermostat-DI-Baseboard Heating | Medium Industrial |  | Winter Morning | % of Load | 0 | 2032 | 65535
| High | DLC-Thermostat | DLC-Thermostat-BYOT-Baseboard Heating | Medium Industrial |  | Winter Morning | % of Load | 1 | 2032 | 65535
| High | DLC-Thermostat | DLC-Thermostat-BYOT-Baseboard Heating | Medium Industrial |  | Winter Morning | % of Load | 0 | 2032 | 65535
| High | DLC-Thermostat | DLC-Thermostat-DI-MSHP | Medium Industrial |  | Winter Morning | % of Load | 1 | 2032 | 65535
| High | DLC-Thermostat | DLC-Thermostat-DI-MSHP | Medium Industrial |  | Winter Morning | % of Load | 0 | 2032 | 65535
| High | DLC-Thermostat | DLC-Thermostat-BYOT-MSHP | Medium Industrial |  | Winter Morning | % of Load | 1 | 2032 | 65535
| High | DLC-Thermostat | DLC-Thermostat-BYOT-MSHP | Medium Industrial |  | Winter Morning | % of Load | 0 | 2032 | 65535
| High | DLC-Thermostat | C&I Curtailment-Turnkey-Manual HVAC Control | Medium Industrial |  | Winter Morning | % of Load | 1 | 2032 | 65535
| High | DLC-Thermostat | C&I Curtailment-Turnkey-Manual HVAC Control | Medium Industrial |  | Winter Morning | % of Load | 0 | 2032 | 65535
| High | DLC-Thermostat | C&I Curtailment-Turnkey-Auto-DR HVAC Control | Medium Industrial |  | Winter Morning | % of Load | 1 | 2032 | 65535
| High | DLC-Thermostat | C&I Curtailment-Turnkey-Auto-DR HVAC Control | Medium Industrial |  | Winter Morning | % of Load | 0 | 2032 | 65535
| High | DLC-Thermostat | C&I Curtailment-Turnkey-Standard Lighting Control | Medium Industrial |  | Winter Morning | % of Load | 1 | 2032 | 65535
| High | DLC-Thermostat | C&I Curtailment-Turnkey-Standard Lighting Control | Medium Industrial |  | Winter Morning | % of Load | 0 | 2032 | 65535
| High | DLC-Thermostat | C&I Curtailment-Turnkey-Advanced Lighting Control | Medium Industrial |  | Winter Morning | % of Load | 1 | 2032 | 65535
| High | DLC-Thermostat | C&I Curtailment-Turnkey-Advanced Lighting Control | Medium Industrial |  | Winter Morning | % of Load | 0 | 2032 | 65535
| High | DLC-Thermostat | C&I Curtailment-Turnkey-Water Heating Control | Medium Industrial |  | Winter Morning | % of Load | 1 | 2032 | 65535
| High | DLC-Thermostat | C&I Curtailment-Turnkey-Water Heating Control | Medium Industrial |  | Winter Morning | % of Load | 0 | 2032 | 65535
| High | DLC-Thermostat | C&I Curtailment-Turnkey-Other | Medium Industrial |  | Winter Morning | % of Load | 1 | 2032 | 65535
| High | DLC-Thermostat | C&I Curtailment-Turnkey-Other | Medium Industrial |  | Winter Morning | % of Load | 0 | 2032 | 65535
| High | DLC-Thermostat | DLC-Switch-Water Heating | Medium Industrial |  | Winter Evening | % of Load | 1 | 2032 | 65535
| High | DLC-Thermostat | DLC-Switch-Water Heating | Medium Industrial |  | Winter Evening | % of Load | 0 | 2032 | 65535
| High | DLC-Thermostat | DLC-BYOD-Water Heating | Medium Industrial |  | Winter Evening | % of Load | 1 | 2032 | 65535
| High | DLC-Thermostat | DLC-BYOD-Water Heating | Medium Industrial |  | Winter Evening | % of Load | 0 | 2032 | 65535
| High | DLC-Thermostat | DLC-Thermostat-DI-Central Heat Pump | Medium Industrial |  | Winter Evening | % of Load | 1 | 2032 | 65535
| High | DLC-Thermostat | DLC-Thermostat-DI-Central Heat Pump | Medium Industrial |  | Winter Evening | % of Load | 0 | 2032 | 65535
| High | DLC-Thermostat | DLC-Thermostat-BYOT-Central Heat Pump | Medium Industrial |  | Winter Evening | % of Load | 1 | 2032 | 65535
| High | DLC-Thermostat | DLC-Thermostat-BYOT-Central Heat Pump | Medium Industrial |  | Winter Evening | % of Load | 0 | 2032 | 65535
| High | DLC-Thermostat | DLC-Thermostat-HVAC | Medium Industrial |  | Winter Evening | % of Load | 1 | 2032 | 65535
| High | DLC-Thermostat | DLC-Thermostat-HVAC | Medium Industrial |  | Winter Evening | % of Load | 0 | 2032 | 65535
| High | DLC-Thermostat | DLC-Thermostat-DI-Baseboard Heating | Medium Industrial |  | Winter Evening | % of Load | 1 | 2032 | 65535
| High | DLC-Thermostat | DLC-Thermostat-DI-Baseboard Heating | Medium Industrial |  | Winter Evening | % of Load | 0 | 2032 | 65535
| High | DLC-Thermostat | DLC-Thermostat-BYOT-Baseboard Heating | Medium Industrial |  | Winter Evening | % of Load | 1 | 2032 | 65535
| High | DLC-Thermostat | DLC-Thermostat-BYOT-Baseboard Heating | Medium Industrial |  | Winter Evening | % of Load | 0 | 2032 | 65535
| High | DLC-Thermostat | DLC-Thermostat-DI-MSHP | Medium Industrial |  | Winter Evening | % of Load | 1 | 2032 | 65535
| High | DLC-Thermostat | DLC-Thermostat-DI-MSHP | Medium Industrial |  | Winter Evening | % of Load | 0 | 2032 | 65535
| High | DLC-Thermostat | DLC-Thermostat-BYOT-MSHP | Medium Industrial |  | Winter Evening | % of Load | 1 | 2032 | 65535
| High | DLC-Thermostat | DLC-Thermostat-BYOT-MSHP | Medium Industrial |  | Winter Evening | % of Load | 0 | 2032 | 65535
| High | DLC-Thermostat | C&I Curtailment-Turnkey-Manual HVAC Control | Medium Industrial |  | Winter Evening | % of Load | 1 | 2032 | 65535
| High | DLC-Thermostat | C&I Curtailment-Turnkey-Manual HVAC Control | Medium Industrial |  | Winter Evening | % of Load | 0 | 2032 | 65535
| High | DLC-Thermostat | C&I Curtailment-Turnkey-Auto-DR HVAC Control | Medium Industrial |  | Winter Evening | % of Load | 1 | 2032 | 65535
| High | DLC-Thermostat | C&I Curtailment-Turnkey-Auto-DR HVAC Control | Medium Industrial |  | Winter Evening | % of Load | 0 | 2032 | 65535
| High | DLC-Thermostat | C&I Curtailment-Turnkey-Standard Lighting Control | Medium Industrial |  | Winter Evening | % of Load | 1 | 2032 | 65535
| High | DLC-Thermostat | C&I Curtailment-Turnkey-Standard Lighting Control | Medium Industrial |  | Winter Evening | % of Load | 0 | 2032 | 65535
| High | DLC-Thermostat | C&I Curtailment-Turnkey-Advanced Lighting Control | Medium Industrial |  | Winter Evening | % of Load | 1 | 2032 | 65535
| High | DLC-Thermostat | C&I Curtailment-Turnkey-Advanced Lighting Control | Medium Industrial |  | Winter Evening | % of Load | 0 | 2032 | 65535
| High | DLC-Thermostat | C&I Curtailment-Turnkey-Water Heating Control | Medium Industrial |  | Winter Evening | % of Load | 1 | 2032 | 65535
| High | DLC-Thermostat | C&I Curtailment-Turnkey-Water Heating Control | Medium Industrial |  | Winter Evening | % of Load | 0 | 2032 | 65535
| High | DLC-Thermostat | C&I Curtailment-Turnkey-Other | Medium Industrial |  | Winter Evening | % of Load | 1 | 2032 | 65535
| High | DLC-Thermostat | C&I Curtailment-Turnkey-Other | Medium Industrial |  | Winter Evening | % of Load | 0 | 2032 | 65535
| High | DLC-Thermostat | DLC-Thermostat-DI-Central Heat Pump | Residential Charitable |  | Winter Morning | % of Load | 1 | 2032 | 65535
| High | DLC-Thermostat | DLC-Thermostat-DI-Central Heat Pump | Residential Charitable |  | Winter Morning | % of Load | 0 | 2032 | 65535
| High | DLC-Thermostat | DLC-Thermostat-BYOT-Central Heat Pump | Residential Charitable |  | Winter Morning | % of Load | 1 | 2032 | 65535
| High | DLC-Thermostat | DLC-Thermostat-BYOT-Central Heat Pump | Residential Charitable |  | Winter Morning | % of Load | 0 | 2032 | 65535
| High | DLC-Thermostat | DLC-Thermostat-DI-Baseboard Heating | Residential Charitable |  | Winter Morning | % of Load | 1 | 2032 | 65535
| High | DLC-Thermostat | DLC-Thermostat-DI-Baseboard Heating | Residential Charitable |  | Winter Morning | % of Load | 0 | 2032 | 65535
| High | DLC-Thermostat | DLC-Thermostat-BYOT-Baseboard Heating | Residential Charitable |  | Winter Morning | % of Load | 1 | 2032 | 65535
| High | DLC-Thermostat | DLC-Thermostat-BYOT-Baseboard Heating | Residential Charitable |  | Winter Morning | % of Load | 0 | 2032 | 65535
| High | DLC-Thermostat | DLC-Thermostat-DI-MSHP | Residential Charitable |  | Winter Morning | % of Load | 1 | 2032 | 65535
| High | DLC-Thermostat | DLC-Thermostat-DI-MSHP | Residential Charitable |  | Winter Morning | % of Load | 0 | 2032 | 65535
| High | DLC-Thermostat | DLC-Thermostat-BYOT-MSHP | Residential Charitable |  | Winter Morning | % of Load | 1 | 2032 | 65535
| High | DLC-Thermostat | DLC-Thermostat-BYOT-MSHP | Residential Charitable |  | Winter Morning | % of Load | 0 | 2032 | 65535
| High | DLC-Thermostat | DLC-Thermostat-DI-Central Heat Pump | Residential Charitable |  | Winter Evening | % of Load | 1 | 2032 | 65535
| High | DLC-Thermostat | DLC-Thermostat-DI-Central Heat Pump | Residential Charitable |  | Winter Evening | % of Load | 0 | 2032 | 65535
| High | DLC-Thermostat | DLC-Thermostat-BYOT-Central Heat Pump | Residential Charitable |  | Winter Evening | % of Load | 1 | 2032 | 65535
| High | DLC-Thermostat | DLC-Thermostat-BYOT-Central Heat Pump | Residential Charitable |  | Winter Evening | % of Load | 0 | 2032 | 65535
| High | DLC-Thermostat | DLC-Thermostat-DI-Baseboard Heating | Residential Charitable |  | Winter Evening | % of Load | 1 | 2032 | 65535
| High | DLC-Thermostat | DLC-Thermostat-DI-Baseboard Heating | Residential Charitable |  | Winter Evening | % of Load | 0 | 2032 | 65535
| High | DLC-Thermostat | DLC-Thermostat-BYOT-Baseboard Heating | Residential Charitable |  | Winter Evening | % of Load | 1 | 2032 | 65535
| High | DLC-Thermostat | DLC-Thermostat-BYOT-Baseboard Heating | Residential Charitable |  | Winter Evening | % of Load | 0 | 2032 | 65535
| High | DLC-Thermostat | DLC-Thermostat-DI-MSHP | Residential Charitable |  | Winter Evening | % of Load | 1 | 2032 | 65535
| High | DLC-Thermostat | DLC-Thermostat-DI-MSHP | Residential Charitable |  | Winter Evening | % of Load | 0 | 2032 | 65535
| High | DLC-Thermostat | DLC-Thermostat-BYOT-MSHP | Residential Charitable |  | Winter Evening | % of Load | 1 | 2032 | 65535
| High | DLC-Thermostat | DLC-Thermostat-BYOT-MSHP | Residential Charitable |  | Winter Evening | % of Load | 0 | 2032 | 65535
| High | DLC-Water Heating | DLC-Switch-Water Heating | Small General |  | Winter Morning | % of Load | 1 | 2032 | 65535
| High | DLC-Water Heating | DLC-Switch-Water Heating | Small General |  | Winter Morning | % of Load | 0 | 2032 | 65535
| High | DLC-Water Heating | DLC-BYOD-Water Heating | Small General |  | Winter Morning | % of Load | 1 | 2032 | 65535
| High | DLC-Water Heating | DLC-BYOD-Water Heating | Small General |  | Winter Morning | % of Load | 0 | 2032 | 65535
| High | DLC-Water Heating | DLC-Thermostat-DI-Central Heat Pump | Small General |  | Winter Morning | % of Load | 1 | 2032 | 65535
| High | DLC-Water Heating | DLC-Thermostat-DI-Central Heat Pump | Small General |  | Winter Morning | % of Load | 0 | 2032 | 65535
| High | DLC-Water Heating | DLC-Thermostat-BYOT-Central Heat Pump | Small General |  | Winter Morning | % of Load | 1 | 2032 | 65535
| High | DLC-Water Heating | DLC-Thermostat-BYOT-Central Heat Pump | Small General |  | Winter Morning | % of Load | 0 | 2032 | 65535
| High | DLC-Water Heating | DLC-Thermostat-HVAC | Small General |  | Winter Morning | % of Load | 1 | 2032 | 65535
| High | DLC-Water Heating | DLC-Thermostat-HVAC | Small General |  | Winter Morning | % of Load | 0 | 2032 | 65535
| High | DLC-Water Heating | DLC-Thermostat-DI-Baseboard Heating | Small General |  | Winter Morning | % of Load | 1 | 2032 | 65535
| High | DLC-Water Heating | DLC-Thermostat-DI-Baseboard Heating | Small General |  | Winter Morning | % of Load | 0 | 2032 | 65535
| High | DLC-Water Heating | DLC-Thermostat-BYOT-Baseboard Heating | Small General |  | Winter Morning | % of Load | 1 | 2032 | 65535
| High | DLC-Water Heating | DLC-Thermostat-BYOT-Baseboard Heating | Small General |  | Winter Morning | % of Load | 0 | 2032 | 65535
| High | DLC-Water Heating | DLC-Thermostat-DI-MSHP | Small General |  | Winter Morning | % of Load | 1 | 2032 | 65535
| High | DLC-Water Heating | DLC-Thermostat-DI-MSHP | Small General |  | Winter Morning | % of Load | 0 | 2032 | 65535
| High | DLC-Water Heating | DLC-Thermostat-BYOT-MSHP | Small General |  | Winter Morning | % of Load | 1 | 2032 | 65535
| High | DLC-Water Heating | DLC-Thermostat-BYOT-MSHP | Small General |  | Winter Morning | % of Load | 0 | 2032 | 65535
| High | DLC-Water Heating | C&I Curtailment-Turnkey-Manual HVAC Control | Small General |  | Winter Morning | % of Load | 1 | 2032 | 65535
| High | DLC-Water Heating | C&I Curtailment-Turnkey-Manual HVAC Control | Small General |  | Winter Morning | % of Load | 0 | 2032 | 65535
| High | DLC-Water Heating | C&I Curtailment-Turnkey-Auto-DR HVAC Control | Small General |  | Winter Morning | % of Load | 1 | 2032 | 65535
| High | DLC-Water Heating | C&I Curtailment-Turnkey-Auto-DR HVAC Control | Small General |  | Winter Morning | % of Load | 0 | 2032 | 65535
| High | DLC-Water Heating | C&I Curtailment-Turnkey-Standard Lighting Control | Small General |  | Winter Morning | % of Load | 1 | 2032 | 65535
| High | DLC-Water Heating | C&I Curtailment-Turnkey-Standard Lighting Control | Small General |  | Winter Morning | % of Load | 0 | 2032 | 65535
| High | DLC-Water Heating | C&I Curtailment-Turnkey-Advanced Lighting Control | Small General |  | Winter Morning | % of Load | 1 | 2032 | 65535
| High | DLC-Water Heating | C&I Curtailment-Turnkey-Advanced Lighting Control | Small General |  | Winter Morning | % of Load | 0 | 2032 | 65535
| High | DLC-Water Heating | C&I Curtailment-Turnkey-Water Heating Control | Small General |  | Winter Morning | % of Load | 1 | 2032 | 65535
| High | DLC-Water Heating | C&I Curtailment-Turnkey-Water Heating Control | Small General |  | Winter Morning | % of Load | 0 | 2032 | 65535
| High | DLC-Water Heating | C&I Curtailment-Turnkey-Other | Small General |  | Winter Morning | % of Load | 1 | 2032 | 65535
| High | DLC-Water Heating | C&I Curtailment-Turnkey-Other | Small General |  | Winter Morning | % of Load | 0 | 2032 | 65535
| High | DLC-Water Heating | Dynamic Pricing with enabling tech. | Small General |  | Winter Morning | % of Load | 1 | 2032 | 65535
| High | DLC-Water Heating | Dynamic Pricing with enabling tech. | Small General |  | Winter Morning | % of Load | 0 | 2032 | 65535
| High | DLC-Water Heating | DLC-Switch-Water Heating | Small General |  | Winter Evening | % of Load | 1 | 2032 | 65535
| High | DLC-Water Heating | DLC-Switch-Water Heating | Small General |  | Winter Evening | % of Load | 0 | 2032 | 65535
| High | DLC-Water Heating | DLC-BYOD-Water Heating | Small General |  | Winter Evening | % of Load | 1 | 2032 | 65535
| High | DLC-Water Heating | DLC-BYOD-Water Heating | Small General |  | Winter Evening | % of Load | 0 | 2032 | 65535
| High | DLC-Water Heating | DLC-Thermostat-DI-Central Heat Pump | Small General |  | Winter Evening | % of Load | 1 | 2032 | 65535
| High | DLC-Water Heating | DLC-Thermostat-DI-Central Heat Pump | Small General |  | Winter Evening | % of Load | 0 | 2032 | 65535
| High | DLC-Water Heating | DLC-Thermostat-BYOT-Central Heat Pump | Small General |  | Winter Evening | % of Load | 1 | 2032 | 65535
| High | DLC-Water Heating | DLC-Thermostat-BYOT-Central Heat Pump | Small General |  | Winter Evening | % of Load | 0 | 2032 | 65535
| High | DLC-Water Heating | DLC-Thermostat-HVAC | Small General |  | Winter Evening | % of Load | 1 | 2032 | 65535
| High | DLC-Water Heating | DLC-Thermostat-HVAC | Small General |  | Winter Evening | % of Load | 0 | 2032 | 65535
| High | DLC-Water Heating | DLC-Thermostat-DI-Baseboard Heating | Small General |  | Winter Evening | % of Load | 1 | 2032 | 65535
| High | DLC-Water Heating | DLC-Thermostat-DI-Baseboard Heating | Small General |  | Winter Evening | % of Load | 0 | 2032 | 65535
| High | DLC-Water Heating | DLC-Thermostat-BYOT-Baseboard Heating | Small General |  | Winter Evening | % of Load | 1 | 2032 | 65535
| High | DLC-Water Heating | DLC-Thermostat-BYOT-Baseboard Heating | Small General |  | Winter Evening | % of Load | 0 | 2032 | 65535
| High | DLC-Water Heating | DLC-Thermostat-DI-MSHP | Small General |  | Winter Evening | % of Load | 1 | 2032 | 65535
| High | DLC-Water Heating | DLC-Thermostat-DI-MSHP | Small General |  | Winter Evening | % of Load | 0 | 2032 | 65535
| High | DLC-Water Heating | DLC-Thermostat-BYOT-MSHP | Small General |  | Winter Evening | % of Load | 1 | 2032 | 65535
| High | DLC-Water Heating | DLC-Thermostat-BYOT-MSHP | Small General |  | Winter Evening | % of Load | 0 | 2032 | 65535
| High | DLC-Water Heating | C&I Curtailment-Turnkey-Manual HVAC Control | Small General |  | Winter Evening | % of Load | 1 | 2032 | 65535
| High | DLC-Water Heating | C&I Curtailment-Turnkey-Manual HVAC Control | Small General |  | Winter Evening | % of Load | 0 | 2032 | 65535
| High | DLC-Water Heating | C&I Curtailment-Turnkey-Auto-DR HVAC Control | Small General |  | Winter Evening | % of Load | 1 | 2032 | 65535
| High | DLC-Water Heating | C&I Curtailment-Turnkey-Auto-DR HVAC Control | Small General |  | Winter Evening | % of Load | 0 | 2032 | 65535
| High | DLC-Water Heating | C&I Curtailment-Turnkey-Standard Lighting Control | Small General |  | Winter Evening | % of Load | 1 | 2032 | 65535
| High | DLC-Water Heating | C&I Curtailment-Turnkey-Standard Lighting Control | Small General |  | Winter Evening | % of Load | 0 | 2032 | 65535
| High | DLC-Water Heating | C&I Curtailment-Turnkey-Advanced Lighting Control | Small General |  | Winter Evening | % of Load | 1 | 2032 | 65535
| High | DLC-Water Heating | C&I Curtailment-Turnkey-Advanced Lighting Control | Small General |  | Winter Evening | % of Load | 0 | 2032 | 65535
| High | DLC-Water Heating | C&I Curtailment-Turnkey-Water Heating Control | Small General |  | Winter Evening | % of Load | 1 | 2032 | 65535
| High | DLC-Water Heating | C&I Curtailment-Turnkey-Water Heating Control | Small General |  | Winter Evening | % of Load | 0 | 2032 | 65535
| High | DLC-Water Heating | C&I Curtailment-Turnkey-Other | Small General |  | Winter Evening | % of Load | 1 | 2032 | 65535
| High | DLC-Water Heating | C&I Curtailment-Turnkey-Other | Small General |  | Winter Evening | % of Load | 0 | 2032 | 65535
| High | DLC-Water Heating | Dynamic Pricing with enabling tech. | Small General |  | Winter Evening | % of Load | 1 | 2032 | 65535
| High | DLC-Water Heating | Dynamic Pricing with enabling tech. | Small General |  | Winter Evening | % of Load | 0 | 2032 | 65535
| High | DLC-Water Heating | DLC-Switch-Water Heating | General |  | Winter Morning | % of Load | 1 | 2032 | 65535
| High | DLC-Water Heating | DLC-Switch-Water Heating | General |  | Winter Morning | % of Load | 0 | 2032 | 65535
| High | DLC-Water Heating | DLC-BYOD-Water Heating | General |  | Winter Morning | % of Load | 1 | 2032 | 65535
| High | DLC-Water Heating | DLC-BYOD-Water Heating | General |  | Winter Morning | % of Load | 0 | 2032 | 65535
| High | DLC-Water Heating | DLC-Thermostat-DI-Central Heat Pump | General |  | Winter Morning | % of Load | 1 | 2032 | 65535
| High | DLC-Water Heating | DLC-Thermostat-DI-Central Heat Pump | General |  | Winter Morning | % of Load | 0 | 2032 | 65535
| High | DLC-Water Heating | DLC-Thermostat-BYOT-Central Heat Pump | General |  | Winter Morning | % of Load | 1 | 2032 | 65535
| High | DLC-Water Heating | DLC-Thermostat-BYOT-Central Heat Pump | General |  | Winter Morning | % of Load | 0 | 2032 | 65535
| High | DLC-Water Heating | DLC-Thermostat-HVAC | General |  | Winter Morning | % of Load | 1 | 2032 | 65535
| High | DLC-Water Heating | DLC-Thermostat-HVAC | General |  | Winter Morning | % of Load | 0 | 2032 | 65535
| High | DLC-Water Heating | DLC-Thermostat-DI-Baseboard Heating | General |  | Winter Morning | % of Load | 1 | 2032 | 65535
| High | DLC-Water Heating | DLC-Thermostat-DI-Baseboard Heating | General |  | Winter Morning | % of Load | 0 | 2032 | 65535
| High | DLC-Water Heating | DLC-Thermostat-BYOT-Baseboard Heating | General |  | Winter Morning | % of Load | 1 | 2032 | 65535
| High | DLC-Water Heating | DLC-Thermostat-BYOT-Baseboard Heating | General |  | Winter Morning | % of Load | 0 | 2032 | 65535
| High | DLC-Water Heating | DLC-Thermostat-DI-MSHP | General |  | Winter Morning | % of Load | 1 | 2032 | 65535
| High | DLC-Water Heating | DLC-Thermostat-DI-MSHP | General |  | Winter Morning | % of Load | 0 | 2032 | 65535
| High | DLC-Water Heating | DLC-Thermostat-BYOT-MSHP | General |  | Winter Morning | % of Load | 1 | 2032 | 65535
| High | DLC-Water Heating | DLC-Thermostat-BYOT-MSHP | General |  | Winter Morning | % of Load | 0 | 2032 | 65535
| High | DLC-Water Heating | C&I Curtailment-Turnkey-Manual HVAC Control | General |  | Winter Morning | % of Load | 1 | 2032 | 65535
| High | DLC-Water Heating | C&I Curtailment-Turnkey-Manual HVAC Control | General |  | Winter Morning | % of Load | 0 | 2032 | 65535
| High | DLC-Water Heating | C&I Curtailment-Turnkey-Auto-DR HVAC Control | General |  | Winter Morning | % of Load | 1 | 2032 | 65535
| High | DLC-Water Heating | C&I Curtailment-Turnkey-Auto-DR HVAC Control | General |  | Winter Morning | % of Load | 0 | 2032 | 65535
| High | DLC-Water Heating | C&I Curtailment-Turnkey-Standard Lighting Control | General |  | Winter Morning | % of Load | 1 | 2032 | 65535
| High | DLC-Water Heating | C&I Curtailment-Turnkey-Standard Lighting Control | General |  | Winter Morning | % of Load | 0 | 2032 | 65535
| High | DLC-Water Heating | C&I Curtailment-Turnkey-Advanced Lighting Control | General |  | Winter Morning | % of Load | 1 | 2032 | 65535
| High | DLC-Water Heating | C&I Curtailment-Turnkey-Advanced Lighting Control | General |  | Winter Morning | % of Load | 0 | 2032 | 65535
| High | DLC-Water Heating | C&I Curtailment-Turnkey-Water Heating Control | General |  | Winter Morning | % of Load | 1 | 2032 | 65535
| High | DLC-Water Heating | C&I Curtailment-Turnkey-Water Heating Control | General |  | Winter Morning | % of Load | 0 | 2032 | 65535
| High | DLC-Water Heating | C&I Curtailment-Turnkey-Other | General |  | Winter Morning | % of Load | 1 | 2032 | 65535
| High | DLC-Water Heating | C&I Curtailment-Turnkey-Other | General |  | Winter Morning | % of Load | 0 | 2032 | 65535
| High | DLC-Water Heating | DLC-Switch-Water Heating | General |  | Winter Evening | % of Load | 1 | 2032 | 65535
| High | DLC-Water Heating | DLC-Switch-Water Heating | General |  | Winter Evening | % of Load | 0 | 2032 | 65535
| High | DLC-Water Heating | DLC-BYOD-Water Heating | General |  | Winter Evening | % of Load | 1 | 2032 | 65535
| High | DLC-Water Heating | DLC-BYOD-Water Heating | General |  | Winter Evening | % of Load | 0 | 2032 | 65535
| High | DLC-Water Heating | DLC-Thermostat-DI-Central Heat Pump | General |  | Winter Evening | % of Load | 1 | 2032 | 65535
| High | DLC-Water Heating | DLC-Thermostat-DI-Central Heat Pump | General |  | Winter Evening | % of Load | 0 | 2032 | 65535
| High | DLC-Water Heating | DLC-Thermostat-BYOT-Central Heat Pump | General |  | Winter Evening | % of Load | 1 | 2032 | 65535
| High | DLC-Water Heating | DLC-Thermostat-BYOT-Central Heat Pump | General |  | Winter Evening | % of Load | 0 | 2032 | 65535
| High | DLC-Water Heating | DLC-Thermostat-HVAC | General |  | Winter Evening | % of Load | 1 | 2032 | 65535
| High | DLC-Water Heating | DLC-Thermostat-HVAC | General |  | Winter Evening | % of Load | 0 | 2032 | 65535
| High | DLC-Water Heating | DLC-Thermostat-DI-Baseboard Heating | General |  | Winter Evening | % of Load | 1 | 2032 | 65535
| High | DLC-Water Heating | DLC-Thermostat-DI-Baseboard Heating | General |  | Winter Evening | % of Load | 0 | 2032 | 65535
| High | DLC-Water Heating | DLC-Thermostat-BYOT-Baseboard Heating | General |  | Winter Evening | % of Load | 1 | 2032 | 65535
| High | DLC-Water Heating | DLC-Thermostat-BYOT-Baseboard Heating | General |  | Winter Evening | % of Load | 0 | 2032 | 65535
| High | DLC-Water Heating | DLC-Thermostat-DI-MSHP | General |  | Winter Evening | % of Load | 1 | 2032 | 65535
| High | DLC-Water Heating | DLC-Thermostat-DI-MSHP | General |  | Winter Evening | % of Load | 0 | 2032 | 65535
| High | DLC-Water Heating | DLC-Thermostat-BYOT-MSHP | General |  | Winter Evening | % of Load | 1 | 2032 | 65535
| High | DLC-Water Heating | DLC-Thermostat-BYOT-MSHP | General |  | Winter Evening | % of Load | 0 | 2032 | 65535
| High | DLC-Water Heating | C&I Curtailment-Turnkey-Manual HVAC Control | General |  | Winter Evening | % of Load | 1 | 2032 | 65535
| High | DLC-Water Heating | C&I Curtailment-Turnkey-Manual HVAC Control | General |  | Winter Evening | % of Load | 0 | 2032 | 65535
| High | DLC-Water Heating | C&I Curtailment-Turnkey-Auto-DR HVAC Control | General |  | Winter Evening | % of Load | 1 | 2032 | 65535
| High | DLC-Water Heating | C&I Curtailment-Turnkey-Auto-DR HVAC Control | General |  | Winter Evening | % of Load | 0 | 2032 | 65535
| High | DLC-Water Heating | C&I Curtailment-Turnkey-Standard Lighting Control | General |  | Winter Evening | % of Load | 1 | 2032 | 65535
| High | DLC-Water Heating | C&I Curtailment-Turnkey-Standard Lighting Control | General |  | Winter Evening | % of Load | 0 | 2032 | 65535
| High | DLC-Water Heating | C&I Curtailment-Turnkey-Advanced Lighting Control | General |  | Winter Evening | % of Load | 1 | 2032 | 65535
| High | DLC-Water Heating | C&I Curtailment-Turnkey-Advanced Lighting Control | General |  | Winter Evening | % of Load | 0 | 2032 | 65535
| High | DLC-Water Heating | C&I Curtailment-Turnkey-Water Heating Control | General |  | Winter Evening | % of Load | 1 | 2032 | 65535
| High | DLC-Water Heating | C&I Curtailment-Turnkey-Water Heating Control | General |  | Winter Evening | % of Load | 0 | 2032 | 65535
| High | DLC-Water Heating | C&I Curtailment-Turnkey-Other | General |  | Winter Evening | % of Load | 1 | 2032 | 65535
| High | DLC-Water Heating | C&I Curtailment-Turnkey-Other | General |  | Winter Evening | % of Load | 0 | 2032 | 65535
| High | DLC-Water Heating | DLC-Switch-Water Heating | Small Industrial |  | Winter Morning | % of Load | 1 | 2032 | 65535
| High | DLC-Water Heating | DLC-Switch-Water Heating | Small Industrial |  | Winter Morning | % of Load | 0 | 2032 | 65535
| High | DLC-Water Heating | DLC-BYOD-Water Heating | Small Industrial |  | Winter Morning | % of Load | 1 | 2032 | 65535
| High | DLC-Water Heating | DLC-BYOD-Water Heating | Small Industrial |  | Winter Morning | % of Load | 0 | 2032 | 65535
| High | DLC-Water Heating | DLC-Thermostat-DI-Central Heat Pump | Small Industrial |  | Winter Morning | % of Load | 1 | 2032 | 65535
| High | DLC-Water Heating | DLC-Thermostat-DI-Central Heat Pump | Small Industrial |  | Winter Morning | % of Load | 0 | 2032 | 65535
| High | DLC-Water Heating | DLC-Thermostat-BYOT-Central Heat Pump | Small Industrial |  | Winter Morning | % of Load | 1 | 2032 | 65535
| High | DLC-Water Heating | DLC-Thermostat-BYOT-Central Heat Pump | Small Industrial |  | Winter Morning | % of Load | 0 | 2032 | 65535
| High | DLC-Water Heating | DLC-Thermostat-HVAC | Small Industrial |  | Winter Morning | % of Load | 1 | 2032 | 65535
| High | DLC-Water Heating | DLC-Thermostat-HVAC | Small Industrial |  | Winter Morning | % of Load | 0 | 2032 | 65535
| High | DLC-Water Heating | DLC-Thermostat-DI-Baseboard Heating | Small Industrial |  | Winter Morning | % of Load | 1 | 2032 | 65535
| High | DLC-Water Heating | DLC-Thermostat-DI-Baseboard Heating | Small Industrial |  | Winter Morning | % of Load | 0 | 2032 | 65535
| High | DLC-Water Heating | DLC-Thermostat-BYOT-Baseboard Heating | Small Industrial |  | Winter Morning | % of Load | 1 | 2032 | 65535
| High | DLC-Water Heating | DLC-Thermostat-BYOT-Baseboard Heating | Small Industrial |  | Winter Morning | % of Load | 0 | 2032 | 65535
| High | DLC-Water Heating | DLC-Thermostat-DI-MSHP | Small Industrial |  | Winter Morning | % of Load | 1 | 2032 | 65535
| High | DLC-Water Heating | DLC-Thermostat-DI-MSHP | Small Industrial |  | Winter Morning | % of Load | 0 | 2032 | 65535
| High | DLC-Water Heating | DLC-Thermostat-BYOT-MSHP | Small Industrial |  | Winter Morning | % of Load | 1 | 2032 | 65535
| High | DLC-Water Heating | DLC-Thermostat-BYOT-MSHP | Small Industrial |  | Winter Morning | % of Load | 0 | 2032 | 65535
| High | DLC-Water Heating | C&I Curtailment-Turnkey-Manual HVAC Control | Small Industrial |  | Winter Morning | % of Load | 1 | 2032 | 65535
| High | DLC-Water Heating | C&I Curtailment-Turnkey-Manual HVAC Control | Small Industrial |  | Winter Morning | % of Load | 0 | 2032 | 65535
| High | DLC-Water Heating | C&I Curtailment-Turnkey-Auto-DR HVAC Control | Small Industrial |  | Winter Morning | % of Load | 1 | 2032 | 65535
| High | DLC-Water Heating | C&I Curtailment-Turnkey-Auto-DR HVAC Control | Small Industrial |  | Winter Morning | % of Load | 0 | 2032 | 65535
| High | DLC-Water Heating | C&I Curtailment-Turnkey-Standard Lighting Control | Small Industrial |  | Winter Morning | % of Load | 1 | 2032 | 65535
| High | DLC-Water Heating | C&I Curtailment-Turnkey-Standard Lighting Control | Small Industrial |  | Winter Morning | % of Load | 0 | 2032 | 65535
| High | DLC-Water Heating | C&I Curtailment-Turnkey-Advanced Lighting Control | Small Industrial |  | Winter Morning | % of Load | 1 | 2032 | 65535
| High | DLC-Water Heating | C&I Curtailment-Turnkey-Advanced Lighting Control | Small Industrial |  | Winter Morning | % of Load | 0 | 2032 | 65535
| High | DLC-Water Heating | C&I Curtailment-Turnkey-Water Heating Control | Small Industrial |  | Winter Morning | % of Load | 1 | 2032 | 65535
| High | DLC-Water Heating | C&I Curtailment-Turnkey-Water Heating Control | Small Industrial |  | Winter Morning | % of Load | 0 | 2032 | 65535
| High | DLC-Water Heating | C&I Curtailment-Turnkey-Other | Small Industrial |  | Winter Morning | % of Load | 1 | 2032 | 65535
| High | DLC-Water Heating | C&I Curtailment-Turnkey-Other | Small Industrial |  | Winter Morning | % of Load | 0 | 2032 | 65535
| High | DLC-Water Heating | C&I Curtailment-Turnkey-Industrial | Small Industrial |  | Winter Morning | % of Load | 1 | 2032 | 65535
| High | DLC-Water Heating | C&I Curtailment-Turnkey-Industrial | Small Industrial |  | Winter Morning | % of Load | 0 | 2032 | 65535
| High | DLC-Water Heating | DLC-Switch-Water Heating | Small Industrial |  | Winter Evening | % of Load | 1 | 2032 | 65535
| High | DLC-Water Heating | DLC-Switch-Water Heating | Small Industrial |  | Winter Evening | % of Load | 0 | 2032 | 65535
| High | DLC-Water Heating | DLC-BYOD-Water Heating | Small Industrial |  | Winter Evening | % of Load | 1 | 2032 | 65535
| High | DLC-Water Heating | DLC-BYOD-Water Heating | Small Industrial |  | Winter Evening | % of Load | 0 | 2032 | 65535
| High | DLC-Water Heating | DLC-Thermostat-DI-Central Heat Pump | Small Industrial |  | Winter Evening | % of Load | 1 | 2032 | 65535
| High | DLC-Water Heating | DLC-Thermostat-DI-Central Heat Pump | Small Industrial |  | Winter Evening | % of Load | 0 | 2032 | 65535
| High | DLC-Water Heating | DLC-Thermostat-BYOT-Central Heat Pump | Small Industrial |  | Winter Evening | % of Load | 1 | 2032 | 65535
| High | DLC-Water Heating | DLC-Thermostat-BYOT-Central Heat Pump | Small Industrial |  | Winter Evening | % of Load | 0 | 2032 | 65535
| High | DLC-Water Heating | DLC-Thermostat-HVAC | Small Industrial |  | Winter Evening | % of Load | 1 | 2032 | 65535
| High | DLC-Water Heating | DLC-Thermostat-HVAC | Small Industrial |  | Winter Evening | % of Load | 0 | 2032 | 65535
| High | DLC-Water Heating | DLC-Thermostat-DI-Baseboard Heating | Small Industrial |  | Winter Evening | % of Load | 1 | 2032 | 65535
| High | DLC-Water Heating | DLC-Thermostat-DI-Baseboard Heating | Small Industrial |  | Winter Evening | % of Load | 0 | 2032 | 65535
| High | DLC-Water Heating | DLC-Thermostat-BYOT-Baseboard Heating | Small Industrial |  | Winter Evening | % of Load | 1 | 2032 | 65535
| High | DLC-Water Heating | DLC-Thermostat-BYOT-Baseboard Heating | Small Industrial |  | Winter Evening | % of Load | 0 | 2032 | 65535
| High | DLC-Water Heating | DLC-Thermostat-DI-MSHP | Small Industrial |  | Winter Evening | % of Load | 1 | 2032 | 65535
| High | DLC-Water Heating | DLC-Thermostat-DI-MSHP | Small Industrial |  | Winter Evening | % of Load | 0 | 2032 | 65535
| High | DLC-Water Heating | DLC-Thermostat-BYOT-MSHP | Small Industrial |  | Winter Evening | % of Load | 1 | 2032 | 65535
| High | DLC-Water Heating | DLC-Thermostat-BYOT-MSHP | Small Industrial |  | Winter Evening | % of Load | 0 | 2032 | 65535
| High | DLC-Water Heating | C&I Curtailment-Turnkey-Manual HVAC Control | Small Industrial |  | Winter Evening | % of Load | 1 | 2032 | 65535
| High | DLC-Water Heating | C&I Curtailment-Turnkey-Manual HVAC Control | Small Industrial |  | Winter Evening | % of Load | 0 | 2032 | 65535
| High | DLC-Water Heating | C&I Curtailment-Turnkey-Auto-DR HVAC Control | Small Industrial |  | Winter Evening | % of Load | 1 | 2032 | 65535
| High | DLC-Water Heating | C&I Curtailment-Turnkey-Auto-DR HVAC Control | Small Industrial |  | Winter Evening | % of Load | 0 | 2032 | 65535
| High | DLC-Water Heating | C&I Curtailment-Turnkey-Standard Lighting Control | Small Industrial |  | Winter Evening | % of Load | 1 | 2032 | 65535
| High | DLC-Water Heating | C&I Curtailment-Turnkey-Standard Lighting Control | Small Industrial |  | Winter Evening | % of Load | 0 | 2032 | 65535
| High | DLC-Water Heating | C&I Curtailment-Turnkey-Advanced Lighting Control | Small Industrial |  | Winter Evening | % of Load | 1 | 2032 | 65535
| High | DLC-Water Heating | C&I Curtailment-Turnkey-Advanced Lighting Control | Small Industrial |  | Winter Evening | % of Load | 0 | 2032 | 65535
| High | DLC-Water Heating | C&I Curtailment-Turnkey-Water Heating Control | Small Industrial |  | Winter Evening | % of Load | 1 | 2032 | 65535
| High | DLC-Water Heating | C&I Curtailment-Turnkey-Water Heating Control | Small Industrial |  | Winter Evening | % of Load | 0 | 2032 | 65535
| High | DLC-Water Heating | C&I Curtailment-Turnkey-Other | Small Industrial |  | Winter Evening | % of Load | 1 | 2032 | 65535
| High | DLC-Water Heating | C&I Curtailment-Turnkey-Other | Small Industrial |  | Winter Evening | % of Load | 0 | 2032 | 65535
| High | DLC-Water Heating | C&I Curtailment-Turnkey-Industrial | Small Industrial |  | Winter Evening | % of Load | 1 | 2032 | 65535
| High | DLC-Water Heating | C&I Curtailment-Turnkey-Industrial | Small Industrial |  | Winter Evening | % of Load | 0 | 2032 | 65535
| High | DLC-Water Heating | DLC-Switch-Water Heating | Medium Industrial |  | Winter Morning | % of Load | 1 | 2032 | 65535
| High | DLC-Water Heating | DLC-Switch-Water Heating | Medium Industrial |  | Winter Morning | % of Load | 0 | 2032 | 65535
| High | DLC-Water Heating | DLC-BYOD-Water Heating | Medium Industrial |  | Winter Morning | % of Load | 1 | 2032 | 65535
| High | DLC-Water Heating | DLC-BYOD-Water Heating | Medium Industrial |  | Winter Morning | % of Load | 0 | 2032 | 65535
| High | DLC-Water Heating | DLC-Thermostat-DI-Central Heat Pump | Medium Industrial |  | Winter Morning | % of Load | 1 | 2032 | 65535
| High | DLC-Water Heating | DLC-Thermostat-DI-Central Heat Pump | Medium Industrial |  | Winter Morning | % of Load | 0 | 2032 | 65535
| High | DLC-Water Heating | DLC-Thermostat-BYOT-Central Heat Pump | Medium Industrial |  | Winter Morning | % of Load | 1 | 2032 | 65535
| High | DLC-Water Heating | DLC-Thermostat-BYOT-Central Heat Pump | Medium Industrial |  | Winter Morning | % of Load | 0 | 2032 | 65535
| High | DLC-Water Heating | DLC-Thermostat-HVAC | Medium Industrial |  | Winter Morning | % of Load | 1 | 2032 | 65535
| High | DLC-Water Heating | DLC-Thermostat-HVAC | Medium Industrial |  | Winter Morning | % of Load | 0 | 2032 | 65535
| High | DLC-Water Heating | DLC-Thermostat-DI-Baseboard Heating | Medium Industrial |  | Winter Morning | % of Load | 1 | 2032 | 65535
| High | DLC-Water Heating | DLC-Thermostat-DI-Baseboard Heating | Medium Industrial |  | Winter Morning | % of Load | 0 | 2032 | 65535
| High | DLC-Water Heating | DLC-Thermostat-BYOT-Baseboard Heating | Medium Industrial |  | Winter Morning | % of Load | 1 | 2032 | 65535
| High | DLC-Water Heating | DLC-Thermostat-BYOT-Baseboard Heating | Medium Industrial |  | Winter Morning | % of Load | 0 | 2032 | 65535
| High | DLC-Water Heating | DLC-Thermostat-DI-MSHP | Medium Industrial |  | Winter Morning | % of Load | 1 | 2032 | 65535
| High | DLC-Water Heating | DLC-Thermostat-DI-MSHP | Medium Industrial |  | Winter Morning | % of Load | 0 | 2032 | 65535
| High | DLC-Water Heating | DLC-Thermostat-BYOT-MSHP | Medium Industrial |  | Winter Morning | % of Load | 1 | 2032 | 65535
| High | DLC-Water Heating | DLC-Thermostat-BYOT-MSHP | Medium Industrial |  | Winter Morning | % of Load | 0 | 2032 | 65535
| High | DLC-Water Heating | C&I Curtailment-Turnkey-Manual HVAC Control | Medium Industrial |  | Winter Morning | % of Load | 1 | 2032 | 65535
| High | DLC-Water Heating | C&I Curtailment-Turnkey-Manual HVAC Control | Medium Industrial |  | Winter Morning | % of Load | 0 | 2032 | 65535
| High | DLC-Water Heating | C&I Curtailment-Turnkey-Auto-DR HVAC Control | Medium Industrial |  | Winter Morning | % of Load | 1 | 2032 | 65535
| High | DLC-Water Heating | C&I Curtailment-Turnkey-Auto-DR HVAC Control | Medium Industrial |  | Winter Morning | % of Load | 0 | 2032 | 65535
| High | DLC-Water Heating | C&I Curtailment-Turnkey-Standard Lighting Control | Medium Industrial |  | Winter Morning | % of Load | 1 | 2032 | 65535
| High | DLC-Water Heating | C&I Curtailment-Turnkey-Standard Lighting Control | Medium Industrial |  | Winter Morning | % of Load | 0 | 2032 | 65535
| High | DLC-Water Heating | C&I Curtailment-Turnkey-Advanced Lighting Control | Medium Industrial |  | Winter Morning | % of Load | 1 | 2032 | 65535
| High | DLC-Water Heating | C&I Curtailment-Turnkey-Advanced Lighting Control | Medium Industrial |  | Winter Morning | % of Load | 0 | 2032 | 65535
| High | DLC-Water Heating | C&I Curtailment-Turnkey-Water Heating Control | Medium Industrial |  | Winter Morning | % of Load | 1 | 2032 | 65535
| High | DLC-Water Heating | C&I Curtailment-Turnkey-Water Heating Control | Medium Industrial |  | Winter Morning | % of Load | 0 | 2032 | 65535
| High | DLC-Water Heating | C&I Curtailment-Turnkey-Other | Medium Industrial |  | Winter Morning | % of Load | 1 | 2032 | 65535
| High | DLC-Water Heating | C&I Curtailment-Turnkey-Other | Medium Industrial |  | Winter Morning | % of Load | 0 | 2032 | 65535
| High | DLC-Water Heating | DLC-Switch-Water Heating | Medium Industrial |  | Winter Evening | % of Load | 1 | 2032 | 65535
| High | DLC-Water Heating | DLC-Switch-Water Heating | Medium Industrial |  | Winter Evening | % of Load | 0 | 2032 | 65535
| High | DLC-Water Heating | DLC-BYOD-Water Heating | Medium Industrial |  | Winter Evening | % of Load | 1 | 2032 | 65535
| High | DLC-Water Heating | DLC-BYOD-Water Heating | Medium Industrial |  | Winter Evening | % of Load | 0 | 2032 | 65535
| High | DLC-Water Heating | DLC-Thermostat-DI-Central Heat Pump | Medium Industrial |  | Winter Evening | % of Load | 1 | 2032 | 65535
| High | DLC-Water Heating | DLC-Thermostat-DI-Central Heat Pump | Medium Industrial |  | Winter Evening | % of Load | 0 | 2032 | 65535
| High | DLC-Water Heating | DLC-Thermostat-BYOT-Central Heat Pump | Medium Industrial |  | Winter Evening | % of Load | 1 | 2032 | 65535
| High | DLC-Water Heating | DLC-Thermostat-BYOT-Central Heat Pump | Medium Industrial |  | Winter Evening | % of Load | 0 | 2032 | 65535
| High | DLC-Water Heating | DLC-Thermostat-HVAC | Medium Industrial |  | Winter Evening | % of Load | 1 | 2032 | 65535
| High | DLC-Water Heating | DLC-Thermostat-HVAC | Medium Industrial |  | Winter Evening | % of Load | 0 | 2032 | 65535
| High | DLC-Water Heating | DLC-Thermostat-DI-Baseboard Heating | Medium Industrial |  | Winter Evening | % of Load | 1 | 2032 | 65535
| High | DLC-Water Heating | DLC-Thermostat-DI-Baseboard Heating | Medium Industrial |  | Winter Evening | % of Load | 0 | 2032 | 65535
| High | DLC-Water Heating | DLC-Thermostat-BYOT-Baseboard Heating | Medium Industrial |  | Winter Evening | % of Load | 1 | 2032 | 65535
| High | DLC-Water Heating | DLC-Thermostat-BYOT-Baseboard Heating | Medium Industrial |  | Winter Evening | % of Load | 0 | 2032 | 65535
| High | DLC-Water Heating | DLC-Thermostat-DI-MSHP | Medium Industrial |  | Winter Evening | % of Load | 1 | 2032 | 65535
| High | DLC-Water Heating | DLC-Thermostat-DI-MSHP | Medium Industrial |  | Winter Evening | % of Load | 0 | 2032 | 65535
| High | DLC-Water Heating | DLC-Thermostat-BYOT-MSHP | Medium Industrial |  | Winter Evening | % of Load | 1 | 2032 | 65535
| High | DLC-Water Heating | DLC-Thermostat-BYOT-MSHP | Medium Industrial |  | Winter Evening | % of Load | 0 | 2032 | 65535
| High | DLC-Water Heating | C&I Curtailment-Turnkey-Manual HVAC Control | Medium Industrial |  | Winter Evening | % of Load | 1 | 2032 | 65535
| High | DLC-Water Heating | C&I Curtailment-Turnkey-Manual HVAC Control | Medium Industrial |  | Winter Evening | % of Load | 0 | 2032 | 65535
| High | DLC-Water Heating | C&I Curtailment-Turnkey-Auto-DR HVAC Control | Medium Industrial |  | Winter Evening | % of Load | 1 | 2032 | 65535
| High | DLC-Water Heating | C&I Curtailment-Turnkey-Auto-DR HVAC Control | Medium Industrial |  | Winter Evening | % of Load | 0 | 2032 | 65535
| High | DLC-Water Heating | C&I Curtailment-Turnkey-Standard Lighting Control | Medium Industrial |  | Winter Evening | % of Load | 1 | 2032 | 65535
| High | DLC-Water Heating | C&I Curtailment-Turnkey-Standard Lighting Control | Medium Industrial |  | Winter Evening | % of Load | 0 | 2032 | 65535
| High | DLC-Water Heating | C&I Curtailment-Turnkey-Advanced Lighting Control | Medium Industrial |  | Winter Evening | % of Load | 1 | 2032 | 65535
| High | DLC-Water Heating | C&I Curtailment-Turnkey-Advanced Lighting Control | Medium Industrial |  | Winter Evening | % of Load | 0 | 2032 | 65535
| High | DLC-Water Heating | C&I Curtailment-Turnkey-Water Heating Control | Medium Industrial |  | Winter Evening | % of Load | 1 | 2032 | 65535
| High | DLC-Water Heating | C&I Curtailment-Turnkey-Water Heating Control | Medium Industrial |  | Winter Evening | % of Load | 0 | 2032 | 65535
| High | DLC-Water Heating | C&I Curtailment-Turnkey-Other | Medium Industrial |  | Winter Evening | % of Load | 1 | 2032 | 65535
| High | DLC-Water Heating | C&I Curtailment-Turnkey-Other | Medium Industrial |  | Winter Evening | % of Load | 0 | 2032 | 65535
| High | DLC-Water Heating | DLC-Switch-Water Heating | Residential Charitable |  | Winter Morning | % of Load | 1 | 2032 | 65535
| High | DLC-Water Heating | DLC-Switch-Water Heating | Residential Charitable |  | Winter Morning | % of Load | 0 | 2032 | 65535
| High | DLC-Water Heating | DLC-BYOD-Water Heating | Residential Charitable |  | Winter Morning | % of Load | 1 | 2032 | 65535
| High | DLC-Water Heating | DLC-BYOD-Water Heating | Residential Charitable |  | Winter Morning | % of Load | 0 | 2032 | 65535
| High | DLC-Water Heating | DLC-Switch-Water Heating | Residential Charitable |  | Winter Evening | % of Load | 1 | 2032 | 65535
| High | DLC-Water Heating | DLC-Switch-Water Heating | Residential Charitable |  | Winter Evening | % of Load | 0 | 2032 | 65535
| High | DLC-Water Heating | DLC-BYOD-Water Heating | Residential Charitable |  | Winter Evening | % of Load | 1 | 2032 | 65535
| High | DLC-Water Heating | DLC-BYOD-Water Heating | Residential Charitable |  | Winter Evening | % of Load | 0 | 2032 | 65535
| High | C&I Curtailment | DLC-Switch-Water Heating | Small General |  | Winter Morning | % of Load | 1 | 2032 | 65535
| High | C&I Curtailment | DLC-Switch-Water Heating | Small General |  | Winter Morning | % of Load | 0 | 2032 | 65535
| High | C&I Curtailment | DLC-BYOD-Water Heating | Small General |  | Winter Morning | % of Load | 1 | 2032 | 65535
| High | C&I Curtailment | DLC-BYOD-Water Heating | Small General |  | Winter Morning | % of Load | 0 | 2032 | 65535
| High | C&I Curtailment | DLC-Thermostat-DI-Central Heat Pump | Small General |  | Winter Morning | % of Load | 1 | 2032 | 65535
| High | C&I Curtailment | DLC-Thermostat-DI-Central Heat Pump | Small General |  | Winter Morning | % of Load | 0 | 2032 | 65535
| High | C&I Curtailment | DLC-Thermostat-BYOT-Central Heat Pump | Small General |  | Winter Morning | % of Load | 1 | 2032 | 65535
| High | C&I Curtailment | DLC-Thermostat-BYOT-Central Heat Pump | Small General |  | Winter Morning | % of Load | 0 | 2032 | 65535
| High | C&I Curtailment | DLC-Thermostat-HVAC | Small General |  | Winter Morning | % of Load | 1 | 2032 | 65535
| High | C&I Curtailment | DLC-Thermostat-HVAC | Small General |  | Winter Morning | % of Load | 0 | 2032 | 65535
| High | C&I Curtailment | DLC-Thermostat-DI-Baseboard Heating | Small General |  | Winter Morning | % of Load | 1 | 2032 | 65535
| High | C&I Curtailment | DLC-Thermostat-DI-Baseboard Heating | Small General |  | Winter Morning | % of Load | 0 | 2032 | 65535
| High | C&I Curtailment | DLC-Thermostat-BYOT-Baseboard Heating | Small General |  | Winter Morning | % of Load | 1 | 2032 | 65535
| High | C&I Curtailment | DLC-Thermostat-BYOT-Baseboard Heating | Small General |  | Winter Morning | % of Load | 0 | 2032 | 65535
| High | C&I Curtailment | DLC-Thermostat-DI-MSHP | Small General |  | Winter Morning | % of Load | 1 | 2032 | 65535
| High | C&I Curtailment | DLC-Thermostat-DI-MSHP | Small General |  | Winter Morning | % of Load | 0 | 2032 | 65535
| High | C&I Curtailment | DLC-Thermostat-BYOT-MSHP | Small General |  | Winter Morning | % of Load | 1 | 2032 | 65535
| High | C&I Curtailment | DLC-Thermostat-BYOT-MSHP | Small General |  | Winter Morning | % of Load | 0 | 2032 | 65535
| High | C&I Curtailment | C&I Curtailment-Turnkey-Manual HVAC Control | Small General |  | Winter Morning | % of Load | 1 | 2032 | 65535
| High | C&I Curtailment | C&I Curtailment-Turnkey-Manual HVAC Control | Small General |  | Winter Morning | % of Load | 0 | 2032 | 65535
| High | C&I Curtailment | C&I Curtailment-Turnkey-Auto-DR HVAC Control | Small General |  | Winter Morning | % of Load | 1 | 2032 | 65535
| High | C&I Curtailment | C&I Curtailment-Turnkey-Auto-DR HVAC Control | Small General |  | Winter Morning | % of Load | 0 | 2032 | 65535
| High | C&I Curtailment | C&I Curtailment-Turnkey-Standard Lighting Control | Small General |  | Winter Morning | % of Load | 1 | 2032 | 65535
| High | C&I Curtailment | C&I Curtailment-Turnkey-Standard Lighting Control | Small General |  | Winter Morning | % of Load | 0 | 2032 | 65535
| High | C&I Curtailment | C&I Curtailment-Turnkey-Advanced Lighting Control | Small General |  | Winter Morning | % of Load | 1 | 2032 | 65535
| High | C&I Curtailment | C&I Curtailment-Turnkey-Advanced Lighting Control | Small General |  | Winter Morning | % of Load | 0 | 2032 | 65535
| High | C&I Curtailment | C&I Curtailment-Turnkey-Water Heating Control | Small General |  | Winter Morning | % of Load | 1 | 2032 | 65535
| High | C&I Curtailment | C&I Curtailment-Turnkey-Water Heating Control | Small General |  | Winter Morning | % of Load | 0 | 2032 | 65535
| High | C&I Curtailment | C&I Curtailment-Turnkey-Other | Small General |  | Winter Morning | % of Load | 1 | 2032 | 65535
| High | C&I Curtailment | C&I Curtailment-Turnkey-Other | Small General |  | Winter Morning | % of Load | 0 | 2032 | 65535
| High | C&I Curtailment | Dynamic Pricing with enabling tech. | Small General |  | Winter Morning | % of Load | 1 | 2032 | 65535
| High | C&I Curtailment | Dynamic Pricing with enabling tech. | Small General |  | Winter Morning | % of Load | 0 | 2032 | 65535
| High | C&I Curtailment | DLC-Switch-Water Heating | Small General |  | Winter Evening | % of Load | 1 | 2032 | 65535
| High | C&I Curtailment | DLC-Switch-Water Heating | Small General |  | Winter Evening | % of Load | 0 | 2032 | 65535
| High | C&I Curtailment | DLC-BYOD-Water Heating | Small General |  | Winter Evening | % of Load | 1 | 2032 | 65535
| High | C&I Curtailment | DLC-BYOD-Water Heating | Small General |  | Winter Evening | % of Load | 0 | 2032 | 65535
| High | C&I Curtailment | DLC-Thermostat-DI-Central Heat Pump | Small General |  | Winter Evening | % of Load | 1 | 2032 | 65535
| High | C&I Curtailment | DLC-Thermostat-DI-Central Heat Pump | Small General |  | Winter Evening | % of Load | 0 | 2032 | 65535
| High | C&I Curtailment | DLC-Thermostat-BYOT-Central Heat Pump | Small General |  | Winter Evening | % of Load | 1 | 2032 | 65535
| High | C&I Curtailment | DLC-Thermostat-BYOT-Central Heat Pump | Small General |  | Winter Evening | % of Load | 0 | 2032 | 65535
| High | C&I Curtailment | DLC-Thermostat-HVAC | Small General |  | Winter Evening | % of Load | 1 | 2032 | 65535
| High | C&I Curtailment | DLC-Thermostat-HVAC | Small General |  | Winter Evening | % of Load | 0 | 2032 | 65535
| High | C&I Curtailment | DLC-Thermostat-DI-Baseboard Heating | Small General |  | Winter Evening | % of Load | 1 | 2032 | 65535
| High | C&I Curtailment | DLC-Thermostat-DI-Baseboard Heating | Small General |  | Winter Evening | % of Load | 0 | 2032 | 65535
| High | C&I Curtailment | DLC-Thermostat-BYOT-Baseboard Heating | Small General |  | Winter Evening | % of Load | 1 | 2032 | 65535
| High | C&I Curtailment | DLC-Thermostat-BYOT-Baseboard Heating | Small General |  | Winter Evening | % of Load | 0 | 2032 | 65535
| High | C&I Curtailment | DLC-Thermostat-DI-MSHP | Small General |  | Winter Evening | % of Load | 1 | 2032 | 65535
| High | C&I Curtailment | DLC-Thermostat-DI-MSHP | Small General |  | Winter Evening | % of Load | 0 | 2032 | 65535
| High | C&I Curtailment | DLC-Thermostat-BYOT-MSHP | Small General |  | Winter Evening | % of Load | 1 | 2032 | 65535
| High | C&I Curtailment | DLC-Thermostat-BYOT-MSHP | Small General |  | Winter Evening | % of Load | 0 | 2032 | 65535
| High | C&I Curtailment | C&I Curtailment-Turnkey-Manual HVAC Control | Small General |  | Winter Evening | % of Load | 1 | 2032 | 65535
| High | C&I Curtailment | C&I Curtailment-Turnkey-Manual HVAC Control | Small General |  | Winter Evening | % of Load | 0 | 2032 | 65535
| High | C&I Curtailment | C&I Curtailment-Turnkey-Auto-DR HVAC Control | Small General |  | Winter Evening | % of Load | 1 | 2032 | 65535
| High | C&I Curtailment | C&I Curtailment-Turnkey-Auto-DR HVAC Control | Small General |  | Winter Evening | % of Load | 0 | 2032 | 65535
| High | C&I Curtailment | C&I Curtailment-Turnkey-Standard Lighting Control | Small General |  | Winter Evening | % of Load | 1 | 2032 | 65535
| High | C&I Curtailment | C&I Curtailment-Turnkey-Standard Lighting Control | Small General |  | Winter Evening | % of Load | 0 | 2032 | 65535
| High | C&I Curtailment | C&I Curtailment-Turnkey-Advanced Lighting Control | Small General |  | Winter Evening | % of Load | 1 | 2032 | 65535
| High | C&I Curtailment | C&I Curtailment-Turnkey-Advanced Lighting Control | Small General |  | Winter Evening | % of Load | 0 | 2032 | 65535
| High | C&I Curtailment | C&I Curtailment-Turnkey-Water Heating Control | Small General |  | Winter Evening | % of Load | 1 | 2032 | 65535
| High | C&I Curtailment | C&I Curtailment-Turnkey-Water Heating Control | Small General |  | Winter Evening | % of Load | 0 | 2032 | 65535
| High | C&I Curtailment | C&I Curtailment-Turnkey-Other | Small General |  | Winter Evening | % of Load | 1 | 2032 | 65535
| High | C&I Curtailment | C&I Curtailment-Turnkey-Other | Small General |  | Winter Evening | % of Load | 0 | 2032 | 65535
| High | C&I Curtailment | Dynamic Pricing with enabling tech. | Small General |  | Winter Evening | % of Load | 1 | 2032 | 65535
| High | C&I Curtailment | Dynamic Pricing with enabling tech. | Small General |  | Winter Evening | % of Load | 0 | 2032 | 65535
| High | C&I Curtailment | DLC-Switch-Water Heating | General |  | Winter Morning | % of Load | 1 | 2032 | 65535
| High | C&I Curtailment | DLC-Switch-Water Heating | General |  | Winter Morning | % of Load | 0 | 2032 | 65535
| High | C&I Curtailment | DLC-BYOD-Water Heating | General |  | Winter Morning | % of Load | 1 | 2032 | 65535
| High | C&I Curtailment | DLC-BYOD-Water Heating | General |  | Winter Morning | % of Load | 0 | 2032 | 65535
| High | C&I Curtailment | DLC-Thermostat-DI-Central Heat Pump | General |  | Winter Morning | % of Load | 1 | 2032 | 65535
| High | C&I Curtailment | DLC-Thermostat-DI-Central Heat Pump | General |  | Winter Morning | % of Load | 0 | 2032 | 65535
| High | C&I Curtailment | DLC-Thermostat-BYOT-Central Heat Pump | General |  | Winter Morning | % of Load | 1 | 2032 | 65535
| High | C&I Curtailment | DLC-Thermostat-BYOT-Central Heat Pump | General |  | Winter Morning | % of Load | 0 | 2032 | 65535
| High | C&I Curtailment | DLC-Thermostat-HVAC | General |  | Winter Morning | % of Load | 1 | 2032 | 65535
| High | C&I Curtailment | DLC-Thermostat-HVAC | General |  | Winter Morning | % of Load | 0 | 2032 | 65535
| High | C&I Curtailment | DLC-Thermostat-DI-Baseboard Heating | General |  | Winter Morning | % of Load | 1 | 2032 | 65535
| High | C&I Curtailment | DLC-Thermostat-DI-Baseboard Heating | General |  | Winter Morning | % of Load | 0 | 2032 | 65535
| High | C&I Curtailment | DLC-Thermostat-BYOT-Baseboard Heating | General |  | Winter Morning | % of Load | 1 | 2032 | 65535
| High | C&I Curtailment | DLC-Thermostat-BYOT-Baseboard Heating | General |  | Winter Morning | % of Load | 0 | 2032 | 65535
| High | C&I Curtailment | DLC-Thermostat-DI-MSHP | General |  | Winter Morning | % of Load | 1 | 2032 | 65535
| High | C&I Curtailment | DLC-Thermostat-DI-MSHP | General |  | Winter Morning | % of Load | 0 | 2032 | 65535
| High | C&I Curtailment | DLC-Thermostat-BYOT-MSHP | General |  | Winter Morning | % of Load | 1 | 2032 | 65535
| High | C&I Curtailment | DLC-Thermostat-BYOT-MSHP | General |  | Winter Morning | % of Load | 0 | 2032 | 65535
| High | C&I Curtailment | C&I Curtailment-Turnkey-Manual HVAC Control | General |  | Winter Morning | % of Load | 1 | 2032 | 65535
| High | C&I Curtailment | C&I Curtailment-Turnkey-Manual HVAC Control | General |  | Winter Morning | % of Load | 0 | 2032 | 65535
| High | C&I Curtailment | C&I Curtailment-Turnkey-Auto-DR HVAC Control | General |  | Winter Morning | % of Load | 1 | 2032 | 65535
| High | C&I Curtailment | C&I Curtailment-Turnkey-Auto-DR HVAC Control | General |  | Winter Morning | % of Load | 0 | 2032 | 65535
| High | C&I Curtailment | C&I Curtailment-Turnkey-Standard Lighting Control | General |  | Winter Morning | % of Load | 1 | 2032 | 65535
| High | C&I Curtailment | C&I Curtailment-Turnkey-Standard Lighting Control | General |  | Winter Morning | % of Load | 0 | 2032 | 65535
| High | C&I Curtailment | C&I Curtailment-Turnkey-Advanced Lighting Control | General |  | Winter Morning | % of Load | 1 | 2032 | 65535
| High | C&I Curtailment | C&I Curtailment-Turnkey-Advanced Lighting Control | General |  | Winter Morning | % of Load | 0 | 2032 | 65535
| High | C&I Curtailment | C&I Curtailment-Turnkey-Water Heating Control | General |  | Winter Morning | % of Load | 1 | 2032 | 65535
| High | C&I Curtailment | C&I Curtailment-Turnkey-Water Heating Control | General |  | Winter Morning | % of Load | 0 | 2032 | 65535
| High | C&I Curtailment | C&I Curtailment-Turnkey-Other | General |  | Winter Morning | % of Load | 1 | 2032 | 65535
| High | C&I Curtailment | C&I Curtailment-Turnkey-Other | General |  | Winter Morning | % of Load | 0 | 2032 | 65535
| High | C&I Curtailment | DLC-Switch-Water Heating | General |  | Winter Evening | % of Load | 1 | 2032 | 65535
| High | C&I Curtailment | DLC-Switch-Water Heating | General |  | Winter Evening | % of Load | 0 | 2032 | 65535
| High | C&I Curtailment | DLC-BYOD-Water Heating | General |  | Winter Evening | % of Load | 1 | 2032 | 65535
| High | C&I Curtailment | DLC-BYOD-Water Heating | General |  | Winter Evening | % of Load | 0 | 2032 | 65535
| High | C&I Curtailment | DLC-Thermostat-DI-Central Heat Pump | General |  | Winter Evening | % of Load | 1 | 2032 | 65535
| High | C&I Curtailment | DLC-Thermostat-DI-Central Heat Pump | General |  | Winter Evening | % of Load | 0 | 2032 | 65535
| High | C&I Curtailment | DLC-Thermostat-BYOT-Central Heat Pump | General |  | Winter Evening | % of Load | 1 | 2032 | 65535
| High | C&I Curtailment | DLC-Thermostat-BYOT-Central Heat Pump | General |  | Winter Evening | % of Load | 0 | 2032 | 65535
| High | C&I Curtailment | DLC-Thermostat-HVAC | General |  | Winter Evening | % of Load | 1 | 2032 | 65535
| High | C&I Curtailment | DLC-Thermostat-HVAC | General |  | Winter Evening | % of Load | 0 | 2032 | 65535
| High | C&I Curtailment | DLC-Thermostat-DI-Baseboard Heating | General |  | Winter Evening | % of Load | 1 | 2032 | 65535
| High | C&I Curtailment | DLC-Thermostat-DI-Baseboard Heating | General |  | Winter Evening | % of Load | 0 | 2032 | 65535
| High | C&I Curtailment | DLC-Thermostat-BYOT-Baseboard Heating | General |  | Winter Evening | % of Load | 1 | 2032 | 65535
| High | C&I Curtailment | DLC-Thermostat-BYOT-Baseboard Heating | General |  | Winter Evening | % of Load | 0 | 2032 | 65535
| High | C&I Curtailment | DLC-Thermostat-DI-MSHP | General |  | Winter Evening | % of Load | 1 | 2032 | 65535
| High | C&I Curtailment | DLC-Thermostat-DI-MSHP | General |  | Winter Evening | % of Load | 0 | 2032 | 65535
| High | C&I Curtailment | DLC-Thermostat-BYOT-MSHP | General |  | Winter Evening | % of Load | 1 | 2032 | 65535
| High | C&I Curtailment | DLC-Thermostat-BYOT-MSHP | General |  | Winter Evening | % of Load | 0 | 2032 | 65535
| High | C&I Curtailment | C&I Curtailment-Turnkey-Manual HVAC Control | General |  | Winter Evening | % of Load | 1 | 2032 | 65535
| High | C&I Curtailment | C&I Curtailment-Turnkey-Manual HVAC Control | General |  | Winter Evening | % of Load | 0 | 2032 | 65535
| High | C&I Curtailment | C&I Curtailment-Turnkey-Auto-DR HVAC Control | General |  | Winter Evening | % of Load | 1 | 2032 | 65535
| High | C&I Curtailment | C&I Curtailment-Turnkey-Auto-DR HVAC Control | General |  | Winter Evening | % of Load | 0 | 2032 | 65535
| High | C&I Curtailment | C&I Curtailment-Turnkey-Standard Lighting Control | General |  | Winter Evening | % of Load | 1 | 2032 | 65535
| High | C&I Curtailment | C&I Curtailment-Turnkey-Standard Lighting Control | General |  | Winter Evening | % of Load | 0 | 2032 | 65535
| High | C&I Curtailment | C&I Curtailment-Turnkey-Advanced Lighting Control | General |  | Winter Evening | % of Load | 1 | 2032 | 65535
| High | C&I Curtailment | C&I Curtailment-Turnkey-Advanced Lighting Control | General |  | Winter Evening | % of Load | 0 | 2032 | 65535
| High | C&I Curtailment | C&I Curtailment-Turnkey-Water Heating Control | General |  | Winter Evening | % of Load | 1 | 2032 | 65535
| High | C&I Curtailment | C&I Curtailment-Turnkey-Water Heating Control | General |  | Winter Evening | % of Load | 0 | 2032 | 65535
| High | C&I Curtailment | C&I Curtailment-Turnkey-Other | General |  | Winter Evening | % of Load | 1 | 2032 | 65535
| High | C&I Curtailment | C&I Curtailment-Turnkey-Other | General |  | Winter Evening | % of Load | 0 | 2032 | 65535
| High | C&I Curtailment | C&I Curtailment-Turnkey-Manual HVAC Control | Large General |  | Winter Morning | % of Load | 1 | 2032 | 65535
| High | C&I Curtailment | C&I Curtailment-Turnkey-Manual HVAC Control | Large General |  | Winter Morning | % of Load | 0 | 2032 | 65535
| High | C&I Curtailment | C&I Curtailment-Turnkey-Auto-DR HVAC Control | Large General |  | Winter Morning | % of Load | 1 | 2032 | 65535
| High | C&I Curtailment | C&I Curtailment-Turnkey-Auto-DR HVAC Control | Large General |  | Winter Morning | % of Load | 0 | 2032 | 65535
| High | C&I Curtailment | C&I Curtailment-Turnkey-Standard Lighting Control | Large General |  | Winter Morning | % of Load | 1 | 2032 | 65535
| High | C&I Curtailment | C&I Curtailment-Turnkey-Standard Lighting Control | Large General |  | Winter Morning | % of Load | 0 | 2032 | 65535
| High | C&I Curtailment | C&I Curtailment-Turnkey-Water Heating Control | Large General |  | Winter Morning | % of Load | 1 | 2032 | 65535
| High | C&I Curtailment | C&I Curtailment-Turnkey-Water Heating Control | Large General |  | Winter Morning | % of Load | 0 | 2032 | 65535
| High | C&I Curtailment | C&I Curtailment-Turnkey-Other | Large General |  | Winter Morning | % of Load | 1 | 2032 | 65535
| High | C&I Curtailment | C&I Curtailment-Turnkey-Other | Large General |  | Winter Morning | % of Load | 0 | 2032 | 65535
| High | C&I Curtailment | C&I Curtailment-Turnkey-Manual HVAC Control | Large General |  | Winter Evening | % of Load | 1 | 2032 | 65535
| High | C&I Curtailment | C&I Curtailment-Turnkey-Manual HVAC Control | Large General |  | Winter Evening | % of Load | 0 | 2032 | 65535
| High | C&I Curtailment | C&I Curtailment-Turnkey-Auto-DR HVAC Control | Large General |  | Winter Evening | % of Load | 1 | 2032 | 65535
| High | C&I Curtailment | C&I Curtailment-Turnkey-Auto-DR HVAC Control | Large General |  | Winter Evening | % of Load | 0 | 2032 | 65535
| High | C&I Curtailment | C&I Curtailment-Turnkey-Standard Lighting Control | Large General |  | Winter Evening | % of Load | 1 | 2032 | 65535
| High | C&I Curtailment | C&I Curtailment-Turnkey-Standard Lighting Control | Large General |  | Winter Evening | % of Load | 0 | 2032 | 65535
| High | C&I Curtailment | C&I Curtailment-Turnkey-Water Heating Control | Large General |  | Winter Evening | % of Load | 1 | 2032 | 65535
| High | C&I Curtailment | C&I Curtailment-Turnkey-Water Heating Control | Large General |  | Winter Evening | % of Load | 0 | 2032 | 65535
| High | C&I Curtailment | C&I Curtailment-Turnkey-Other | Large General |  | Winter Evening | % of Load | 1 | 2032 | 65535
| High | C&I Curtailment | C&I Curtailment-Turnkey-Other | Large General |  | Winter Evening | % of Load | 0 | 2032 | 65535
| High | C&I Curtailment | DLC-Switch-Water Heating | Small Industrial |  | Winter Morning | % of Load | 1 | 2032 | 65535
| High | C&I Curtailment | DLC-Switch-Water Heating | Small Industrial |  | Winter Morning | % of Load | 0 | 2032 | 65535
| High | C&I Curtailment | DLC-BYOD-Water Heating | Small Industrial |  | Winter Morning | % of Load | 1 | 2032 | 65535
| High | C&I Curtailment | DLC-BYOD-Water Heating | Small Industrial |  | Winter Morning | % of Load | 0 | 2032 | 65535
| High | C&I Curtailment | DLC-Thermostat-DI-Central Heat Pump | Small Industrial |  | Winter Morning | % of Load | 1 | 2032 | 65535
| High | C&I Curtailment | DLC-Thermostat-DI-Central Heat Pump | Small Industrial |  | Winter Morning | % of Load | 0 | 2032 | 65535
| High | C&I Curtailment | DLC-Thermostat-BYOT-Central Heat Pump | Small Industrial |  | Winter Morning | % of Load | 1 | 2032 | 65535
| High | C&I Curtailment | DLC-Thermostat-BYOT-Central Heat Pump | Small Industrial |  | Winter Morning | % of Load | 0 | 2032 | 65535
| High | C&I Curtailment | DLC-Thermostat-HVAC | Small Industrial |  | Winter Morning | % of Load | 1 | 2032 | 65535
| High | C&I Curtailment | DLC-Thermostat-HVAC | Small Industrial |  | Winter Morning | % of Load | 0 | 2032 | 65535
| High | C&I Curtailment | DLC-Thermostat-DI-Baseboard Heating | Small Industrial |  | Winter Morning | % of Load | 1 | 2032 | 65535
| High | C&I Curtailment | DLC-Thermostat-DI-Baseboard Heating | Small Industrial |  | Winter Morning | % of Load | 0 | 2032 | 65535
| High | C&I Curtailment | DLC-Thermostat-BYOT-Baseboard Heating | Small Industrial |  | Winter Morning | % of Load | 1 | 2032 | 65535
| High | C&I Curtailment | DLC-Thermostat-BYOT-Baseboard Heating | Small Industrial |  | Winter Morning | % of Load | 0 | 2032 | 65535
| High | C&I Curtailment | DLC-Thermostat-DI-MSHP | Small Industrial |  | Winter Morning | % of Load | 1 | 2032 | 65535
| High | C&I Curtailment | DLC-Thermostat-DI-MSHP | Small Industrial |  | Winter Morning | % of Load | 0 | 2032 | 65535
| High | C&I Curtailment | DLC-Thermostat-BYOT-MSHP | Small Industrial |  | Winter Morning | % of Load | 1 | 2032 | 65535
| High | C&I Curtailment | DLC-Thermostat-BYOT-MSHP | Small Industrial |  | Winter Morning | % of Load | 0 | 2032 | 65535
| High | C&I Curtailment | C&I Curtailment-Turnkey-Manual HVAC Control | Small Industrial |  | Winter Morning | % of Load | 1 | 2032 | 65535
| High | C&I Curtailment | C&I Curtailment-Turnkey-Manual HVAC Control | Small Industrial |  | Winter Morning | % of Load | 0 | 2032 | 65535
| High | C&I Curtailment | C&I Curtailment-Turnkey-Auto-DR HVAC Control | Small Industrial |  | Winter Morning | % of Load | 1 | 2032 | 65535
| High | C&I Curtailment | C&I Curtailment-Turnkey-Auto-DR HVAC Control | Small Industrial |  | Winter Morning | % of Load | 0 | 2032 | 65535
| High | C&I Curtailment | C&I Curtailment-Turnkey-Standard Lighting Control | Small Industrial |  | Winter Morning | % of Load | 1 | 2032 | 65535
| High | C&I Curtailment | C&I Curtailment-Turnkey-Standard Lighting Control | Small Industrial |  | Winter Morning | % of Load | 0 | 2032 | 65535
| High | C&I Curtailment | C&I Curtailment-Turnkey-Advanced Lighting Control | Small Industrial |  | Winter Morning | % of Load | 1 | 2032 | 65535
| High | C&I Curtailment | C&I Curtailment-Turnkey-Advanced Lighting Control | Small Industrial |  | Winter Morning | % of Load | 0 | 2032 | 65535
| High | C&I Curtailment | C&I Curtailment-Turnkey-Water Heating Control | Small Industrial |  | Winter Morning | % of Load | 1 | 2032 | 65535
| High | C&I Curtailment | C&I Curtailment-Turnkey-Water Heating Control | Small Industrial |  | Winter Morning | % of Load | 0 | 2032 | 65535
| High | C&I Curtailment | C&I Curtailment-Turnkey-Other | Small Industrial |  | Winter Morning | % of Load | 1 | 2032 | 65535
| High | C&I Curtailment | C&I Curtailment-Turnkey-Other | Small Industrial |  | Winter Morning | % of Load | 0 | 2032 | 65535
| High | C&I Curtailment | C&I Curtailment-Turnkey-Industrial | Small Industrial |  | Winter Morning | % of Load | 1 | 2032 | 65535
| High | C&I Curtailment | C&I Curtailment-Turnkey-Industrial | Small Industrial |  | Winter Morning | % of Load | 0 | 2032 | 65535
| High | C&I Curtailment | DLC-Switch-Water Heating | Small Industrial |  | Winter Evening | % of Load | 1 | 2032 | 65535
| High | C&I Curtailment | DLC-Switch-Water Heating | Small Industrial |  | Winter Evening | % of Load | 0 | 2032 | 65535
| High | C&I Curtailment | DLC-BYOD-Water Heating | Small Industrial |  | Winter Evening | % of Load | 1 | 2032 | 65535
| High | C&I Curtailment | DLC-BYOD-Water Heating | Small Industrial |  | Winter Evening | % of Load | 0 | 2032 | 65535
| High | C&I Curtailment | DLC-Thermostat-DI-Central Heat Pump | Small Industrial |  | Winter Evening | % of Load | 1 | 2032 | 65535
| High | C&I Curtailment | DLC-Thermostat-DI-Central Heat Pump | Small Industrial |  | Winter Evening | % of Load | 0 | 2032 | 65535
| High | C&I Curtailment | DLC-Thermostat-BYOT-Central Heat Pump | Small Industrial |  | Winter Evening | % of Load | 1 | 2032 | 65535
| High | C&I Curtailment | DLC-Thermostat-BYOT-Central Heat Pump | Small Industrial |  | Winter Evening | % of Load | 0 | 2032 | 65535
| High | C&I Curtailment | DLC-Thermostat-HVAC | Small Industrial |  | Winter Evening | % of Load | 1 | 2032 | 65535
| High | C&I Curtailment | DLC-Thermostat-HVAC | Small Industrial |  | Winter Evening | % of Load | 0 | 2032 | 65535
| High | C&I Curtailment | DLC-Thermostat-DI-Baseboard Heating | Small Industrial |  | Winter Evening | % of Load | 1 | 2032 | 65535
| High | C&I Curtailment | DLC-Thermostat-DI-Baseboard Heating | Small Industrial |  | Winter Evening | % of Load | 0 | 2032 | 65535
| High | C&I Curtailment | DLC-Thermostat-BYOT-Baseboard Heating | Small Industrial |  | Winter Evening | % of Load | 1 | 2032 | 65535
| High | C&I Curtailment | DLC-Thermostat-BYOT-Baseboard Heating | Small Industrial |  | Winter Evening | % of Load | 0 | 2032 | 65535
| High | C&I Curtailment | DLC-Thermostat-DI-MSHP | Small Industrial |  | Winter Evening | % of Load | 1 | 2032 | 65535
| High | C&I Curtailment | DLC-Thermostat-DI-MSHP | Small Industrial |  | Winter Evening | % of Load | 0 | 2032 | 65535
| High | C&I Curtailment | DLC-Thermostat-BYOT-MSHP | Small Industrial |  | Winter Evening | % of Load | 1 | 2032 | 65535
| High | C&I Curtailment | DLC-Thermostat-BYOT-MSHP | Small Industrial |  | Winter Evening | % of Load | 0 | 2032 | 65535
| High | C&I Curtailment | C&I Curtailment-Turnkey-Manual HVAC Control | Small Industrial |  | Winter Evening | % of Load | 1 | 2032 | 65535
| High | C&I Curtailment | C&I Curtailment-Turnkey-Manual HVAC Control | Small Industrial |  | Winter Evening | % of Load | 0 | 2032 | 65535
| High | C&I Curtailment | C&I Curtailment-Turnkey-Auto-DR HVAC Control | Small Industrial |  | Winter Evening | % of Load | 1 | 2032 | 65535
| High | C&I Curtailment | C&I Curtailment-Turnkey-Auto-DR HVAC Control | Small Industrial |  | Winter Evening | % of Load | 0 | 2032 | 65535
| High | C&I Curtailment | C&I Curtailment-Turnkey-Standard Lighting Control | Small Industrial |  | Winter Evening | % of Load | 1 | 2032 | 65535
| High | C&I Curtailment | C&I Curtailment-Turnkey-Standard Lighting Control | Small Industrial |  | Winter Evening | % of Load | 0 | 2032 | 65535
| High | C&I Curtailment | C&I Curtailment-Turnkey-Advanced Lighting Control | Small Industrial |  | Winter Evening | % of Load | 1 | 2032 | 65535
| High | C&I Curtailment | C&I Curtailment-Turnkey-Advanced Lighting Control | Small Industrial |  | Winter Evening | % of Load | 0 | 2032 | 65535
| High | C&I Curtailment | C&I Curtailment-Turnkey-Water Heating Control | Small Industrial |  | Winter Evening | % of Load | 1 | 2032 | 65535
| High | C&I Curtailment | C&I Curtailment-Turnkey-Water Heating Control | Small Industrial |  | Winter Evening | % of Load | 0 | 2032 | 65535
| High | C&I Curtailment | C&I Curtailment-Turnkey-Other | Small Industrial |  | Winter Evening | % of Load | 1 | 2032 | 65535
| High | C&I Curtailment | C&I Curtailment-Turnkey-Other | Small Industrial |  | Winter Evening | % of Load | 0 | 2032 | 65535
| High | C&I Curtailment | C&I Curtailment-Turnkey-Industrial | Small Industrial |  | Winter Evening | % of Load | 1 | 2032 | 65535
| High | C&I Curtailment | C&I Curtailment-Turnkey-Industrial | Small Industrial |  | Winter Evening | % of Load | 0 | 2032 | 65535
| High | C&I Curtailment | DLC-Switch-Water Heating | Medium Industrial |  | Winter Morning | % of Load | 1 | 2032 | 65535
| High | C&I Curtailment | DLC-Switch-Water Heating | Medium Industrial |  | Winter Morning | % of Load | 0 | 2032 | 65535
| High | C&I Curtailment | DLC-BYOD-Water Heating | Medium Industrial |  | Winter Morning | % of Load | 1 | 2032 | 65535
| High | C&I Curtailment | DLC-BYOD-Water Heating | Medium Industrial |  | Winter Morning | % of Load | 0 | 2032 | 65535
| High | C&I Curtailment | DLC-Thermostat-DI-Central Heat Pump | Medium Industrial |  | Winter Morning | % of Load | 1 | 2032 | 65535
| High | C&I Curtailment | DLC-Thermostat-DI-Central Heat Pump | Medium Industrial |  | Winter Morning | % of Load | 0 | 2032 | 65535
| High | C&I Curtailment | DLC-Thermostat-BYOT-Central Heat Pump | Medium Industrial |  | Winter Morning | % of Load | 1 | 2032 | 65535
| High | C&I Curtailment | DLC-Thermostat-BYOT-Central Heat Pump | Medium Industrial |  | Winter Morning | % of Load | 0 | 2032 | 65535
| High | C&I Curtailment | DLC-Thermostat-HVAC | Medium Industrial |  | Winter Morning | % of Load | 1 | 2032 | 65535
| High | C&I Curtailment | DLC-Thermostat-HVAC | Medium Industrial |  | Winter Morning | % of Load | 0 | 2032 | 65535
| High | C&I Curtailment | DLC-Thermostat-DI-Baseboard Heating | Medium Industrial |  | Winter Morning | % of Load | 1 | 2032 | 65535
| High | C&I Curtailment | DLC-Thermostat-DI-Baseboard Heating | Medium Industrial |  | Winter Morning | % of Load | 0 | 2032 | 65535
| High | C&I Curtailment | DLC-Thermostat-BYOT-Baseboard Heating | Medium Industrial |  | Winter Morning | % of Load | 1 | 2032 | 65535
| High | C&I Curtailment | DLC-Thermostat-BYOT-Baseboard Heating | Medium Industrial |  | Winter Morning | % of Load | 0 | 2032 | 65535
| High | C&I Curtailment | DLC-Thermostat-DI-MSHP | Medium Industrial |  | Winter Morning | % of Load | 1 | 2032 | 65535
| High | C&I Curtailment | DLC-Thermostat-DI-MSHP | Medium Industrial |  | Winter Morning | % of Load | 0 | 2032 | 65535
| High | C&I Curtailment | DLC-Thermostat-BYOT-MSHP | Medium Industrial |  | Winter Morning | % of Load | 1 | 2032 | 65535
| High | C&I Curtailment | DLC-Thermostat-BYOT-MSHP | Medium Industrial |  | Winter Morning | % of Load | 0 | 2032 | 65535
| High | C&I Curtailment | C&I Curtailment-Turnkey-Manual HVAC Control | Medium Industrial |  | Winter Morning | % of Load | 1 | 2032 | 65535
| High | C&I Curtailment | C&I Curtailment-Turnkey-Manual HVAC Control | Medium Industrial |  | Winter Morning | % of Load | 0 | 2032 | 65535
| High | C&I Curtailment | C&I Curtailment-Turnkey-Auto-DR HVAC Control | Medium Industrial |  | Winter Morning | % of Load | 1 | 2032 | 65535
| High | C&I Curtailment | C&I Curtailment-Turnkey-Auto-DR HVAC Control | Medium Industrial |  | Winter Morning | % of Load | 0 | 2032 | 65535
| High | C&I Curtailment | C&I Curtailment-Turnkey-Standard Lighting Control | Medium Industrial |  | Winter Morning | % of Load | 1 | 2032 | 65535
| High | C&I Curtailment | C&I Curtailment-Turnkey-Standard Lighting Control | Medium Industrial |  | Winter Morning | % of Load | 0 | 2032 | 65535
| High | C&I Curtailment | C&I Curtailment-Turnkey-Advanced Lighting Control | Medium Industrial |  | Winter Morning | % of Load | 1 | 2032 | 65535
| High | C&I Curtailment | C&I Curtailment-Turnkey-Advanced Lighting Control | Medium Industrial |  | Winter Morning | % of Load | 0 | 2032 | 65535
| High | C&I Curtailment | C&I Curtailment-Turnkey-Water Heating Control | Medium Industrial |  | Winter Morning | % of Load | 1 | 2032 | 65535
| High | C&I Curtailment | C&I Curtailment-Turnkey-Water Heating Control | Medium Industrial |  | Winter Morning | % of Load | 0 | 2032 | 65535
| High | C&I Curtailment | C&I Curtailment-Turnkey-Other | Medium Industrial |  | Winter Morning | % of Load | 1 | 2032 | 65535
| High | C&I Curtailment | C&I Curtailment-Turnkey-Other | Medium Industrial |  | Winter Morning | % of Load | 0 | 2032 | 65535
| High | C&I Curtailment | DLC-Switch-Water Heating | Medium Industrial |  | Winter Evening | % of Load | 1 | 2032 | 65535
| High | C&I Curtailment | DLC-Switch-Water Heating | Medium Industrial |  | Winter Evening | % of Load | 0 | 2032 | 65535
| High | C&I Curtailment | DLC-BYOD-Water Heating | Medium Industrial |  | Winter Evening | % of Load | 1 | 2032 | 65535
| High | C&I Curtailment | DLC-BYOD-Water Heating | Medium Industrial |  | Winter Evening | % of Load | 0 | 2032 | 65535
| High | C&I Curtailment | DLC-Thermostat-DI-Central Heat Pump | Medium Industrial |  | Winter Evening | % of Load | 1 | 2032 | 65535
| High | C&I Curtailment | DLC-Thermostat-DI-Central Heat Pump | Medium Industrial |  | Winter Evening | % of Load | 0 | 2032 | 65535
| High | C&I Curtailment | DLC-Thermostat-BYOT-Central Heat Pump | Medium Industrial |  | Winter Evening | % of Load | 1 | 2032 | 65535
| High | C&I Curtailment | DLC-Thermostat-BYOT-Central Heat Pump | Medium Industrial |  | Winter Evening | % of Load | 0 | 2032 | 65535
| High | C&I Curtailment | DLC-Thermostat-HVAC | Medium Industrial |  | Winter Evening | % of Load | 1 | 2032 | 65535
| High | C&I Curtailment | DLC-Thermostat-HVAC | Medium Industrial |  | Winter Evening | % of Load | 0 | 2032 | 65535
| High | C&I Curtailment | DLC-Thermostat-DI-Baseboard Heating | Medium Industrial |  | Winter Evening | % of Load | 1 | 2032 | 65535
| High | C&I Curtailment | DLC-Thermostat-DI-Baseboard Heating | Medium Industrial |  | Winter Evening | % of Load | 0 | 2032 | 65535
| High | C&I Curtailment | DLC-Thermostat-BYOT-Baseboard Heating | Medium Industrial |  | Winter Evening | % of Load | 1 | 2032 | 65535
| High | C&I Curtailment | DLC-Thermostat-BYOT-Baseboard Heating | Medium Industrial |  | Winter Evening | % of Load | 0 | 2032 | 65535
| High | C&I Curtailment | DLC-Thermostat-DI-MSHP | Medium Industrial |  | Winter Evening | % of Load | 1 | 2032 | 65535
| High | C&I Curtailment | DLC-Thermostat-DI-MSHP | Medium Industrial |  | Winter Evening | % of Load | 0 | 2032 | 65535
| High | C&I Curtailment | DLC-Thermostat-BYOT-MSHP | Medium Industrial |  | Winter Evening | % of Load | 1 | 2032 | 65535
| High | C&I Curtailment | DLC-Thermostat-BYOT-MSHP | Medium Industrial |  | Winter Evening | % of Load | 0 | 2032 | 65535
| High | C&I Curtailment | C&I Curtailment-Turnkey-Manual HVAC Control | Medium Industrial |  | Winter Evening | % of Load | 1 | 2032 | 65535
| High | C&I Curtailment | C&I Curtailment-Turnkey-Manual HVAC Control | Medium Industrial |  | Winter Evening | % of Load | 0 | 2032 | 65535
| High | C&I Curtailment | C&I Curtailment-Turnkey-Auto-DR HVAC Control | Medium Industrial |  | Winter Evening | % of Load | 1 | 2032 | 65535
| High | C&I Curtailment | C&I Curtailment-Turnkey-Auto-DR HVAC Control | Medium Industrial |  | Winter Evening | % of Load | 0 | 2032 | 65535
| High | C&I Curtailment | C&I Curtailment-Turnkey-Standard Lighting Control | Medium Industrial |  | Winter Evening | % of Load | 1 | 2032 | 65535
| High | C&I Curtailment | C&I Curtailment-Turnkey-Standard Lighting Control | Medium Industrial |  | Winter Evening | % of Load | 0 | 2032 | 65535
| High | C&I Curtailment | C&I Curtailment-Turnkey-Advanced Lighting Control | Medium Industrial |  | Winter Evening | % of Load | 1 | 2032 | 65535
| High | C&I Curtailment | C&I Curtailment-Turnkey-Advanced Lighting Control | Medium Industrial |  | Winter Evening | % of Load | 0 | 2032 | 65535
| High | C&I Curtailment | C&I Curtailment-Turnkey-Water Heating Control | Medium Industrial |  | Winter Evening | % of Load | 1 | 2032 | 65535
| High | C&I Curtailment | C&I Curtailment-Turnkey-Water Heating Control | Medium Industrial |  | Winter Evening | % of Load | 0 | 2032 | 65535
| High | C&I Curtailment | C&I Curtailment-Turnkey-Other | Medium Industrial |  | Winter Evening | % of Load | 1 | 2032 | 65535
| High | C&I Curtailment | C&I Curtailment-Turnkey-Other | Medium Industrial |  | Winter Evening | % of Load | 0 | 2032 | 65535
| High | C&I Curtailment | C&I Curtailment-Turnkey-Manual HVAC Control | Large Industrial |  | Winter Morning | % of Load | 1 | 2032 | 65535
| High | C&I Curtailment | C&I Curtailment-Turnkey-Manual HVAC Control | Large Industrial |  | Winter Morning | % of Load | 0 | 2032 | 65535
| High | C&I Curtailment | C&I Curtailment-Turnkey-Auto-DR HVAC Control | Large Industrial |  | Winter Morning | % of Load | 1 | 2032 | 65535
| High | C&I Curtailment | C&I Curtailment-Turnkey-Auto-DR HVAC Control | Large Industrial |  | Winter Morning | % of Load | 0 | 2032 | 65535
| High | C&I Curtailment | C&I Curtailment-Turnkey-Standard Lighting Control | Large Industrial |  | Winter Morning | % of Load | 1 | 2032 | 65535
| High | C&I Curtailment | C&I Curtailment-Turnkey-Standard Lighting Control | Large Industrial |  | Winter Morning | % of Load | 0 | 2032 | 65535
| High | C&I Curtailment | C&I Curtailment-Turnkey-Water Heating Control | Large Industrial |  | Winter Morning | % of Load | 1 | 2032 | 65535
| High | C&I Curtailment | C&I Curtailment-Turnkey-Water Heating Control | Large Industrial |  | Winter Morning | % of Load | 0 | 2032 | 65535
| High | C&I Curtailment | C&I Curtailment-Turnkey-Other | Large Industrial |  | Winter Morning | % of Load | 1 | 2032 | 65535
| High | C&I Curtailment | C&I Curtailment-Turnkey-Other | Large Industrial |  | Winter Morning | % of Load | 0 | 2032 | 65535
| High | C&I Curtailment | C&I Curtailment-Turnkey-Industrial | Large Industrial |  | Winter Morning | % of Load | 1 | 2032 | 65535
| High | C&I Curtailment | C&I Curtailment-Turnkey-Industrial | Large Industrial |  | Winter Morning | % of Load | 0 | 2032 | 65535
| High | C&I Curtailment | C&I Curtailment-Turnkey-Manual HVAC Control | Large Industrial |  | Winter Evening | % of Load | 1 | 2032 | 65535
| High | C&I Curtailment | C&I Curtailment-Turnkey-Manual HVAC Control | Large Industrial |  | Winter Evening | % of Load | 0 | 2032 | 65535
| High | C&I Curtailment | C&I Curtailment-Turnkey-Auto-DR HVAC Control | Large Industrial |  | Winter Evening | % of Load | 1 | 2032 | 65535
| High | C&I Curtailment | C&I Curtailment-Turnkey-Auto-DR HVAC Control | Large Industrial |  | Winter Evening | % of Load | 0 | 2032 | 65535
| High | C&I Curtailment | C&I Curtailment-Turnkey-Standard Lighting Control | Large Industrial |  | Winter Evening | % of Load | 1 | 2032 | 65535
| High | C&I Curtailment | C&I Curtailment-Turnkey-Standard Lighting Control | Large Industrial |  | Winter Evening | % of Load | 0 | 2032 | 65535
| High | C&I Curtailment | C&I Curtailment-Turnkey-Water Heating Control | Large Industrial |  | Winter Evening | % of Load | 1 | 2032 | 65535
| High | C&I Curtailment | C&I Curtailment-Turnkey-Water Heating Control | Large Industrial |  | Winter Evening | % of Load | 0 | 2032 | 65535
| High | C&I Curtailment | C&I Curtailment-Turnkey-Other | Large Industrial |  | Winter Evening | % of Load | 1 | 2032 | 65535
| High | C&I Curtailment | C&I Curtailment-Turnkey-Other | Large Industrial |  | Winter Evening | % of Load | 0 | 2032 | 65535
| High | C&I Curtailment | C&I Curtailment-Turnkey-Industrial | Large Industrial |  | Winter Evening | % of Load | 1 | 2032 | 65535
| High | C&I Curtailment | C&I Curtailment-Turnkey-Industrial | Large Industrial |  | Winter Evening | % of Load | 0 | 2032 | 65535
| High | Dynamic Pricing | DLC-Switch-Water Heating | Small General |  | Winter Morning | % of Load | 1 | 2032 | 65535
| High | Dynamic Pricing | DLC-Switch-Water Heating | Small General |  | Winter Morning | % of Load | 0 | 2032 | 65535
| High | Dynamic Pricing | DLC-BYOD-Water Heating | Small General |  | Winter Morning | % of Load | 1 | 2032 | 65535
| High | Dynamic Pricing | DLC-BYOD-Water Heating | Small General |  | Winter Morning | % of Load | 0 | 2032 | 65535
| High | Dynamic Pricing | DLC-Thermostat-DI-Central Heat Pump | Small General |  | Winter Morning | % of Load | 1 | 2032 | 65535
| High | Dynamic Pricing | DLC-Thermostat-DI-Central Heat Pump | Small General |  | Winter Morning | % of Load | 0 | 2032 | 65535
| High | Dynamic Pricing | DLC-Thermostat-BYOT-Central Heat Pump | Small General |  | Winter Morning | % of Load | 1 | 2032 | 65535
| High | Dynamic Pricing | DLC-Thermostat-BYOT-Central Heat Pump | Small General |  | Winter Morning | % of Load | 0 | 2032 | 65535
| High | Dynamic Pricing | DLC-Thermostat-HVAC | Small General |  | Winter Morning | % of Load | 1 | 2032 | 65535
| High | Dynamic Pricing | DLC-Thermostat-HVAC | Small General |  | Winter Morning | % of Load | 0 | 2032 | 65535
| High | Dynamic Pricing | DLC-Thermostat-DI-Baseboard Heating | Small General |  | Winter Morning | % of Load | 1 | 2032 | 65535
| High | Dynamic Pricing | DLC-Thermostat-DI-Baseboard Heating | Small General |  | Winter Morning | % of Load | 0 | 2032 | 65535
| High | Dynamic Pricing | DLC-Thermostat-BYOT-Baseboard Heating | Small General |  | Winter Morning | % of Load | 1 | 2032 | 65535
| High | Dynamic Pricing | DLC-Thermostat-BYOT-Baseboard Heating | Small General |  | Winter Morning | % of Load | 0 | 2032 | 65535
| High | Dynamic Pricing | DLC-Thermostat-DI-MSHP | Small General |  | Winter Morning | % of Load | 1 | 2032 | 65535
| High | Dynamic Pricing | DLC-Thermostat-DI-MSHP | Small General |  | Winter Morning | % of Load | 0 | 2032 | 65535
| High | Dynamic Pricing | DLC-Thermostat-BYOT-MSHP | Small General |  | Winter Morning | % of Load | 1 | 2032 | 65535
| High | Dynamic Pricing | DLC-Thermostat-BYOT-MSHP | Small General |  | Winter Morning | % of Load | 0 | 2032 | 65535
| High | Dynamic Pricing | C&I Curtailment-Turnkey-Manual HVAC Control | Small General |  | Winter Morning | % of Load | 1 | 2032 | 65535
| High | Dynamic Pricing | C&I Curtailment-Turnkey-Manual HVAC Control | Small General |  | Winter Morning | % of Load | 0 | 2032 | 65535
| High | Dynamic Pricing | C&I Curtailment-Turnkey-Auto-DR HVAC Control | Small General |  | Winter Morning | % of Load | 1 | 2032 | 65535
| High | Dynamic Pricing | C&I Curtailment-Turnkey-Auto-DR HVAC Control | Small General |  | Winter Morning | % of Load | 0 | 2032 | 65535
| High | Dynamic Pricing | C&I Curtailment-Turnkey-Standard Lighting Control | Small General |  | Winter Morning | % of Load | 1 | 2032 | 65535
| High | Dynamic Pricing | C&I Curtailment-Turnkey-Standard Lighting Control | Small General |  | Winter Morning | % of Load | 0 | 2032 | 65535
| High | Dynamic Pricing | C&I Curtailment-Turnkey-Advanced Lighting Control | Small General |  | Winter Morning | % of Load | 1 | 2032 | 65535
| High | Dynamic Pricing | C&I Curtailment-Turnkey-Advanced Lighting Control | Small General |  | Winter Morning | % of Load | 0 | 2032 | 65535
| High | Dynamic Pricing | C&I Curtailment-Turnkey-Water Heating Control | Small General |  | Winter Morning | % of Load | 1 | 2032 | 65535
| High | Dynamic Pricing | C&I Curtailment-Turnkey-Water Heating Control | Small General |  | Winter Morning | % of Load | 0 | 2032 | 65535
| High | Dynamic Pricing | C&I Curtailment-Turnkey-Other | Small General |  | Winter Morning | % of Load | 1 | 2032 | 65535
| High | Dynamic Pricing | C&I Curtailment-Turnkey-Other | Small General |  | Winter Morning | % of Load | 0 | 2032 | 65535
| High | Dynamic Pricing | Dynamic Pricing with enabling tech. | Small General |  | Winter Morning | % of Load | 1 | 2032 | 65535
| High | Dynamic Pricing | Dynamic Pricing with enabling tech. | Small General |  | Winter Morning | % of Load | 0 | 2032 | 65535
| High | Dynamic Pricing | Dynamic Pricing w/o enabling tech. | Small General |  | Winter Morning | % of Load | 1 | 2032 | 65535
| High | Dynamic Pricing | Dynamic Pricing w/o enabling tech. | Small General |  | Winter Morning | % of Load | 0 | 2032 | 65535
| High | Dynamic Pricing | DLC-Switch-Water Heating | Small General |  | Winter Evening | % of Load | 1 | 2032 | 65535
| High | Dynamic Pricing | DLC-Switch-Water Heating | Small General |  | Winter Evening | % of Load | 0 | 2032 | 65535
| High | Dynamic Pricing | DLC-BYOD-Water Heating | Small General |  | Winter Evening | % of Load | 1 | 2032 | 65535
| High | Dynamic Pricing | DLC-BYOD-Water Heating | Small General |  | Winter Evening | % of Load | 0 | 2032 | 65535
| High | Dynamic Pricing | DLC-Thermostat-DI-Central Heat Pump | Small General |  | Winter Evening | % of Load | 1 | 2032 | 65535
| High | Dynamic Pricing | DLC-Thermostat-DI-Central Heat Pump | Small General |  | Winter Evening | % of Load | 0 | 2032 | 65535
| High | Dynamic Pricing | DLC-Thermostat-BYOT-Central Heat Pump | Small General |  | Winter Evening | % of Load | 1 | 2032 | 65535
| High | Dynamic Pricing | DLC-Thermostat-BYOT-Central Heat Pump | Small General |  | Winter Evening | % of Load | 0 | 2032 | 65535
| High | Dynamic Pricing | DLC-Thermostat-HVAC | Small General |  | Winter Evening | % of Load | 1 | 2032 | 65535
| High | Dynamic Pricing | DLC-Thermostat-HVAC | Small General |  | Winter Evening | % of Load | 0 | 2032 | 65535
| High | Dynamic Pricing | DLC-Thermostat-DI-Baseboard Heating | Small General |  | Winter Evening | % of Load | 1 | 2032 | 65535
| High | Dynamic Pricing | DLC-Thermostat-DI-Baseboard Heating | Small General |  | Winter Evening | % of Load | 0 | 2032 | 65535
| High | Dynamic Pricing | DLC-Thermostat-BYOT-Baseboard Heating | Small General |  | Winter Evening | % of Load | 1 | 2032 | 65535
| High | Dynamic Pricing | DLC-Thermostat-BYOT-Baseboard Heating | Small General |  | Winter Evening | % of Load | 0 | 2032 | 65535
| High | Dynamic Pricing | DLC-Thermostat-DI-MSHP | Small General |  | Winter Evening | % of Load | 1 | 2032 | 65535
| High | Dynamic Pricing | DLC-Thermostat-DI-MSHP | Small General |  | Winter Evening | % of Load | 0 | 2032 | 65535
| High | Dynamic Pricing | DLC-Thermostat-BYOT-MSHP | Small General |  | Winter Evening | % of Load | 1 | 2032 | 65535
| High | Dynamic Pricing | DLC-Thermostat-BYOT-MSHP | Small General |  | Winter Evening | % of Load | 0 | 2032 | 65535
| High | Dynamic Pricing | C&I Curtailment-Turnkey-Manual HVAC Control | Small General |  | Winter Evening | % of Load | 1 | 2032 | 65535
| High | Dynamic Pricing | C&I Curtailment-Turnkey-Manual HVAC Control | Small General |  | Winter Evening | % of Load | 0 | 2032 | 65535
| High | Dynamic Pricing | C&I Curtailment-Turnkey-Auto-DR HVAC Control | Small General |  | Winter Evening | % of Load | 1 | 2032 | 65535
| High | Dynamic Pricing | C&I Curtailment-Turnkey-Auto-DR HVAC Control | Small General |  | Winter Evening | % of Load | 0 | 2032 | 65535
| High | Dynamic Pricing | C&I Curtailment-Turnkey-Standard Lighting Control | Small General |  | Winter Evening | % of Load | 1 | 2032 | 65535
| High | Dynamic Pricing | C&I Curtailment-Turnkey-Standard Lighting Control | Small General |  | Winter Evening | % of Load | 0 | 2032 | 65535
| High | Dynamic Pricing | C&I Curtailment-Turnkey-Advanced Lighting Control | Small General |  | Winter Evening | % of Load | 1 | 2032 | 65535
| High | Dynamic Pricing | C&I Curtailment-Turnkey-Advanced Lighting Control | Small General |  | Winter Evening | % of Load | 0 | 2032 | 65535
| High | Dynamic Pricing | C&I Curtailment-Turnkey-Water Heating Control | Small General |  | Winter Evening | % of Load | 1 | 2032 | 65535
| High | Dynamic Pricing | C&I Curtailment-Turnkey-Water Heating Control | Small General |  | Winter Evening | % of Load | 0 | 2032 | 65535
| High | Dynamic Pricing | C&I Curtailment-Turnkey-Other | Small General |  | Winter Evening | % of Load | 1 | 2032 | 65535
| High | Dynamic Pricing | C&I Curtailment-Turnkey-Other | Small General |  | Winter Evening | % of Load | 0 | 2032 | 65535
| High | Dynamic Pricing | Dynamic Pricing with enabling tech. | Small General |  | Winter Evening | % of Load | 1 | 2032 | 65535
| High | Dynamic Pricing | Dynamic Pricing with enabling tech. | Small General |  | Winter Evening | % of Load | 0 | 2032 | 65535
| High | Dynamic Pricing | Dynamic Pricing w/o enabling tech. | Small General |  | Winter Evening | % of Load | 1 | 2032 | 65535
| High | Dynamic Pricing | Dynamic Pricing w/o enabling tech. | Small General |  | Winter Evening | % of Load | 0 | 2032 | 65535
| High | Dynamic Pricing | DLC-Switch-Water Heating | General |  | Winter Morning | % of Load | 1 | 2032 | 65535
| High | Dynamic Pricing | DLC-Switch-Water Heating | General |  | Winter Morning | % of Load | 0 | 2032 | 65535
| High | Dynamic Pricing | DLC-BYOD-Water Heating | General |  | Winter Morning | % of Load | 1 | 2032 | 65535
| High | Dynamic Pricing | DLC-BYOD-Water Heating | General |  | Winter Morning | % of Load | 0 | 2032 | 65535
| High | Dynamic Pricing | DLC-Thermostat-DI-Central Heat Pump | General |  | Winter Morning | % of Load | 1 | 2032 | 65535
| High | Dynamic Pricing | DLC-Thermostat-DI-Central Heat Pump | General |  | Winter Morning | % of Load | 0 | 2032 | 65535
| High | Dynamic Pricing | DLC-Thermostat-BYOT-Central Heat Pump | General |  | Winter Morning | % of Load | 1 | 2032 | 65535
| High | Dynamic Pricing | DLC-Thermostat-BYOT-Central Heat Pump | General |  | Winter Morning | % of Load | 0 | 2032 | 65535
| High | Dynamic Pricing | DLC-Thermostat-HVAC | General |  | Winter Morning | % of Load | 1 | 2032 | 65535
| High | Dynamic Pricing | DLC-Thermostat-HVAC | General |  | Winter Morning | % of Load | 0 | 2032 | 65535
| High | Dynamic Pricing | DLC-Thermostat-DI-Baseboard Heating | General |  | Winter Morning | % of Load | 1 | 2032 | 65535
| High | Dynamic Pricing | DLC-Thermostat-DI-Baseboard Heating | General |  | Winter Morning | % of Load | 0 | 2032 | 65535
| High | Dynamic Pricing | DLC-Thermostat-BYOT-Baseboard Heating | General |  | Winter Morning | % of Load | 1 | 2032 | 65535
| High | Dynamic Pricing | DLC-Thermostat-BYOT-Baseboard Heating | General |  | Winter Morning | % of Load | 0 | 2032 | 65535
| High | Dynamic Pricing | DLC-Thermostat-DI-MSHP | General |  | Winter Morning | % of Load | 1 | 2032 | 65535
| High | Dynamic Pricing | DLC-Thermostat-DI-MSHP | General |  | Winter Morning | % of Load | 0 | 2032 | 65535
| High | Dynamic Pricing | DLC-Thermostat-BYOT-MSHP | General |  | Winter Morning | % of Load | 1 | 2032 | 65535
| High | Dynamic Pricing | DLC-Thermostat-BYOT-MSHP | General |  | Winter Morning | % of Load | 0 | 2032 | 65535
| High | Dynamic Pricing | C&I Curtailment-Turnkey-Manual HVAC Control | General |  | Winter Morning | % of Load | 1 | 2032 | 65535
| High | Dynamic Pricing | C&I Curtailment-Turnkey-Manual HVAC Control | General |  | Winter Morning | % of Load | 0 | 2032 | 65535
| High | Dynamic Pricing | C&I Curtailment-Turnkey-Auto-DR HVAC Control | General |  | Winter Morning | % of Load | 1 | 2032 | 65535
| High | Dynamic Pricing | C&I Curtailment-Turnkey-Auto-DR HVAC Control | General |  | Winter Morning | % of Load | 0 | 2032 | 65535
| High | Dynamic Pricing | C&I Curtailment-Turnkey-Standard Lighting Control | General |  | Winter Morning | % of Load | 1 | 2032 | 65535
| High | Dynamic Pricing | C&I Curtailment-Turnkey-Standard Lighting Control | General |  | Winter Morning | % of Load | 0 | 2032 | 65535
| High | Dynamic Pricing | C&I Curtailment-Turnkey-Advanced Lighting Control | General |  | Winter Morning | % of Load | 1 | 2032 | 65535
| High | Dynamic Pricing | C&I Curtailment-Turnkey-Advanced Lighting Control | General |  | Winter Morning | % of Load | 0 | 2032 | 65535
| High | Dynamic Pricing | C&I Curtailment-Turnkey-Water Heating Control | General |  | Winter Morning | % of Load | 1 | 2032 | 65535
| High | Dynamic Pricing | C&I Curtailment-Turnkey-Water Heating Control | General |  | Winter Morning | % of Load | 0 | 2032 | 65535
| High | Dynamic Pricing | C&I Curtailment-Turnkey-Other | General |  | Winter Morning | % of Load | 1 | 2032 | 65535
| High | Dynamic Pricing | C&I Curtailment-Turnkey-Other | General |  | Winter Morning | % of Load | 0 | 2032 | 65535
| High | Dynamic Pricing | Dynamic Pricing with enabling tech. | General |  | Winter Morning | % of Load | 1 | 2032 | 65535
| High | Dynamic Pricing | Dynamic Pricing with enabling tech. | General |  | Winter Morning | % of Load | 0 | 2032 | 65535
| High | Dynamic Pricing | Dynamic Pricing w/o enabling tech. | General |  | Winter Morning | % of Load | 1 | 2032 | 65535
| High | Dynamic Pricing | Dynamic Pricing w/o enabling tech. | General |  | Winter Morning | % of Load | 0 | 2032 | 65535
| High | Dynamic Pricing | DLC-Switch-Water Heating | General |  | Winter Evening | % of Load | 1 | 2032 | 65535
| High | Dynamic Pricing | DLC-Switch-Water Heating | General |  | Winter Evening | % of Load | 0 | 2032 | 65535
| High | Dynamic Pricing | DLC-BYOD-Water Heating | General |  | Winter Evening | % of Load | 1 | 2032 | 65535
| High | Dynamic Pricing | DLC-BYOD-Water Heating | General |  | Winter Evening | % of Load | 0 | 2032 | 65535
| High | Dynamic Pricing | DLC-Thermostat-DI-Central Heat Pump | General |  | Winter Evening | % of Load | 1 | 2032 | 65535
| High | Dynamic Pricing | DLC-Thermostat-DI-Central Heat Pump | General |  | Winter Evening | % of Load | 0 | 2032 | 65535
| High | Dynamic Pricing | DLC-Thermostat-BYOT-Central Heat Pump | General |  | Winter Evening | % of Load | 1 | 2032 | 65535
| High | Dynamic Pricing | DLC-Thermostat-BYOT-Central Heat Pump | General |  | Winter Evening | % of Load | 0 | 2032 | 65535
| High | Dynamic Pricing | DLC-Thermostat-HVAC | General |  | Winter Evening | % of Load | 1 | 2032 | 65535
| High | Dynamic Pricing | DLC-Thermostat-HVAC | General |  | Winter Evening | % of Load | 0 | 2032 | 65535
| High | Dynamic Pricing | DLC-Thermostat-DI-Baseboard Heating | General |  | Winter Evening | % of Load | 1 | 2032 | 65535
| High | Dynamic Pricing | DLC-Thermostat-DI-Baseboard Heating | General |  | Winter Evening | % of Load | 0 | 2032 | 65535
| High | Dynamic Pricing | DLC-Thermostat-BYOT-Baseboard Heating | General |  | Winter Evening | % of Load | 1 | 2032 | 65535
| High | Dynamic Pricing | DLC-Thermostat-BYOT-Baseboard Heating | General |  | Winter Evening | % of Load | 0 | 2032 | 65535
| High | Dynamic Pricing | DLC-Thermostat-DI-MSHP | General |  | Winter Evening | % of Load | 1 | 2032 | 65535
| High | Dynamic Pricing | DLC-Thermostat-DI-MSHP | General |  | Winter Evening | % of Load | 0 | 2032 | 65535
| High | Dynamic Pricing | DLC-Thermostat-BYOT-MSHP | General |  | Winter Evening | % of Load | 1 | 2032 | 65535
| High | Dynamic Pricing | DLC-Thermostat-BYOT-MSHP | General |  | Winter Evening | % of Load | 0 | 2032 | 65535
| High | Dynamic Pricing | C&I Curtailment-Turnkey-Manual HVAC Control | General |  | Winter Evening | % of Load | 1 | 2032 | 65535
| High | Dynamic Pricing | C&I Curtailment-Turnkey-Manual HVAC Control | General |  | Winter Evening | % of Load | 0 | 2032 | 65535
| High | Dynamic Pricing | C&I Curtailment-Turnkey-Auto-DR HVAC Control | General |  | Winter Evening | % of Load | 1 | 2032 | 65535
| High | Dynamic Pricing | C&I Curtailment-Turnkey-Auto-DR HVAC Control | General |  | Winter Evening | % of Load | 0 | 2032 | 65535
| High | Dynamic Pricing | C&I Curtailment-Turnkey-Standard Lighting Control | General |  | Winter Evening | % of Load | 1 | 2032 | 65535
| High | Dynamic Pricing | C&I Curtailment-Turnkey-Standard Lighting Control | General |  | Winter Evening | % of Load | 0 | 2032 | 65535
| High | Dynamic Pricing | C&I Curtailment-Turnkey-Advanced Lighting Control | General |  | Winter Evening | % of Load | 1 | 2032 | 65535
| High | Dynamic Pricing | C&I Curtailment-Turnkey-Advanced Lighting Control | General |  | Winter Evening | % of Load | 0 | 2032 | 65535
| High | Dynamic Pricing | C&I Curtailment-Turnkey-Water Heating Control | General |  | Winter Evening | % of Load | 1 | 2032 | 65535
| High | Dynamic Pricing | C&I Curtailment-Turnkey-Water Heating Control | General |  | Winter Evening | % of Load | 0 | 2032 | 65535
| High | Dynamic Pricing | C&I Curtailment-Turnkey-Other | General |  | Winter Evening | % of Load | 1 | 2032 | 65535
| High | Dynamic Pricing | C&I Curtailment-Turnkey-Other | General |  | Winter Evening | % of Load | 0 | 2032 | 65535
| High | Dynamic Pricing | Dynamic Pricing with enabling tech. | General |  | Winter Evening | % of Load | 1 | 2032 | 65535
| High | Dynamic Pricing | Dynamic Pricing with enabling tech. | General |  | Winter Evening | % of Load | 0 | 2032 | 65535
| High | Dynamic Pricing | Dynamic Pricing w/o enabling tech. | General |  | Winter Evening | % of Load | 1 | 2032 | 65535
| High | Dynamic Pricing | Dynamic Pricing w/o enabling tech. | General |  | Winter Evening | % of Load | 0 | 2032 | 65535
| High | Dynamic Pricing | Dynamic Pricing with enabling tech. | Large General |  | Winter Morning | % of Load | 1 | 2032 | 65535
| High | Dynamic Pricing | Dynamic Pricing with enabling tech. | Large General |  | Winter Morning | % of Load | 0 | 2032 | 65535
| High | Dynamic Pricing | Dynamic Pricing w/o enabling tech. | Large General |  | Winter Morning | % of Load | 1 | 2032 | 65535
| High | Dynamic Pricing | Dynamic Pricing w/o enabling tech. | Large General |  | Winter Morning | % of Load | 0 | 2032 | 65535
| High | Dynamic Pricing | Dynamic Pricing with enabling tech. | Large General |  | Winter Evening | % of Load | 1 | 2032 | 65535
| High | Dynamic Pricing | Dynamic Pricing with enabling tech. | Large General |  | Winter Evening | % of Load | 0 | 2032 | 65535
| High | Dynamic Pricing | Dynamic Pricing w/o enabling tech. | Large General |  | Winter Evening | % of Load | 1 | 2032 | 65535
| High | Dynamic Pricing | Dynamic Pricing w/o enabling tech. | Large General |  | Winter Evening | % of Load | 0 | 2032 | 65535
| High | Dynamic Pricing | DLC-Switch-Water Heating | Small Industrial |  | Winter Morning | % of Load | 1 | 2032 | 65535
| High | Dynamic Pricing | DLC-Switch-Water Heating | Small Industrial |  | Winter Morning | % of Load | 0 | 2032 | 65535
| High | Dynamic Pricing | DLC-BYOD-Water Heating | Small Industrial |  | Winter Morning | % of Load | 1 | 2032 | 65535
| High | Dynamic Pricing | DLC-BYOD-Water Heating | Small Industrial |  | Winter Morning | % of Load | 0 | 2032 | 65535
| High | Dynamic Pricing | DLC-Thermostat-DI-Central Heat Pump | Small Industrial |  | Winter Morning | % of Load | 1 | 2032 | 65535
| High | Dynamic Pricing | DLC-Thermostat-DI-Central Heat Pump | Small Industrial |  | Winter Morning | % of Load | 0 | 2032 | 65535
| High | Dynamic Pricing | DLC-Thermostat-BYOT-Central Heat Pump | Small Industrial |  | Winter Morning | % of Load | 1 | 2032 | 65535
| High | Dynamic Pricing | DLC-Thermostat-BYOT-Central Heat Pump | Small Industrial |  | Winter Morning | % of Load | 0 | 2032 | 65535
| High | Dynamic Pricing | DLC-Thermostat-HVAC | Small Industrial |  | Winter Morning | % of Load | 1 | 2032 | 65535
| High | Dynamic Pricing | DLC-Thermostat-HVAC | Small Industrial |  | Winter Morning | % of Load | 0 | 2032 | 65535
| High | Dynamic Pricing | DLC-Thermostat-DI-Baseboard Heating | Small Industrial |  | Winter Morning | % of Load | 1 | 2032 | 65535
| High | Dynamic Pricing | DLC-Thermostat-DI-Baseboard Heating | Small Industrial |  | Winter Morning | % of Load | 0 | 2032 | 65535
| High | Dynamic Pricing | DLC-Thermostat-BYOT-Baseboard Heating | Small Industrial |  | Winter Morning | % of Load | 1 | 2032 | 65535
| High | Dynamic Pricing | DLC-Thermostat-BYOT-Baseboard Heating | Small Industrial |  | Winter Morning | % of Load | 0 | 2032 | 65535
| High | Dynamic Pricing | DLC-Thermostat-DI-MSHP | Small Industrial |  | Winter Morning | % of Load | 1 | 2032 | 65535
| High | Dynamic Pricing | DLC-Thermostat-DI-MSHP | Small Industrial |  | Winter Morning | % of Load | 0 | 2032 | 65535
| High | Dynamic Pricing | DLC-Thermostat-BYOT-MSHP | Small Industrial |  | Winter Morning | % of Load | 1 | 2032 | 65535
| High | Dynamic Pricing | DLC-Thermostat-BYOT-MSHP | Small Industrial |  | Winter Morning | % of Load | 0 | 2032 | 65535
| High | Dynamic Pricing | C&I Curtailment-Turnkey-Manual HVAC Control | Small Industrial |  | Winter Morning | % of Load | 1 | 2032 | 65535
| High | Dynamic Pricing | C&I Curtailment-Turnkey-Manual HVAC Control | Small Industrial |  | Winter Morning | % of Load | 0 | 2032 | 65535
| High | Dynamic Pricing | C&I Curtailment-Turnkey-Auto-DR HVAC Control | Small Industrial |  | Winter Morning | % of Load | 1 | 2032 | 65535
| High | Dynamic Pricing | C&I Curtailment-Turnkey-Auto-DR HVAC Control | Small Industrial |  | Winter Morning | % of Load | 0 | 2032 | 65535
| High | Dynamic Pricing | C&I Curtailment-Turnkey-Standard Lighting Control | Small Industrial |  | Winter Morning | % of Load | 1 | 2032 | 65535
| High | Dynamic Pricing | C&I Curtailment-Turnkey-Standard Lighting Control | Small Industrial |  | Winter Morning | % of Load | 0 | 2032 | 65535
| High | Dynamic Pricing | C&I Curtailment-Turnkey-Advanced Lighting Control | Small Industrial |  | Winter Morning | % of Load | 1 | 2032 | 65535
| High | Dynamic Pricing | C&I Curtailment-Turnkey-Advanced Lighting Control | Small Industrial |  | Winter Morning | % of Load | 0 | 2032 | 65535
| High | Dynamic Pricing | C&I Curtailment-Turnkey-Water Heating Control | Small Industrial |  | Winter Morning | % of Load | 1 | 2032 | 65535
| High | Dynamic Pricing | C&I Curtailment-Turnkey-Water Heating Control | Small Industrial |  | Winter Morning | % of Load | 0 | 2032 | 65535
| High | Dynamic Pricing | C&I Curtailment-Turnkey-Other | Small Industrial |  | Winter Morning | % of Load | 1 | 2032 | 65535
| High | Dynamic Pricing | C&I Curtailment-Turnkey-Other | Small Industrial |  | Winter Morning | % of Load | 0 | 2032 | 65535
| High | Dynamic Pricing | C&I Curtailment-Turnkey-Industrial | Small Industrial |  | Winter Morning | % of Load | 1 | 2032 | 65535
| High | Dynamic Pricing | C&I Curtailment-Turnkey-Industrial | Small Industrial |  | Winter Morning | % of Load | 0 | 2032 | 65535
| High | Dynamic Pricing | Dynamic Pricing with enabling tech. | Small Industrial |  | Winter Morning | % of Load | 1 | 2032 | 65535
| High | Dynamic Pricing | Dynamic Pricing with enabling tech. | Small Industrial |  | Winter Morning | % of Load | 0 | 2032 | 65535
| High | Dynamic Pricing | Dynamic Pricing w/o enabling tech. | Small Industrial |  | Winter Morning | % of Load | 1 | 2032 | 65535
| High | Dynamic Pricing | Dynamic Pricing w/o enabling tech. | Small Industrial |  | Winter Morning | % of Load | 0 | 2032 | 65535
| High | Dynamic Pricing | DLC-Switch-Water Heating | Small Industrial |  | Winter Evening | % of Load | 1 | 2032 | 65535
| High | Dynamic Pricing | DLC-Switch-Water Heating | Small Industrial |  | Winter Evening | % of Load | 0 | 2032 | 65535
| High | Dynamic Pricing | DLC-BYOD-Water Heating | Small Industrial |  | Winter Evening | % of Load | 1 | 2032 | 65535
| High | Dynamic Pricing | DLC-BYOD-Water Heating | Small Industrial |  | Winter Evening | % of Load | 0 | 2032 | 65535
| High | Dynamic Pricing | DLC-Thermostat-DI-Central Heat Pump | Small Industrial |  | Winter Evening | % of Load | 1 | 2032 | 65535
| High | Dynamic Pricing | DLC-Thermostat-DI-Central Heat Pump | Small Industrial |  | Winter Evening | % of Load | 0 | 2032 | 65535
| High | Dynamic Pricing | DLC-Thermostat-BYOT-Central Heat Pump | Small Industrial |  | Winter Evening | % of Load | 1 | 2032 | 65535
| High | Dynamic Pricing | DLC-Thermostat-BYOT-Central Heat Pump | Small Industrial |  | Winter Evening | % of Load | 0 | 2032 | 65535
| High | Dynamic Pricing | DLC-Thermostat-HVAC | Small Industrial |  | Winter Evening | % of Load | 1 | 2032 | 65535
| High | Dynamic Pricing | DLC-Thermostat-HVAC | Small Industrial |  | Winter Evening | % of Load | 0 | 2032 | 65535
| High | Dynamic Pricing | DLC-Thermostat-DI-Baseboard Heating | Small Industrial |  | Winter Evening | % of Load | 1 | 2032 | 65535
| High | Dynamic Pricing | DLC-Thermostat-DI-Baseboard Heating | Small Industrial |  | Winter Evening | % of Load | 0 | 2032 | 65535
| High | Dynamic Pricing | DLC-Thermostat-BYOT-Baseboard Heating | Small Industrial |  | Winter Evening | % of Load | 1 | 2032 | 65535
| High | Dynamic Pricing | DLC-Thermostat-BYOT-Baseboard Heating | Small Industrial |  | Winter Evening | % of Load | 0 | 2032 | 65535
| High | Dynamic Pricing | DLC-Thermostat-DI-MSHP | Small Industrial |  | Winter Evening | % of Load | 1 | 2032 | 65535
| High | Dynamic Pricing | DLC-Thermostat-DI-MSHP | Small Industrial |  | Winter Evening | % of Load | 0 | 2032 | 65535
| High | Dynamic Pricing | DLC-Thermostat-BYOT-MSHP | Small Industrial |  | Winter Evening | % of Load | 1 | 2032 | 65535
| High | Dynamic Pricing | DLC-Thermostat-BYOT-MSHP | Small Industrial |  | Winter Evening | % of Load | 0 | 2032 | 65535
| High | Dynamic Pricing | C&I Curtailment-Turnkey-Manual HVAC Control | Small Industrial |  | Winter Evening | % of Load | 1 | 2032 | 65535
| High | Dynamic Pricing | C&I Curtailment-Turnkey-Manual HVAC Control | Small Industrial |  | Winter Evening | % of Load | 0 | 2032 | 65535
| High | Dynamic Pricing | C&I Curtailment-Turnkey-Auto-DR HVAC Control | Small Industrial |  | Winter Evening | % of Load | 1 | 2032 | 65535
| High | Dynamic Pricing | C&I Curtailment-Turnkey-Auto-DR HVAC Control | Small Industrial |  | Winter Evening | % of Load | 0 | 2032 | 65535
| High | Dynamic Pricing | C&I Curtailment-Turnkey-Standard Lighting Control | Small Industrial |  | Winter Evening | % of Load | 1 | 2032 | 65535
| High | Dynamic Pricing | C&I Curtailment-Turnkey-Standard Lighting Control | Small Industrial |  | Winter Evening | % of Load | 0 | 2032 | 65535
| High | Dynamic Pricing | C&I Curtailment-Turnkey-Advanced Lighting Control | Small Industrial |  | Winter Evening | % of Load | 1 | 2032 | 65535
| High | Dynamic Pricing | C&I Curtailment-Turnkey-Advanced Lighting Control | Small Industrial |  | Winter Evening | % of Load | 0 | 2032 | 65535
| High | Dynamic Pricing | C&I Curtailment-Turnkey-Water Heating Control | Small Industrial |  | Winter Evening | % of Load | 1 | 2032 | 65535
| High | Dynamic Pricing | C&I Curtailment-Turnkey-Water Heating Control | Small Industrial |  | Winter Evening | % of Load | 0 | 2032 | 65535
| High | Dynamic Pricing | C&I Curtailment-Turnkey-Other | Small Industrial |  | Winter Evening | % of Load | 1 | 2032 | 65535
| High | Dynamic Pricing | C&I Curtailment-Turnkey-Other | Small Industrial |  | Winter Evening | % of Load | 0 | 2032 | 65535
| High | Dynamic Pricing | C&I Curtailment-Turnkey-Industrial | Small Industrial |  | Winter Evening | % of Load | 1 | 2032 | 65535
| High | Dynamic Pricing | C&I Curtailment-Turnkey-Industrial | Small Industrial |  | Winter Evening | % of Load | 0 | 2032 | 65535
| High | Dynamic Pricing | Dynamic Pricing with enabling tech. | Small Industrial |  | Winter Evening | % of Load | 1 | 2032 | 65535
| High | Dynamic Pricing | Dynamic Pricing with enabling tech. | Small Industrial |  | Winter Evening | % of Load | 0 | 2032 | 65535
| High | Dynamic Pricing | Dynamic Pricing w/o enabling tech. | Small Industrial |  | Winter Evening | % of Load | 1 | 2032 | 65535
| High | Dynamic Pricing | Dynamic Pricing w/o enabling tech. | Small Industrial |  | Winter Evening | % of Load | 0 | 2032 | 65535
| High | Dynamic Pricing | DLC-Switch-Water Heating | Medium Industrial |  | Winter Morning | % of Load | 1 | 2032 | 65535
| High | Dynamic Pricing | DLC-Switch-Water Heating | Medium Industrial |  | Winter Morning | % of Load | 0 | 2032 | 65535
| High | Dynamic Pricing | DLC-BYOD-Water Heating | Medium Industrial |  | Winter Morning | % of Load | 1 | 2032 | 65535
| High | Dynamic Pricing | DLC-BYOD-Water Heating | Medium Industrial |  | Winter Morning | % of Load | 0 | 2032 | 65535
| High | Dynamic Pricing | DLC-Thermostat-DI-Central Heat Pump | Medium Industrial |  | Winter Morning | % of Load | 1 | 2032 | 65535
| High | Dynamic Pricing | DLC-Thermostat-DI-Central Heat Pump | Medium Industrial |  | Winter Morning | % of Load | 0 | 2032 | 65535
| High | Dynamic Pricing | DLC-Thermostat-BYOT-Central Heat Pump | Medium Industrial |  | Winter Morning | % of Load | 1 | 2032 | 65535
| High | Dynamic Pricing | DLC-Thermostat-BYOT-Central Heat Pump | Medium Industrial |  | Winter Morning | % of Load | 0 | 2032 | 65535
| High | Dynamic Pricing | DLC-Thermostat-HVAC | Medium Industrial |  | Winter Morning | % of Load | 1 | 2032 | 65535
| High | Dynamic Pricing | DLC-Thermostat-HVAC | Medium Industrial |  | Winter Morning | % of Load | 0 | 2032 | 65535
| High | Dynamic Pricing | DLC-Thermostat-DI-Baseboard Heating | Medium Industrial |  | Winter Morning | % of Load | 1 | 2032 | 65535
| High | Dynamic Pricing | DLC-Thermostat-DI-Baseboard Heating | Medium Industrial |  | Winter Morning | % of Load | 0 | 2032 | 65535
| High | Dynamic Pricing | DLC-Thermostat-BYOT-Baseboard Heating | Medium Industrial |  | Winter Morning | % of Load | 1 | 2032 | 65535
| High | Dynamic Pricing | DLC-Thermostat-BYOT-Baseboard Heating | Medium Industrial |  | Winter Morning | % of Load | 0 | 2032 | 65535
| High | Dynamic Pricing | DLC-Thermostat-DI-MSHP | Medium Industrial |  | Winter Morning | % of Load | 1 | 2032 | 65535
| High | Dynamic Pricing | DLC-Thermostat-DI-MSHP | Medium Industrial |  | Winter Morning | % of Load | 0 | 2032 | 65535
| High | Dynamic Pricing | DLC-Thermostat-BYOT-MSHP | Medium Industrial |  | Winter Morning | % of Load | 1 | 2032 | 65535
| High | Dynamic Pricing | DLC-Thermostat-BYOT-MSHP | Medium Industrial |  | Winter Morning | % of Load | 0 | 2032 | 65535
| High | Dynamic Pricing | C&I Curtailment-Turnkey-Manual HVAC Control | Medium Industrial |  | Winter Morning | % of Load | 1 | 2032 | 65535
| High | Dynamic Pricing | C&I Curtailment-Turnkey-Manual HVAC Control | Medium Industrial |  | Winter Morning | % of Load | 0 | 2032 | 65535
| High | Dynamic Pricing | C&I Curtailment-Turnkey-Auto-DR HVAC Control | Medium Industrial |  | Winter Morning | % of Load | 1 | 2032 | 65535
| High | Dynamic Pricing | C&I Curtailment-Turnkey-Auto-DR HVAC Control | Medium Industrial |  | Winter Morning | % of Load | 0 | 2032 | 65535
| High | Dynamic Pricing | C&I Curtailment-Turnkey-Standard Lighting Control | Medium Industrial |  | Winter Morning | % of Load | 1 | 2032 | 65535
| High | Dynamic Pricing | C&I Curtailment-Turnkey-Standard Lighting Control | Medium Industrial |  | Winter Morning | % of Load | 0 | 2032 | 65535
| High | Dynamic Pricing | C&I Curtailment-Turnkey-Advanced Lighting Control | Medium Industrial |  | Winter Morning | % of Load | 1 | 2032 | 65535
| High | Dynamic Pricing | C&I Curtailment-Turnkey-Advanced Lighting Control | Medium Industrial |  | Winter Morning | % of Load | 0 | 2032 | 65535
| High | Dynamic Pricing | C&I Curtailment-Turnkey-Water Heating Control | Medium Industrial |  | Winter Morning | % of Load | 1 | 2032 | 65535
| High | Dynamic Pricing | C&I Curtailment-Turnkey-Water Heating Control | Medium Industrial |  | Winter Morning | % of Load | 0 | 2032 | 65535
| High | Dynamic Pricing | C&I Curtailment-Turnkey-Other | Medium Industrial |  | Winter Morning | % of Load | 1 | 2032 | 65535
| High | Dynamic Pricing | C&I Curtailment-Turnkey-Other | Medium Industrial |  | Winter Morning | % of Load | 0 | 2032 | 65535
| High | Dynamic Pricing | Dynamic Pricing with enabling tech. | Medium Industrial |  | Winter Morning | % of Load | 1 | 2032 | 65535
| High | Dynamic Pricing | Dynamic Pricing with enabling tech. | Medium Industrial |  | Winter Morning | % of Load | 0 | 2032 | 65535
| High | Dynamic Pricing | Dynamic Pricing w/o enabling tech. | Medium Industrial |  | Winter Morning | % of Load | 1 | 2032 | 65535
| High | Dynamic Pricing | Dynamic Pricing w/o enabling tech. | Medium Industrial |  | Winter Morning | % of Load | 0 | 2032 | 65535
| High | Dynamic Pricing | DLC-Switch-Water Heating | Medium Industrial |  | Winter Evening | % of Load | 1 | 2032 | 65535
| High | Dynamic Pricing | DLC-Switch-Water Heating | Medium Industrial |  | Winter Evening | % of Load | 0 | 2032 | 65535
| High | Dynamic Pricing | DLC-BYOD-Water Heating | Medium Industrial |  | Winter Evening | % of Load | 1 | 2032 | 65535
| High | Dynamic Pricing | DLC-BYOD-Water Heating | Medium Industrial |  | Winter Evening | % of Load | 0 | 2032 | 65535
| High | Dynamic Pricing | DLC-Thermostat-DI-Central Heat Pump | Medium Industrial |  | Winter Evening | % of Load | 1 | 2032 | 65535
| High | Dynamic Pricing | DLC-Thermostat-DI-Central Heat Pump | Medium Industrial |  | Winter Evening | % of Load | 0 | 2032 | 65535
| High | Dynamic Pricing | DLC-Thermostat-BYOT-Central Heat Pump | Medium Industrial |  | Winter Evening | % of Load | 1 | 2032 | 65535
| High | Dynamic Pricing | DLC-Thermostat-BYOT-Central Heat Pump | Medium Industrial |  | Winter Evening | % of Load | 0 | 2032 | 65535
| High | Dynamic Pricing | DLC-Thermostat-HVAC | Medium Industrial |  | Winter Evening | % of Load | 1 | 2032 | 65535
| High | Dynamic Pricing | DLC-Thermostat-HVAC | Medium Industrial |  | Winter Evening | % of Load | 0 | 2032 | 65535
| High | Dynamic Pricing | DLC-Thermostat-DI-Baseboard Heating | Medium Industrial |  | Winter Evening | % of Load | 1 | 2032 | 65535
| High | Dynamic Pricing | DLC-Thermostat-DI-Baseboard Heating | Medium Industrial |  | Winter Evening | % of Load | 0 | 2032 | 65535
| High | Dynamic Pricing | DLC-Thermostat-BYOT-Baseboard Heating | Medium Industrial |  | Winter Evening | % of Load | 1 | 2032 | 65535
| High | Dynamic Pricing | DLC-Thermostat-BYOT-Baseboard Heating | Medium Industrial |  | Winter Evening | % of Load | 0 | 2032 | 65535
| High | Dynamic Pricing | DLC-Thermostat-DI-MSHP | Medium Industrial |  | Winter Evening | % of Load | 1 | 2032 | 65535
| High | Dynamic Pricing | DLC-Thermostat-DI-MSHP | Medium Industrial |  | Winter Evening | % of Load | 0 | 2032 | 65535
| High | Dynamic Pricing | DLC-Thermostat-BYOT-MSHP | Medium Industrial |  | Winter Evening | % of Load | 1 | 2032 | 65535
| High | Dynamic Pricing | DLC-Thermostat-BYOT-MSHP | Medium Industrial |  | Winter Evening | % of Load | 0 | 2032 | 65535
| High | Dynamic Pricing | C&I Curtailment-Turnkey-Manual HVAC Control | Medium Industrial |  | Winter Evening | % of Load | 1 | 2032 | 65535
| High | Dynamic Pricing | C&I Curtailment-Turnkey-Manual HVAC Control | Medium Industrial |  | Winter Evening | % of Load | 0 | 2032 | 65535
| High | Dynamic Pricing | C&I Curtailment-Turnkey-Auto-DR HVAC Control | Medium Industrial |  | Winter Evening | % of Load | 1 | 2032 | 65535
| High | Dynamic Pricing | C&I Curtailment-Turnkey-Auto-DR HVAC Control | Medium Industrial |  | Winter Evening | % of Load | 0 | 2032 | 65535
| High | Dynamic Pricing | C&I Curtailment-Turnkey-Standard Lighting Control | Medium Industrial |  | Winter Evening | % of Load | 1 | 2032 | 65535
| High | Dynamic Pricing | C&I Curtailment-Turnkey-Standard Lighting Control | Medium Industrial |  | Winter Evening | % of Load | 0 | 2032 | 65535
| High | Dynamic Pricing | C&I Curtailment-Turnkey-Advanced Lighting Control | Medium Industrial |  | Winter Evening | % of Load | 1 | 2032 | 65535
| High | Dynamic Pricing | C&I Curtailment-Turnkey-Advanced Lighting Control | Medium Industrial |  | Winter Evening | % of Load | 0 | 2032 | 65535
| High | Dynamic Pricing | C&I Curtailment-Turnkey-Water Heating Control | Medium Industrial |  | Winter Evening | % of Load | 1 | 2032 | 65535
| High | Dynamic Pricing | C&I Curtailment-Turnkey-Water Heating Control | Medium Industrial |  | Winter Evening | % of Load | 0 | 2032 | 65535
| High | Dynamic Pricing | C&I Curtailment-Turnkey-Other | Medium Industrial |  | Winter Evening | % of Load | 1 | 2032 | 65535
| High | Dynamic Pricing | C&I Curtailment-Turnkey-Other | Medium Industrial |  | Winter Evening | % of Load | 0 | 2032 | 65535
| High | Dynamic Pricing | Dynamic Pricing with enabling tech. | Medium Industrial |  | Winter Evening | % of Load | 1 | 2032 | 65535
| High | Dynamic Pricing | Dynamic Pricing with enabling tech. | Medium Industrial |  | Winter Evening | % of Load | 0 | 2032 | 65535
| High | Dynamic Pricing | Dynamic Pricing w/o enabling tech. | Medium Industrial |  | Winter Evening | % of Load | 1 | 2032 | 65535
| High | Dynamic Pricing | Dynamic Pricing w/o enabling tech. | Medium Industrial |  | Winter Evening | % of Load | 0 | 2032 | 65535
| High | Dynamic Pricing | Dynamic Pricing with enabling tech. | Large Industrial |  | Winter Morning | % of Load | 1 | 2032 | 65535
| High | Dynamic Pricing | Dynamic Pricing with enabling tech. | Large Industrial |  | Winter Morning | % of Load | 0 | 2032 | 65535
| High | Dynamic Pricing | Dynamic Pricing w/o enabling tech. | Large Industrial |  | Winter Morning | % of Load | 1 | 2032 | 65535
| High | Dynamic Pricing | Dynamic Pricing w/o enabling tech. | Large Industrial |  | Winter Morning | % of Load | 0 | 2032 | 65535
| High | Dynamic Pricing | Dynamic Pricing with enabling tech. | Large Industrial |  | Winter Evening | % of Load | 1 | 2032 | 65535
| High | Dynamic Pricing | Dynamic Pricing with enabling tech. | Large Industrial |  | Winter Evening | % of Load | 0 | 2032 | 65535
| High | Dynamic Pricing | Dynamic Pricing w/o enabling tech. | Large Industrial |  | Winter Evening | % of Load | 1 | 2032 | 65535
| High | Dynamic Pricing | Dynamic Pricing w/o enabling tech. | Large Industrial |  | Winter Evening | % of Load | 0 | 2032 | 65535
| High | Dynamic Pricing | Dynamic Pricing with enabling tech. | Residential Charitable |  | Winter Morning | % of Load | 1 | 2032 | 65535
| High | Dynamic Pricing | Dynamic Pricing with enabling tech. | Residential Charitable |  | Winter Morning | % of Load | 0 | 2032 | 65535
| High | Dynamic Pricing | Dynamic Pricing w/o enabling tech. | Residential Charitable |  | Winter Morning | % of Load | 1 | 2032 | 65535
| High | Dynamic Pricing | Dynamic Pricing w/o enabling tech. | Residential Charitable |  | Winter Morning | % of Load | 0 | 2032 | 65535
| High | Dynamic Pricing | Dynamic Pricing with enabling tech. | Residential Charitable |  | Winter Evening | % of Load | 1 | 2032 | 65535
| High | Dynamic Pricing | Dynamic Pricing with enabling tech. | Residential Charitable |  | Winter Evening | % of Load | 0 | 2032 | 65535
| High | Dynamic Pricing | Dynamic Pricing w/o enabling tech. | Residential Charitable |  | Winter Evening | % of Load | 1 | 2032 | 65535
| High | Dynamic Pricing | Dynamic Pricing w/o enabling tech. | Residential Charitable |  | Winter Evening | % of Load | 0 | 2032 | 65535
| High | BTM Battery Control | DLC-Switch-Water Heating | Small General |  | Winter Morning | % of Load | 1 | 2032 | 65535
| High | BTM Battery Control | DLC-Switch-Water Heating | Small General |  | Winter Morning | % of Load | 0 | 2032 | 65535
| High | BTM Battery Control | DLC-BYOD-Water Heating | Small General |  | Winter Morning | % of Load | 1 | 2032 | 65535
| High | BTM Battery Control | DLC-BYOD-Water Heating | Small General |  | Winter Morning | % of Load | 0 | 2032 | 65535
| High | BTM Battery Control | DLC-Thermostat-DI-Central Heat Pump | Small General |  | Winter Morning | % of Load | 1 | 2032 | 65535
| High | BTM Battery Control | DLC-Thermostat-DI-Central Heat Pump | Small General |  | Winter Morning | % of Load | 0 | 2032 | 65535
| High | BTM Battery Control | DLC-Thermostat-BYOT-Central Heat Pump | Small General |  | Winter Morning | % of Load | 1 | 2032 | 65535
| High | BTM Battery Control | DLC-Thermostat-BYOT-Central Heat Pump | Small General |  | Winter Morning | % of Load | 0 | 2032 | 65535
| High | BTM Battery Control | DLC-Thermostat-HVAC | Small General |  | Winter Morning | % of Load | 1 | 2032 | 65535
| High | BTM Battery Control | DLC-Thermostat-HVAC | Small General |  | Winter Morning | % of Load | 0 | 2032 | 65535
| High | BTM Battery Control | DLC-Thermostat-DI-Baseboard Heating | Small General |  | Winter Morning | % of Load | 1 | 2032 | 65535
| High | BTM Battery Control | DLC-Thermostat-DI-Baseboard Heating | Small General |  | Winter Morning | % of Load | 0 | 2032 | 65535
| High | BTM Battery Control | DLC-Thermostat-BYOT-Baseboard Heating | Small General |  | Winter Morning | % of Load | 1 | 2032 | 65535
| High | BTM Battery Control | DLC-Thermostat-BYOT-Baseboard Heating | Small General |  | Winter Morning | % of Load | 0 | 2032 | 65535
| High | BTM Battery Control | DLC-Thermostat-DI-MSHP | Small General |  | Winter Morning | % of Load | 1 | 2032 | 65535
| High | BTM Battery Control | DLC-Thermostat-DI-MSHP | Small General |  | Winter Morning | % of Load | 0 | 2032 | 65535
| High | BTM Battery Control | DLC-Thermostat-BYOT-MSHP | Small General |  | Winter Morning | % of Load | 1 | 2032 | 65535
| High | BTM Battery Control | DLC-Thermostat-BYOT-MSHP | Small General |  | Winter Morning | % of Load | 0 | 2032 | 65535
| High | BTM Battery Control | C&I Curtailment-Turnkey-Manual HVAC Control | Small General |  | Winter Morning | % of Load | 1 | 2032 | 65535
| High | BTM Battery Control | C&I Curtailment-Turnkey-Manual HVAC Control | Small General |  | Winter Morning | % of Load | 0 | 2032 | 65535
| High | BTM Battery Control | C&I Curtailment-Turnkey-Auto-DR HVAC Control | Small General |  | Winter Morning | % of Load | 1 | 2032 | 65535
| High | BTM Battery Control | C&I Curtailment-Turnkey-Auto-DR HVAC Control | Small General |  | Winter Morning | % of Load | 0 | 2032 | 65535
| High | BTM Battery Control | C&I Curtailment-Turnkey-Standard Lighting Control | Small General |  | Winter Morning | % of Load | 1 | 2032 | 65535
| High | BTM Battery Control | C&I Curtailment-Turnkey-Standard Lighting Control | Small General |  | Winter Morning | % of Load | 0 | 2032 | 65535
| High | BTM Battery Control | C&I Curtailment-Turnkey-Advanced Lighting Control | Small General |  | Winter Morning | % of Load | 1 | 2032 | 65535
| High | BTM Battery Control | C&I Curtailment-Turnkey-Advanced Lighting Control | Small General |  | Winter Morning | % of Load | 0 | 2032 | 65535
| High | BTM Battery Control | C&I Curtailment-Turnkey-Water Heating Control | Small General |  | Winter Morning | % of Load | 1 | 2032 | 65535
| High | BTM Battery Control | C&I Curtailment-Turnkey-Water Heating Control | Small General |  | Winter Morning | % of Load | 0 | 2032 | 65535
| High | BTM Battery Control | C&I Curtailment-Turnkey-Other | Small General |  | Winter Morning | % of Load | 1 | 2032 | 65535
| High | BTM Battery Control | C&I Curtailment-Turnkey-Other | Small General |  | Winter Morning | % of Load | 0 | 2032 | 65535
| High | BTM Battery Control | Dynamic Pricing with enabling tech. | Small General |  | Winter Morning | % of Load | 1 | 2032 | 65535
| High | BTM Battery Control | Dynamic Pricing with enabling tech. | Small General |  | Winter Morning | % of Load | 0 | 2032 | 65535
| High | BTM Battery Control | DLC-Switch-Water Heating | Small General |  | Winter Evening | % of Load | 1 | 2032 | 65535
| High | BTM Battery Control | DLC-Switch-Water Heating | Small General |  | Winter Evening | % of Load | 0 | 2032 | 65535
| High | BTM Battery Control | DLC-BYOD-Water Heating | Small General |  | Winter Evening | % of Load | 1 | 2032 | 65535
| High | BTM Battery Control | DLC-BYOD-Water Heating | Small General |  | Winter Evening | % of Load | 0 | 2032 | 65535
| High | BTM Battery Control | DLC-Thermostat-DI-Central Heat Pump | Small General |  | Winter Evening | % of Load | 1 | 2032 | 65535
| High | BTM Battery Control | DLC-Thermostat-DI-Central Heat Pump | Small General |  | Winter Evening | % of Load | 0 | 2032 | 65535
| High | BTM Battery Control | DLC-Thermostat-BYOT-Central Heat Pump | Small General |  | Winter Evening | % of Load | 1 | 2032 | 65535
| High | BTM Battery Control | DLC-Thermostat-BYOT-Central Heat Pump | Small General |  | Winter Evening | % of Load | 0 | 2032 | 65535
| High | BTM Battery Control | DLC-Thermostat-HVAC | Small General |  | Winter Evening | % of Load | 1 | 2032 | 65535
| High | BTM Battery Control | DLC-Thermostat-HVAC | Small General |  | Winter Evening | % of Load | 0 | 2032 | 65535
| High | BTM Battery Control | DLC-Thermostat-DI-Baseboard Heating | Small General |  | Winter Evening | % of Load | 1 | 2032 | 65535
| High | BTM Battery Control | DLC-Thermostat-DI-Baseboard Heating | Small General |  | Winter Evening | % of Load | 0 | 2032 | 65535
| High | BTM Battery Control | DLC-Thermostat-BYOT-Baseboard Heating | Small General |  | Winter Evening | % of Load | 1 | 2032 | 65535
| High | BTM Battery Control | DLC-Thermostat-BYOT-Baseboard Heating | Small General |  | Winter Evening | % of Load | 0 | 2032 | 65535
| High | BTM Battery Control | DLC-Thermostat-DI-MSHP | Small General |  | Winter Evening | % of Load | 1 | 2032 | 65535
| High | BTM Battery Control | DLC-Thermostat-DI-MSHP | Small General |  | Winter Evening | % of Load | 0 | 2032 | 65535
| High | BTM Battery Control | DLC-Thermostat-BYOT-MSHP | Small General |  | Winter Evening | % of Load | 1 | 2032 | 65535
| High | BTM Battery Control | DLC-Thermostat-BYOT-MSHP | Small General |  | Winter Evening | % of Load | 0 | 2032 | 65535
| High | BTM Battery Control | C&I Curtailment-Turnkey-Manual HVAC Control | Small General |  | Winter Evening | % of Load | 1 | 2032 | 65535
| High | BTM Battery Control | C&I Curtailment-Turnkey-Manual HVAC Control | Small General |  | Winter Evening | % of Load | 0 | 2032 | 65535
| High | BTM Battery Control | C&I Curtailment-Turnkey-Auto-DR HVAC Control | Small General |  | Winter Evening | % of Load | 1 | 2032 | 65535
| High | BTM Battery Control | C&I Curtailment-Turnkey-Auto-DR HVAC Control | Small General |  | Winter Evening | % of Load | 0 | 2032 | 65535
| High | BTM Battery Control | C&I Curtailment-Turnkey-Standard Lighting Control | Small General |  | Winter Evening | % of Load | 1 | 2032 | 65535
| High | BTM Battery Control | C&I Curtailment-Turnkey-Standard Lighting Control | Small General |  | Winter Evening | % of Load | 0 | 2032 | 65535
| High | BTM Battery Control | C&I Curtailment-Turnkey-Advanced Lighting Control | Small General |  | Winter Evening | % of Load | 1 | 2032 | 65535
| High | BTM Battery Control | C&I Curtailment-Turnkey-Advanced Lighting Control | Small General |  | Winter Evening | % of Load | 0 | 2032 | 65535
| High | BTM Battery Control | C&I Curtailment-Turnkey-Water Heating Control | Small General |  | Winter Evening | % of Load | 1 | 2032 | 65535
| High | BTM Battery Control | C&I Curtailment-Turnkey-Water Heating Control | Small General |  | Winter Evening | % of Load | 0 | 2032 | 65535
| High | BTM Battery Control | C&I Curtailment-Turnkey-Other | Small General |  | Winter Evening | % of Load | 1 | 2032 | 65535
| High | BTM Battery Control | C&I Curtailment-Turnkey-Other | Small General |  | Winter Evening | % of Load | 0 | 2032 | 65535
| High | BTM Battery Control | Dynamic Pricing with enabling tech. | Small General |  | Winter Evening | % of Load | 1 | 2032 | 65535
| High | BTM Battery Control | Dynamic Pricing with enabling tech. | Small General |  | Winter Evening | % of Load | 0 | 2032 | 65535
| High | BTM Battery Control | DLC-Switch-Water Heating | General |  | Winter Morning | % of Load | 1 | 2032 | 65535
| High | BTM Battery Control | DLC-Switch-Water Heating | General |  | Winter Morning | % of Load | 0 | 2032 | 65535
| High | BTM Battery Control | DLC-BYOD-Water Heating | General |  | Winter Morning | % of Load | 1 | 2032 | 65535
| High | BTM Battery Control | DLC-BYOD-Water Heating | General |  | Winter Morning | % of Load | 0 | 2032 | 65535
| High | BTM Battery Control | DLC-Thermostat-DI-Central Heat Pump | General |  | Winter Morning | % of Load | 1 | 2032 | 65535
| High | BTM Battery Control | DLC-Thermostat-DI-Central Heat Pump | General |  | Winter Morning | % of Load | 0 | 2032 | 65535
| High | BTM Battery Control | DLC-Thermostat-BYOT-Central Heat Pump | General |  | Winter Morning | % of Load | 1 | 2032 | 65535
| High | BTM Battery Control | DLC-Thermostat-BYOT-Central Heat Pump | General |  | Winter Morning | % of Load | 0 | 2032 | 65535
| High | BTM Battery Control | DLC-Thermostat-HVAC | General |  | Winter Morning | % of Load | 1 | 2032 | 65535
| High | BTM Battery Control | DLC-Thermostat-HVAC | General |  | Winter Morning | % of Load | 0 | 2032 | 65535
| High | BTM Battery Control | DLC-Thermostat-DI-Baseboard Heating | General |  | Winter Morning | % of Load | 1 | 2032 | 65535
| High | BTM Battery Control | DLC-Thermostat-DI-Baseboard Heating | General |  | Winter Morning | % of Load | 0 | 2032 | 65535
| High | BTM Battery Control | DLC-Thermostat-BYOT-Baseboard Heating | General |  | Winter Morning | % of Load | 1 | 2032 | 65535
| High | BTM Battery Control | DLC-Thermostat-BYOT-Baseboard Heating | General |  | Winter Morning | % of Load | 0 | 2032 | 65535
| High | BTM Battery Control | DLC-Thermostat-DI-MSHP | General |  | Winter Morning | % of Load | 1 | 2032 | 65535
| High | BTM Battery Control | DLC-Thermostat-DI-MSHP | General |  | Winter Morning | % of Load | 0 | 2032 | 65535
| High | BTM Battery Control | DLC-Thermostat-BYOT-MSHP | General |  | Winter Morning | % of Load | 1 | 2032 | 65535
| High | BTM Battery Control | DLC-Thermostat-BYOT-MSHP | General |  | Winter Morning | % of Load | 0 | 2032 | 65535
| High | BTM Battery Control | C&I Curtailment-Turnkey-Manual HVAC Control | General |  | Winter Morning | % of Load | 1 | 2032 | 65535
| High | BTM Battery Control | C&I Curtailment-Turnkey-Manual HVAC Control | General |  | Winter Morning | % of Load | 0 | 2032 | 65535
| High | BTM Battery Control | C&I Curtailment-Turnkey-Auto-DR HVAC Control | General |  | Winter Morning | % of Load | 1 | 2032 | 65535
| High | BTM Battery Control | C&I Curtailment-Turnkey-Auto-DR HVAC Control | General |  | Winter Morning | % of Load | 0 | 2032 | 65535
| High | BTM Battery Control | C&I Curtailment-Turnkey-Standard Lighting Control | General |  | Winter Morning | % of Load | 1 | 2032 | 65535
| High | BTM Battery Control | C&I Curtailment-Turnkey-Standard Lighting Control | General |  | Winter Morning | % of Load | 0 | 2032 | 65535
| High | BTM Battery Control | C&I Curtailment-Turnkey-Advanced Lighting Control | General |  | Winter Morning | % of Load | 1 | 2032 | 65535
| High | BTM Battery Control | C&I Curtailment-Turnkey-Advanced Lighting Control | General |  | Winter Morning | % of Load | 0 | 2032 | 65535
| High | BTM Battery Control | C&I Curtailment-Turnkey-Water Heating Control | General |  | Winter Morning | % of Load | 1 | 2032 | 65535
| High | BTM Battery Control | C&I Curtailment-Turnkey-Water Heating Control | General |  | Winter Morning | % of Load | 0 | 2032 | 65535
| High | BTM Battery Control | C&I Curtailment-Turnkey-Other | General |  | Winter Morning | % of Load | 1 | 2032 | 65535
| High | BTM Battery Control | C&I Curtailment-Turnkey-Other | General |  | Winter Morning | % of Load | 0 | 2032 | 65535
| High | BTM Battery Control | DLC-Switch-Water Heating | General |  | Winter Evening | % of Load | 1 | 2032 | 65535
| High | BTM Battery Control | DLC-Switch-Water Heating | General |  | Winter Evening | % of Load | 0 | 2032 | 65535
| High | BTM Battery Control | DLC-BYOD-Water Heating | General |  | Winter Evening | % of Load | 1 | 2032 | 65535
| High | BTM Battery Control | DLC-BYOD-Water Heating | General |  | Winter Evening | % of Load | 0 | 2032 | 65535
| High | BTM Battery Control | DLC-Thermostat-DI-Central Heat Pump | General |  | Winter Evening | % of Load | 1 | 2032 | 65535
| High | BTM Battery Control | DLC-Thermostat-DI-Central Heat Pump | General |  | Winter Evening | % of Load | 0 | 2032 | 65535
| High | BTM Battery Control | DLC-Thermostat-BYOT-Central Heat Pump | General |  | Winter Evening | % of Load | 1 | 2032 | 65535
| High | BTM Battery Control | DLC-Thermostat-BYOT-Central Heat Pump | General |  | Winter Evening | % of Load | 0 | 2032 | 65535
| High | BTM Battery Control | DLC-Thermostat-HVAC | General |  | Winter Evening | % of Load | 1 | 2032 | 65535
| High | BTM Battery Control | DLC-Thermostat-HVAC | General |  | Winter Evening | % of Load | 0 | 2032 | 65535
| High | BTM Battery Control | DLC-Thermostat-DI-Baseboard Heating | General |  | Winter Evening | % of Load | 1 | 2032 | 65535
| High | BTM Battery Control | DLC-Thermostat-DI-Baseboard Heating | General |  | Winter Evening | % of Load | 0 | 2032 | 65535
| High | BTM Battery Control | DLC-Thermostat-BYOT-Baseboard Heating | General |  | Winter Evening | % of Load | 1 | 2032 | 65535
| High | BTM Battery Control | DLC-Thermostat-BYOT-Baseboard Heating | General |  | Winter Evening | % of Load | 0 | 2032 | 65535
| High | BTM Battery Control | DLC-Thermostat-DI-MSHP | General |  | Winter Evening | % of Load | 1 | 2032 | 65535
| High | BTM Battery Control | DLC-Thermostat-DI-MSHP | General |  | Winter Evening | % of Load | 0 | 2032 | 65535
| High | BTM Battery Control | DLC-Thermostat-BYOT-MSHP | General |  | Winter Evening | % of Load | 1 | 2032 | 65535
| High | BTM Battery Control | DLC-Thermostat-BYOT-MSHP | General |  | Winter Evening | % of Load | 0 | 2032 | 65535
| High | BTM Battery Control | C&I Curtailment-Turnkey-Manual HVAC Control | General |  | Winter Evening | % of Load | 1 | 2032 | 65535
| High | BTM Battery Control | C&I Curtailment-Turnkey-Manual HVAC Control | General |  | Winter Evening | % of Load | 0 | 2032 | 65535
| High | BTM Battery Control | C&I Curtailment-Turnkey-Auto-DR HVAC Control | General |  | Winter Evening | % of Load | 1 | 2032 | 65535
| High | BTM Battery Control | C&I Curtailment-Turnkey-Auto-DR HVAC Control | General |  | Winter Evening | % of Load | 0 | 2032 | 65535
| High | BTM Battery Control | C&I Curtailment-Turnkey-Standard Lighting Control | General |  | Winter Evening | % of Load | 1 | 2032 | 65535
| High | BTM Battery Control | C&I Curtailment-Turnkey-Standard Lighting Control | General |  | Winter Evening | % of Load | 0 | 2032 | 65535
| High | BTM Battery Control | C&I Curtailment-Turnkey-Advanced Lighting Control | General |  | Winter Evening | % of Load | 1 | 2032 | 65535
| High | BTM Battery Control | C&I Curtailment-Turnkey-Advanced Lighting Control | General |  | Winter Evening | % of Load | 0 | 2032 | 65535
| High | BTM Battery Control | C&I Curtailment-Turnkey-Water Heating Control | General |  | Winter Evening | % of Load | 1 | 2032 | 65535
| High | BTM Battery Control | C&I Curtailment-Turnkey-Water Heating Control | General |  | Winter Evening | % of Load | 0 | 2032 | 65535
| High | BTM Battery Control | C&I Curtailment-Turnkey-Other | General |  | Winter Evening | % of Load | 1 | 2032 | 65535
| High | BTM Battery Control | C&I Curtailment-Turnkey-Other | General |  | Winter Evening | % of Load | 0 | 2032 | 65535
| High | BTM Battery Control | DLC-Switch-Water Heating | Small Industrial |  | Winter Morning | % of Load | 1 | 2032 | 65535
| High | BTM Battery Control | DLC-Switch-Water Heating | Small Industrial |  | Winter Morning | % of Load | 0 | 2032 | 65535
| High | BTM Battery Control | DLC-BYOD-Water Heating | Small Industrial |  | Winter Morning | % of Load | 1 | 2032 | 65535
| High | BTM Battery Control | DLC-BYOD-Water Heating | Small Industrial |  | Winter Morning | % of Load | 0 | 2032 | 65535
| High | BTM Battery Control | DLC-Thermostat-DI-Central Heat Pump | Small Industrial |  | Winter Morning | % of Load | 1 | 2032 | 65535
| High | BTM Battery Control | DLC-Thermostat-DI-Central Heat Pump | Small Industrial |  | Winter Morning | % of Load | 0 | 2032 | 65535
| High | BTM Battery Control | DLC-Thermostat-BYOT-Central Heat Pump | Small Industrial |  | Winter Morning | % of Load | 1 | 2032 | 65535
| High | BTM Battery Control | DLC-Thermostat-BYOT-Central Heat Pump | Small Industrial |  | Winter Morning | % of Load | 0 | 2032 | 65535
| High | BTM Battery Control | DLC-Thermostat-HVAC | Small Industrial |  | Winter Morning | % of Load | 1 | 2032 | 65535
| High | BTM Battery Control | DLC-Thermostat-HVAC | Small Industrial |  | Winter Morning | % of Load | 0 | 2032 | 65535
| High | BTM Battery Control | DLC-Thermostat-DI-Baseboard Heating | Small Industrial |  | Winter Morning | % of Load | 1 | 2032 | 65535
| High | BTM Battery Control | DLC-Thermostat-DI-Baseboard Heating | Small Industrial |  | Winter Morning | % of Load | 0 | 2032 | 65535
| High | BTM Battery Control | DLC-Thermostat-BYOT-Baseboard Heating | Small Industrial |  | Winter Morning | % of Load | 1 | 2032 | 65535
| High | BTM Battery Control | DLC-Thermostat-BYOT-Baseboard Heating | Small Industrial |  | Winter Morning | % of Load | 0 | 2032 | 65535
| High | BTM Battery Control | DLC-Thermostat-DI-MSHP | Small Industrial |  | Winter Morning | % of Load | 1 | 2032 | 65535
| High | BTM Battery Control | DLC-Thermostat-DI-MSHP | Small Industrial |  | Winter Morning | % of Load | 0 | 2032 | 65535
| High | BTM Battery Control | DLC-Thermostat-BYOT-MSHP | Small Industrial |  | Winter Morning | % of Load | 1 | 2032 | 65535
| High | BTM Battery Control | DLC-Thermostat-BYOT-MSHP | Small Industrial |  | Winter Morning | % of Load | 0 | 2032 | 65535
| High | BTM Battery Control | C&I Curtailment-Turnkey-Manual HVAC Control | Small Industrial |  | Winter Morning | % of Load | 1 | 2032 | 65535
| High | BTM Battery Control | C&I Curtailment-Turnkey-Manual HVAC Control | Small Industrial |  | Winter Morning | % of Load | 0 | 2032 | 65535
| High | BTM Battery Control | C&I Curtailment-Turnkey-Auto-DR HVAC Control | Small Industrial |  | Winter Morning | % of Load | 1 | 2032 | 65535
| High | BTM Battery Control | C&I Curtailment-Turnkey-Auto-DR HVAC Control | Small Industrial |  | Winter Morning | % of Load | 0 | 2032 | 65535
| High | BTM Battery Control | C&I Curtailment-Turnkey-Standard Lighting Control | Small Industrial |  | Winter Morning | % of Load | 1 | 2032 | 65535
| High | BTM Battery Control | C&I Curtailment-Turnkey-Standard Lighting Control | Small Industrial |  | Winter Morning | % of Load | 0 | 2032 | 65535
| High | BTM Battery Control | C&I Curtailment-Turnkey-Advanced Lighting Control | Small Industrial |  | Winter Morning | % of Load | 1 | 2032 | 65535
| High | BTM Battery Control | C&I Curtailment-Turnkey-Advanced Lighting Control | Small Industrial |  | Winter Morning | % of Load | 0 | 2032 | 65535
| High | BTM Battery Control | C&I Curtailment-Turnkey-Water Heating Control | Small Industrial |  | Winter Morning | % of Load | 1 | 2032 | 65535
| High | BTM Battery Control | C&I Curtailment-Turnkey-Water Heating Control | Small Industrial |  | Winter Morning | % of Load | 0 | 2032 | 65535
| High | BTM Battery Control | C&I Curtailment-Turnkey-Other | Small Industrial |  | Winter Morning | % of Load | 1 | 2032 | 65535
| High | BTM Battery Control | C&I Curtailment-Turnkey-Other | Small Industrial |  | Winter Morning | % of Load | 0 | 2032 | 65535
| High | BTM Battery Control | C&I Curtailment-Turnkey-Industrial | Small Industrial |  | Winter Morning | % of Load | 1 | 2032 | 65535
| High | BTM Battery Control | C&I Curtailment-Turnkey-Industrial | Small Industrial |  | Winter Morning | % of Load | 0 | 2032 | 65535
| High | BTM Battery Control | DLC-Switch-Water Heating | Small Industrial |  | Winter Evening | % of Load | 1 | 2032 | 65535
| High | BTM Battery Control | DLC-Switch-Water Heating | Small Industrial |  | Winter Evening | % of Load | 0 | 2032 | 65535
| High | BTM Battery Control | DLC-BYOD-Water Heating | Small Industrial |  | Winter Evening | % of Load | 1 | 2032 | 65535
| High | BTM Battery Control | DLC-BYOD-Water Heating | Small Industrial |  | Winter Evening | % of Load | 0 | 2032 | 65535
| High | BTM Battery Control | DLC-Thermostat-DI-Central Heat Pump | Small Industrial |  | Winter Evening | % of Load | 1 | 2032 | 65535
| High | BTM Battery Control | DLC-Thermostat-DI-Central Heat Pump | Small Industrial |  | Winter Evening | % of Load | 0 | 2032 | 65535
| High | BTM Battery Control | DLC-Thermostat-BYOT-Central Heat Pump | Small Industrial |  | Winter Evening | % of Load | 1 | 2032 | 65535
| High | BTM Battery Control | DLC-Thermostat-BYOT-Central Heat Pump | Small Industrial |  | Winter Evening | % of Load | 0 | 2032 | 65535
| High | BTM Battery Control | DLC-Thermostat-HVAC | Small Industrial |  | Winter Evening | % of Load | 1 | 2032 | 65535
| High | BTM Battery Control | DLC-Thermostat-HVAC | Small Industrial |  | Winter Evening | % of Load | 0 | 2032 | 65535
| High | BTM Battery Control | DLC-Thermostat-DI-Baseboard Heating | Small Industrial |  | Winter Evening | % of Load | 1 | 2032 | 65535
| High | BTM Battery Control | DLC-Thermostat-DI-Baseboard Heating | Small Industrial |  | Winter Evening | % of Load | 0 | 2032 | 65535
| High | BTM Battery Control | DLC-Thermostat-BYOT-Baseboard Heating | Small Industrial |  | Winter Evening | % of Load | 1 | 2032 | 65535
| High | BTM Battery Control | DLC-Thermostat-BYOT-Baseboard Heating | Small Industrial |  | Winter Evening | % of Load | 0 | 2032 | 65535
| High | BTM Battery Control | DLC-Thermostat-DI-MSHP | Small Industrial |  | Winter Evening | % of Load | 1 | 2032 | 65535
| High | BTM Battery Control | DLC-Thermostat-DI-MSHP | Small Industrial |  | Winter Evening | % of Load | 0 | 2032 | 65535
| High | BTM Battery Control | DLC-Thermostat-BYOT-MSHP | Small Industrial |  | Winter Evening | % of Load | 1 | 2032 | 65535
| High | BTM Battery Control | DLC-Thermostat-BYOT-MSHP | Small Industrial |  | Winter Evening | % of Load | 0 | 2032 | 65535
| High | BTM Battery Control | C&I Curtailment-Turnkey-Manual HVAC Control | Small Industrial |  | Winter Evening | % of Load | 1 | 2032 | 65535
| High | BTM Battery Control | C&I Curtailment-Turnkey-Manual HVAC Control | Small Industrial |  | Winter Evening | % of Load | 0 | 2032 | 65535
| High | BTM Battery Control | C&I Curtailment-Turnkey-Auto-DR HVAC Control | Small Industrial |  | Winter Evening | % of Load | 1 | 2032 | 65535
| High | BTM Battery Control | C&I Curtailment-Turnkey-Auto-DR HVAC Control | Small Industrial |  | Winter Evening | % of Load | 0 | 2032 | 65535
| High | BTM Battery Control | C&I Curtailment-Turnkey-Standard Lighting Control | Small Industrial |  | Winter Evening | % of Load | 1 | 2032 | 65535
| High | BTM Battery Control | C&I Curtailment-Turnkey-Standard Lighting Control | Small Industrial |  | Winter Evening | % of Load | 0 | 2032 | 65535
| High | BTM Battery Control | C&I Curtailment-Turnkey-Advanced Lighting Control | Small Industrial |  | Winter Evening | % of Load | 1 | 2032 | 65535
| High | BTM Battery Control | C&I Curtailment-Turnkey-Advanced Lighting Control | Small Industrial |  | Winter Evening | % of Load | 0 | 2032 | 65535
| High | BTM Battery Control | C&I Curtailment-Turnkey-Water Heating Control | Small Industrial |  | Winter Evening | % of Load | 1 | 2032 | 65535
| High | BTM Battery Control | C&I Curtailment-Turnkey-Water Heating Control | Small Industrial |  | Winter Evening | % of Load | 0 | 2032 | 65535
| High | BTM Battery Control | C&I Curtailment-Turnkey-Other | Small Industrial |  | Winter Evening | % of Load | 1 | 2032 | 65535
| High | BTM Battery Control | C&I Curtailment-Turnkey-Other | Small Industrial |  | Winter Evening | % of Load | 0 | 2032 | 65535
| High | BTM Battery Control | C&I Curtailment-Turnkey-Industrial | Small Industrial |  | Winter Evening | % of Load | 1 | 2032 | 65535
| High | BTM Battery Control | C&I Curtailment-Turnkey-Industrial | Small Industrial |  | Winter Evening | % of Load | 0 | 2032 | 65535
| High | BTM Battery Control | DLC-Switch-Water Heating | Medium Industrial |  | Winter Morning | % of Load | 1 | 2032 | 65535
| High | BTM Battery Control | DLC-Switch-Water Heating | Medium Industrial |  | Winter Morning | % of Load | 0 | 2032 | 65535
| High | BTM Battery Control | DLC-BYOD-Water Heating | Medium Industrial |  | Winter Morning | % of Load | 1 | 2032 | 65535
| High | BTM Battery Control | DLC-BYOD-Water Heating | Medium Industrial |  | Winter Morning | % of Load | 0 | 2032 | 65535
| High | BTM Battery Control | DLC-Thermostat-DI-Central Heat Pump | Medium Industrial |  | Winter Morning | % of Load | 1 | 2032 | 65535
| High | BTM Battery Control | DLC-Thermostat-DI-Central Heat Pump | Medium Industrial |  | Winter Morning | % of Load | 0 | 2032 | 65535
| High | BTM Battery Control | DLC-Thermostat-BYOT-Central Heat Pump | Medium Industrial |  | Winter Morning | % of Load | 1 | 2032 | 65535
| High | BTM Battery Control | DLC-Thermostat-BYOT-Central Heat Pump | Medium Industrial |  | Winter Morning | % of Load | 0 | 2032 | 65535
| High | BTM Battery Control | DLC-Thermostat-HVAC | Medium Industrial |  | Winter Morning | % of Load | 1 | 2032 | 65535
| High | BTM Battery Control | DLC-Thermostat-HVAC | Medium Industrial |  | Winter Morning | % of Load | 0 | 2032 | 65535
| High | BTM Battery Control | DLC-Thermostat-DI-Baseboard Heating | Medium Industrial |  | Winter Morning | % of Load | 1 | 2032 | 65535
| High | BTM Battery Control | DLC-Thermostat-DI-Baseboard Heating | Medium Industrial |  | Winter Morning | % of Load | 0 | 2032 | 65535
| High | BTM Battery Control | DLC-Thermostat-BYOT-Baseboard Heating | Medium Industrial |  | Winter Morning | % of Load | 1 | 2032 | 65535
| High | BTM Battery Control | DLC-Thermostat-BYOT-Baseboard Heating | Medium Industrial |  | Winter Morning | % of Load | 0 | 2032 | 65535
| High | BTM Battery Control | DLC-Thermostat-DI-MSHP | Medium Industrial |  | Winter Morning | % of Load | 1 | 2032 | 65535
| High | BTM Battery Control | DLC-Thermostat-DI-MSHP | Medium Industrial |  | Winter Morning | % of Load | 0 | 2032 | 65535
| High | BTM Battery Control | DLC-Thermostat-BYOT-MSHP | Medium Industrial |  | Winter Morning | % of Load | 1 | 2032 | 65535
| High | BTM Battery Control | DLC-Thermostat-BYOT-MSHP | Medium Industrial |  | Winter Morning | % of Load | 0 | 2032 | 65535
| High | BTM Battery Control | C&I Curtailment-Turnkey-Manual HVAC Control | Medium Industrial |  | Winter Morning | % of Load | 1 | 2032 | 65535
| High | BTM Battery Control | C&I Curtailment-Turnkey-Manual HVAC Control | Medium Industrial |  | Winter Morning | % of Load | 0 | 2032 | 65535
| High | BTM Battery Control | C&I Curtailment-Turnkey-Auto-DR HVAC Control | Medium Industrial |  | Winter Morning | % of Load | 1 | 2032 | 65535
| High | BTM Battery Control | C&I Curtailment-Turnkey-Auto-DR HVAC Control | Medium Industrial |  | Winter Morning | % of Load | 0 | 2032 | 65535
| High | BTM Battery Control | C&I Curtailment-Turnkey-Standard Lighting Control | Medium Industrial |  | Winter Morning | % of Load | 1 | 2032 | 65535
| High | BTM Battery Control | C&I Curtailment-Turnkey-Standard Lighting Control | Medium Industrial |  | Winter Morning | % of Load | 0 | 2032 | 65535
| High | BTM Battery Control | C&I Curtailment-Turnkey-Advanced Lighting Control | Medium Industrial |  | Winter Morning | % of Load | 1 | 2032 | 65535
| High | BTM Battery Control | C&I Curtailment-Turnkey-Advanced Lighting Control | Medium Industrial |  | Winter Morning | % of Load | 0 | 2032 | 65535
| High | BTM Battery Control | C&I Curtailment-Turnkey-Water Heating Control | Medium Industrial |  | Winter Morning | % of Load | 1 | 2032 | 65535
| High | BTM Battery Control | C&I Curtailment-Turnkey-Water Heating Control | Medium Industrial |  | Winter Morning | % of Load | 0 | 2032 | 65535
| High | BTM Battery Control | C&I Curtailment-Turnkey-Other | Medium Industrial |  | Winter Morning | % of Load | 1 | 2032 | 65535
| High | BTM Battery Control | C&I Curtailment-Turnkey-Other | Medium Industrial |  | Winter Morning | % of Load | 0 | 2032 | 65535
| High | BTM Battery Control | DLC-Switch-Water Heating | Medium Industrial |  | Winter Evening | % of Load | 1 | 2032 | 65535
| High | BTM Battery Control | DLC-Switch-Water Heating | Medium Industrial |  | Winter Evening | % of Load | 0 | 2032 | 65535
| High | BTM Battery Control | DLC-BYOD-Water Heating | Medium Industrial |  | Winter Evening | % of Load | 1 | 2032 | 65535
| High | BTM Battery Control | DLC-BYOD-Water Heating | Medium Industrial |  | Winter Evening | % of Load | 0 | 2032 | 65535
| High | BTM Battery Control | DLC-Thermostat-DI-Central Heat Pump | Medium Industrial |  | Winter Evening | % of Load | 1 | 2032 | 65535
| High | BTM Battery Control | DLC-Thermostat-DI-Central Heat Pump | Medium Industrial |  | Winter Evening | % of Load | 0 | 2032 | 65535
| High | BTM Battery Control | DLC-Thermostat-BYOT-Central Heat Pump | Medium Industrial |  | Winter Evening | % of Load | 1 | 2032 | 65535
| High | BTM Battery Control | DLC-Thermostat-BYOT-Central Heat Pump | Medium Industrial |  | Winter Evening | % of Load | 0 | 2032 | 65535
| High | BTM Battery Control | DLC-Thermostat-HVAC | Medium Industrial |  | Winter Evening | % of Load | 1 | 2032 | 65535
| High | BTM Battery Control | DLC-Thermostat-HVAC | Medium Industrial |  | Winter Evening | % of Load | 0 | 2032 | 65535
| High | BTM Battery Control | DLC-Thermostat-DI-Baseboard Heating | Medium Industrial |  | Winter Evening | % of Load | 1 | 2032 | 65535
| High | BTM Battery Control | DLC-Thermostat-DI-Baseboard Heating | Medium Industrial |  | Winter Evening | % of Load | 0 | 2032 | 65535
| High | BTM Battery Control | DLC-Thermostat-BYOT-Baseboard Heating | Medium Industrial |  | Winter Evening | % of Load | 1 | 2032 | 65535
| High | BTM Battery Control | DLC-Thermostat-BYOT-Baseboard Heating | Medium Industrial |  | Winter Evening | % of Load | 0 | 2032 | 65535
| High | BTM Battery Control | DLC-Thermostat-DI-MSHP | Medium Industrial |  | Winter Evening | % of Load | 1 | 2032 | 65535
| High | BTM Battery Control | DLC-Thermostat-DI-MSHP | Medium Industrial |  | Winter Evening | % of Load | 0 | 2032 | 65535
| High | BTM Battery Control | DLC-Thermostat-BYOT-MSHP | Medium Industrial |  | Winter Evening | % of Load | 1 | 2032 | 65535
| High | BTM Battery Control | DLC-Thermostat-BYOT-MSHP | Medium Industrial |  | Winter Evening | % of Load | 0 | 2032 | 65535
| High | BTM Battery Control | C&I Curtailment-Turnkey-Manual HVAC Control | Medium Industrial |  | Winter Evening | % of Load | 1 | 2032 | 65535
| High | BTM Battery Control | C&I Curtailment-Turnkey-Manual HVAC Control | Medium Industrial |  | Winter Evening | % of Load | 0 | 2032 | 65535
| High | BTM Battery Control | C&I Curtailment-Turnkey-Auto-DR HVAC Control | Medium Industrial |  | Winter Evening | % of Load | 1 | 2032 | 65535
| High | BTM Battery Control | C&I Curtailment-Turnkey-Auto-DR HVAC Control | Medium Industrial |  | Winter Evening | % of Load | 0 | 2032 | 65535
| High | BTM Battery Control | C&I Curtailment-Turnkey-Standard Lighting Control | Medium Industrial |  | Winter Evening | % of Load | 1 | 2032 | 65535
| High | BTM Battery Control | C&I Curtailment-Turnkey-Standard Lighting Control | Medium Industrial |  | Winter Evening | % of Load | 0 | 2032 | 65535
| High | BTM Battery Control | C&I Curtailment-Turnkey-Advanced Lighting Control | Medium Industrial |  | Winter Evening | % of Load | 1 | 2032 | 65535
| High | BTM Battery Control | C&I Curtailment-Turnkey-Advanced Lighting Control | Medium Industrial |  | Winter Evening | % of Load | 0 | 2032 | 65535
| High | BTM Battery Control | C&I Curtailment-Turnkey-Water Heating Control | Medium Industrial |  | Winter Evening | % of Load | 1 | 2032 | 65535
| High | BTM Battery Control | C&I Curtailment-Turnkey-Water Heating Control | Medium Industrial |  | Winter Evening | % of Load | 0 | 2032 | 65535
| High | BTM Battery Control | C&I Curtailment-Turnkey-Other | Medium Industrial |  | Winter Evening | % of Load | 1 | 2032 | 65535
| High | BTM Battery Control | C&I Curtailment-Turnkey-Other | Medium Industrial |  | Winter Evening | % of Load | 0 | 2032 | 65535
| High | BTM Battery Control | BTM Battery Control-BYOB | Residential Charitable |  | Winter Morning | % of Load | 1 | 2032 | 65535
| High | BTM Battery Control | BTM Battery Control-BYOB | Residential Charitable |  | Winter Morning | % of Load | 0 | 2032 | 65535
| High | BTM Battery Control | BTM Battery Control-BYOB | Residential Charitable |  | Winter Evening | % of Load | 1 | 2032 | 65535
| High | BTM Battery Control | BTM Battery Control-BYOB | Residential Charitable |  | Winter Evening | % of Load | 0 | 2032 | 65535
| High | EV Charging Control | DLC-Switch-Water Heating | Small General |  | Winter Morning | % of Load | 1 | 2032 | 65535
| High | EV Charging Control | DLC-Switch-Water Heating | Small General |  | Winter Morning | % of Load | 0 | 2032 | 65535
| High | EV Charging Control | DLC-BYOD-Water Heating | Small General |  | Winter Morning | % of Load | 1 | 2032 | 65535
| High | EV Charging Control | DLC-BYOD-Water Heating | Small General |  | Winter Morning | % of Load | 0 | 2032 | 65535
| High | EV Charging Control | DLC-Thermostat-DI-Central Heat Pump | Small General |  | Winter Morning | % of Load | 1 | 2032 | 65535
| High | EV Charging Control | DLC-Thermostat-DI-Central Heat Pump | Small General |  | Winter Morning | % of Load | 0 | 2032 | 65535
| High | EV Charging Control | DLC-Thermostat-BYOT-Central Heat Pump | Small General |  | Winter Morning | % of Load | 1 | 2032 | 65535
| High | EV Charging Control | DLC-Thermostat-BYOT-Central Heat Pump | Small General |  | Winter Morning | % of Load | 0 | 2032 | 65535
| High | EV Charging Control | DLC-Thermostat-HVAC | Small General |  | Winter Morning | % of Load | 1 | 2032 | 65535
| High | EV Charging Control | DLC-Thermostat-HVAC | Small General |  | Winter Morning | % of Load | 0 | 2032 | 65535
| High | EV Charging Control | DLC-Thermostat-DI-Baseboard Heating | Small General |  | Winter Morning | % of Load | 1 | 2032 | 65535
| High | EV Charging Control | DLC-Thermostat-DI-Baseboard Heating | Small General |  | Winter Morning | % of Load | 0 | 2032 | 65535
| High | EV Charging Control | DLC-Thermostat-BYOT-Baseboard Heating | Small General |  | Winter Morning | % of Load | 1 | 2032 | 65535
| High | EV Charging Control | DLC-Thermostat-BYOT-Baseboard Heating | Small General |  | Winter Morning | % of Load | 0 | 2032 | 65535
| High | EV Charging Control | DLC-Thermostat-DI-MSHP | Small General |  | Winter Morning | % of Load | 1 | 2032 | 65535
| High | EV Charging Control | DLC-Thermostat-DI-MSHP | Small General |  | Winter Morning | % of Load | 0 | 2032 | 65535
| High | EV Charging Control | DLC-Thermostat-BYOT-MSHP | Small General |  | Winter Morning | % of Load | 1 | 2032 | 65535
| High | EV Charging Control | DLC-Thermostat-BYOT-MSHP | Small General |  | Winter Morning | % of Load | 0 | 2032 | 65535
| High | EV Charging Control | C&I Curtailment-Turnkey-Manual HVAC Control | Small General |  | Winter Morning | % of Load | 1 | 2032 | 65535
| High | EV Charging Control | C&I Curtailment-Turnkey-Manual HVAC Control | Small General |  | Winter Morning | % of Load | 0 | 2032 | 65535
| High | EV Charging Control | C&I Curtailment-Turnkey-Auto-DR HVAC Control | Small General |  | Winter Morning | % of Load | 1 | 2032 | 65535
| High | EV Charging Control | C&I Curtailment-Turnkey-Auto-DR HVAC Control | Small General |  | Winter Morning | % of Load | 0 | 2032 | 65535
| High | EV Charging Control | C&I Curtailment-Turnkey-Standard Lighting Control | Small General |  | Winter Morning | % of Load | 1 | 2032 | 65535
| High | EV Charging Control | C&I Curtailment-Turnkey-Standard Lighting Control | Small General |  | Winter Morning | % of Load | 0 | 2032 | 65535
| High | EV Charging Control | C&I Curtailment-Turnkey-Advanced Lighting Control | Small General |  | Winter Morning | % of Load | 1 | 2032 | 65535
| High | EV Charging Control | C&I Curtailment-Turnkey-Advanced Lighting Control | Small General |  | Winter Morning | % of Load | 0 | 2032 | 65535
| High | EV Charging Control | C&I Curtailment-Turnkey-Water Heating Control | Small General |  | Winter Morning | % of Load | 1 | 2032 | 65535
| High | EV Charging Control | C&I Curtailment-Turnkey-Water Heating Control | Small General |  | Winter Morning | % of Load | 0 | 2032 | 65535
| High | EV Charging Control | C&I Curtailment-Turnkey-Other | Small General |  | Winter Morning | % of Load | 1 | 2032 | 65535
| High | EV Charging Control | C&I Curtailment-Turnkey-Other | Small General |  | Winter Morning | % of Load | 0 | 2032 | 65535
| High | EV Charging Control | Dynamic Pricing with enabling tech. | Small General |  | Winter Morning | % of Load | 1 | 2032 | 65535
| High | EV Charging Control | Dynamic Pricing with enabling tech. | Small General |  | Winter Morning | % of Load | 0 | 2032 | 65535
| High | EV Charging Control | DLC-Switch-Water Heating | Small General |  | Winter Evening | % of Load | 1 | 2032 | 65535
| High | EV Charging Control | DLC-Switch-Water Heating | Small General |  | Winter Evening | % of Load | 0 | 2032 | 65535
| High | EV Charging Control | DLC-BYOD-Water Heating | Small General |  | Winter Evening | % of Load | 1 | 2032 | 65535
| High | EV Charging Control | DLC-BYOD-Water Heating | Small General |  | Winter Evening | % of Load | 0 | 2032 | 65535
| High | EV Charging Control | DLC-Thermostat-DI-Central Heat Pump | Small General |  | Winter Evening | % of Load | 1 | 2032 | 65535
| High | EV Charging Control | DLC-Thermostat-DI-Central Heat Pump | Small General |  | Winter Evening | % of Load | 0 | 2032 | 65535
| High | EV Charging Control | DLC-Thermostat-BYOT-Central Heat Pump | Small General |  | Winter Evening | % of Load | 1 | 2032 | 65535
| High | EV Charging Control | DLC-Thermostat-BYOT-Central Heat Pump | Small General |  | Winter Evening | % of Load | 0 | 2032 | 65535
| High | EV Charging Control | DLC-Thermostat-HVAC | Small General |  | Winter Evening | % of Load | 1 | 2032 | 65535
| High | EV Charging Control | DLC-Thermostat-HVAC | Small General |  | Winter Evening | % of Load | 0 | 2032 | 65535
| High | EV Charging Control | DLC-Thermostat-DI-Baseboard Heating | Small General |  | Winter Evening | % of Load | 1 | 2032 | 65535
| High | EV Charging Control | DLC-Thermostat-DI-Baseboard Heating | Small General |  | Winter Evening | % of Load | 0 | 2032 | 65535
| High | EV Charging Control | DLC-Thermostat-BYOT-Baseboard Heating | Small General |  | Winter Evening | % of Load | 1 | 2032 | 65535
| High | EV Charging Control | DLC-Thermostat-BYOT-Baseboard Heating | Small General |  | Winter Evening | % of Load | 0 | 2032 | 65535
| High | EV Charging Control | DLC-Thermostat-DI-MSHP | Small General |  | Winter Evening | % of Load | 1 | 2032 | 65535
| High | EV Charging Control | DLC-Thermostat-DI-MSHP | Small General |  | Winter Evening | % of Load | 0 | 2032 | 65535
| High | EV Charging Control | DLC-Thermostat-BYOT-MSHP | Small General |  | Winter Evening | % of Load | 1 | 2032 | 65535
| High | EV Charging Control | DLC-Thermostat-BYOT-MSHP | Small General |  | Winter Evening | % of Load | 0 | 2032 | 65535
| High | EV Charging Control | C&I Curtailment-Turnkey-Manual HVAC Control | Small General |  | Winter Evening | % of Load | 1 | 2032 | 65535
| High | EV Charging Control | C&I Curtailment-Turnkey-Manual HVAC Control | Small General |  | Winter Evening | % of Load | 0 | 2032 | 65535
| High | EV Charging Control | C&I Curtailment-Turnkey-Auto-DR HVAC Control | Small General |  | Winter Evening | % of Load | 1 | 2032 | 65535
| High | EV Charging Control | C&I Curtailment-Turnkey-Auto-DR HVAC Control | Small General |  | Winter Evening | % of Load | 0 | 2032 | 65535
| High | EV Charging Control | C&I Curtailment-Turnkey-Standard Lighting Control | Small General |  | Winter Evening | % of Load | 1 | 2032 | 65535
| High | EV Charging Control | C&I Curtailment-Turnkey-Standard Lighting Control | Small General |  | Winter Evening | % of Load | 0 | 2032 | 65535
| High | EV Charging Control | C&I Curtailment-Turnkey-Advanced Lighting Control | Small General |  | Winter Evening | % of Load | 1 | 2032 | 65535
| High | EV Charging Control | C&I Curtailment-Turnkey-Advanced Lighting Control | Small General |  | Winter Evening | % of Load | 0 | 2032 | 65535
| High | EV Charging Control | C&I Curtailment-Turnkey-Water Heating Control | Small General |  | Winter Evening | % of Load | 1 | 2032 | 65535
| High | EV Charging Control | C&I Curtailment-Turnkey-Water Heating Control | Small General |  | Winter Evening | % of Load | 0 | 2032 | 65535
| High | EV Charging Control | C&I Curtailment-Turnkey-Other | Small General |  | Winter Evening | % of Load | 1 | 2032 | 65535
| High | EV Charging Control | C&I Curtailment-Turnkey-Other | Small General |  | Winter Evening | % of Load | 0 | 2032 | 65535
| High | EV Charging Control | Dynamic Pricing with enabling tech. | Small General |  | Winter Evening | % of Load | 1 | 2032 | 65535
| High | EV Charging Control | Dynamic Pricing with enabling tech. | Small General |  | Winter Evening | % of Load | 0 | 2032 | 65535
| High | EV Charging Control | DLC-Switch-Water Heating | General |  | Winter Morning | % of Load | 1 | 2032 | 65535
| High | EV Charging Control | DLC-Switch-Water Heating | General |  | Winter Morning | % of Load | 0 | 2032 | 65535
| High | EV Charging Control | DLC-BYOD-Water Heating | General |  | Winter Morning | % of Load | 1 | 2032 | 65535
| High | EV Charging Control | DLC-BYOD-Water Heating | General |  | Winter Morning | % of Load | 0 | 2032 | 65535
| High | EV Charging Control | DLC-Thermostat-DI-Central Heat Pump | General |  | Winter Morning | % of Load | 1 | 2032 | 65535
| High | EV Charging Control | DLC-Thermostat-DI-Central Heat Pump | General |  | Winter Morning | % of Load | 0 | 2032 | 65535
| High | EV Charging Control | DLC-Thermostat-BYOT-Central Heat Pump | General |  | Winter Morning | % of Load | 1 | 2032 | 65535
| High | EV Charging Control | DLC-Thermostat-BYOT-Central Heat Pump | General |  | Winter Morning | % of Load | 0 | 2032 | 65535
| High | EV Charging Control | DLC-Thermostat-HVAC | General |  | Winter Morning | % of Load | 1 | 2032 | 65535
| High | EV Charging Control | DLC-Thermostat-HVAC | General |  | Winter Morning | % of Load | 0 | 2032 | 65535
| High | EV Charging Control | DLC-Thermostat-DI-Baseboard Heating | General |  | Winter Morning | % of Load | 1 | 2032 | 65535
| High | EV Charging Control | DLC-Thermostat-DI-Baseboard Heating | General |  | Winter Morning | % of Load | 0 | 2032 | 65535
| High | EV Charging Control | DLC-Thermostat-BYOT-Baseboard Heating | General |  | Winter Morning | % of Load | 1 | 2032 | 65535
| High | EV Charging Control | DLC-Thermostat-BYOT-Baseboard Heating | General |  | Winter Morning | % of Load | 0 | 2032 | 65535
| High | EV Charging Control | DLC-Thermostat-DI-MSHP | General |  | Winter Morning | % of Load | 1 | 2032 | 65535
| High | EV Charging Control | DLC-Thermostat-DI-MSHP | General |  | Winter Morning | % of Load | 0 | 2032 | 65535
| High | EV Charging Control | DLC-Thermostat-BYOT-MSHP | General |  | Winter Morning | % of Load | 1 | 2032 | 65535
| High | EV Charging Control | DLC-Thermostat-BYOT-MSHP | General |  | Winter Morning | % of Load | 0 | 2032 | 65535
| High | EV Charging Control | C&I Curtailment-Turnkey-Manual HVAC Control | General |  | Winter Morning | % of Load | 1 | 2032 | 65535
| High | EV Charging Control | C&I Curtailment-Turnkey-Manual HVAC Control | General |  | Winter Morning | % of Load | 0 | 2032 | 65535
| High | EV Charging Control | C&I Curtailment-Turnkey-Auto-DR HVAC Control | General |  | Winter Morning | % of Load | 1 | 2032 | 65535
| High | EV Charging Control | C&I Curtailment-Turnkey-Auto-DR HVAC Control | General |  | Winter Morning | % of Load | 0 | 2032 | 65535
| High | EV Charging Control | C&I Curtailment-Turnkey-Standard Lighting Control | General |  | Winter Morning | % of Load | 1 | 2032 | 65535
| High | EV Charging Control | C&I Curtailment-Turnkey-Standard Lighting Control | General |  | Winter Morning | % of Load | 0 | 2032 | 65535
| High | EV Charging Control | C&I Curtailment-Turnkey-Advanced Lighting Control | General |  | Winter Morning | % of Load | 1 | 2032 | 65535
| High | EV Charging Control | C&I Curtailment-Turnkey-Advanced Lighting Control | General |  | Winter Morning | % of Load | 0 | 2032 | 65535
| High | EV Charging Control | C&I Curtailment-Turnkey-Water Heating Control | General |  | Winter Morning | % of Load | 1 | 2032 | 65535
| High | EV Charging Control | C&I Curtailment-Turnkey-Water Heating Control | General |  | Winter Morning | % of Load | 0 | 2032 | 65535
| High | EV Charging Control | C&I Curtailment-Turnkey-Other | General |  | Winter Morning | % of Load | 1 | 2032 | 65535
| High | EV Charging Control | C&I Curtailment-Turnkey-Other | General |  | Winter Morning | % of Load | 0 | 2032 | 65535
| High | EV Charging Control | DLC-Switch-Water Heating | General |  | Winter Evening | % of Load | 1 | 2032 | 65535
| High | EV Charging Control | DLC-Switch-Water Heating | General |  | Winter Evening | % of Load | 0 | 2032 | 65535
| High | EV Charging Control | DLC-BYOD-Water Heating | General |  | Winter Evening | % of Load | 1 | 2032 | 65535
| High | EV Charging Control | DLC-BYOD-Water Heating | General |  | Winter Evening | % of Load | 0 | 2032 | 65535
| High | EV Charging Control | DLC-Thermostat-DI-Central Heat Pump | General |  | Winter Evening | % of Load | 1 | 2032 | 65535
| High | EV Charging Control | DLC-Thermostat-DI-Central Heat Pump | General |  | Winter Evening | % of Load | 0 | 2032 | 65535
| High | EV Charging Control | DLC-Thermostat-BYOT-Central Heat Pump | General |  | Winter Evening | % of Load | 1 | 2032 | 65535
| High | EV Charging Control | DLC-Thermostat-BYOT-Central Heat Pump | General |  | Winter Evening | % of Load | 0 | 2032 | 65535
| High | EV Charging Control | DLC-Thermostat-HVAC | General |  | Winter Evening | % of Load | 1 | 2032 | 65535
| High | EV Charging Control | DLC-Thermostat-HVAC | General |  | Winter Evening | % of Load | 0 | 2032 | 65535
| High | EV Charging Control | DLC-Thermostat-DI-Baseboard Heating | General |  | Winter Evening | % of Load | 1 | 2032 | 65535
| High | EV Charging Control | DLC-Thermostat-DI-Baseboard Heating | General |  | Winter Evening | % of Load | 0 | 2032 | 65535
| High | EV Charging Control | DLC-Thermostat-BYOT-Baseboard Heating | General |  | Winter Evening | % of Load | 1 | 2032 | 65535
| High | EV Charging Control | DLC-Thermostat-BYOT-Baseboard Heating | General |  | Winter Evening | % of Load | 0 | 2032 | 65535
| High | EV Charging Control | DLC-Thermostat-DI-MSHP | General |  | Winter Evening | % of Load | 1 | 2032 | 65535
| High | EV Charging Control | DLC-Thermostat-DI-MSHP | General |  | Winter Evening | % of Load | 0 | 2032 | 65535
| High | EV Charging Control | DLC-Thermostat-BYOT-MSHP | General |  | Winter Evening | % of Load | 1 | 2032 | 65535
| High | EV Charging Control | DLC-Thermostat-BYOT-MSHP | General |  | Winter Evening | % of Load | 0 | 2032 | 65535
| High | EV Charging Control | C&I Curtailment-Turnkey-Manual HVAC Control | General |  | Winter Evening | % of Load | 1 | 2032 | 65535
| High | EV Charging Control | C&I Curtailment-Turnkey-Manual HVAC Control | General |  | Winter Evening | % of Load | 0 | 2032 | 65535
| High | EV Charging Control | C&I Curtailment-Turnkey-Auto-DR HVAC Control | General |  | Winter Evening | % of Load | 1 | 2032 | 65535
| High | EV Charging Control | C&I Curtailment-Turnkey-Auto-DR HVAC Control | General |  | Winter Evening | % of Load | 0 | 2032 | 65535
| High | EV Charging Control | C&I Curtailment-Turnkey-Standard Lighting Control | General |  | Winter Evening | % of Load | 1 | 2032 | 65535
| High | EV Charging Control | C&I Curtailment-Turnkey-Standard Lighting Control | General |  | Winter Evening | % of Load | 0 | 2032 | 65535
| High | EV Charging Control | C&I Curtailment-Turnkey-Advanced Lighting Control | General |  | Winter Evening | % of Load | 1 | 2032 | 65535
| High | EV Charging Control | C&I Curtailment-Turnkey-Advanced Lighting Control | General |  | Winter Evening | % of Load | 0 | 2032 | 65535
| High | EV Charging Control | C&I Curtailment-Turnkey-Water Heating Control | General |  | Winter Evening | % of Load | 1 | 2032 | 65535
| High | EV Charging Control | C&I Curtailment-Turnkey-Water Heating Control | General |  | Winter Evening | % of Load | 0 | 2032 | 65535
| High | EV Charging Control | C&I Curtailment-Turnkey-Other | General |  | Winter Evening | % of Load | 1 | 2032 | 65535
| High | EV Charging Control | C&I Curtailment-Turnkey-Other | General |  | Winter Evening | % of Load | 0 | 2032 | 65535
| High | EV Charging Control | DLC-Switch-Water Heating | Small Industrial |  | Winter Morning | % of Load | 1 | 2032 | 65535
| High | EV Charging Control | DLC-Switch-Water Heating | Small Industrial |  | Winter Morning | % of Load | 0 | 2032 | 65535
| High | EV Charging Control | DLC-BYOD-Water Heating | Small Industrial |  | Winter Morning | % of Load | 1 | 2032 | 65535
| High | EV Charging Control | DLC-BYOD-Water Heating | Small Industrial |  | Winter Morning | % of Load | 0 | 2032 | 65535
| High | EV Charging Control | DLC-Thermostat-DI-Central Heat Pump | Small Industrial |  | Winter Morning | % of Load | 1 | 2032 | 65535
| High | EV Charging Control | DLC-Thermostat-DI-Central Heat Pump | Small Industrial |  | Winter Morning | % of Load | 0 | 2032 | 65535
| High | EV Charging Control | DLC-Thermostat-BYOT-Central Heat Pump | Small Industrial |  | Winter Morning | % of Load | 1 | 2032 | 65535
| High | EV Charging Control | DLC-Thermostat-BYOT-Central Heat Pump | Small Industrial |  | Winter Morning | % of Load | 0 | 2032 | 65535
| High | EV Charging Control | DLC-Thermostat-HVAC | Small Industrial |  | Winter Morning | % of Load | 1 | 2032 | 65535
| High | EV Charging Control | DLC-Thermostat-HVAC | Small Industrial |  | Winter Morning | % of Load | 0 | 2032 | 65535
| High | EV Charging Control | DLC-Thermostat-DI-Baseboard Heating | Small Industrial |  | Winter Morning | % of Load | 1 | 2032 | 65535
| High | EV Charging Control | DLC-Thermostat-DI-Baseboard Heating | Small Industrial |  | Winter Morning | % of Load | 0 | 2032 | 65535
| High | EV Charging Control | DLC-Thermostat-BYOT-Baseboard Heating | Small Industrial |  | Winter Morning | % of Load | 1 | 2032 | 65535
| High | EV Charging Control | DLC-Thermostat-BYOT-Baseboard Heating | Small Industrial |  | Winter Morning | % of Load | 0 | 2032 | 65535
| High | EV Charging Control | DLC-Thermostat-DI-MSHP | Small Industrial |  | Winter Morning | % of Load | 1 | 2032 | 65535
| High | EV Charging Control | DLC-Thermostat-DI-MSHP | Small Industrial |  | Winter Morning | % of Load | 0 | 2032 | 65535
| High | EV Charging Control | DLC-Thermostat-BYOT-MSHP | Small Industrial |  | Winter Morning | % of Load | 1 | 2032 | 65535
| High | EV Charging Control | DLC-Thermostat-BYOT-MSHP | Small Industrial |  | Winter Morning | % of Load | 0 | 2032 | 65535
| High | EV Charging Control | C&I Curtailment-Turnkey-Manual HVAC Control | Small Industrial |  | Winter Morning | % of Load | 1 | 2032 | 65535
| High | EV Charging Control | C&I Curtailment-Turnkey-Manual HVAC Control | Small Industrial |  | Winter Morning | % of Load | 0 | 2032 | 65535
| High | EV Charging Control | C&I Curtailment-Turnkey-Auto-DR HVAC Control | Small Industrial |  | Winter Morning | % of Load | 1 | 2032 | 65535
| High | EV Charging Control | C&I Curtailment-Turnkey-Auto-DR HVAC Control | Small Industrial |  | Winter Morning | % of Load | 0 | 2032 | 65535
| High | EV Charging Control | C&I Curtailment-Turnkey-Standard Lighting Control | Small Industrial |  | Winter Morning | % of Load | 1 | 2032 | 65535
| High | EV Charging Control | C&I Curtailment-Turnkey-Standard Lighting Control | Small Industrial |  | Winter Morning | % of Load | 0 | 2032 | 65535
| High | EV Charging Control | C&I Curtailment-Turnkey-Advanced Lighting Control | Small Industrial |  | Winter Morning | % of Load | 1 | 2032 | 65535
| High | EV Charging Control | C&I Curtailment-Turnkey-Advanced Lighting Control | Small Industrial |  | Winter Morning | % of Load | 0 | 2032 | 65535
| High | EV Charging Control | C&I Curtailment-Turnkey-Water Heating Control | Small Industrial |  | Winter Morning | % of Load | 1 | 2032 | 65535
| High | EV Charging Control | C&I Curtailment-Turnkey-Water Heating Control | Small Industrial |  | Winter Morning | % of Load | 0 | 2032 | 65535
| High | EV Charging Control | C&I Curtailment-Turnkey-Other | Small Industrial |  | Winter Morning | % of Load | 1 | 2032 | 65535
| High | EV Charging Control | C&I Curtailment-Turnkey-Other | Small Industrial |  | Winter Morning | % of Load | 0 | 2032 | 65535
| High | EV Charging Control | C&I Curtailment-Turnkey-Industrial | Small Industrial |  | Winter Morning | % of Load | 1 | 2032 | 65535
| High | EV Charging Control | C&I Curtailment-Turnkey-Industrial | Small Industrial |  | Winter Morning | % of Load | 0 | 2032 | 65535
| High | EV Charging Control | DLC-Switch-Water Heating | Small Industrial |  | Winter Evening | % of Load | 1 | 2032 | 65535
| High | EV Charging Control | DLC-Switch-Water Heating | Small Industrial |  | Winter Evening | % of Load | 0 | 2032 | 65535
| High | EV Charging Control | DLC-BYOD-Water Heating | Small Industrial |  | Winter Evening | % of Load | 1 | 2032 | 65535
| High | EV Charging Control | DLC-BYOD-Water Heating | Small Industrial |  | Winter Evening | % of Load | 0 | 2032 | 65535
| High | EV Charging Control | DLC-Thermostat-DI-Central Heat Pump | Small Industrial |  | Winter Evening | % of Load | 1 | 2032 | 65535
| High | EV Charging Control | DLC-Thermostat-DI-Central Heat Pump | Small Industrial |  | Winter Evening | % of Load | 0 | 2032 | 65535
| High | EV Charging Control | DLC-Thermostat-BYOT-Central Heat Pump | Small Industrial |  | Winter Evening | % of Load | 1 | 2032 | 65535
| High | EV Charging Control | DLC-Thermostat-BYOT-Central Heat Pump | Small Industrial |  | Winter Evening | % of Load | 0 | 2032 | 65535
| High | EV Charging Control | DLC-Thermostat-HVAC | Small Industrial |  | Winter Evening | % of Load | 1 | 2032 | 65535
| High | EV Charging Control | DLC-Thermostat-HVAC | Small Industrial |  | Winter Evening | % of Load | 0 | 2032 | 65535
| High | EV Charging Control | DLC-Thermostat-DI-Baseboard Heating | Small Industrial |  | Winter Evening | % of Load | 1 | 2032 | 65535
| High | EV Charging Control | DLC-Thermostat-DI-Baseboard Heating | Small Industrial |  | Winter Evening | % of Load | 0 | 2032 | 65535
| High | EV Charging Control | DLC-Thermostat-BYOT-Baseboard Heating | Small Industrial |  | Winter Evening | % of Load | 1 | 2032 | 65535
| High | EV Charging Control | DLC-Thermostat-BYOT-Baseboard Heating | Small Industrial |  | Winter Evening | % of Load | 0 | 2032 | 65535
| High | EV Charging Control | DLC-Thermostat-DI-MSHP | Small Industrial |  | Winter Evening | % of Load | 1 | 2032 | 65535
| High | EV Charging Control | DLC-Thermostat-DI-MSHP | Small Industrial |  | Winter Evening | % of Load | 0 | 2032 | 65535
| High | EV Charging Control | DLC-Thermostat-BYOT-MSHP | Small Industrial |  | Winter Evening | % of Load | 1 | 2032 | 65535
| High | EV Charging Control | DLC-Thermostat-BYOT-MSHP | Small Industrial |  | Winter Evening | % of Load | 0 | 2032 | 65535
| High | EV Charging Control | C&I Curtailment-Turnkey-Manual HVAC Control | Small Industrial |  | Winter Evening | % of Load | 1 | 2032 | 65535
| High | EV Charging Control | C&I Curtailment-Turnkey-Manual HVAC Control | Small Industrial |  | Winter Evening | % of Load | 0 | 2032 | 65535
| High | EV Charging Control | C&I Curtailment-Turnkey-Auto-DR HVAC Control | Small Industrial |  | Winter Evening | % of Load | 1 | 2032 | 65535
| High | EV Charging Control | C&I Curtailment-Turnkey-Auto-DR HVAC Control | Small Industrial |  | Winter Evening | % of Load | 0 | 2032 | 65535
| High | EV Charging Control | C&I Curtailment-Turnkey-Standard Lighting Control | Small Industrial |  | Winter Evening | % of Load | 1 | 2032 | 65535
| High | EV Charging Control | C&I Curtailment-Turnkey-Standard Lighting Control | Small Industrial |  | Winter Evening | % of Load | 0 | 2032 | 65535
| High | EV Charging Control | C&I Curtailment-Turnkey-Advanced Lighting Control | Small Industrial |  | Winter Evening | % of Load | 1 | 2032 | 65535
| High | EV Charging Control | C&I Curtailment-Turnkey-Advanced Lighting Control | Small Industrial |  | Winter Evening | % of Load | 0 | 2032 | 65535
| High | EV Charging Control | C&I Curtailment-Turnkey-Water Heating Control | Small Industrial |  | Winter Evening | % of Load | 1 | 2032 | 65535
| High | EV Charging Control | C&I Curtailment-Turnkey-Water Heating Control | Small Industrial |  | Winter Evening | % of Load | 0 | 2032 | 65535
| High | EV Charging Control | C&I Curtailment-Turnkey-Other | Small Industrial |  | Winter Evening | % of Load | 1 | 2032 | 65535
| High | EV Charging Control | C&I Curtailment-Turnkey-Other | Small Industrial |  | Winter Evening | % of Load | 0 | 2032 | 65535
| High | EV Charging Control | C&I Curtailment-Turnkey-Industrial | Small Industrial |  | Winter Evening | % of Load | 1 | 2032 | 65535
| High | EV Charging Control | C&I Curtailment-Turnkey-Industrial | Small Industrial |  | Winter Evening | % of Load | 0 | 2032 | 65535
| High | EV Charging Control | DLC-Switch-Water Heating | Medium Industrial |  | Winter Morning | % of Load | 1 | 2032 | 65535
| High | EV Charging Control | DLC-Switch-Water Heating | Medium Industrial |  | Winter Morning | % of Load | 0 | 2032 | 65535
| High | EV Charging Control | DLC-BYOD-Water Heating | Medium Industrial |  | Winter Morning | % of Load | 1 | 2032 | 65535
| High | EV Charging Control | DLC-BYOD-Water Heating | Medium Industrial |  | Winter Morning | % of Load | 0 | 2032 | 65535
| High | EV Charging Control | DLC-Thermostat-DI-Central Heat Pump | Medium Industrial |  | Winter Morning | % of Load | 1 | 2032 | 65535
| High | EV Charging Control | DLC-Thermostat-DI-Central Heat Pump | Medium Industrial |  | Winter Morning | % of Load | 0 | 2032 | 65535
| High | EV Charging Control | DLC-Thermostat-BYOT-Central Heat Pump | Medium Industrial |  | Winter Morning | % of Load | 1 | 2032 | 65535
| High | EV Charging Control | DLC-Thermostat-BYOT-Central Heat Pump | Medium Industrial |  | Winter Morning | % of Load | 0 | 2032 | 65535
| High | EV Charging Control | DLC-Thermostat-HVAC | Medium Industrial |  | Winter Morning | % of Load | 1 | 2032 | 65535
| High | EV Charging Control | DLC-Thermostat-HVAC | Medium Industrial |  | Winter Morning | % of Load | 0 | 2032 | 65535
| High | EV Charging Control | DLC-Thermostat-DI-Baseboard Heating | Medium Industrial |  | Winter Morning | % of Load | 1 | 2032 | 65535
| High | EV Charging Control | DLC-Thermostat-DI-Baseboard Heating | Medium Industrial |  | Winter Morning | % of Load | 0 | 2032 | 65535
| High | EV Charging Control | DLC-Thermostat-BYOT-Baseboard Heating | Medium Industrial |  | Winter Morning | % of Load | 1 | 2032 | 65535
| High | EV Charging Control | DLC-Thermostat-BYOT-Baseboard Heating | Medium Industrial |  | Winter Morning | % of Load | 0 | 2032 | 65535
| High | EV Charging Control | DLC-Thermostat-DI-MSHP | Medium Industrial |  | Winter Morning | % of Load | 1 | 2032 | 65535
| High | EV Charging Control | DLC-Thermostat-DI-MSHP | Medium Industrial |  | Winter Morning | % of Load | 0 | 2032 | 65535
| High | EV Charging Control | DLC-Thermostat-BYOT-MSHP | Medium Industrial |  | Winter Morning | % of Load | 1 | 2032 | 65535
| High | EV Charging Control | DLC-Thermostat-BYOT-MSHP | Medium Industrial |  | Winter Morning | % of Load | 0 | 2032 | 65535
| High | EV Charging Control | C&I Curtailment-Turnkey-Manual HVAC Control | Medium Industrial |  | Winter Morning | % of Load | 1 | 2032 | 65535
| High | EV Charging Control | C&I Curtailment-Turnkey-Manual HVAC Control | Medium Industrial |  | Winter Morning | % of Load | 0 | 2032 | 65535
| High | EV Charging Control | C&I Curtailment-Turnkey-Auto-DR HVAC Control | Medium Industrial |  | Winter Morning | % of Load | 1 | 2032 | 65535
| High | EV Charging Control | C&I Curtailment-Turnkey-Auto-DR HVAC Control | Medium Industrial |  | Winter Morning | % of Load | 0 | 2032 | 65535
| High | EV Charging Control | C&I Curtailment-Turnkey-Standard Lighting Control | Medium Industrial |  | Winter Morning | % of Load | 1 | 2032 | 65535
| High | EV Charging Control | C&I Curtailment-Turnkey-Standard Lighting Control | Medium Industrial |  | Winter Morning | % of Load | 0 | 2032 | 65535
| High | EV Charging Control | C&I Curtailment-Turnkey-Advanced Lighting Control | Medium Industrial |  | Winter Morning | % of Load | 1 | 2032 | 65535
| High | EV Charging Control | C&I Curtailment-Turnkey-Advanced Lighting Control | Medium Industrial |  | Winter Morning | % of Load | 0 | 2032 | 65535
| High | EV Charging Control | C&I Curtailment-Turnkey-Water Heating Control | Medium Industrial |  | Winter Morning | % of Load | 1 | 2032 | 65535
| High | EV Charging Control | C&I Curtailment-Turnkey-Water Heating Control | Medium Industrial |  | Winter Morning | % of Load | 0 | 2032 | 65535
| High | EV Charging Control | C&I Curtailment-Turnkey-Other | Medium Industrial |  | Winter Morning | % of Load | 1 | 2032 | 65535
| High | EV Charging Control | C&I Curtailment-Turnkey-Other | Medium Industrial |  | Winter Morning | % of Load | 0 | 2032 | 65535
| High | EV Charging Control | DLC-Switch-Water Heating | Medium Industrial |  | Winter Evening | % of Load | 1 | 2032 | 65535
| High | EV Charging Control | DLC-Switch-Water Heating | Medium Industrial |  | Winter Evening | % of Load | 0 | 2032 | 65535
| High | EV Charging Control | DLC-BYOD-Water Heating | Medium Industrial |  | Winter Evening | % of Load | 1 | 2032 | 65535
| High | EV Charging Control | DLC-BYOD-Water Heating | Medium Industrial |  | Winter Evening | % of Load | 0 | 2032 | 65535
| High | EV Charging Control | DLC-Thermostat-DI-Central Heat Pump | Medium Industrial |  | Winter Evening | % of Load | 1 | 2032 | 65535
| High | EV Charging Control | DLC-Thermostat-DI-Central Heat Pump | Medium Industrial |  | Winter Evening | % of Load | 0 | 2032 | 65535
| High | EV Charging Control | DLC-Thermostat-BYOT-Central Heat Pump | Medium Industrial |  | Winter Evening | % of Load | 1 | 2032 | 65535
| High | EV Charging Control | DLC-Thermostat-BYOT-Central Heat Pump | Medium Industrial |  | Winter Evening | % of Load | 0 | 2032 | 65535
| High | EV Charging Control | DLC-Thermostat-HVAC | Medium Industrial |  | Winter Evening | % of Load | 1 | 2032 | 65535
| High | EV Charging Control | DLC-Thermostat-HVAC | Medium Industrial |  | Winter Evening | % of Load | 0 | 2032 | 65535
| High | EV Charging Control | DLC-Thermostat-DI-Baseboard Heating | Medium Industrial |  | Winter Evening | % of Load | 1 | 2032 | 65535
| High | EV Charging Control | DLC-Thermostat-DI-Baseboard Heating | Medium Industrial |  | Winter Evening | % of Load | 0 | 2032 | 65535
| High | EV Charging Control | DLC-Thermostat-BYOT-Baseboard Heating | Medium Industrial |  | Winter Evening | % of Load | 1 | 2032 | 65535
| High | EV Charging Control | DLC-Thermostat-BYOT-Baseboard Heating | Medium Industrial |  | Winter Evening | % of Load | 0 | 2032 | 65535
| High | EV Charging Control | DLC-Thermostat-DI-MSHP | Medium Industrial |  | Winter Evening | % of Load | 1 | 2032 | 65535
| High | EV Charging Control | DLC-Thermostat-DI-MSHP | Medium Industrial |  | Winter Evening | % of Load | 0 | 2032 | 65535
| High | EV Charging Control | DLC-Thermostat-BYOT-MSHP | Medium Industrial |  | Winter Evening | % of Load | 1 | 2032 | 65535
| High | EV Charging Control | DLC-Thermostat-BYOT-MSHP | Medium Industrial |  | Winter Evening | % of Load | 0 | 2032 | 65535
| High | EV Charging Control | C&I Curtailment-Turnkey-Manual HVAC Control | Medium Industrial |  | Winter Evening | % of Load | 1 | 2032 | 65535
| High | EV Charging Control | C&I Curtailment-Turnkey-Manual HVAC Control | Medium Industrial |  | Winter Evening | % of Load | 0 | 2032 | 65535
| High | EV Charging Control | C&I Curtailment-Turnkey-Auto-DR HVAC Control | Medium Industrial |  | Winter Evening | % of Load | 1 | 2032 | 65535
| High | EV Charging Control | C&I Curtailment-Turnkey-Auto-DR HVAC Control | Medium Industrial |  | Winter Evening | % of Load | 0 | 2032 | 65535
| High | EV Charging Control | C&I Curtailment-Turnkey-Standard Lighting Control | Medium Industrial |  | Winter Evening | % of Load | 1 | 2032 | 65535
| High | EV Charging Control | C&I Curtailment-Turnkey-Standard Lighting Control | Medium Industrial |  | Winter Evening | % of Load | 0 | 2032 | 65535
| High | EV Charging Control | C&I Curtailment-Turnkey-Advanced Lighting Control | Medium Industrial |  | Winter Evening | % of Load | 1 | 2032 | 65535
| High | EV Charging Control | C&I Curtailment-Turnkey-Advanced Lighting Control | Medium Industrial |  | Winter Evening | % of Load | 0 | 2032 | 65535
| High | EV Charging Control | C&I Curtailment-Turnkey-Water Heating Control | Medium Industrial |  | Winter Evening | % of Load | 1 | 2032 | 65535
| High | EV Charging Control | C&I Curtailment-Turnkey-Water Heating Control | Medium Industrial |  | Winter Evening | % of Load | 0 | 2032 | 65535
| High | EV Charging Control | C&I Curtailment-Turnkey-Other | Medium Industrial |  | Winter Evening | % of Load | 1 | 2032 | 65535
| High | EV Charging Control | C&I Curtailment-Turnkey-Other | Medium Industrial |  | Winter Evening | % of Load | 0 | 2032 | 65535
| High | EV Charging Control | EV Charging Control | EV Res LDV |  | Winter Morning | % of Load | 1 | 2032 | 65535
| High | EV Charging Control | EV Charging Control | EV Res LDV |  | Winter Morning | % of Load | 0 | 2032 | 65535
| High | EV Charging Control | EV Charging Control | EV Res LDV |  | Winter Evening | % of Load | 1 | 2032 | 65535
| High | EV Charging Control | EV Charging Control | EV Res LDV |  | Winter Evening | % of Load | 0 | 2032 | 65535
| High | EV Charging Control | EV Charging Control | EV Com LDV |  | Winter Morning | % of Load | 1 | 2032 | 65535
| High | EV Charging Control | EV Charging Control | EV Com LDV |  | Winter Morning | % of Load | 0 | 2032 | 65535
| High | EV Charging Control | EV Charging Control | EV Com LDV |  | Winter Evening | % of Load | 1 | 2032 | 65535
| High | EV Charging Control | EV Charging Control | EV Com LDV |  | Winter Evening | % of Load | 0 | 2032 | 65535
| High | EV Charging Control | EV Charging Control | EV Com MDV |  | Winter Morning | % of Load | 1 | 2032 | 65535
| High | EV Charging Control | EV Charging Control | EV Com MDV |  | Winter Morning | % of Load | 0 | 2032 | 65535
| High | EV Charging Control | EV Charging Control | EV Com MDV |  | Winter Evening | % of Load | 1 | 2032 | 65535
| High | EV Charging Control | EV Charging Control | EV Com MDV |  | Winter Evening | % of Load | 0 | 2032 | 65535
| High | EV Charging Control | EV Charging Control | EV Com HDV |  | Winter Morning | % of Load | 1 | 2032 | 65535
| High | EV Charging Control | EV Charging Control | EV Com HDV |  | Winter Morning | % of Load | 0 | 2032 | 65535
| High | EV Charging Control | EV Charging Control | EV Com HDV |  | Winter Evening | % of Load | 1 | 2032 | 65535
| High | EV Charging Control | EV Charging Control | EV Com HDV |  | Winter Evening | % of Load | 0 | 2032 | 65535
| High | Behavioral DR | DLC-Switch-Water Heating | Small General |  | Winter Morning | % of Load | 1 | 2032 | 65535
| High | Behavioral DR | DLC-Switch-Water Heating | Small General |  | Winter Morning | % of Load | 0 | 2032 | 65535
| High | Behavioral DR | DLC-BYOD-Water Heating | Small General |  | Winter Morning | % of Load | 1 | 2032 | 65535
| High | Behavioral DR | DLC-BYOD-Water Heating | Small General |  | Winter Morning | % of Load | 0 | 2032 | 65535
| High | Behavioral DR | DLC-Thermostat-DI-Central Heat Pump | Small General |  | Winter Morning | % of Load | 1 | 2032 | 65535
| High | Behavioral DR | DLC-Thermostat-DI-Central Heat Pump | Small General |  | Winter Morning | % of Load | 0 | 2032 | 65535
| High | Behavioral DR | DLC-Thermostat-BYOT-Central Heat Pump | Small General |  | Winter Morning | % of Load | 1 | 2032 | 65535
| High | Behavioral DR | DLC-Thermostat-BYOT-Central Heat Pump | Small General |  | Winter Morning | % of Load | 0 | 2032 | 65535
| High | Behavioral DR | DLC-Thermostat-HVAC | Small General |  | Winter Morning | % of Load | 1 | 2032 | 65535
| High | Behavioral DR | DLC-Thermostat-HVAC | Small General |  | Winter Morning | % of Load | 0 | 2032 | 65535
| High | Behavioral DR | DLC-Thermostat-DI-Baseboard Heating | Small General |  | Winter Morning | % of Load | 1 | 2032 | 65535
| High | Behavioral DR | DLC-Thermostat-DI-Baseboard Heating | Small General |  | Winter Morning | % of Load | 0 | 2032 | 65535
| High | Behavioral DR | DLC-Thermostat-BYOT-Baseboard Heating | Small General |  | Winter Morning | % of Load | 1 | 2032 | 65535
| High | Behavioral DR | DLC-Thermostat-BYOT-Baseboard Heating | Small General |  | Winter Morning | % of Load | 0 | 2032 | 65535
| High | Behavioral DR | DLC-Thermostat-DI-MSHP | Small General |  | Winter Morning | % of Load | 1 | 2032 | 65535
| High | Behavioral DR | DLC-Thermostat-DI-MSHP | Small General |  | Winter Morning | % of Load | 0 | 2032 | 65535
| High | Behavioral DR | DLC-Thermostat-BYOT-MSHP | Small General |  | Winter Morning | % of Load | 1 | 2032 | 65535
| High | Behavioral DR | DLC-Thermostat-BYOT-MSHP | Small General |  | Winter Morning | % of Load | 0 | 2032 | 65535
| High | Behavioral DR | C&I Curtailment-Turnkey-Manual HVAC Control | Small General |  | Winter Morning | % of Load | 1 | 2032 | 65535
| High | Behavioral DR | C&I Curtailment-Turnkey-Manual HVAC Control | Small General |  | Winter Morning | % of Load | 0 | 2032 | 65535
| High | Behavioral DR | C&I Curtailment-Turnkey-Auto-DR HVAC Control | Small General |  | Winter Morning | % of Load | 1 | 2032 | 65535
| High | Behavioral DR | C&I Curtailment-Turnkey-Auto-DR HVAC Control | Small General |  | Winter Morning | % of Load | 0 | 2032 | 65535
| High | Behavioral DR | C&I Curtailment-Turnkey-Standard Lighting Control | Small General |  | Winter Morning | % of Load | 1 | 2032 | 65535
| High | Behavioral DR | C&I Curtailment-Turnkey-Standard Lighting Control | Small General |  | Winter Morning | % of Load | 0 | 2032 | 65535
| High | Behavioral DR | C&I Curtailment-Turnkey-Advanced Lighting Control | Small General |  | Winter Morning | % of Load | 1 | 2032 | 65535
| High | Behavioral DR | C&I Curtailment-Turnkey-Advanced Lighting Control | Small General |  | Winter Morning | % of Load | 0 | 2032 | 65535
| High | Behavioral DR | C&I Curtailment-Turnkey-Water Heating Control | Small General |  | Winter Morning | % of Load | 1 | 2032 | 65535
| High | Behavioral DR | C&I Curtailment-Turnkey-Water Heating Control | Small General |  | Winter Morning | % of Load | 0 | 2032 | 65535
| High | Behavioral DR | C&I Curtailment-Turnkey-Other | Small General |  | Winter Morning | % of Load | 1 | 2032 | 65535
| High | Behavioral DR | C&I Curtailment-Turnkey-Other | Small General |  | Winter Morning | % of Load | 0 | 2032 | 65535
| High | Behavioral DR | Dynamic Pricing with enabling tech. | Small General |  | Winter Morning | % of Load | 1 | 2032 | 65535
| High | Behavioral DR | Dynamic Pricing with enabling tech. | Small General |  | Winter Morning | % of Load | 0 | 2032 | 65535
| High | Behavioral DR | DLC-Switch-Water Heating | Small General |  | Winter Evening | % of Load | 1 | 2032 | 65535
| High | Behavioral DR | DLC-Switch-Water Heating | Small General |  | Winter Evening | % of Load | 0 | 2032 | 65535
| High | Behavioral DR | DLC-BYOD-Water Heating | Small General |  | Winter Evening | % of Load | 1 | 2032 | 65535
| High | Behavioral DR | DLC-BYOD-Water Heating | Small General |  | Winter Evening | % of Load | 0 | 2032 | 65535
| High | Behavioral DR | DLC-Thermostat-DI-Central Heat Pump | Small General |  | Winter Evening | % of Load | 1 | 2032 | 65535
| High | Behavioral DR | DLC-Thermostat-DI-Central Heat Pump | Small General |  | Winter Evening | % of Load | 0 | 2032 | 65535
| High | Behavioral DR | DLC-Thermostat-BYOT-Central Heat Pump | Small General |  | Winter Evening | % of Load | 1 | 2032 | 65535
| High | Behavioral DR | DLC-Thermostat-BYOT-Central Heat Pump | Small General |  | Winter Evening | % of Load | 0 | 2032 | 65535
| High | Behavioral DR | DLC-Thermostat-HVAC | Small General |  | Winter Evening | % of Load | 1 | 2032 | 65535
| High | Behavioral DR | DLC-Thermostat-HVAC | Small General |  | Winter Evening | % of Load | 0 | 2032 | 65535
| High | Behavioral DR | DLC-Thermostat-DI-Baseboard Heating | Small General |  | Winter Evening | % of Load | 1 | 2032 | 65535
| High | Behavioral DR | DLC-Thermostat-DI-Baseboard Heating | Small General |  | Winter Evening | % of Load | 0 | 2032 | 65535
| High | Behavioral DR | DLC-Thermostat-BYOT-Baseboard Heating | Small General |  | Winter Evening | % of Load | 1 | 2032 | 65535
| High | Behavioral DR | DLC-Thermostat-BYOT-Baseboard Heating | Small General |  | Winter Evening | % of Load | 0 | 2032 | 65535
| High | Behavioral DR | DLC-Thermostat-DI-MSHP | Small General |  | Winter Evening | % of Load | 1 | 2032 | 65535
| High | Behavioral DR | DLC-Thermostat-DI-MSHP | Small General |  | Winter Evening | % of Load | 0 | 2032 | 65535
| High | Behavioral DR | DLC-Thermostat-BYOT-MSHP | Small General |  | Winter Evening | % of Load | 1 | 2032 | 65535
| High | Behavioral DR | DLC-Thermostat-BYOT-MSHP | Small General |  | Winter Evening | % of Load | 0 | 2032 | 65535
| High | Behavioral DR | C&I Curtailment-Turnkey-Manual HVAC Control | Small General |  | Winter Evening | % of Load | 1 | 2032 | 65535
| High | Behavioral DR | C&I Curtailment-Turnkey-Manual HVAC Control | Small General |  | Winter Evening | % of Load | 0 | 2032 | 65535
| High | Behavioral DR | C&I Curtailment-Turnkey-Auto-DR HVAC Control | Small General |  | Winter Evening | % of Load | 1 | 2032 | 65535
| High | Behavioral DR | C&I Curtailment-Turnkey-Auto-DR HVAC Control | Small General |  | Winter Evening | % of Load | 0 | 2032 | 65535
| High | Behavioral DR | C&I Curtailment-Turnkey-Standard Lighting Control | Small General |  | Winter Evening | % of Load | 1 | 2032 | 65535
| High | Behavioral DR | C&I Curtailment-Turnkey-Standard Lighting Control | Small General |  | Winter Evening | % of Load | 0 | 2032 | 65535
| High | Behavioral DR | C&I Curtailment-Turnkey-Advanced Lighting Control | Small General |  | Winter Evening | % of Load | 1 | 2032 | 65535
| High | Behavioral DR | C&I Curtailment-Turnkey-Advanced Lighting Control | Small General |  | Winter Evening | % of Load | 0 | 2032 | 65535
| High | Behavioral DR | C&I Curtailment-Turnkey-Water Heating Control | Small General |  | Winter Evening | % of Load | 1 | 2032 | 65535
| High | Behavioral DR | C&I Curtailment-Turnkey-Water Heating Control | Small General |  | Winter Evening | % of Load | 0 | 2032 | 65535
| High | Behavioral DR | C&I Curtailment-Turnkey-Other | Small General |  | Winter Evening | % of Load | 1 | 2032 | 65535
| High | Behavioral DR | C&I Curtailment-Turnkey-Other | Small General |  | Winter Evening | % of Load | 0 | 2032 | 65535
| High | Behavioral DR | Dynamic Pricing with enabling tech. | Small General |  | Winter Evening | % of Load | 1 | 2032 | 65535
| High | Behavioral DR | Dynamic Pricing with enabling tech. | Small General |  | Winter Evening | % of Load | 0 | 2032 | 65535
| High | Behavioral DR | DLC-Switch-Water Heating | General |  | Winter Morning | % of Load | 1 | 2032 | 65535
| High | Behavioral DR | DLC-Switch-Water Heating | General |  | Winter Morning | % of Load | 0 | 2032 | 65535
| High | Behavioral DR | DLC-BYOD-Water Heating | General |  | Winter Morning | % of Load | 1 | 2032 | 65535
| High | Behavioral DR | DLC-BYOD-Water Heating | General |  | Winter Morning | % of Load | 0 | 2032 | 65535
| High | Behavioral DR | DLC-Thermostat-DI-Central Heat Pump | General |  | Winter Morning | % of Load | 1 | 2032 | 65535
| High | Behavioral DR | DLC-Thermostat-DI-Central Heat Pump | General |  | Winter Morning | % of Load | 0 | 2032 | 65535
| High | Behavioral DR | DLC-Thermostat-BYOT-Central Heat Pump | General |  | Winter Morning | % of Load | 1 | 2032 | 65535
| High | Behavioral DR | DLC-Thermostat-BYOT-Central Heat Pump | General |  | Winter Morning | % of Load | 0 | 2032 | 65535
| High | Behavioral DR | DLC-Thermostat-HVAC | General |  | Winter Morning | % of Load | 1 | 2032 | 65535
| High | Behavioral DR | DLC-Thermostat-HVAC | General |  | Winter Morning | % of Load | 0 | 2032 | 65535
| High | Behavioral DR | DLC-Thermostat-DI-Baseboard Heating | General |  | Winter Morning | % of Load | 1 | 2032 | 65535
| High | Behavioral DR | DLC-Thermostat-DI-Baseboard Heating | General |  | Winter Morning | % of Load | 0 | 2032 | 65535
| High | Behavioral DR | DLC-Thermostat-BYOT-Baseboard Heating | General |  | Winter Morning | % of Load | 1 | 2032 | 65535
| High | Behavioral DR | DLC-Thermostat-BYOT-Baseboard Heating | General |  | Winter Morning | % of Load | 0 | 2032 | 65535
| High | Behavioral DR | DLC-Thermostat-DI-MSHP | General |  | Winter Morning | % of Load | 1 | 2032 | 65535
| High | Behavioral DR | DLC-Thermostat-DI-MSHP | General |  | Winter Morning | % of Load | 0 | 2032 | 65535
| High | Behavioral DR | DLC-Thermostat-BYOT-MSHP | General |  | Winter Morning | % of Load | 1 | 2032 | 65535
| High | Behavioral DR | DLC-Thermostat-BYOT-MSHP | General |  | Winter Morning | % of Load | 0 | 2032 | 65535
| High | Behavioral DR | C&I Curtailment-Turnkey-Manual HVAC Control | General |  | Winter Morning | % of Load | 1 | 2032 | 65535
| High | Behavioral DR | C&I Curtailment-Turnkey-Manual HVAC Control | General |  | Winter Morning | % of Load | 0 | 2032 | 65535
| High | Behavioral DR | C&I Curtailment-Turnkey-Auto-DR HVAC Control | General |  | Winter Morning | % of Load | 1 | 2032 | 65535
| High | Behavioral DR | C&I Curtailment-Turnkey-Auto-DR HVAC Control | General |  | Winter Morning | % of Load | 0 | 2032 | 65535
| High | Behavioral DR | C&I Curtailment-Turnkey-Standard Lighting Control | General |  | Winter Morning | % of Load | 1 | 2032 | 65535
| High | Behavioral DR | C&I Curtailment-Turnkey-Standard Lighting Control | General |  | Winter Morning | % of Load | 0 | 2032 | 65535
| High | Behavioral DR | C&I Curtailment-Turnkey-Advanced Lighting Control | General |  | Winter Morning | % of Load | 1 | 2032 | 65535
| High | Behavioral DR | C&I Curtailment-Turnkey-Advanced Lighting Control | General |  | Winter Morning | % of Load | 0 | 2032 | 65535
| High | Behavioral DR | C&I Curtailment-Turnkey-Water Heating Control | General |  | Winter Morning | % of Load | 1 | 2032 | 65535
| High | Behavioral DR | C&I Curtailment-Turnkey-Water Heating Control | General |  | Winter Morning | % of Load | 0 | 2032 | 65535
| High | Behavioral DR | C&I Curtailment-Turnkey-Other | General |  | Winter Morning | % of Load | 1 | 2032 | 65535
| High | Behavioral DR | C&I Curtailment-Turnkey-Other | General |  | Winter Morning | % of Load | 0 | 2032 | 65535
| High | Behavioral DR | DLC-Switch-Water Heating | General |  | Winter Evening | % of Load | 1 | 2032 | 65535
| High | Behavioral DR | DLC-Switch-Water Heating | General |  | Winter Evening | % of Load | 0 | 2032 | 65535
| High | Behavioral DR | DLC-BYOD-Water Heating | General |  | Winter Evening | % of Load | 1 | 2032 | 65535
| High | Behavioral DR | DLC-BYOD-Water Heating | General |  | Winter Evening | % of Load | 0 | 2032 | 65535
| High | Behavioral DR | DLC-Thermostat-DI-Central Heat Pump | General |  | Winter Evening | % of Load | 1 | 2032 | 65535
| High | Behavioral DR | DLC-Thermostat-DI-Central Heat Pump | General |  | Winter Evening | % of Load | 0 | 2032 | 65535
| High | Behavioral DR | DLC-Thermostat-BYOT-Central Heat Pump | General |  | Winter Evening | % of Load | 1 | 2032 | 65535
| High | Behavioral DR | DLC-Thermostat-BYOT-Central Heat Pump | General |  | Winter Evening | % of Load | 0 | 2032 | 65535
| High | Behavioral DR | DLC-Thermostat-HVAC | General |  | Winter Evening | % of Load | 1 | 2032 | 65535
| High | Behavioral DR | DLC-Thermostat-HVAC | General |  | Winter Evening | % of Load | 0 | 2032 | 65535
| High | Behavioral DR | DLC-Thermostat-DI-Baseboard Heating | General |  | Winter Evening | % of Load | 1 | 2032 | 65535
| High | Behavioral DR | DLC-Thermostat-DI-Baseboard Heating | General |  | Winter Evening | % of Load | 0 | 2032 | 65535
| High | Behavioral DR | DLC-Thermostat-BYOT-Baseboard Heating | General |  | Winter Evening | % of Load | 1 | 2032 | 65535
| High | Behavioral DR | DLC-Thermostat-BYOT-Baseboard Heating | General |  | Winter Evening | % of Load | 0 | 2032 | 65535
| High | Behavioral DR | DLC-Thermostat-DI-MSHP | General |  | Winter Evening | % of Load | 1 | 2032 | 65535
| High | Behavioral DR | DLC-Thermostat-DI-MSHP | General |  | Winter Evening | % of Load | 0 | 2032 | 65535
| High | Behavioral DR | DLC-Thermostat-BYOT-MSHP | General |  | Winter Evening | % of Load | 1 | 2032 | 65535
| High | Behavioral DR | DLC-Thermostat-BYOT-MSHP | General |  | Winter Evening | % of Load | 0 | 2032 | 65535
| High | Behavioral DR | C&I Curtailment-Turnkey-Manual HVAC Control | General |  | Winter Evening | % of Load | 1 | 2032 | 65535
| High | Behavioral DR | C&I Curtailment-Turnkey-Manual HVAC Control | General |  | Winter Evening | % of Load | 0 | 2032 | 65535
| High | Behavioral DR | C&I Curtailment-Turnkey-Auto-DR HVAC Control | General |  | Winter Evening | % of Load | 1 | 2032 | 65535
| High | Behavioral DR | C&I Curtailment-Turnkey-Auto-DR HVAC Control | General |  | Winter Evening | % of Load | 0 | 2032 | 65535
| High | Behavioral DR | C&I Curtailment-Turnkey-Standard Lighting Control | General |  | Winter Evening | % of Load | 1 | 2032 | 65535
| High | Behavioral DR | C&I Curtailment-Turnkey-Standard Lighting Control | General |  | Winter Evening | % of Load | 0 | 2032 | 65535
| High | Behavioral DR | C&I Curtailment-Turnkey-Advanced Lighting Control | General |  | Winter Evening | % of Load | 1 | 2032 | 65535
| High | Behavioral DR | C&I Curtailment-Turnkey-Advanced Lighting Control | General |  | Winter Evening | % of Load | 0 | 2032 | 65535
| High | Behavioral DR | C&I Curtailment-Turnkey-Water Heating Control | General |  | Winter Evening | % of Load | 1 | 2032 | 65535
| High | Behavioral DR | C&I Curtailment-Turnkey-Water Heating Control | General |  | Winter Evening | % of Load | 0 | 2032 | 65535
| High | Behavioral DR | C&I Curtailment-Turnkey-Other | General |  | Winter Evening | % of Load | 1 | 2032 | 65535
| High | Behavioral DR | C&I Curtailment-Turnkey-Other | General |  | Winter Evening | % of Load | 0 | 2032 | 65535
| High | Behavioral DR | DLC-Switch-Water Heating | Small Industrial |  | Winter Morning | % of Load | 1 | 2032 | 65535
| High | Behavioral DR | DLC-Switch-Water Heating | Small Industrial |  | Winter Morning | % of Load | 0 | 2032 | 65535
| High | Behavioral DR | DLC-BYOD-Water Heating | Small Industrial |  | Winter Morning | % of Load | 1 | 2032 | 65535
| High | Behavioral DR | DLC-BYOD-Water Heating | Small Industrial |  | Winter Morning | % of Load | 0 | 2032 | 65535
| High | Behavioral DR | DLC-Thermostat-DI-Central Heat Pump | Small Industrial |  | Winter Morning | % of Load | 1 | 2032 | 65535
| High | Behavioral DR | DLC-Thermostat-DI-Central Heat Pump | Small Industrial |  | Winter Morning | % of Load | 0 | 2032 | 65535
| High | Behavioral DR | DLC-Thermostat-BYOT-Central Heat Pump | Small Industrial |  | Winter Morning | % of Load | 1 | 2032 | 65535
| High | Behavioral DR | DLC-Thermostat-BYOT-Central Heat Pump | Small Industrial |  | Winter Morning | % of Load | 0 | 2032 | 65535
| High | Behavioral DR | DLC-Thermostat-HVAC | Small Industrial |  | Winter Morning | % of Load | 1 | 2032 | 65535
| High | Behavioral DR | DLC-Thermostat-HVAC | Small Industrial |  | Winter Morning | % of Load | 0 | 2032 | 65535
| High | Behavioral DR | DLC-Thermostat-DI-Baseboard Heating | Small Industrial |  | Winter Morning | % of Load | 1 | 2032 | 65535
| High | Behavioral DR | DLC-Thermostat-DI-Baseboard Heating | Small Industrial |  | Winter Morning | % of Load | 0 | 2032 | 65535
| High | Behavioral DR | DLC-Thermostat-BYOT-Baseboard Heating | Small Industrial |  | Winter Morning | % of Load | 1 | 2032 | 65535
| High | Behavioral DR | DLC-Thermostat-BYOT-Baseboard Heating | Small Industrial |  | Winter Morning | % of Load | 0 | 2032 | 65535
| High | Behavioral DR | DLC-Thermostat-DI-MSHP | Small Industrial |  | Winter Morning | % of Load | 1 | 2032 | 65535
| High | Behavioral DR | DLC-Thermostat-DI-MSHP | Small Industrial |  | Winter Morning | % of Load | 0 | 2032 | 65535
| High | Behavioral DR | DLC-Thermostat-BYOT-MSHP | Small Industrial |  | Winter Morning | % of Load | 1 | 2032 | 65535
| High | Behavioral DR | DLC-Thermostat-BYOT-MSHP | Small Industrial |  | Winter Morning | % of Load | 0 | 2032 | 65535
| High | Behavioral DR | C&I Curtailment-Turnkey-Manual HVAC Control | Small Industrial |  | Winter Morning | % of Load | 1 | 2032 | 65535
| High | Behavioral DR | C&I Curtailment-Turnkey-Manual HVAC Control | Small Industrial |  | Winter Morning | % of Load | 0 | 2032 | 65535
| High | Behavioral DR | C&I Curtailment-Turnkey-Auto-DR HVAC Control | Small Industrial |  | Winter Morning | % of Load | 1 | 2032 | 65535
| High | Behavioral DR | C&I Curtailment-Turnkey-Auto-DR HVAC Control | Small Industrial |  | Winter Morning | % of Load | 0 | 2032 | 65535
| High | Behavioral DR | C&I Curtailment-Turnkey-Standard Lighting Control | Small Industrial |  | Winter Morning | % of Load | 1 | 2032 | 65535
| High | Behavioral DR | C&I Curtailment-Turnkey-Standard Lighting Control | Small Industrial |  | Winter Morning | % of Load | 0 | 2032 | 65535
| High | Behavioral DR | C&I Curtailment-Turnkey-Advanced Lighting Control | Small Industrial |  | Winter Morning | % of Load | 1 | 2032 | 65535
| High | Behavioral DR | C&I Curtailment-Turnkey-Advanced Lighting Control | Small Industrial |  | Winter Morning | % of Load | 0 | 2032 | 65535
| High | Behavioral DR | C&I Curtailment-Turnkey-Water Heating Control | Small Industrial |  | Winter Morning | % of Load | 1 | 2032 | 65535
| High | Behavioral DR | C&I Curtailment-Turnkey-Water Heating Control | Small Industrial |  | Winter Morning | % of Load | 0 | 2032 | 65535
| High | Behavioral DR | C&I Curtailment-Turnkey-Other | Small Industrial |  | Winter Morning | % of Load | 1 | 2032 | 65535
| High | Behavioral DR | C&I Curtailment-Turnkey-Other | Small Industrial |  | Winter Morning | % of Load | 0 | 2032 | 65535
| High | Behavioral DR | C&I Curtailment-Turnkey-Industrial | Small Industrial |  | Winter Morning | % of Load | 1 | 2032 | 65535
| High | Behavioral DR | C&I Curtailment-Turnkey-Industrial | Small Industrial |  | Winter Morning | % of Load | 0 | 2032 | 65535
| High | Behavioral DR | DLC-Switch-Water Heating | Small Industrial |  | Winter Evening | % of Load | 1 | 2032 | 65535
| High | Behavioral DR | DLC-Switch-Water Heating | Small Industrial |  | Winter Evening | % of Load | 0 | 2032 | 65535
| High | Behavioral DR | DLC-BYOD-Water Heating | Small Industrial |  | Winter Evening | % of Load | 1 | 2032 | 65535
| High | Behavioral DR | DLC-BYOD-Water Heating | Small Industrial |  | Winter Evening | % of Load | 0 | 2032 | 65535
| High | Behavioral DR | DLC-Thermostat-DI-Central Heat Pump | Small Industrial |  | Winter Evening | % of Load | 1 | 2032 | 65535
| High | Behavioral DR | DLC-Thermostat-DI-Central Heat Pump | Small Industrial |  | Winter Evening | % of Load | 0 | 2032 | 65535
| High | Behavioral DR | DLC-Thermostat-BYOT-Central Heat Pump | Small Industrial |  | Winter Evening | % of Load | 1 | 2032 | 65535
| High | Behavioral DR | DLC-Thermostat-BYOT-Central Heat Pump | Small Industrial |  | Winter Evening | % of Load | 0 | 2032 | 65535
| High | Behavioral DR | DLC-Thermostat-HVAC | Small Industrial |  | Winter Evening | % of Load | 1 | 2032 | 65535
| High | Behavioral DR | DLC-Thermostat-HVAC | Small Industrial |  | Winter Evening | % of Load | 0 | 2032 | 65535
| High | Behavioral DR | DLC-Thermostat-DI-Baseboard Heating | Small Industrial |  | Winter Evening | % of Load | 1 | 2032 | 65535
| High | Behavioral DR | DLC-Thermostat-DI-Baseboard Heating | Small Industrial |  | Winter Evening | % of Load | 0 | 2032 | 65535
| High | Behavioral DR | DLC-Thermostat-BYOT-Baseboard Heating | Small Industrial |  | Winter Evening | % of Load | 1 | 2032 | 65535
| High | Behavioral DR | DLC-Thermostat-BYOT-Baseboard Heating | Small Industrial |  | Winter Evening | % of Load | 0 | 2032 | 65535
| High | Behavioral DR | DLC-Thermostat-DI-MSHP | Small Industrial |  | Winter Evening | % of Load | 1 | 2032 | 65535
| High | Behavioral DR | DLC-Thermostat-DI-MSHP | Small Industrial |  | Winter Evening | % of Load | 0 | 2032 | 65535
| High | Behavioral DR | DLC-Thermostat-BYOT-MSHP | Small Industrial |  | Winter Evening | % of Load | 1 | 2032 | 65535
| High | Behavioral DR | DLC-Thermostat-BYOT-MSHP | Small Industrial |  | Winter Evening | % of Load | 0 | 2032 | 65535
| High | Behavioral DR | C&I Curtailment-Turnkey-Manual HVAC Control | Small Industrial |  | Winter Evening | % of Load | 1 | 2032 | 65535
| High | Behavioral DR | C&I Curtailment-Turnkey-Manual HVAC Control | Small Industrial |  | Winter Evening | % of Load | 0 | 2032 | 65535
| High | Behavioral DR | C&I Curtailment-Turnkey-Auto-DR HVAC Control | Small Industrial |  | Winter Evening | % of Load | 1 | 2032 | 65535
| High | Behavioral DR | C&I Curtailment-Turnkey-Auto-DR HVAC Control | Small Industrial |  | Winter Evening | % of Load | 0 | 2032 | 65535
| High | Behavioral DR | C&I Curtailment-Turnkey-Standard Lighting Control | Small Industrial |  | Winter Evening | % of Load | 1 | 2032 | 65535
| High | Behavioral DR | C&I Curtailment-Turnkey-Standard Lighting Control | Small Industrial |  | Winter Evening | % of Load | 0 | 2032 | 65535
| High | Behavioral DR | C&I Curtailment-Turnkey-Advanced Lighting Control | Small Industrial |  | Winter Evening | % of Load | 1 | 2032 | 65535
| High | Behavioral DR | C&I Curtailment-Turnkey-Advanced Lighting Control | Small Industrial |  | Winter Evening | % of Load | 0 | 2032 | 65535
| High | Behavioral DR | C&I Curtailment-Turnkey-Water Heating Control | Small Industrial |  | Winter Evening | % of Load | 1 | 2032 | 65535
| High | Behavioral DR | C&I Curtailment-Turnkey-Water Heating Control | Small Industrial |  | Winter Evening | % of Load | 0 | 2032 | 65535
| High | Behavioral DR | C&I Curtailment-Turnkey-Other | Small Industrial |  | Winter Evening | % of Load | 1 | 2032 | 65535
| High | Behavioral DR | C&I Curtailment-Turnkey-Other | Small Industrial |  | Winter Evening | % of Load | 0 | 2032 | 65535
| High | Behavioral DR | C&I Curtailment-Turnkey-Industrial | Small Industrial |  | Winter Evening | % of Load | 1 | 2032 | 65535
| High | Behavioral DR | C&I Curtailment-Turnkey-Industrial | Small Industrial |  | Winter Evening | % of Load | 0 | 2032 | 65535
| High | Behavioral DR | DLC-Switch-Water Heating | Medium Industrial |  | Winter Morning | % of Load | 1 | 2032 | 65535
| High | Behavioral DR | DLC-Switch-Water Heating | Medium Industrial |  | Winter Morning | % of Load | 0 | 2032 | 65535
| High | Behavioral DR | DLC-BYOD-Water Heating | Medium Industrial |  | Winter Morning | % of Load | 1 | 2032 | 65535
| High | Behavioral DR | DLC-BYOD-Water Heating | Medium Industrial |  | Winter Morning | % of Load | 0 | 2032 | 65535
| High | Behavioral DR | DLC-Thermostat-DI-Central Heat Pump | Medium Industrial |  | Winter Morning | % of Load | 1 | 2032 | 65535
| High | Behavioral DR | DLC-Thermostat-DI-Central Heat Pump | Medium Industrial |  | Winter Morning | % of Load | 0 | 2032 | 65535
| High | Behavioral DR | DLC-Thermostat-BYOT-Central Heat Pump | Medium Industrial |  | Winter Morning | % of Load | 1 | 2032 | 65535
| High | Behavioral DR | DLC-Thermostat-BYOT-Central Heat Pump | Medium Industrial |  | Winter Morning | % of Load | 0 | 2032 | 65535
| High | Behavioral DR | DLC-Thermostat-HVAC | Medium Industrial |  | Winter Morning | % of Load | 1 | 2032 | 65535
| High | Behavioral DR | DLC-Thermostat-HVAC | Medium Industrial |  | Winter Morning | % of Load | 0 | 2032 | 65535
| High | Behavioral DR | DLC-Thermostat-DI-Baseboard Heating | Medium Industrial |  | Winter Morning | % of Load | 1 | 2032 | 65535
| High | Behavioral DR | DLC-Thermostat-DI-Baseboard Heating | Medium Industrial |  | Winter Morning | % of Load | 0 | 2032 | 65535
| High | Behavioral DR | DLC-Thermostat-BYOT-Baseboard Heating | Medium Industrial |  | Winter Morning | % of Load | 1 | 2032 | 65535
| High | Behavioral DR | DLC-Thermostat-BYOT-Baseboard Heating | Medium Industrial |  | Winter Morning | % of Load | 0 | 2032 | 65535
| High | Behavioral DR | DLC-Thermostat-DI-MSHP | Medium Industrial |  | Winter Morning | % of Load | 1 | 2032 | 65535
| High | Behavioral DR | DLC-Thermostat-DI-MSHP | Medium Industrial |  | Winter Morning | % of Load | 0 | 2032 | 65535
| High | Behavioral DR | DLC-Thermostat-BYOT-MSHP | Medium Industrial |  | Winter Morning | % of Load | 1 | 2032 | 65535
| High | Behavioral DR | DLC-Thermostat-BYOT-MSHP | Medium Industrial |  | Winter Morning | % of Load | 0 | 2032 | 65535
| High | Behavioral DR | C&I Curtailment-Turnkey-Manual HVAC Control | Medium Industrial |  | Winter Morning | % of Load | 1 | 2032 | 65535
| High | Behavioral DR | C&I Curtailment-Turnkey-Manual HVAC Control | Medium Industrial |  | Winter Morning | % of Load | 0 | 2032 | 65535
| High | Behavioral DR | C&I Curtailment-Turnkey-Auto-DR HVAC Control | Medium Industrial |  | Winter Morning | % of Load | 1 | 2032 | 65535
| High | Behavioral DR | C&I Curtailment-Turnkey-Auto-DR HVAC Control | Medium Industrial |  | Winter Morning | % of Load | 0 | 2032 | 65535
| High | Behavioral DR | C&I Curtailment-Turnkey-Standard Lighting Control | Medium Industrial |  | Winter Morning | % of Load | 1 | 2032 | 65535
| High | Behavioral DR | C&I Curtailment-Turnkey-Standard Lighting Control | Medium Industrial |  | Winter Morning | % of Load | 0 | 2032 | 65535
| High | Behavioral DR | C&I Curtailment-Turnkey-Advanced Lighting Control | Medium Industrial |  | Winter Morning | % of Load | 1 | 2032 | 65535
| High | Behavioral DR | C&I Curtailment-Turnkey-Advanced Lighting Control | Medium Industrial |  | Winter Morning | % of Load | 0 | 2032 | 65535
| High | Behavioral DR | C&I Curtailment-Turnkey-Water Heating Control | Medium Industrial |  | Winter Morning | % of Load | 1 | 2032 | 65535
| High | Behavioral DR | C&I Curtailment-Turnkey-Water Heating Control | Medium Industrial |  | Winter Morning | % of Load | 0 | 2032 | 65535
| High | Behavioral DR | C&I Curtailment-Turnkey-Other | Medium Industrial |  | Winter Morning | % of Load | 1 | 2032 | 65535
| High | Behavioral DR | C&I Curtailment-Turnkey-Other | Medium Industrial |  | Winter Morning | % of Load | 0 | 2032 | 65535
| High | Behavioral DR | DLC-Switch-Water Heating | Medium Industrial |  | Winter Evening | % of Load | 1 | 2032 | 65535
| High | Behavioral DR | DLC-Switch-Water Heating | Medium Industrial |  | Winter Evening | % of Load | 0 | 2032 | 65535
| High | Behavioral DR | DLC-BYOD-Water Heating | Medium Industrial |  | Winter Evening | % of Load | 1 | 2032 | 65535
| High | Behavioral DR | DLC-BYOD-Water Heating | Medium Industrial |  | Winter Evening | % of Load | 0 | 2032 | 65535
| High | Behavioral DR | DLC-Thermostat-DI-Central Heat Pump | Medium Industrial |  | Winter Evening | % of Load | 1 | 2032 | 65535
| High | Behavioral DR | DLC-Thermostat-DI-Central Heat Pump | Medium Industrial |  | Winter Evening | % of Load | 0 | 2032 | 65535
| High | Behavioral DR | DLC-Thermostat-BYOT-Central Heat Pump | Medium Industrial |  | Winter Evening | % of Load | 1 | 2032 | 65535
| High | Behavioral DR | DLC-Thermostat-BYOT-Central Heat Pump | Medium Industrial |  | Winter Evening | % of Load | 0 | 2032 | 65535
| High | Behavioral DR | DLC-Thermostat-HVAC | Medium Industrial |  | Winter Evening | % of Load | 1 | 2032 | 65535
| High | Behavioral DR | DLC-Thermostat-HVAC | Medium Industrial |  | Winter Evening | % of Load | 0 | 2032 | 65535
| High | Behavioral DR | DLC-Thermostat-DI-Baseboard Heating | Medium Industrial |  | Winter Evening | % of Load | 1 | 2032 | 65535
| High | Behavioral DR | DLC-Thermostat-DI-Baseboard Heating | Medium Industrial |  | Winter Evening | % of Load | 0 | 2032 | 65535
| High | Behavioral DR | DLC-Thermostat-BYOT-Baseboard Heating | Medium Industrial |  | Winter Evening | % of Load | 1 | 2032 | 65535
| High | Behavioral DR | DLC-Thermostat-BYOT-Baseboard Heating | Medium Industrial |  | Winter Evening | % of Load | 0 | 2032 | 65535
| High | Behavioral DR | DLC-Thermostat-DI-MSHP | Medium Industrial |  | Winter Evening | % of Load | 1 | 2032 | 65535
| High | Behavioral DR | DLC-Thermostat-DI-MSHP | Medium Industrial |  | Winter Evening | % of Load | 0 | 2032 | 65535
| High | Behavioral DR | DLC-Thermostat-BYOT-MSHP | Medium Industrial |  | Winter Evening | % of Load | 1 | 2032 | 65535
| High | Behavioral DR | DLC-Thermostat-BYOT-MSHP | Medium Industrial |  | Winter Evening | % of Load | 0 | 2032 | 65535
| High | Behavioral DR | C&I Curtailment-Turnkey-Manual HVAC Control | Medium Industrial |  | Winter Evening | % of Load | 1 | 2032 | 65535
| High | Behavioral DR | C&I Curtailment-Turnkey-Manual HVAC Control | Medium Industrial |  | Winter Evening | % of Load | 0 | 2032 | 65535
| High | Behavioral DR | C&I Curtailment-Turnkey-Auto-DR HVAC Control | Medium Industrial |  | Winter Evening | % of Load | 1 | 2032 | 65535
| High | Behavioral DR | C&I Curtailment-Turnkey-Auto-DR HVAC Control | Medium Industrial |  | Winter Evening | % of Load | 0 | 2032 | 65535
| High | Behavioral DR | C&I Curtailment-Turnkey-Standard Lighting Control | Medium Industrial |  | Winter Evening | % of Load | 1 | 2032 | 65535
| High | Behavioral DR | C&I Curtailment-Turnkey-Standard Lighting Control | Medium Industrial |  | Winter Evening | % of Load | 0 | 2032 | 65535
| High | Behavioral DR | C&I Curtailment-Turnkey-Advanced Lighting Control | Medium Industrial |  | Winter Evening | % of Load | 1 | 2032 | 65535
| High | Behavioral DR | C&I Curtailment-Turnkey-Advanced Lighting Control | Medium Industrial |  | Winter Evening | % of Load | 0 | 2032 | 65535
| High | Behavioral DR | C&I Curtailment-Turnkey-Water Heating Control | Medium Industrial |  | Winter Evening | % of Load | 1 | 2032 | 65535
| High | Behavioral DR | C&I Curtailment-Turnkey-Water Heating Control | Medium Industrial |  | Winter Evening | % of Load | 0 | 2032 | 65535
| High | Behavioral DR | C&I Curtailment-Turnkey-Other | Medium Industrial |  | Winter Evening | % of Load | 1 | 2032 | 65535
| High | Behavioral DR | C&I Curtailment-Turnkey-Other | Medium Industrial |  | Winter Evening | % of Load | 0 | 2032 | 65535
| High | Behavioral DR | Behavioral DR | Residential Charitable |  | Winter Morning | % of Load | 1 | 2032 | 65535
| High | Behavioral DR | Behavioral DR | Residential Charitable |  | Winter Morning | % of Load | 0 | 2032 | 65535
| High | Behavioral DR | Behavioral DR | Residential Charitable |  | Winter Evening | % of Load | 1 | 2032 | 65535
| High | Behavioral DR | Behavioral DR | Residential Charitable |  | Winter Evening | % of Load | 0 | 2032 | 65535
| High | Time-of-Use Rates (TOU) | DLC-Switch-Water Heating | Small General |  | Winter Morning | % of Load | 1 | 2032 | 65535
| High | Time-of-Use Rates (TOU) | DLC-Switch-Water Heating | Small General |  | Winter Morning | % of Load | 0 | 2032 | 65535
| High | Time-of-Use Rates (TOU) | DLC-BYOD-Water Heating | Small General |  | Winter Morning | % of Load | 1 | 2032 | 65535
| High | Time-of-Use Rates (TOU) | DLC-BYOD-Water Heating | Small General |  | Winter Morning | % of Load | 0 | 2032 | 65535
| High | Time-of-Use Rates (TOU) | DLC-Thermostat-DI-Central Heat Pump | Small General |  | Winter Morning | % of Load | 1 | 2032 | 65535
| High | Time-of-Use Rates (TOU) | DLC-Thermostat-DI-Central Heat Pump | Small General |  | Winter Morning | % of Load | 0 | 2032 | 65535
| High | Time-of-Use Rates (TOU) | DLC-Thermostat-BYOT-Central Heat Pump | Small General |  | Winter Morning | % of Load | 1 | 2032 | 65535
| High | Time-of-Use Rates (TOU) | DLC-Thermostat-BYOT-Central Heat Pump | Small General |  | Winter Morning | % of Load | 0 | 2032 | 65535
| High | Time-of-Use Rates (TOU) | DLC-Thermostat-HVAC | Small General |  | Winter Morning | % of Load | 1 | 2032 | 65535
| High | Time-of-Use Rates (TOU) | DLC-Thermostat-HVAC | Small General |  | Winter Morning | % of Load | 0 | 2032 | 65535
| High | Time-of-Use Rates (TOU) | DLC-Thermostat-DI-Baseboard Heating | Small General |  | Winter Morning | % of Load | 1 | 2032 | 65535
| High | Time-of-Use Rates (TOU) | DLC-Thermostat-DI-Baseboard Heating | Small General |  | Winter Morning | % of Load | 0 | 2032 | 65535
| High | Time-of-Use Rates (TOU) | DLC-Thermostat-BYOT-Baseboard Heating | Small General |  | Winter Morning | % of Load | 1 | 2032 | 65535
| High | Time-of-Use Rates (TOU) | DLC-Thermostat-BYOT-Baseboard Heating | Small General |  | Winter Morning | % of Load | 0 | 2032 | 65535
| High | Time-of-Use Rates (TOU) | DLC-Thermostat-DI-MSHP | Small General |  | Winter Morning | % of Load | 1 | 2032 | 65535
| High | Time-of-Use Rates (TOU) | DLC-Thermostat-DI-MSHP | Small General |  | Winter Morning | % of Load | 0 | 2032 | 65535
| High | Time-of-Use Rates (TOU) | DLC-Thermostat-BYOT-MSHP | Small General |  | Winter Morning | % of Load | 1 | 2032 | 65535
| High | Time-of-Use Rates (TOU) | DLC-Thermostat-BYOT-MSHP | Small General |  | Winter Morning | % of Load | 0 | 2032 | 65535
| High | Time-of-Use Rates (TOU) | C&I Curtailment-Turnkey-Manual HVAC Control | Small General |  | Winter Morning | % of Load | 1 | 2032 | 65535
| High | Time-of-Use Rates (TOU) | C&I Curtailment-Turnkey-Manual HVAC Control | Small General |  | Winter Morning | % of Load | 0 | 2032 | 65535
| High | Time-of-Use Rates (TOU) | C&I Curtailment-Turnkey-Auto-DR HVAC Control | Small General |  | Winter Morning | % of Load | 1 | 2032 | 65535
| High | Time-of-Use Rates (TOU) | C&I Curtailment-Turnkey-Auto-DR HVAC Control | Small General |  | Winter Morning | % of Load | 0 | 2032 | 65535
| High | Time-of-Use Rates (TOU) | C&I Curtailment-Turnkey-Standard Lighting Control | Small General |  | Winter Morning | % of Load | 1 | 2032 | 65535
| High | Time-of-Use Rates (TOU) | C&I Curtailment-Turnkey-Standard Lighting Control | Small General |  | Winter Morning | % of Load | 0 | 2032 | 65535
| High | Time-of-Use Rates (TOU) | C&I Curtailment-Turnkey-Advanced Lighting Control | Small General |  | Winter Morning | % of Load | 1 | 2032 | 65535
| High | Time-of-Use Rates (TOU) | C&I Curtailment-Turnkey-Advanced Lighting Control | Small General |  | Winter Morning | % of Load | 0 | 2032 | 65535
| High | Time-of-Use Rates (TOU) | C&I Curtailment-Turnkey-Water Heating Control | Small General |  | Winter Morning | % of Load | 1 | 2032 | 65535
| High | Time-of-Use Rates (TOU) | C&I Curtailment-Turnkey-Water Heating Control | Small General |  | Winter Morning | % of Load | 0 | 2032 | 65535
| High | Time-of-Use Rates (TOU) | C&I Curtailment-Turnkey-Other | Small General |  | Winter Morning | % of Load | 1 | 2032 | 65535
| High | Time-of-Use Rates (TOU) | C&I Curtailment-Turnkey-Other | Small General |  | Winter Morning | % of Load | 0 | 2032 | 65535
| High | Time-of-Use Rates (TOU) | Dynamic Pricing with enabling tech. | Small General |  | Winter Morning | % of Load | 1 | 2032 | 65535
| High | Time-of-Use Rates (TOU) | Dynamic Pricing with enabling tech. | Small General |  | Winter Morning | % of Load | 0 | 2032 | 65535
| High | Time-of-Use Rates (TOU) | Time-of-Use Rates (TOU) | Small General |  | Winter Morning | % of Load | 1 | 2032 | 65535
| High | Time-of-Use Rates (TOU) | Time-of-Use Rates (TOU) | Small General |  | Winter Morning | % of Load | 0 | 2032 | 65535
| High | Time-of-Use Rates (TOU) | DLC-Switch-Water Heating | Small General |  | Winter Evening | % of Load | 1 | 2032 | 65535
| High | Time-of-Use Rates (TOU) | DLC-Switch-Water Heating | Small General |  | Winter Evening | % of Load | 0 | 2032 | 65535
| High | Time-of-Use Rates (TOU) | DLC-BYOD-Water Heating | Small General |  | Winter Evening | % of Load | 1 | 2032 | 65535
| High | Time-of-Use Rates (TOU) | DLC-BYOD-Water Heating | Small General |  | Winter Evening | % of Load | 0 | 2032 | 65535
| High | Time-of-Use Rates (TOU) | DLC-Thermostat-DI-Central Heat Pump | Small General |  | Winter Evening | % of Load | 1 | 2032 | 65535
| High | Time-of-Use Rates (TOU) | DLC-Thermostat-DI-Central Heat Pump | Small General |  | Winter Evening | % of Load | 0 | 2032 | 65535
| High | Time-of-Use Rates (TOU) | DLC-Thermostat-BYOT-Central Heat Pump | Small General |  | Winter Evening | % of Load | 1 | 2032 | 65535
| High | Time-of-Use Rates (TOU) | DLC-Thermostat-BYOT-Central Heat Pump | Small General |  | Winter Evening | % of Load | 0 | 2032 | 65535
| High | Time-of-Use Rates (TOU) | DLC-Thermostat-HVAC | Small General |  | Winter Evening | % of Load | 1 | 2032 | 65535
| High | Time-of-Use Rates (TOU) | DLC-Thermostat-HVAC | Small General |  | Winter Evening | % of Load | 0 | 2032 | 65535
| High | Time-of-Use Rates (TOU) | DLC-Thermostat-DI-Baseboard Heating | Small General |  | Winter Evening | % of Load | 1 | 2032 | 65535
| High | Time-of-Use Rates (TOU) | DLC-Thermostat-DI-Baseboard Heating | Small General |  | Winter Evening | % of Load | 0 | 2032 | 65535
| High | Time-of-Use Rates (TOU) | DLC-Thermostat-BYOT-Baseboard Heating | Small General |  | Winter Evening | % of Load | 1 | 2032 | 65535
| High | Time-of-Use Rates (TOU) | DLC-Thermostat-BYOT-Baseboard Heating | Small General |  | Winter Evening | % of Load | 0 | 2032 | 65535
| High | Time-of-Use Rates (TOU) | DLC-Thermostat-DI-MSHP | Small General |  | Winter Evening | % of Load | 1 | 2032 | 65535
| High | Time-of-Use Rates (TOU) | DLC-Thermostat-DI-MSHP | Small General |  | Winter Evening | % of Load | 0 | 2032 | 65535
| High | Time-of-Use Rates (TOU) | DLC-Thermostat-BYOT-MSHP | Small General |  | Winter Evening | % of Load | 1 | 2032 | 65535
| High | Time-of-Use Rates (TOU) | DLC-Thermostat-BYOT-MSHP | Small General |  | Winter Evening | % of Load | 0 | 2032 | 65535
| High | Time-of-Use Rates (TOU) | C&I Curtailment-Turnkey-Manual HVAC Control | Small General |  | Winter Evening | % of Load | 1 | 2032 | 65535
| High | Time-of-Use Rates (TOU) | C&I Curtailment-Turnkey-Manual HVAC Control | Small General |  | Winter Evening | % of Load | 0 | 2032 | 65535
| High | Time-of-Use Rates (TOU) | C&I Curtailment-Turnkey-Auto-DR HVAC Control | Small General |  | Winter Evening | % of Load | 1 | 2032 | 65535
| High | Time-of-Use Rates (TOU) | C&I Curtailment-Turnkey-Auto-DR HVAC Control | Small General |  | Winter Evening | % of Load | 0 | 2032 | 65535
| High | Time-of-Use Rates (TOU) | C&I Curtailment-Turnkey-Standard Lighting Control | Small General |  | Winter Evening | % of Load | 1 | 2032 | 65535
| High | Time-of-Use Rates (TOU) | C&I Curtailment-Turnkey-Standard Lighting Control | Small General |  | Winter Evening | % of Load | 0 | 2032 | 65535
| High | Time-of-Use Rates (TOU) | C&I Curtailment-Turnkey-Advanced Lighting Control | Small General |  | Winter Evening | % of Load | 1 | 2032 | 65535
| High | Time-of-Use Rates (TOU) | C&I Curtailment-Turnkey-Advanced Lighting Control | Small General |  | Winter Evening | % of Load | 0 | 2032 | 65535
| High | Time-of-Use Rates (TOU) | C&I Curtailment-Turnkey-Water Heating Control | Small General |  | Winter Evening | % of Load | 1 | 2032 | 65535
| High | Time-of-Use Rates (TOU) | C&I Curtailment-Turnkey-Water Heating Control | Small General |  | Winter Evening | % of Load | 0 | 2032 | 65535
| High | Time-of-Use Rates (TOU) | C&I Curtailment-Turnkey-Other | Small General |  | Winter Evening | % of Load | 1 | 2032 | 65535
| High | Time-of-Use Rates (TOU) | C&I Curtailment-Turnkey-Other | Small General |  | Winter Evening | % of Load | 0 | 2032 | 65535
| High | Time-of-Use Rates (TOU) | Dynamic Pricing with enabling tech. | Small General |  | Winter Evening | % of Load | 1 | 2032 | 65535
| High | Time-of-Use Rates (TOU) | Dynamic Pricing with enabling tech. | Small General |  | Winter Evening | % of Load | 0 | 2032 | 65535
| High | Time-of-Use Rates (TOU) | Time-of-Use Rates (TOU) | Small General |  | Winter Evening | % of Load | 1 | 2032 | 65535
| High | Time-of-Use Rates (TOU) | Time-of-Use Rates (TOU) | Small General |  | Winter Evening | % of Load | 0 | 2032 | 65535
| High | Time-of-Use Rates (TOU) | DLC-Switch-Water Heating | General |  | Winter Morning | % of Load | 1 | 2032 | 65535
| High | Time-of-Use Rates (TOU) | DLC-Switch-Water Heating | General |  | Winter Morning | % of Load | 0 | 2032 | 65535
| High | Time-of-Use Rates (TOU) | DLC-BYOD-Water Heating | General |  | Winter Morning | % of Load | 1 | 2032 | 65535
| High | Time-of-Use Rates (TOU) | DLC-BYOD-Water Heating | General |  | Winter Morning | % of Load | 0 | 2032 | 65535
| High | Time-of-Use Rates (TOU) | DLC-Thermostat-DI-Central Heat Pump | General |  | Winter Morning | % of Load | 1 | 2032 | 65535
| High | Time-of-Use Rates (TOU) | DLC-Thermostat-DI-Central Heat Pump | General |  | Winter Morning | % of Load | 0 | 2032 | 65535
| High | Time-of-Use Rates (TOU) | DLC-Thermostat-BYOT-Central Heat Pump | General |  | Winter Morning | % of Load | 1 | 2032 | 65535
| High | Time-of-Use Rates (TOU) | DLC-Thermostat-BYOT-Central Heat Pump | General |  | Winter Morning | % of Load | 0 | 2032 | 65535
| High | Time-of-Use Rates (TOU) | DLC-Thermostat-HVAC | General |  | Winter Morning | % of Load | 1 | 2032 | 65535
| High | Time-of-Use Rates (TOU) | DLC-Thermostat-HVAC | General |  | Winter Morning | % of Load | 0 | 2032 | 65535
| High | Time-of-Use Rates (TOU) | DLC-Thermostat-DI-Baseboard Heating | General |  | Winter Morning | % of Load | 1 | 2032 | 65535
| High | Time-of-Use Rates (TOU) | DLC-Thermostat-DI-Baseboard Heating | General |  | Winter Morning | % of Load | 0 | 2032 | 65535
| High | Time-of-Use Rates (TOU) | DLC-Thermostat-BYOT-Baseboard Heating | General |  | Winter Morning | % of Load | 1 | 2032 | 65535
| High | Time-of-Use Rates (TOU) | DLC-Thermostat-BYOT-Baseboard Heating | General |  | Winter Morning | % of Load | 0 | 2032 | 65535
| High | Time-of-Use Rates (TOU) | DLC-Thermostat-DI-MSHP | General |  | Winter Morning | % of Load | 1 | 2032 | 65535
| High | Time-of-Use Rates (TOU) | DLC-Thermostat-DI-MSHP | General |  | Winter Morning | % of Load | 0 | 2032 | 65535
| High | Time-of-Use Rates (TOU) | DLC-Thermostat-BYOT-MSHP | General |  | Winter Morning | % of Load | 1 | 2032 | 65535
| High | Time-of-Use Rates (TOU) | DLC-Thermostat-BYOT-MSHP | General |  | Winter Morning | % of Load | 0 | 2032 | 65535
| High | Time-of-Use Rates (TOU) | C&I Curtailment-Turnkey-Manual HVAC Control | General |  | Winter Morning | % of Load | 1 | 2032 | 65535
| High | Time-of-Use Rates (TOU) | C&I Curtailment-Turnkey-Manual HVAC Control | General |  | Winter Morning | % of Load | 0 | 2032 | 65535
| High | Time-of-Use Rates (TOU) | C&I Curtailment-Turnkey-Auto-DR HVAC Control | General |  | Winter Morning | % of Load | 1 | 2032 | 65535
| High | Time-of-Use Rates (TOU) | C&I Curtailment-Turnkey-Auto-DR HVAC Control | General |  | Winter Morning | % of Load | 0 | 2032 | 65535
| High | Time-of-Use Rates (TOU) | C&I Curtailment-Turnkey-Standard Lighting Control | General |  | Winter Morning | % of Load | 1 | 2032 | 65535
| High | Time-of-Use Rates (TOU) | C&I Curtailment-Turnkey-Standard Lighting Control | General |  | Winter Morning | % of Load | 0 | 2032 | 65535
| High | Time-of-Use Rates (TOU) | C&I Curtailment-Turnkey-Advanced Lighting Control | General |  | Winter Morning | % of Load | 1 | 2032 | 65535
| High | Time-of-Use Rates (TOU) | C&I Curtailment-Turnkey-Advanced Lighting Control | General |  | Winter Morning | % of Load | 0 | 2032 | 65535
| High | Time-of-Use Rates (TOU) | C&I Curtailment-Turnkey-Water Heating Control | General |  | Winter Morning | % of Load | 1 | 2032 | 65535
| High | Time-of-Use Rates (TOU) | C&I Curtailment-Turnkey-Water Heating Control | General |  | Winter Morning | % of Load | 0 | 2032 | 65535
| High | Time-of-Use Rates (TOU) | C&I Curtailment-Turnkey-Other | General |  | Winter Morning | % of Load | 1 | 2032 | 65535
| High | Time-of-Use Rates (TOU) | C&I Curtailment-Turnkey-Other | General |  | Winter Morning | % of Load | 0 | 2032 | 65535
| High | Time-of-Use Rates (TOU) | Time-of-Use Rates (TOU) | General |  | Winter Morning | % of Load | 1 | 2032 | 65535
| High | Time-of-Use Rates (TOU) | Time-of-Use Rates (TOU) | General |  | Winter Morning | % of Load | 0 | 2032 | 65535
| High | Time-of-Use Rates (TOU) | DLC-Switch-Water Heating | General |  | Winter Evening | % of Load | 1 | 2032 | 65535
| High | Time-of-Use Rates (TOU) | DLC-Switch-Water Heating | General |  | Winter Evening | % of Load | 0 | 2032 | 65535
| High | Time-of-Use Rates (TOU) | DLC-BYOD-Water Heating | General |  | Winter Evening | % of Load | 1 | 2032 | 65535
| High | Time-of-Use Rates (TOU) | DLC-BYOD-Water Heating | General |  | Winter Evening | % of Load | 0 | 2032 | 65535
| High | Time-of-Use Rates (TOU) | DLC-Thermostat-DI-Central Heat Pump | General |  | Winter Evening | % of Load | 1 | 2032 | 65535
| High | Time-of-Use Rates (TOU) | DLC-Thermostat-DI-Central Heat Pump | General |  | Winter Evening | % of Load | 0 | 2032 | 65535
| High | Time-of-Use Rates (TOU) | DLC-Thermostat-BYOT-Central Heat Pump | General |  | Winter Evening | % of Load | 1 | 2032 | 65535
| High | Time-of-Use Rates (TOU) | DLC-Thermostat-BYOT-Central Heat Pump | General |  | Winter Evening | % of Load | 0 | 2032 | 65535
| High | Time-of-Use Rates (TOU) | DLC-Thermostat-HVAC | General |  | Winter Evening | % of Load | 1 | 2032 | 65535
| High | Time-of-Use Rates (TOU) | DLC-Thermostat-HVAC | General |  | Winter Evening | % of Load | 0 | 2032 | 65535
| High | Time-of-Use Rates (TOU) | DLC-Thermostat-DI-Baseboard Heating | General |  | Winter Evening | % of Load | 1 | 2032 | 65535
| High | Time-of-Use Rates (TOU) | DLC-Thermostat-DI-Baseboard Heating | General |  | Winter Evening | % of Load | 0 | 2032 | 65535
| High | Time-of-Use Rates (TOU) | DLC-Thermostat-BYOT-Baseboard Heating | General |  | Winter Evening | % of Load | 1 | 2032 | 65535
| High | Time-of-Use Rates (TOU) | DLC-Thermostat-BYOT-Baseboard Heating | General |  | Winter Evening | % of Load | 0 | 2032 | 65535
| High | Time-of-Use Rates (TOU) | DLC-Thermostat-DI-MSHP | General |  | Winter Evening | % of Load | 1 | 2032 | 65535
| High | Time-of-Use Rates (TOU) | DLC-Thermostat-DI-MSHP | General |  | Winter Evening | % of Load | 0 | 2032 | 65535
| High | Time-of-Use Rates (TOU) | DLC-Thermostat-BYOT-MSHP | General |  | Winter Evening | % of Load | 1 | 2032 | 65535
| High | Time-of-Use Rates (TOU) | DLC-Thermostat-BYOT-MSHP | General |  | Winter Evening | % of Load | 0 | 2032 | 65535
| High | Time-of-Use Rates (TOU) | C&I Curtailment-Turnkey-Manual HVAC Control | General |  | Winter Evening | % of Load | 1 | 2032 | 65535
| High | Time-of-Use Rates (TOU) | C&I Curtailment-Turnkey-Manual HVAC Control | General |  | Winter Evening | % of Load | 0 | 2032 | 65535
| High | Time-of-Use Rates (TOU) | C&I Curtailment-Turnkey-Auto-DR HVAC Control | General |  | Winter Evening | % of Load | 1 | 2032 | 65535
| High | Time-of-Use Rates (TOU) | C&I Curtailment-Turnkey-Auto-DR HVAC Control | General |  | Winter Evening | % of Load | 0 | 2032 | 65535
| High | Time-of-Use Rates (TOU) | C&I Curtailment-Turnkey-Standard Lighting Control | General |  | Winter Evening | % of Load | 1 | 2032 | 65535
| High | Time-of-Use Rates (TOU) | C&I Curtailment-Turnkey-Standard Lighting Control | General |  | Winter Evening | % of Load | 0 | 2032 | 65535
| High | Time-of-Use Rates (TOU) | C&I Curtailment-Turnkey-Advanced Lighting Control | General |  | Winter Evening | % of Load | 1 | 2032 | 65535
| High | Time-of-Use Rates (TOU) | C&I Curtailment-Turnkey-Advanced Lighting Control | General |  | Winter Evening | % of Load | 0 | 2032 | 65535
| High | Time-of-Use Rates (TOU) | C&I Curtailment-Turnkey-Water Heating Control | General |  | Winter Evening | % of Load | 1 | 2032 | 65535
| High | Time-of-Use Rates (TOU) | C&I Curtailment-Turnkey-Water Heating Control | General |  | Winter Evening | % of Load | 0 | 2032 | 65535
| High | Time-of-Use Rates (TOU) | C&I Curtailment-Turnkey-Other | General |  | Winter Evening | % of Load | 1 | 2032 | 65535
| High | Time-of-Use Rates (TOU) | C&I Curtailment-Turnkey-Other | General |  | Winter Evening | % of Load | 0 | 2032 | 65535
| High | Time-of-Use Rates (TOU) | Time-of-Use Rates (TOU) | General |  | Winter Evening | % of Load | 1 | 2032 | 65535
| High | Time-of-Use Rates (TOU) | Time-of-Use Rates (TOU) | General |  | Winter Evening | % of Load | 0 | 2032 | 65535
| High | Time-of-Use Rates (TOU) | DLC-Switch-Water Heating | Small Industrial |  | Winter Morning | % of Load | 1 | 2032 | 65535
| High | Time-of-Use Rates (TOU) | DLC-Switch-Water Heating | Small Industrial |  | Winter Morning | % of Load | 0 | 2032 | 65535
| High | Time-of-Use Rates (TOU) | DLC-BYOD-Water Heating | Small Industrial |  | Winter Morning | % of Load | 1 | 2032 | 65535
| High | Time-of-Use Rates (TOU) | DLC-BYOD-Water Heating | Small Industrial |  | Winter Morning | % of Load | 0 | 2032 | 65535
| High | Time-of-Use Rates (TOU) | DLC-Thermostat-DI-Central Heat Pump | Small Industrial |  | Winter Morning | % of Load | 1 | 2032 | 65535
| High | Time-of-Use Rates (TOU) | DLC-Thermostat-DI-Central Heat Pump | Small Industrial |  | Winter Morning | % of Load | 0 | 2032 | 65535
| High | Time-of-Use Rates (TOU) | DLC-Thermostat-BYOT-Central Heat Pump | Small Industrial |  | Winter Morning | % of Load | 1 | 2032 | 65535
| High | Time-of-Use Rates (TOU) | DLC-Thermostat-BYOT-Central Heat Pump | Small Industrial |  | Winter Morning | % of Load | 0 | 2032 | 65535
| High | Time-of-Use Rates (TOU) | DLC-Thermostat-HVAC | Small Industrial |  | Winter Morning | % of Load | 1 | 2032 | 65535
| High | Time-of-Use Rates (TOU) | DLC-Thermostat-HVAC | Small Industrial |  | Winter Morning | % of Load | 0 | 2032 | 65535
| High | Time-of-Use Rates (TOU) | DLC-Thermostat-DI-Baseboard Heating | Small Industrial |  | Winter Morning | % of Load | 1 | 2032 | 65535
| High | Time-of-Use Rates (TOU) | DLC-Thermostat-DI-Baseboard Heating | Small Industrial |  | Winter Morning | % of Load | 0 | 2032 | 65535
| High | Time-of-Use Rates (TOU) | DLC-Thermostat-BYOT-Baseboard Heating | Small Industrial |  | Winter Morning | % of Load | 1 | 2032 | 65535
| High | Time-of-Use Rates (TOU) | DLC-Thermostat-BYOT-Baseboard Heating | Small Industrial |  | Winter Morning | % of Load | 0 | 2032 | 65535
| High | Time-of-Use Rates (TOU) | DLC-Thermostat-DI-MSHP | Small Industrial |  | Winter Morning | % of Load | 1 | 2032 | 65535
| High | Time-of-Use Rates (TOU) | DLC-Thermostat-DI-MSHP | Small Industrial |  | Winter Morning | % of Load | 0 | 2032 | 65535
| High | Time-of-Use Rates (TOU) | DLC-Thermostat-BYOT-MSHP | Small Industrial |  | Winter Morning | % of Load | 1 | 2032 | 65535
| High | Time-of-Use Rates (TOU) | DLC-Thermostat-BYOT-MSHP | Small Industrial |  | Winter Morning | % of Load | 0 | 2032 | 65535
| High | Time-of-Use Rates (TOU) | C&I Curtailment-Turnkey-Manual HVAC Control | Small Industrial |  | Winter Morning | % of Load | 1 | 2032 | 65535
| High | Time-of-Use Rates (TOU) | C&I Curtailment-Turnkey-Manual HVAC Control | Small Industrial |  | Winter Morning | % of Load | 0 | 2032 | 65535
| High | Time-of-Use Rates (TOU) | C&I Curtailment-Turnkey-Auto-DR HVAC Control | Small Industrial |  | Winter Morning | % of Load | 1 | 2032 | 65535
| High | Time-of-Use Rates (TOU) | C&I Curtailment-Turnkey-Auto-DR HVAC Control | Small Industrial |  | Winter Morning | % of Load | 0 | 2032 | 65535
| High | Time-of-Use Rates (TOU) | C&I Curtailment-Turnkey-Standard Lighting Control | Small Industrial |  | Winter Morning | % of Load | 1 | 2032 | 65535
| High | Time-of-Use Rates (TOU) | C&I Curtailment-Turnkey-Standard Lighting Control | Small Industrial |  | Winter Morning | % of Load | 0 | 2032 | 65535
| High | Time-of-Use Rates (TOU) | C&I Curtailment-Turnkey-Advanced Lighting Control | Small Industrial |  | Winter Morning | % of Load | 1 | 2032 | 65535
| High | Time-of-Use Rates (TOU) | C&I Curtailment-Turnkey-Advanced Lighting Control | Small Industrial |  | Winter Morning | % of Load | 0 | 2032 | 65535
| High | Time-of-Use Rates (TOU) | C&I Curtailment-Turnkey-Water Heating Control | Small Industrial |  | Winter Morning | % of Load | 1 | 2032 | 65535
| High | Time-of-Use Rates (TOU) | C&I Curtailment-Turnkey-Water Heating Control | Small Industrial |  | Winter Morning | % of Load | 0 | 2032 | 65535
| High | Time-of-Use Rates (TOU) | C&I Curtailment-Turnkey-Other | Small Industrial |  | Winter Morning | % of Load | 1 | 2032 | 65535
| High | Time-of-Use Rates (TOU) | C&I Curtailment-Turnkey-Other | Small Industrial |  | Winter Morning | % of Load | 0 | 2032 | 65535
| High | Time-of-Use Rates (TOU) | C&I Curtailment-Turnkey-Industrial | Small Industrial |  | Winter Morning | % of Load | 1 | 2032 | 65535
| High | Time-of-Use Rates (TOU) | C&I Curtailment-Turnkey-Industrial | Small Industrial |  | Winter Morning | % of Load | 0 | 2032 | 65535
| High | Time-of-Use Rates (TOU) | Time-of-Use Rates (TOU) | Small Industrial |  | Winter Morning | % of Load | 1 | 2032 | 65535
| High | Time-of-Use Rates (TOU) | Time-of-Use Rates (TOU) | Small Industrial |  | Winter Morning | % of Load | 0 | 2032 | 65535
| High | Time-of-Use Rates (TOU) | DLC-Switch-Water Heating | Small Industrial |  | Winter Evening | % of Load | 1 | 2032 | 65535
| High | Time-of-Use Rates (TOU) | DLC-Switch-Water Heating | Small Industrial |  | Winter Evening | % of Load | 0 | 2032 | 65535
| High | Time-of-Use Rates (TOU) | DLC-BYOD-Water Heating | Small Industrial |  | Winter Evening | % of Load | 1 | 2032 | 65535
| High | Time-of-Use Rates (TOU) | DLC-BYOD-Water Heating | Small Industrial |  | Winter Evening | % of Load | 0 | 2032 | 65535
| High | Time-of-Use Rates (TOU) | DLC-Thermostat-DI-Central Heat Pump | Small Industrial |  | Winter Evening | % of Load | 1 | 2032 | 65535
| High | Time-of-Use Rates (TOU) | DLC-Thermostat-DI-Central Heat Pump | Small Industrial |  | Winter Evening | % of Load | 0 | 2032 | 65535
| High | Time-of-Use Rates (TOU) | DLC-Thermostat-BYOT-Central Heat Pump | Small Industrial |  | Winter Evening | % of Load | 1 | 2032 | 65535
| High | Time-of-Use Rates (TOU) | DLC-Thermostat-BYOT-Central Heat Pump | Small Industrial |  | Winter Evening | % of Load | 0 | 2032 | 65535
| High | Time-of-Use Rates (TOU) | DLC-Thermostat-HVAC | Small Industrial |  | Winter Evening | % of Load | 1 | 2032 | 65535
| High | Time-of-Use Rates (TOU) | DLC-Thermostat-HVAC | Small Industrial |  | Winter Evening | % of Load | 0 | 2032 | 65535
| High | Time-of-Use Rates (TOU) | DLC-Thermostat-DI-Baseboard Heating | Small Industrial |  | Winter Evening | % of Load | 1 | 2032 | 65535
| High | Time-of-Use Rates (TOU) | DLC-Thermostat-DI-Baseboard Heating | Small Industrial |  | Winter Evening | % of Load | 0 | 2032 | 65535
| High | Time-of-Use Rates (TOU) | DLC-Thermostat-BYOT-Baseboard Heating | Small Industrial |  | Winter Evening | % of Load | 1 | 2032 | 65535
| High | Time-of-Use Rates (TOU) | DLC-Thermostat-BYOT-Baseboard Heating | Small Industrial |  | Winter Evening | % of Load | 0 | 2032 | 65535
| High | Time-of-Use Rates (TOU) | DLC-Thermostat-DI-MSHP | Small Industrial |  | Winter Evening | % of Load | 1 | 2032 | 65535
| High | Time-of-Use Rates (TOU) | DLC-Thermostat-DI-MSHP | Small Industrial |  | Winter Evening | % of Load | 0 | 2032 | 65535
| High | Time-of-Use Rates (TOU) | DLC-Thermostat-BYOT-MSHP | Small Industrial |  | Winter Evening | % of Load | 1 | 2032 | 65535
| High | Time-of-Use Rates (TOU) | DLC-Thermostat-BYOT-MSHP | Small Industrial |  | Winter Evening | % of Load | 0 | 2032 | 65535
| High | Time-of-Use Rates (TOU) | C&I Curtailment-Turnkey-Manual HVAC Control | Small Industrial |  | Winter Evening | % of Load | 1 | 2032 | 65535
| High | Time-of-Use Rates (TOU) | C&I Curtailment-Turnkey-Manual HVAC Control | Small Industrial |  | Winter Evening | % of Load | 0 | 2032 | 65535
| High | Time-of-Use Rates (TOU) | C&I Curtailment-Turnkey-Auto-DR HVAC Control | Small Industrial |  | Winter Evening | % of Load | 1 | 2032 | 65535
| High | Time-of-Use Rates (TOU) | C&I Curtailment-Turnkey-Auto-DR HVAC Control | Small Industrial |  | Winter Evening | % of Load | 0 | 2032 | 65535
| High | Time-of-Use Rates (TOU) | C&I Curtailment-Turnkey-Standard Lighting Control | Small Industrial |  | Winter Evening | % of Load | 1 | 2032 | 65535
| High | Time-of-Use Rates (TOU) | C&I Curtailment-Turnkey-Standard Lighting Control | Small Industrial |  | Winter Evening | % of Load | 0 | 2032 | 65535
| High | Time-of-Use Rates (TOU) | C&I Curtailment-Turnkey-Advanced Lighting Control | Small Industrial |  | Winter Evening | % of Load | 1 | 2032 | 65535
| High | Time-of-Use Rates (TOU) | C&I Curtailment-Turnkey-Advanced Lighting Control | Small Industrial |  | Winter Evening | % of Load | 0 | 2032 | 65535
| High | Time-of-Use Rates (TOU) | C&I Curtailment-Turnkey-Water Heating Control | Small Industrial |  | Winter Evening | % of Load | 1 | 2032 | 65535
| High | Time-of-Use Rates (TOU) | C&I Curtailment-Turnkey-Water Heating Control | Small Industrial |  | Winter Evening | % of Load | 0 | 2032 | 65535
| High | Time-of-Use Rates (TOU) | C&I Curtailment-Turnkey-Other | Small Industrial |  | Winter Evening | % of Load | 1 | 2032 | 65535
| High | Time-of-Use Rates (TOU) | C&I Curtailment-Turnkey-Other | Small Industrial |  | Winter Evening | % of Load | 0 | 2032 | 65535
| High | Time-of-Use Rates (TOU) | C&I Curtailment-Turnkey-Industrial | Small Industrial |  | Winter Evening | % of Load | 1 | 2032 | 65535
| High | Time-of-Use Rates (TOU) | C&I Curtailment-Turnkey-Industrial | Small Industrial |  | Winter Evening | % of Load | 0 | 2032 | 65535
| High | Time-of-Use Rates (TOU) | Time-of-Use Rates (TOU) | Small Industrial |  | Winter Evening | % of Load | 1 | 2032 | 65535
| High | Time-of-Use Rates (TOU) | Time-of-Use Rates (TOU) | Small Industrial |  | Winter Evening | % of Load | 0 | 2032 | 65535
| High | Time-of-Use Rates (TOU) | DLC-Switch-Water Heating | Medium Industrial |  | Winter Morning | % of Load | 1 | 2032 | 65535
| High | Time-of-Use Rates (TOU) | DLC-Switch-Water Heating | Medium Industrial |  | Winter Morning | % of Load | 0 | 2032 | 65535
| High | Time-of-Use Rates (TOU) | DLC-BYOD-Water Heating | Medium Industrial |  | Winter Morning | % of Load | 1 | 2032 | 65535
| High | Time-of-Use Rates (TOU) | DLC-BYOD-Water Heating | Medium Industrial |  | Winter Morning | % of Load | 0 | 2032 | 65535
| High | Time-of-Use Rates (TOU) | DLC-Thermostat-DI-Central Heat Pump | Medium Industrial |  | Winter Morning | % of Load | 1 | 2032 | 65535
| High | Time-of-Use Rates (TOU) | DLC-Thermostat-DI-Central Heat Pump | Medium Industrial |  | Winter Morning | % of Load | 0 | 2032 | 65535
| High | Time-of-Use Rates (TOU) | DLC-Thermostat-BYOT-Central Heat Pump | Medium Industrial |  | Winter Morning | % of Load | 1 | 2032 | 65535
| High | Time-of-Use Rates (TOU) | DLC-Thermostat-BYOT-Central Heat Pump | Medium Industrial |  | Winter Morning | % of Load | 0 | 2032 | 65535
| High | Time-of-Use Rates (TOU) | DLC-Thermostat-HVAC | Medium Industrial |  | Winter Morning | % of Load | 1 | 2032 | 65535
| High | Time-of-Use Rates (TOU) | DLC-Thermostat-HVAC | Medium Industrial |  | Winter Morning | % of Load | 0 | 2032 | 65535
| High | Time-of-Use Rates (TOU) | DLC-Thermostat-DI-Baseboard Heating | Medium Industrial |  | Winter Morning | % of Load | 1 | 2032 | 65535
| High | Time-of-Use Rates (TOU) | DLC-Thermostat-DI-Baseboard Heating | Medium Industrial |  | Winter Morning | % of Load | 0 | 2032 | 65535
| High | Time-of-Use Rates (TOU) | DLC-Thermostat-BYOT-Baseboard Heating | Medium Industrial |  | Winter Morning | % of Load | 1 | 2032 | 65535
| High | Time-of-Use Rates (TOU) | DLC-Thermostat-BYOT-Baseboard Heating | Medium Industrial |  | Winter Morning | % of Load | 0 | 2032 | 65535
| High | Time-of-Use Rates (TOU) | DLC-Thermostat-DI-MSHP | Medium Industrial |  | Winter Morning | % of Load | 1 | 2032 | 65535
| High | Time-of-Use Rates (TOU) | DLC-Thermostat-DI-MSHP | Medium Industrial |  | Winter Morning | % of Load | 0 | 2032 | 65535
| High | Time-of-Use Rates (TOU) | DLC-Thermostat-BYOT-MSHP | Medium Industrial |  | Winter Morning | % of Load | 1 | 2032 | 65535
| High | Time-of-Use Rates (TOU) | DLC-Thermostat-BYOT-MSHP | Medium Industrial |  | Winter Morning | % of Load | 0 | 2032 | 65535
| High | Time-of-Use Rates (TOU) | C&I Curtailment-Turnkey-Manual HVAC Control | Medium Industrial |  | Winter Morning | % of Load | 1 | 2032 | 65535
| High | Time-of-Use Rates (TOU) | C&I Curtailment-Turnkey-Manual HVAC Control | Medium Industrial |  | Winter Morning | % of Load | 0 | 2032 | 65535
| High | Time-of-Use Rates (TOU) | C&I Curtailment-Turnkey-Auto-DR HVAC Control | Medium Industrial |  | Winter Morning | % of Load | 1 | 2032 | 65535
| High | Time-of-Use Rates (TOU) | C&I Curtailment-Turnkey-Auto-DR HVAC Control | Medium Industrial |  | Winter Morning | % of Load | 0 | 2032 | 65535
| High | Time-of-Use Rates (TOU) | C&I Curtailment-Turnkey-Standard Lighting Control | Medium Industrial |  | Winter Morning | % of Load | 1 | 2032 | 65535
| High | Time-of-Use Rates (TOU) | C&I Curtailment-Turnkey-Standard Lighting Control | Medium Industrial |  | Winter Morning | % of Load | 0 | 2032 | 65535
| High | Time-of-Use Rates (TOU) | C&I Curtailment-Turnkey-Advanced Lighting Control | Medium Industrial |  | Winter Morning | % of Load | 1 | 2032 | 65535
| High | Time-of-Use Rates (TOU) | C&I Curtailment-Turnkey-Advanced Lighting Control | Medium Industrial |  | Winter Morning | % of Load | 0 | 2032 | 65535
| High | Time-of-Use Rates (TOU) | C&I Curtailment-Turnkey-Water Heating Control | Medium Industrial |  | Winter Morning | % of Load | 1 | 2032 | 65535
| High | Time-of-Use Rates (TOU) | C&I Curtailment-Turnkey-Water Heating Control | Medium Industrial |  | Winter Morning | % of Load | 0 | 2032 | 65535
| High | Time-of-Use Rates (TOU) | C&I Curtailment-Turnkey-Other | Medium Industrial |  | Winter Morning | % of Load | 1 | 2032 | 65535
| High | Time-of-Use Rates (TOU) | C&I Curtailment-Turnkey-Other | Medium Industrial |  | Winter Morning | % of Load | 0 | 2032 | 65535
| High | Time-of-Use Rates (TOU) | Time-of-Use Rates (TOU) | Medium Industrial |  | Winter Morning | % of Load | 1 | 2032 | 65535
| High | Time-of-Use Rates (TOU) | Time-of-Use Rates (TOU) | Medium Industrial |  | Winter Morning | % of Load | 0 | 2032 | 65535
| High | Time-of-Use Rates (TOU) | DLC-Switch-Water Heating | Medium Industrial |  | Winter Evening | % of Load | 1 | 2032 | 65535
| High | Time-of-Use Rates (TOU) | DLC-Switch-Water Heating | Medium Industrial |  | Winter Evening | % of Load | 0 | 2032 | 65535
| High | Time-of-Use Rates (TOU) | DLC-BYOD-Water Heating | Medium Industrial |  | Winter Evening | % of Load | 1 | 2032 | 65535
| High | Time-of-Use Rates (TOU) | DLC-BYOD-Water Heating | Medium Industrial |  | Winter Evening | % of Load | 0 | 2032 | 65535
| High | Time-of-Use Rates (TOU) | DLC-Thermostat-DI-Central Heat Pump | Medium Industrial |  | Winter Evening | % of Load | 1 | 2032 | 65535
| High | Time-of-Use Rates (TOU) | DLC-Thermostat-DI-Central Heat Pump | Medium Industrial |  | Winter Evening | % of Load | 0 | 2032 | 65535
| High | Time-of-Use Rates (TOU) | DLC-Thermostat-BYOT-Central Heat Pump | Medium Industrial |  | Winter Evening | % of Load | 1 | 2032 | 65535
| High | Time-of-Use Rates (TOU) | DLC-Thermostat-BYOT-Central Heat Pump | Medium Industrial |  | Winter Evening | % of Load | 0 | 2032 | 65535
| High | Time-of-Use Rates (TOU) | DLC-Thermostat-HVAC | Medium Industrial |  | Winter Evening | % of Load | 1 | 2032 | 65535
| High | Time-of-Use Rates (TOU) | DLC-Thermostat-HVAC | Medium Industrial |  | Winter Evening | % of Load | 0 | 2032 | 65535
| High | Time-of-Use Rates (TOU) | DLC-Thermostat-DI-Baseboard Heating | Medium Industrial |  | Winter Evening | % of Load | 1 | 2032 | 65535
| High | Time-of-Use Rates (TOU) | DLC-Thermostat-DI-Baseboard Heating | Medium Industrial |  | Winter Evening | % of Load | 0 | 2032 | 65535
| High | Time-of-Use Rates (TOU) | DLC-Thermostat-BYOT-Baseboard Heating | Medium Industrial |  | Winter Evening | % of Load | 1 | 2032 | 65535
| High | Time-of-Use Rates (TOU) | DLC-Thermostat-BYOT-Baseboard Heating | Medium Industrial |  | Winter Evening | % of Load | 0 | 2032 | 65535
| High | Time-of-Use Rates (TOU) | DLC-Thermostat-DI-MSHP | Medium Industrial |  | Winter Evening | % of Load | 1 | 2032 | 65535
| High | Time-of-Use Rates (TOU) | DLC-Thermostat-DI-MSHP | Medium Industrial |  | Winter Evening | % of Load | 0 | 2032 | 65535
| High | Time-of-Use Rates (TOU) | DLC-Thermostat-BYOT-MSHP | Medium Industrial |  | Winter Evening | % of Load | 1 | 2032 | 65535
| High | Time-of-Use Rates (TOU) | DLC-Thermostat-BYOT-MSHP | Medium Industrial |  | Winter Evening | % of Load | 0 | 2032 | 65535
| High | Time-of-Use Rates (TOU) | C&I Curtailment-Turnkey-Manual HVAC Control | Medium Industrial |  | Winter Evening | % of Load | 1 | 2032 | 65535
| High | Time-of-Use Rates (TOU) | C&I Curtailment-Turnkey-Manual HVAC Control | Medium Industrial |  | Winter Evening | % of Load | 0 | 2032 | 65535
| High | Time-of-Use Rates (TOU) | C&I Curtailment-Turnkey-Auto-DR HVAC Control | Medium Industrial |  | Winter Evening | % of Load | 1 | 2032 | 65535
| High | Time-of-Use Rates (TOU) | C&I Curtailment-Turnkey-Auto-DR HVAC Control | Medium Industrial |  | Winter Evening | % of Load | 0 | 2032 | 65535
| High | Time-of-Use Rates (TOU) | C&I Curtailment-Turnkey-Standard Lighting Control | Medium Industrial |  | Winter Evening | % of Load | 1 | 2032 | 65535
| High | Time-of-Use Rates (TOU) | C&I Curtailment-Turnkey-Standard Lighting Control | Medium Industrial |  | Winter Evening | % of Load | 0 | 2032 | 65535
| High | Time-of-Use Rates (TOU) | C&I Curtailment-Turnkey-Advanced Lighting Control | Medium Industrial |  | Winter Evening | % of Load | 1 | 2032 | 65535
| High | Time-of-Use Rates (TOU) | C&I Curtailment-Turnkey-Advanced Lighting Control | Medium Industrial |  | Winter Evening | % of Load | 0 | 2032 | 65535
| High | Time-of-Use Rates (TOU) | C&I Curtailment-Turnkey-Water Heating Control | Medium Industrial |  | Winter Evening | % of Load | 1 | 2032 | 65535
| High | Time-of-Use Rates (TOU) | C&I Curtailment-Turnkey-Water Heating Control | Medium Industrial |  | Winter Evening | % of Load | 0 | 2032 | 65535
| High | Time-of-Use Rates (TOU) | C&I Curtailment-Turnkey-Other | Medium Industrial |  | Winter Evening | % of Load | 1 | 2032 | 65535
| High | Time-of-Use Rates (TOU) | C&I Curtailment-Turnkey-Other | Medium Industrial |  | Winter Evening | % of Load | 0 | 2032 | 65535
| High | Time-of-Use Rates (TOU) | Time-of-Use Rates (TOU) | Medium Industrial |  | Winter Evening | % of Load | 1 | 2032 | 65535
| High | Time-of-Use Rates (TOU) | Time-of-Use Rates (TOU) | Medium Industrial |  | Winter Evening | % of Load | 0 | 2032 | 65535
| High | Time-of-Use Rates (TOU) | Time-of-Use Rates (TOU) | Residential Charitable |  | Winter Morning | % of Load | 1 | 2032 | 65535
| High | Time-of-Use Rates (TOU) | Time-of-Use Rates (TOU) | Residential Charitable |  | Winter Morning | % of Load | 0 | 2032 | 65535
| High | Time-of-Use Rates (TOU) | Time-of-Use Rates (TOU) | Residential Charitable |  | Winter Evening | % of Load | 1 | 2032 | 65535
| High | Time-of-Use Rates (TOU) | Time-of-Use Rates (TOU) | Residential Charitable |  | Winter Evening | % of Load | 0 | 2032 | 65535
| High | DLC-Thermostat | DLC-Switch-Water Heating | Small General |  | Winter Morning | % of Load | 1 | 2033 | 65535
| High | DLC-Thermostat | DLC-Switch-Water Heating | Small General |  | Winter Morning | % of Load | 0 | 2033 | 65535
| High | DLC-Thermostat | DLC-BYOD-Water Heating | Small General |  | Winter Morning | % of Load | 1 | 2033 | 65535
| High | DLC-Thermostat | DLC-BYOD-Water Heating | Small General |  | Winter Morning | % of Load | 0 | 2033 | 65535
| High | DLC-Thermostat | DLC-Thermostat-DI-Central Heat Pump | Small General |  | Winter Morning | % of Load | 1 | 2033 | 65535
| High | DLC-Thermostat | DLC-Thermostat-DI-Central Heat Pump | Small General |  | Winter Morning | % of Load | 0 | 2033 | 65535
| High | DLC-Thermostat | DLC-Thermostat-BYOT-Central Heat Pump | Small General |  | Winter Morning | % of Load | 1 | 2033 | 65535
| High | DLC-Thermostat | DLC-Thermostat-BYOT-Central Heat Pump | Small General |  | Winter Morning | % of Load | 0 | 2033 | 65535
| High | DLC-Thermostat | DLC-Thermostat-HVAC | Small General |  | Winter Morning | % of Load | 1 | 2033 | 65535
| High | DLC-Thermostat | DLC-Thermostat-HVAC | Small General |  | Winter Morning | % of Load | 0 | 2033 | 65535
| High | DLC-Thermostat | DLC-Thermostat-DI-Baseboard Heating | Small General |  | Winter Morning | % of Load | 1 | 2033 | 65535
| High | DLC-Thermostat | DLC-Thermostat-DI-Baseboard Heating | Small General |  | Winter Morning | % of Load | 0 | 2033 | 65535
| High | DLC-Thermostat | DLC-Thermostat-BYOT-Baseboard Heating | Small General |  | Winter Morning | % of Load | 1 | 2033 | 65535
| High | DLC-Thermostat | DLC-Thermostat-BYOT-Baseboard Heating | Small General |  | Winter Morning | % of Load | 0 | 2033 | 65535
| High | DLC-Thermostat | DLC-Thermostat-DI-MSHP | Small General |  | Winter Morning | % of Load | 1 | 2033 | 65535
| High | DLC-Thermostat | DLC-Thermostat-DI-MSHP | Small General |  | Winter Morning | % of Load | 0 | 2033 | 65535
| High | DLC-Thermostat | DLC-Thermostat-BYOT-MSHP | Small General |  | Winter Morning | % of Load | 1 | 2033 | 65535
| High | DLC-Thermostat | DLC-Thermostat-BYOT-MSHP | Small General |  | Winter Morning | % of Load | 0 | 2033 | 65535
| High | DLC-Thermostat | C&I Curtailment-Turnkey-Manual HVAC Control | Small General |  | Winter Morning | % of Load | 1 | 2033 | 65535
| High | DLC-Thermostat | C&I Curtailment-Turnkey-Manual HVAC Control | Small General |  | Winter Morning | % of Load | 0 | 2033 | 65535
| High | DLC-Thermostat | C&I Curtailment-Turnkey-Auto-DR HVAC Control | Small General |  | Winter Morning | % of Load | 1 | 2033 | 65535
| High | DLC-Thermostat | C&I Curtailment-Turnkey-Auto-DR HVAC Control | Small General |  | Winter Morning | % of Load | 0 | 2033 | 65535
| High | DLC-Thermostat | C&I Curtailment-Turnkey-Standard Lighting Control | Small General |  | Winter Morning | % of Load | 1 | 2033 | 65535
| High | DLC-Thermostat | C&I Curtailment-Turnkey-Standard Lighting Control | Small General |  | Winter Morning | % of Load | 0 | 2033 | 65535
| High | DLC-Thermostat | C&I Curtailment-Turnkey-Advanced Lighting Control | Small General |  | Winter Morning | % of Load | 1 | 2033 | 65535
| High | DLC-Thermostat | C&I Curtailment-Turnkey-Advanced Lighting Control | Small General |  | Winter Morning | % of Load | 0 | 2033 | 65535
| High | DLC-Thermostat | C&I Curtailment-Turnkey-Water Heating Control | Small General |  | Winter Morning | % of Load | 1 | 2033 | 65535
| High | DLC-Thermostat | C&I Curtailment-Turnkey-Water Heating Control | Small General |  | Winter Morning | % of Load | 0 | 2033 | 65535
| High | DLC-Thermostat | C&I Curtailment-Turnkey-Other | Small General |  | Winter Morning | % of Load | 1 | 2033 | 65535
| High | DLC-Thermostat | C&I Curtailment-Turnkey-Other | Small General |  | Winter Morning | % of Load | 0 | 2033 | 65535
| High | DLC-Thermostat | Dynamic Pricing with enabling tech. | Small General |  | Winter Morning | % of Load | 1 | 2033 | 65535
| High | DLC-Thermostat | Dynamic Pricing with enabling tech. | Small General |  | Winter Morning | % of Load | 0 | 2033 | 65535
| High | DLC-Thermostat | DLC-Switch-Water Heating | Small General |  | Winter Evening | % of Load | 1 | 2033 | 65535
| High | DLC-Thermostat | DLC-Switch-Water Heating | Small General |  | Winter Evening | % of Load | 0 | 2033 | 65535
| High | DLC-Thermostat | DLC-BYOD-Water Heating | Small General |  | Winter Evening | % of Load | 1 | 2033 | 65535
| High | DLC-Thermostat | DLC-BYOD-Water Heating | Small General |  | Winter Evening | % of Load | 0 | 2033 | 65535
| High | DLC-Thermostat | DLC-Thermostat-DI-Central Heat Pump | Small General |  | Winter Evening | % of Load | 1 | 2033 | 65535
| High | DLC-Thermostat | DLC-Thermostat-DI-Central Heat Pump | Small General |  | Winter Evening | % of Load | 0 | 2033 | 65535
| High | DLC-Thermostat | DLC-Thermostat-BYOT-Central Heat Pump | Small General |  | Winter Evening | % of Load | 1 | 2033 | 65535
| High | DLC-Thermostat | DLC-Thermostat-BYOT-Central Heat Pump | Small General |  | Winter Evening | % of Load | 0 | 2033 | 65535
| High | DLC-Thermostat | DLC-Thermostat-HVAC | Small General |  | Winter Evening | % of Load | 1 | 2033 | 65535
| High | DLC-Thermostat | DLC-Thermostat-HVAC | Small General |  | Winter Evening | % of Load | 0 | 2033 | 65535
| High | DLC-Thermostat | DLC-Thermostat-DI-Baseboard Heating | Small General |  | Winter Evening | % of Load | 1 | 2033 | 65535
| High | DLC-Thermostat | DLC-Thermostat-DI-Baseboard Heating | Small General |  | Winter Evening | % of Load | 0 | 2033 | 65535
| High | DLC-Thermostat | DLC-Thermostat-BYOT-Baseboard Heating | Small General |  | Winter Evening | % of Load | 1 | 2033 | 65535
| High | DLC-Thermostat | DLC-Thermostat-BYOT-Baseboard Heating | Small General |  | Winter Evening | % of Load | 0 | 2033 | 65535
| High | DLC-Thermostat | DLC-Thermostat-DI-MSHP | Small General |  | Winter Evening | % of Load | 1 | 2033 | 65535
| High | DLC-Thermostat | DLC-Thermostat-DI-MSHP | Small General |  | Winter Evening | % of Load | 0 | 2033 | 65535
| High | DLC-Thermostat | DLC-Thermostat-BYOT-MSHP | Small General |  | Winter Evening | % of Load | 1 | 2033 | 65535
| High | DLC-Thermostat | DLC-Thermostat-BYOT-MSHP | Small General |  | Winter Evening | % of Load | 0 | 2033 | 65535
| High | DLC-Thermostat | C&I Curtailment-Turnkey-Manual HVAC Control | Small General |  | Winter Evening | % of Load | 1 | 2033 | 65535
| High | DLC-Thermostat | C&I Curtailment-Turnkey-Manual HVAC Control | Small General |  | Winter Evening | % of Load | 0 | 2033 | 65535
| High | DLC-Thermostat | C&I Curtailment-Turnkey-Auto-DR HVAC Control | Small General |  | Winter Evening | % of Load | 1 | 2033 | 65535
| High | DLC-Thermostat | C&I Curtailment-Turnkey-Auto-DR HVAC Control | Small General |  | Winter Evening | % of Load | 0 | 2033 | 65535
| High | DLC-Thermostat | C&I Curtailment-Turnkey-Standard Lighting Control | Small General |  | Winter Evening | % of Load | 1 | 2033 | 65535
| High | DLC-Thermostat | C&I Curtailment-Turnkey-Standard Lighting Control | Small General |  | Winter Evening | % of Load | 0 | 2033 | 65535
| High | DLC-Thermostat | C&I Curtailment-Turnkey-Advanced Lighting Control | Small General |  | Winter Evening | % of Load | 1 | 2033 | 65535
| High | DLC-Thermostat | C&I Curtailment-Turnkey-Advanced Lighting Control | Small General |  | Winter Evening | % of Load | 0 | 2033 | 65535
| High | DLC-Thermostat | C&I Curtailment-Turnkey-Water Heating Control | Small General |  | Winter Evening | % of Load | 1 | 2033 | 65535
| High | DLC-Thermostat | C&I Curtailment-Turnkey-Water Heating Control | Small General |  | Winter Evening | % of Load | 0 | 2033 | 65535
| High | DLC-Thermostat | C&I Curtailment-Turnkey-Other | Small General |  | Winter Evening | % of Load | 1 | 2033 | 65535
| High | DLC-Thermostat | C&I Curtailment-Turnkey-Other | Small General |  | Winter Evening | % of Load | 0 | 2033 | 65535
| High | DLC-Thermostat | Dynamic Pricing with enabling tech. | Small General |  | Winter Evening | % of Load | 1 | 2033 | 65535
| High | DLC-Thermostat | Dynamic Pricing with enabling tech. | Small General |  | Winter Evening | % of Load | 0 | 2033 | 65535
| High | DLC-Thermostat | DLC-Switch-Water Heating | General |  | Winter Morning | % of Load | 1 | 2033 | 65535
| High | DLC-Thermostat | DLC-Switch-Water Heating | General |  | Winter Morning | % of Load | 0 | 2033 | 65535
| High | DLC-Thermostat | DLC-BYOD-Water Heating | General |  | Winter Morning | % of Load | 1 | 2033 | 65535
| High | DLC-Thermostat | DLC-BYOD-Water Heating | General |  | Winter Morning | % of Load | 0 | 2033 | 65535
| High | DLC-Thermostat | DLC-Thermostat-DI-Central Heat Pump | General |  | Winter Morning | % of Load | 1 | 2033 | 65535
| High | DLC-Thermostat | DLC-Thermostat-DI-Central Heat Pump | General |  | Winter Morning | % of Load | 0 | 2033 | 65535
| High | DLC-Thermostat | DLC-Thermostat-BYOT-Central Heat Pump | General |  | Winter Morning | % of Load | 1 | 2033 | 65535
| High | DLC-Thermostat | DLC-Thermostat-BYOT-Central Heat Pump | General |  | Winter Morning | % of Load | 0 | 2033 | 65535
| High | DLC-Thermostat | DLC-Thermostat-HVAC | General |  | Winter Morning | % of Load | 1 | 2033 | 65535
| High | DLC-Thermostat | DLC-Thermostat-HVAC | General |  | Winter Morning | % of Load | 0 | 2033 | 65535
| High | DLC-Thermostat | DLC-Thermostat-DI-Baseboard Heating | General |  | Winter Morning | % of Load | 1 | 2033 | 65535
| High | DLC-Thermostat | DLC-Thermostat-DI-Baseboard Heating | General |  | Winter Morning | % of Load | 0 | 2033 | 65535
| High | DLC-Thermostat | DLC-Thermostat-BYOT-Baseboard Heating | General |  | Winter Morning | % of Load | 1 | 2033 | 65535
| High | DLC-Thermostat | DLC-Thermostat-BYOT-Baseboard Heating | General |  | Winter Morning | % of Load | 0 | 2033 | 65535
| High | DLC-Thermostat | DLC-Thermostat-DI-MSHP | General |  | Winter Morning | % of Load | 1 | 2033 | 65535
| High | DLC-Thermostat | DLC-Thermostat-DI-MSHP | General |  | Winter Morning | % of Load | 0 | 2033 | 65535
| High | DLC-Thermostat | DLC-Thermostat-BYOT-MSHP | General |  | Winter Morning | % of Load | 1 | 2033 | 65535
| High | DLC-Thermostat | DLC-Thermostat-BYOT-MSHP | General |  | Winter Morning | % of Load | 0 | 2033 | 65535
| High | DLC-Thermostat | C&I Curtailment-Turnkey-Manual HVAC Control | General |  | Winter Morning | % of Load | 1 | 2033 | 65535
| High | DLC-Thermostat | C&I Curtailment-Turnkey-Manual HVAC Control | General |  | Winter Morning | % of Load | 0 | 2033 | 65535
| High | DLC-Thermostat | C&I Curtailment-Turnkey-Auto-DR HVAC Control | General |  | Winter Morning | % of Load | 1 | 2033 | 65535
| High | DLC-Thermostat | C&I Curtailment-Turnkey-Auto-DR HVAC Control | General |  | Winter Morning | % of Load | 0 | 2033 | 65535
| High | DLC-Thermostat | C&I Curtailment-Turnkey-Standard Lighting Control | General |  | Winter Morning | % of Load | 1 | 2033 | 65535
| High | DLC-Thermostat | C&I Curtailment-Turnkey-Standard Lighting Control | General |  | Winter Morning | % of Load | 0 | 2033 | 65535
| High | DLC-Thermostat | C&I Curtailment-Turnkey-Advanced Lighting Control | General |  | Winter Morning | % of Load | 1 | 2033 | 65535
| High | DLC-Thermostat | C&I Curtailment-Turnkey-Advanced Lighting Control | General |  | Winter Morning | % of Load | 0 | 2033 | 65535
| High | DLC-Thermostat | C&I Curtailment-Turnkey-Water Heating Control | General |  | Winter Morning | % of Load | 1 | 2033 | 65535
| High | DLC-Thermostat | C&I Curtailment-Turnkey-Water Heating Control | General |  | Winter Morning | % of Load | 0 | 2033 | 65535
| High | DLC-Thermostat | C&I Curtailment-Turnkey-Other | General |  | Winter Morning | % of Load | 1 | 2033 | 65535
| High | DLC-Thermostat | C&I Curtailment-Turnkey-Other | General |  | Winter Morning | % of Load | 0 | 2033 | 65535
| High | DLC-Thermostat | DLC-Switch-Water Heating | General |  | Winter Evening | % of Load | 1 | 2033 | 65535
| High | DLC-Thermostat | DLC-Switch-Water Heating | General |  | Winter Evening | % of Load | 0 | 2033 | 65535
| High | DLC-Thermostat | DLC-BYOD-Water Heating | General |  | Winter Evening | % of Load | 1 | 2033 | 65535
| High | DLC-Thermostat | DLC-BYOD-Water Heating | General |  | Winter Evening | % of Load | 0 | 2033 | 65535
| High | DLC-Thermostat | DLC-Thermostat-DI-Central Heat Pump | General |  | Winter Evening | % of Load | 1 | 2033 | 65535
| High | DLC-Thermostat | DLC-Thermostat-DI-Central Heat Pump | General |  | Winter Evening | % of Load | 0 | 2033 | 65535
| High | DLC-Thermostat | DLC-Thermostat-BYOT-Central Heat Pump | General |  | Winter Evening | % of Load | 1 | 2033 | 65535
| High | DLC-Thermostat | DLC-Thermostat-BYOT-Central Heat Pump | General |  | Winter Evening | % of Load | 0 | 2033 | 65535
| High | DLC-Thermostat | DLC-Thermostat-HVAC | General |  | Winter Evening | % of Load | 1 | 2033 | 65535
| High | DLC-Thermostat | DLC-Thermostat-HVAC | General |  | Winter Evening | % of Load | 0 | 2033 | 65535
| High | DLC-Thermostat | DLC-Thermostat-DI-Baseboard Heating | General |  | Winter Evening | % of Load | 1 | 2033 | 65535
| High | DLC-Thermostat | DLC-Thermostat-DI-Baseboard Heating | General |  | Winter Evening | % of Load | 0 | 2033 | 65535
| High | DLC-Thermostat | DLC-Thermostat-BYOT-Baseboard Heating | General |  | Winter Evening | % of Load | 1 | 2033 | 65535
| High | DLC-Thermostat | DLC-Thermostat-BYOT-Baseboard Heating | General |  | Winter Evening | % of Load | 0 | 2033 | 65535
| High | DLC-Thermostat | DLC-Thermostat-DI-MSHP | General |  | Winter Evening | % of Load | 1 | 2033 | 65535
| High | DLC-Thermostat | DLC-Thermostat-DI-MSHP | General |  | Winter Evening | % of Load | 0 | 2033 | 65535
| High | DLC-Thermostat | DLC-Thermostat-BYOT-MSHP | General |  | Winter Evening | % of Load | 1 | 2033 | 65535
| High | DLC-Thermostat | DLC-Thermostat-BYOT-MSHP | General |  | Winter Evening | % of Load | 0 | 2033 | 65535
| High | DLC-Thermostat | C&I Curtailment-Turnkey-Manual HVAC Control | General |  | Winter Evening | % of Load | 1 | 2033 | 65535
| High | DLC-Thermostat | C&I Curtailment-Turnkey-Manual HVAC Control | General |  | Winter Evening | % of Load | 0 | 2033 | 65535
| High | DLC-Thermostat | C&I Curtailment-Turnkey-Auto-DR HVAC Control | General |  | Winter Evening | % of Load | 1 | 2033 | 65535
| High | DLC-Thermostat | C&I Curtailment-Turnkey-Auto-DR HVAC Control | General |  | Winter Evening | % of Load | 0 | 2033 | 65535
| High | DLC-Thermostat | C&I Curtailment-Turnkey-Standard Lighting Control | General |  | Winter Evening | % of Load | 1 | 2033 | 65535
| High | DLC-Thermostat | C&I Curtailment-Turnkey-Standard Lighting Control | General |  | Winter Evening | % of Load | 0 | 2033 | 65535
| High | DLC-Thermostat | C&I Curtailment-Turnkey-Advanced Lighting Control | General |  | Winter Evening | % of Load | 1 | 2033 | 65535
| High | DLC-Thermostat | C&I Curtailment-Turnkey-Advanced Lighting Control | General |  | Winter Evening | % of Load | 0 | 2033 | 65535
| High | DLC-Thermostat | C&I Curtailment-Turnkey-Water Heating Control | General |  | Winter Evening | % of Load | 1 | 2033 | 65535
| High | DLC-Thermostat | C&I Curtailment-Turnkey-Water Heating Control | General |  | Winter Evening | % of Load | 0 | 2033 | 65535
| High | DLC-Thermostat | C&I Curtailment-Turnkey-Other | General |  | Winter Evening | % of Load | 1 | 2033 | 65535
| High | DLC-Thermostat | C&I Curtailment-Turnkey-Other | General |  | Winter Evening | % of Load | 0 | 2033 | 65535
| High | DLC-Thermostat | DLC-Switch-Water Heating | Small Industrial |  | Winter Morning | % of Load | 1 | 2033 | 65535
| High | DLC-Thermostat | DLC-Switch-Water Heating | Small Industrial |  | Winter Morning | % of Load | 0 | 2033 | 65535
| High | DLC-Thermostat | DLC-BYOD-Water Heating | Small Industrial |  | Winter Morning | % of Load | 1 | 2033 | 65535
| High | DLC-Thermostat | DLC-BYOD-Water Heating | Small Industrial |  | Winter Morning | % of Load | 0 | 2033 | 65535
| High | DLC-Thermostat | DLC-Thermostat-DI-Central Heat Pump | Small Industrial |  | Winter Morning | % of Load | 1 | 2033 | 65535
| High | DLC-Thermostat | DLC-Thermostat-DI-Central Heat Pump | Small Industrial |  | Winter Morning | % of Load | 0 | 2033 | 65535
| High | DLC-Thermostat | DLC-Thermostat-BYOT-Central Heat Pump | Small Industrial |  | Winter Morning | % of Load | 1 | 2033 | 65535
| High | DLC-Thermostat | DLC-Thermostat-BYOT-Central Heat Pump | Small Industrial |  | Winter Morning | % of Load | 0 | 2033 | 65535
| High | DLC-Thermostat | DLC-Thermostat-HVAC | Small Industrial |  | Winter Morning | % of Load | 1 | 2033 | 65535
| High | DLC-Thermostat | DLC-Thermostat-HVAC | Small Industrial |  | Winter Morning | % of Load | 0 | 2033 | 65535
| High | DLC-Thermostat | DLC-Thermostat-DI-Baseboard Heating | Small Industrial |  | Winter Morning | % of Load | 1 | 2033 | 65535
| High | DLC-Thermostat | DLC-Thermostat-DI-Baseboard Heating | Small Industrial |  | Winter Morning | % of Load | 0 | 2033 | 65535
| High | DLC-Thermostat | DLC-Thermostat-BYOT-Baseboard Heating | Small Industrial |  | Winter Morning | % of Load | 1 | 2033 | 65535
| High | DLC-Thermostat | DLC-Thermostat-BYOT-Baseboard Heating | Small Industrial |  | Winter Morning | % of Load | 0 | 2033 | 65535
| High | DLC-Thermostat | DLC-Thermostat-DI-MSHP | Small Industrial |  | Winter Morning | % of Load | 1 | 2033 | 65535
| High | DLC-Thermostat | DLC-Thermostat-DI-MSHP | Small Industrial |  | Winter Morning | % of Load | 0 | 2033 | 65535
| High | DLC-Thermostat | DLC-Thermostat-BYOT-MSHP | Small Industrial |  | Winter Morning | % of Load | 1 | 2033 | 65535
| High | DLC-Thermostat | DLC-Thermostat-BYOT-MSHP | Small Industrial |  | Winter Morning | % of Load | 0 | 2033 | 65535
| High | DLC-Thermostat | C&I Curtailment-Turnkey-Manual HVAC Control | Small Industrial |  | Winter Morning | % of Load | 1 | 2033 | 65535
| High | DLC-Thermostat | C&I Curtailment-Turnkey-Manual HVAC Control | Small Industrial |  | Winter Morning | % of Load | 0 | 2033 | 65535
| High | DLC-Thermostat | C&I Curtailment-Turnkey-Auto-DR HVAC Control | Small Industrial |  | Winter Morning | % of Load | 1 | 2033 | 65535
| High | DLC-Thermostat | C&I Curtailment-Turnkey-Auto-DR HVAC Control | Small Industrial |  | Winter Morning | % of Load | 0 | 2033 | 65535
| High | DLC-Thermostat | C&I Curtailment-Turnkey-Standard Lighting Control | Small Industrial |  | Winter Morning | % of Load | 1 | 2033 | 65535
| High | DLC-Thermostat | C&I Curtailment-Turnkey-Standard Lighting Control | Small Industrial |  | Winter Morning | % of Load | 0 | 2033 | 65535
| High | DLC-Thermostat | C&I Curtailment-Turnkey-Advanced Lighting Control | Small Industrial |  | Winter Morning | % of Load | 1 | 2033 | 65535
| High | DLC-Thermostat | C&I Curtailment-Turnkey-Advanced Lighting Control | Small Industrial |  | Winter Morning | % of Load | 0 | 2033 | 65535
| High | DLC-Thermostat | C&I Curtailment-Turnkey-Water Heating Control | Small Industrial |  | Winter Morning | % of Load | 1 | 2033 | 65535
| High | DLC-Thermostat | C&I Curtailment-Turnkey-Water Heating Control | Small Industrial |  | Winter Morning | % of Load | 0 | 2033 | 65535
| High | DLC-Thermostat | C&I Curtailment-Turnkey-Other | Small Industrial |  | Winter Morning | % of Load | 1 | 2033 | 65535
| High | DLC-Thermostat | C&I Curtailment-Turnkey-Other | Small Industrial |  | Winter Morning | % of Load | 0 | 2033 | 65535
| High | DLC-Thermostat | C&I Curtailment-Turnkey-Industrial | Small Industrial |  | Winter Morning | % of Load | 1 | 2033 | 65535
| High | DLC-Thermostat | C&I Curtailment-Turnkey-Industrial | Small Industrial |  | Winter Morning | % of Load | 0 | 2033 | 65535
| High | DLC-Thermostat | DLC-Switch-Water Heating | Small Industrial |  | Winter Evening | % of Load | 1 | 2033 | 65535
| High | DLC-Thermostat | DLC-Switch-Water Heating | Small Industrial |  | Winter Evening | % of Load | 0 | 2033 | 65535
| High | DLC-Thermostat | DLC-BYOD-Water Heating | Small Industrial |  | Winter Evening | % of Load | 1 | 2033 | 65535
| High | DLC-Thermostat | DLC-BYOD-Water Heating | Small Industrial |  | Winter Evening | % of Load | 0 | 2033 | 65535
| High | DLC-Thermostat | DLC-Thermostat-DI-Central Heat Pump | Small Industrial |  | Winter Evening | % of Load | 1 | 2033 | 65535
| High | DLC-Thermostat | DLC-Thermostat-DI-Central Heat Pump | Small Industrial |  | Winter Evening | % of Load | 0 | 2033 | 65535
| High | DLC-Thermostat | DLC-Thermostat-BYOT-Central Heat Pump | Small Industrial |  | Winter Evening | % of Load | 1 | 2033 | 65535
| High | DLC-Thermostat | DLC-Thermostat-BYOT-Central Heat Pump | Small Industrial |  | Winter Evening | % of Load | 0 | 2033 | 65535
| High | DLC-Thermostat | DLC-Thermostat-HVAC | Small Industrial |  | Winter Evening | % of Load | 1 | 2033 | 65535
| High | DLC-Thermostat | DLC-Thermostat-HVAC | Small Industrial |  | Winter Evening | % of Load | 0 | 2033 | 65535
| High | DLC-Thermostat | DLC-Thermostat-DI-Baseboard Heating | Small Industrial |  | Winter Evening | % of Load | 1 | 2033 | 65535
| High | DLC-Thermostat | DLC-Thermostat-DI-Baseboard Heating | Small Industrial |  | Winter Evening | % of Load | 0 | 2033 | 65535
| High | DLC-Thermostat | DLC-Thermostat-BYOT-Baseboard Heating | Small Industrial |  | Winter Evening | % of Load | 1 | 2033 | 65535
| High | DLC-Thermostat | DLC-Thermostat-BYOT-Baseboard Heating | Small Industrial |  | Winter Evening | % of Load | 0 | 2033 | 65535
| High | DLC-Thermostat | DLC-Thermostat-DI-MSHP | Small Industrial |  | Winter Evening | % of Load | 1 | 2033 | 65535
| High | DLC-Thermostat | DLC-Thermostat-DI-MSHP | Small Industrial |  | Winter Evening | % of Load | 0 | 2033 | 65535
| High | DLC-Thermostat | DLC-Thermostat-BYOT-MSHP | Small Industrial |  | Winter Evening | % of Load | 1 | 2033 | 65535
| High | DLC-Thermostat | DLC-Thermostat-BYOT-MSHP | Small Industrial |  | Winter Evening | % of Load | 0 | 2033 | 65535
| High | DLC-Thermostat | C&I Curtailment-Turnkey-Manual HVAC Control | Small Industrial |  | Winter Evening | % of Load | 1 | 2033 | 65535
| High | DLC-Thermostat | C&I Curtailment-Turnkey-Manual HVAC Control | Small Industrial |  | Winter Evening | % of Load | 0 | 2033 | 65535
| High | DLC-Thermostat | C&I Curtailment-Turnkey-Auto-DR HVAC Control | Small Industrial |  | Winter Evening | % of Load | 1 | 2033 | 65535
| High | DLC-Thermostat | C&I Curtailment-Turnkey-Auto-DR HVAC Control | Small Industrial |  | Winter Evening | % of Load | 0 | 2033 | 65535
| High | DLC-Thermostat | C&I Curtailment-Turnkey-Standard Lighting Control | Small Industrial |  | Winter Evening | % of Load | 1 | 2033 | 65535
| High | DLC-Thermostat | C&I Curtailment-Turnkey-Standard Lighting Control | Small Industrial |  | Winter Evening | % of Load | 0 | 2033 | 65535
| High | DLC-Thermostat | C&I Curtailment-Turnkey-Advanced Lighting Control | Small Industrial |  | Winter Evening | % of Load | 1 | 2033 | 65535
| High | DLC-Thermostat | C&I Curtailment-Turnkey-Advanced Lighting Control | Small Industrial |  | Winter Evening | % of Load | 0 | 2033 | 65535
| High | DLC-Thermostat | C&I Curtailment-Turnkey-Water Heating Control | Small Industrial |  | Winter Evening | % of Load | 1 | 2033 | 65535
| High | DLC-Thermostat | C&I Curtailment-Turnkey-Water Heating Control | Small Industrial |  | Winter Evening | % of Load | 0 | 2033 | 65535
| High | DLC-Thermostat | C&I Curtailment-Turnkey-Other | Small Industrial |  | Winter Evening | % of Load | 1 | 2033 | 65535
| High | DLC-Thermostat | C&I Curtailment-Turnkey-Other | Small Industrial |  | Winter Evening | % of Load | 0 | 2033 | 65535
| High | DLC-Thermostat | C&I Curtailment-Turnkey-Industrial | Small Industrial |  | Winter Evening | % of Load | 1 | 2033 | 65535
| High | DLC-Thermostat | C&I Curtailment-Turnkey-Industrial | Small Industrial |  | Winter Evening | % of Load | 0 | 2033 | 65535
| High | DLC-Thermostat | DLC-Switch-Water Heating | Medium Industrial |  | Winter Morning | % of Load | 1 | 2033 | 65535
| High | DLC-Thermostat | DLC-Switch-Water Heating | Medium Industrial |  | Winter Morning | % of Load | 0 | 2033 | 65535
| High | DLC-Thermostat | DLC-BYOD-Water Heating | Medium Industrial |  | Winter Morning | % of Load | 1 | 2033 | 65535
| High | DLC-Thermostat | DLC-BYOD-Water Heating | Medium Industrial |  | Winter Morning | % of Load | 0 | 2033 | 65535
| High | DLC-Thermostat | DLC-Thermostat-DI-Central Heat Pump | Medium Industrial |  | Winter Morning | % of Load | 1 | 2033 | 65535
| High | DLC-Thermostat | DLC-Thermostat-DI-Central Heat Pump | Medium Industrial |  | Winter Morning | % of Load | 0 | 2033 | 65535
| High | DLC-Thermostat | DLC-Thermostat-BYOT-Central Heat Pump | Medium Industrial |  | Winter Morning | % of Load | 1 | 2033 | 65535
| High | DLC-Thermostat | DLC-Thermostat-BYOT-Central Heat Pump | Medium Industrial |  | Winter Morning | % of Load | 0 | 2033 | 65535
| High | DLC-Thermostat | DLC-Thermostat-HVAC | Medium Industrial |  | Winter Morning | % of Load | 1 | 2033 | 65535
| High | DLC-Thermostat | DLC-Thermostat-HVAC | Medium Industrial |  | Winter Morning | % of Load | 0 | 2033 | 65535
| High | DLC-Thermostat | DLC-Thermostat-DI-Baseboard Heating | Medium Industrial |  | Winter Morning | % of Load | 1 | 2033 | 65535
| High | DLC-Thermostat | DLC-Thermostat-DI-Baseboard Heating | Medium Industrial |  | Winter Morning | % of Load | 0 | 2033 | 65535
| High | DLC-Thermostat | DLC-Thermostat-BYOT-Baseboard Heating | Medium Industrial |  | Winter Morning | % of Load | 1 | 2033 | 65535
| High | DLC-Thermostat | DLC-Thermostat-BYOT-Baseboard Heating | Medium Industrial |  | Winter Morning | % of Load | 0 | 2033 | 65535
| High | DLC-Thermostat | DLC-Thermostat-DI-MSHP | Medium Industrial |  | Winter Morning | % of Load | 1 | 2033 | 65535
| High | DLC-Thermostat | DLC-Thermostat-DI-MSHP | Medium Industrial |  | Winter Morning | % of Load | 0 | 2033 | 65535
| High | DLC-Thermostat | DLC-Thermostat-BYOT-MSHP | Medium Industrial |  | Winter Morning | % of Load | 1 | 2033 | 65535
| High | DLC-Thermostat | DLC-Thermostat-BYOT-MSHP | Medium Industrial |  | Winter Morning | % of Load | 0 | 2033 | 65535
| High | DLC-Thermostat | C&I Curtailment-Turnkey-Manual HVAC Control | Medium Industrial |  | Winter Morning | % of Load | 1 | 2033 | 65535
| High | DLC-Thermostat | C&I Curtailment-Turnkey-Manual HVAC Control | Medium Industrial |  | Winter Morning | % of Load | 0 | 2033 | 65535
| High | DLC-Thermostat | C&I Curtailment-Turnkey-Auto-DR HVAC Control | Medium Industrial |  | Winter Morning | % of Load | 1 | 2033 | 65535
| High | DLC-Thermostat | C&I Curtailment-Turnkey-Auto-DR HVAC Control | Medium Industrial |  | Winter Morning | % of Load | 0 | 2033 | 65535
| High | DLC-Thermostat | C&I Curtailment-Turnkey-Standard Lighting Control | Medium Industrial |  | Winter Morning | % of Load | 1 | 2033 | 65535
| High | DLC-Thermostat | C&I Curtailment-Turnkey-Standard Lighting Control | Medium Industrial |  | Winter Morning | % of Load | 0 | 2033 | 65535
| High | DLC-Thermostat | C&I Curtailment-Turnkey-Advanced Lighting Control | Medium Industrial |  | Winter Morning | % of Load | 1 | 2033 | 65535
| High | DLC-Thermostat | C&I Curtailment-Turnkey-Advanced Lighting Control | Medium Industrial |  | Winter Morning | % of Load | 0 | 2033 | 65535
| High | DLC-Thermostat | C&I Curtailment-Turnkey-Water Heating Control | Medium Industrial |  | Winter Morning | % of Load | 1 | 2033 | 65535
| High | DLC-Thermostat | C&I Curtailment-Turnkey-Water Heating Control | Medium Industrial |  | Winter Morning | % of Load | 0 | 2033 | 65535
| High | DLC-Thermostat | C&I Curtailment-Turnkey-Other | Medium Industrial |  | Winter Morning | % of Load | 1 | 2033 | 65535
| High | DLC-Thermostat | C&I Curtailment-Turnkey-Other | Medium Industrial |  | Winter Morning | % of Load | 0 | 2033 | 65535
| High | DLC-Thermostat | DLC-Switch-Water Heating | Medium Industrial |  | Winter Evening | % of Load | 1 | 2033 | 65535
| High | DLC-Thermostat | DLC-Switch-Water Heating | Medium Industrial |  | Winter Evening | % of Load | 0 | 2033 | 65535
| High | DLC-Thermostat | DLC-BYOD-Water Heating | Medium Industrial |  | Winter Evening | % of Load | 1 | 2033 | 65535
| High | DLC-Thermostat | DLC-BYOD-Water Heating | Medium Industrial |  | Winter Evening | % of Load | 0 | 2033 | 65535
| High | DLC-Thermostat | DLC-Thermostat-DI-Central Heat Pump | Medium Industrial |  | Winter Evening | % of Load | 1 | 2033 | 65535
| High | DLC-Thermostat | DLC-Thermostat-DI-Central Heat Pump | Medium Industrial |  | Winter Evening | % of Load | 0 | 2033 | 65535
| High | DLC-Thermostat | DLC-Thermostat-BYOT-Central Heat Pump | Medium Industrial |  | Winter Evening | % of Load | 1 | 2033 | 65535
| High | DLC-Thermostat | DLC-Thermostat-BYOT-Central Heat Pump | Medium Industrial |  | Winter Evening | % of Load | 0 | 2033 | 65535
| High | DLC-Thermostat | DLC-Thermostat-HVAC | Medium Industrial |  | Winter Evening | % of Load | 1 | 2033 | 65535
| High | DLC-Thermostat | DLC-Thermostat-HVAC | Medium Industrial |  | Winter Evening | % of Load | 0 | 2033 | 65535
| High | DLC-Thermostat | DLC-Thermostat-DI-Baseboard Heating | Medium Industrial |  | Winter Evening | % of Load | 1 | 2033 | 65535
| High | DLC-Thermostat | DLC-Thermostat-DI-Baseboard Heating | Medium Industrial |  | Winter Evening | % of Load | 0 | 2033 | 65535
| High | DLC-Thermostat | DLC-Thermostat-BYOT-Baseboard Heating | Medium Industrial |  | Winter Evening | % of Load | 1 | 2033 | 65535
| High | DLC-Thermostat | DLC-Thermostat-BYOT-Baseboard Heating | Medium Industrial |  | Winter Evening | % of Load | 0 | 2033 | 65535
| High | DLC-Thermostat | DLC-Thermostat-DI-MSHP | Medium Industrial |  | Winter Evening | % of Load | 1 | 2033 | 65535
| High | DLC-Thermostat | DLC-Thermostat-DI-MSHP | Medium Industrial |  | Winter Evening | % of Load | 0 | 2033 | 65535
| High | DLC-Thermostat | DLC-Thermostat-BYOT-MSHP | Medium Industrial |  | Winter Evening | % of Load | 1 | 2033 | 65535
| High | DLC-Thermostat | DLC-Thermostat-BYOT-MSHP | Medium Industrial |  | Winter Evening | % of Load | 0 | 2033 | 65535
| High | DLC-Thermostat | C&I Curtailment-Turnkey-Manual HVAC Control | Medium Industrial |  | Winter Evening | % of Load | 1 | 2033 | 65535
| High | DLC-Thermostat | C&I Curtailment-Turnkey-Manual HVAC Control | Medium Industrial |  | Winter Evening | % of Load | 0 | 2033 | 65535
| High | DLC-Thermostat | C&I Curtailment-Turnkey-Auto-DR HVAC Control | Medium Industrial |  | Winter Evening | % of Load | 1 | 2033 | 65535
| High | DLC-Thermostat | C&I Curtailment-Turnkey-Auto-DR HVAC Control | Medium Industrial |  | Winter Evening | % of Load | 0 | 2033 | 65535
| High | DLC-Thermostat | C&I Curtailment-Turnkey-Standard Lighting Control | Medium Industrial |  | Winter Evening | % of Load | 1 | 2033 | 65535
| High | DLC-Thermostat | C&I Curtailment-Turnkey-Standard Lighting Control | Medium Industrial |  | Winter Evening | % of Load | 0 | 2033 | 65535
| High | DLC-Thermostat | C&I Curtailment-Turnkey-Advanced Lighting Control | Medium Industrial |  | Winter Evening | % of Load | 1 | 2033 | 65535
| High | DLC-Thermostat | C&I Curtailment-Turnkey-Advanced Lighting Control | Medium Industrial |  | Winter Evening | % of Load | 0 | 2033 | 65535
| High | DLC-Thermostat | C&I Curtailment-Turnkey-Water Heating Control | Medium Industrial |  | Winter Evening | % of Load | 1 | 2033 | 65535
| High | DLC-Thermostat | C&I Curtailment-Turnkey-Water Heating Control | Medium Industrial |  | Winter Evening | % of Load | 0 | 2033 | 65535
| High | DLC-Thermostat | C&I Curtailment-Turnkey-Other | Medium Industrial |  | Winter Evening | % of Load | 1 | 2033 | 65535
| High | DLC-Thermostat | C&I Curtailment-Turnkey-Other | Medium Industrial |  | Winter Evening | % of Load | 0 | 2033 | 65535
| High | DLC-Thermostat | DLC-Thermostat-DI-Central Heat Pump | Residential Charitable |  | Winter Morning | % of Load | 1 | 2033 | 65535
| High | DLC-Thermostat | DLC-Thermostat-DI-Central Heat Pump | Residential Charitable |  | Winter Morning | % of Load | 0 | 2033 | 65535
| High | DLC-Thermostat | DLC-Thermostat-BYOT-Central Heat Pump | Residential Charitable |  | Winter Morning | % of Load | 1 | 2033 | 65535
| High | DLC-Thermostat | DLC-Thermostat-BYOT-Central Heat Pump | Residential Charitable |  | Winter Morning | % of Load | 0 | 2033 | 65535
| High | DLC-Thermostat | DLC-Thermostat-DI-Baseboard Heating | Residential Charitable |  | Winter Morning | % of Load | 1 | 2033 | 65535
| High | DLC-Thermostat | DLC-Thermostat-DI-Baseboard Heating | Residential Charitable |  | Winter Morning | % of Load | 0 | 2033 | 65535
| High | DLC-Thermostat | DLC-Thermostat-BYOT-Baseboard Heating | Residential Charitable |  | Winter Morning | % of Load | 1 | 2033 | 65535
| High | DLC-Thermostat | DLC-Thermostat-BYOT-Baseboard Heating | Residential Charitable |  | Winter Morning | % of Load | 0 | 2033 | 65535
| High | DLC-Thermostat | DLC-Thermostat-DI-MSHP | Residential Charitable |  | Winter Morning | % of Load | 1 | 2033 | 65535
| High | DLC-Thermostat | DLC-Thermostat-DI-MSHP | Residential Charitable |  | Winter Morning | % of Load | 0 | 2033 | 65535
| High | DLC-Thermostat | DLC-Thermostat-BYOT-MSHP | Residential Charitable |  | Winter Morning | % of Load | 1 | 2033 | 65535
| High | DLC-Thermostat | DLC-Thermostat-BYOT-MSHP | Residential Charitable |  | Winter Morning | % of Load | 0 | 2033 | 65535
| High | DLC-Thermostat | DLC-Thermostat-DI-Central Heat Pump | Residential Charitable |  | Winter Evening | % of Load | 1 | 2033 | 65535
| High | DLC-Thermostat | DLC-Thermostat-DI-Central Heat Pump | Residential Charitable |  | Winter Evening | % of Load | 0 | 2033 | 65535
| High | DLC-Thermostat | DLC-Thermostat-BYOT-Central Heat Pump | Residential Charitable |  | Winter Evening | % of Load | 1 | 2033 | 65535
| High | DLC-Thermostat | DLC-Thermostat-BYOT-Central Heat Pump | Residential Charitable |  | Winter Evening | % of Load | 0 | 2033 | 65535
| High | DLC-Thermostat | DLC-Thermostat-DI-Baseboard Heating | Residential Charitable |  | Winter Evening | % of Load | 1 | 2033 | 65535
| High | DLC-Thermostat | DLC-Thermostat-DI-Baseboard Heating | Residential Charitable |  | Winter Evening | % of Load | 0 | 2033 | 65535
| High | DLC-Thermostat | DLC-Thermostat-BYOT-Baseboard Heating | Residential Charitable |  | Winter Evening | % of Load | 1 | 2033 | 65535
| High | DLC-Thermostat | DLC-Thermostat-BYOT-Baseboard Heating | Residential Charitable |  | Winter Evening | % of Load | 0 | 2033 | 65535
| High | DLC-Thermostat | DLC-Thermostat-DI-MSHP | Residential Charitable |  | Winter Evening | % of Load | 1 | 2033 | 65535
| High | DLC-Thermostat | DLC-Thermostat-DI-MSHP | Residential Charitable |  | Winter Evening | % of Load | 0 | 2033 | 65535
| High | DLC-Thermostat | DLC-Thermostat-BYOT-MSHP | Residential Charitable |  | Winter Evening | % of Load | 1 | 2033 | 65535
| High | DLC-Thermostat | DLC-Thermostat-BYOT-MSHP | Residential Charitable |  | Winter Evening | % of Load | 0 | 2033 | 65535
| High | DLC-Water Heating | DLC-Switch-Water Heating | Small General |  | Winter Morning | % of Load | 1 | 2033 | 65535
| High | DLC-Water Heating | DLC-Switch-Water Heating | Small General |  | Winter Morning | % of Load | 0 | 2033 | 65535
| High | DLC-Water Heating | DLC-BYOD-Water Heating | Small General |  | Winter Morning | % of Load | 1 | 2033 | 65535
| High | DLC-Water Heating | DLC-BYOD-Water Heating | Small General |  | Winter Morning | % of Load | 0 | 2033 | 65535
| High | DLC-Water Heating | DLC-Thermostat-DI-Central Heat Pump | Small General |  | Winter Morning | % of Load | 1 | 2033 | 65535
| High | DLC-Water Heating | DLC-Thermostat-DI-Central Heat Pump | Small General |  | Winter Morning | % of Load | 0 | 2033 | 65535
| High | DLC-Water Heating | DLC-Thermostat-BYOT-Central Heat Pump | Small General |  | Winter Morning | % of Load | 1 | 2033 | 65535
| High | DLC-Water Heating | DLC-Thermostat-BYOT-Central Heat Pump | Small General |  | Winter Morning | % of Load | 0 | 2033 | 65535
| High | DLC-Water Heating | DLC-Thermostat-HVAC | Small General |  | Winter Morning | % of Load | 1 | 2033 | 65535
| High | DLC-Water Heating | DLC-Thermostat-HVAC | Small General |  | Winter Morning | % of Load | 0 | 2033 | 65535
| High | DLC-Water Heating | DLC-Thermostat-DI-Baseboard Heating | Small General |  | Winter Morning | % of Load | 1 | 2033 | 65535
| High | DLC-Water Heating | DLC-Thermostat-DI-Baseboard Heating | Small General |  | Winter Morning | % of Load | 0 | 2033 | 65535
| High | DLC-Water Heating | DLC-Thermostat-BYOT-Baseboard Heating | Small General |  | Winter Morning | % of Load | 1 | 2033 | 65535
| High | DLC-Water Heating | DLC-Thermostat-BYOT-Baseboard Heating | Small General |  | Winter Morning | % of Load | 0 | 2033 | 65535
| High | DLC-Water Heating | DLC-Thermostat-DI-MSHP | Small General |  | Winter Morning | % of Load | 1 | 2033 | 65535
| High | DLC-Water Heating | DLC-Thermostat-DI-MSHP | Small General |  | Winter Morning | % of Load | 0 | 2033 | 65535
| High | DLC-Water Heating | DLC-Thermostat-BYOT-MSHP | Small General |  | Winter Morning | % of Load | 1 | 2033 | 65535
| High | DLC-Water Heating | DLC-Thermostat-BYOT-MSHP | Small General |  | Winter Morning | % of Load | 0 | 2033 | 65535
| High | DLC-Water Heating | C&I Curtailment-Turnkey-Manual HVAC Control | Small General |  | Winter Morning | % of Load | 1 | 2033 | 65535
| High | DLC-Water Heating | C&I Curtailment-Turnkey-Manual HVAC Control | Small General |  | Winter Morning | % of Load | 0 | 2033 | 65535
| High | DLC-Water Heating | C&I Curtailment-Turnkey-Auto-DR HVAC Control | Small General |  | Winter Morning | % of Load | 1 | 2033 | 65535
| High | DLC-Water Heating | C&I Curtailment-Turnkey-Auto-DR HVAC Control | Small General |  | Winter Morning | % of Load | 0 | 2033 | 65535
| High | DLC-Water Heating | C&I Curtailment-Turnkey-Standard Lighting Control | Small General |  | Winter Morning | % of Load | 1 | 2033 | 65535
| High | DLC-Water Heating | C&I Curtailment-Turnkey-Standard Lighting Control | Small General |  | Winter Morning | % of Load | 0 | 2033 | 65535
| High | DLC-Water Heating | C&I Curtailment-Turnkey-Advanced Lighting Control | Small General |  | Winter Morning | % of Load | 1 | 2033 | 65535
| High | DLC-Water Heating | C&I Curtailment-Turnkey-Advanced Lighting Control | Small General |  | Winter Morning | % of Load | 0 | 2033 | 65535
| High | DLC-Water Heating | C&I Curtailment-Turnkey-Water Heating Control | Small General |  | Winter Morning | % of Load | 1 | 2033 | 65535
| High | DLC-Water Heating | C&I Curtailment-Turnkey-Water Heating Control | Small General |  | Winter Morning | % of Load | 0 | 2033 | 65535
| High | DLC-Water Heating | C&I Curtailment-Turnkey-Other | Small General |  | Winter Morning | % of Load | 1 | 2033 | 65535
| High | DLC-Water Heating | C&I Curtailment-Turnkey-Other | Small General |  | Winter Morning | % of Load | 0 | 2033 | 65535
| High | DLC-Water Heating | Dynamic Pricing with enabling tech. | Small General |  | Winter Morning | % of Load | 1 | 2033 | 65535
| High | DLC-Water Heating | Dynamic Pricing with enabling tech. | Small General |  | Winter Morning | % of Load | 0 | 2033 | 65535
| High | DLC-Water Heating | DLC-Switch-Water Heating | Small General |  | Winter Evening | % of Load | 1 | 2033 | 65535
| High | DLC-Water Heating | DLC-Switch-Water Heating | Small General |  | Winter Evening | % of Load | 0 | 2033 | 65535
| High | DLC-Water Heating | DLC-BYOD-Water Heating | Small General |  | Winter Evening | % of Load | 1 | 2033 | 65535
| High | DLC-Water Heating | DLC-BYOD-Water Heating | Small General |  | Winter Evening | % of Load | 0 | 2033 | 65535
| High | DLC-Water Heating | DLC-Thermostat-DI-Central Heat Pump | Small General |  | Winter Evening | % of Load | 1 | 2033 | 65535
| High | DLC-Water Heating | DLC-Thermostat-DI-Central Heat Pump | Small General |  | Winter Evening | % of Load | 0 | 2033 | 65535
| High | DLC-Water Heating | DLC-Thermostat-BYOT-Central Heat Pump | Small General |  | Winter Evening | % of Load | 1 | 2033 | 65535
| High | DLC-Water Heating | DLC-Thermostat-BYOT-Central Heat Pump | Small General |  | Winter Evening | % of Load | 0 | 2033 | 65535
| High | DLC-Water Heating | DLC-Thermostat-HVAC | Small General |  | Winter Evening | % of Load | 1 | 2033 | 65535
| High | DLC-Water Heating | DLC-Thermostat-HVAC | Small General |  | Winter Evening | % of Load | 0 | 2033 | 65535
| High | DLC-Water Heating | DLC-Thermostat-DI-Baseboard Heating | Small General |  | Winter Evening | % of Load | 1 | 2033 | 65535
| High | DLC-Water Heating | DLC-Thermostat-DI-Baseboard Heating | Small General |  | Winter Evening | % of Load | 0 | 2033 | 65535
| High | DLC-Water Heating | DLC-Thermostat-BYOT-Baseboard Heating | Small General |  | Winter Evening | % of Load | 1 | 2033 | 65535
| High | DLC-Water Heating | DLC-Thermostat-BYOT-Baseboard Heating | Small General |  | Winter Evening | % of Load | 0 | 2033 | 65535
| High | DLC-Water Heating | DLC-Thermostat-DI-MSHP | Small General |  | Winter Evening | % of Load | 1 | 2033 | 65535
| High | DLC-Water Heating | DLC-Thermostat-DI-MSHP | Small General |  | Winter Evening | % of Load | 0 | 2033 | 65535
| High | DLC-Water Heating | DLC-Thermostat-BYOT-MSHP | Small General |  | Winter Evening | % of Load | 1 | 2033 | 65535
| High | DLC-Water Heating | DLC-Thermostat-BYOT-MSHP | Small General |  | Winter Evening | % of Load | 0 | 2033 | 65535
| High | DLC-Water Heating | C&I Curtailment-Turnkey-Manual HVAC Control | Small General |  | Winter Evening | % of Load | 1 | 2033 | 65535
| High | DLC-Water Heating | C&I Curtailment-Turnkey-Manual HVAC Control | Small General |  | Winter Evening | % of Load | 0 | 2033 | 65535
| High | DLC-Water Heating | C&I Curtailment-Turnkey-Auto-DR HVAC Control | Small General |  | Winter Evening | % of Load | 1 | 2033 | 65535
| High | DLC-Water Heating | C&I Curtailment-Turnkey-Auto-DR HVAC Control | Small General |  | Winter Evening | % of Load | 0 | 2033 | 65535
| High | DLC-Water Heating | C&I Curtailment-Turnkey-Standard Lighting Control | Small General |  | Winter Evening | % of Load | 1 | 2033 | 65535
| High | DLC-Water Heating | C&I Curtailment-Turnkey-Standard Lighting Control | Small General |  | Winter Evening | % of Load | 0 | 2033 | 65535
| High | DLC-Water Heating | C&I Curtailment-Turnkey-Advanced Lighting Control | Small General |  | Winter Evening | % of Load | 1 | 2033 | 65535
| High | DLC-Water Heating | C&I Curtailment-Turnkey-Advanced Lighting Control | Small General |  | Winter Evening | % of Load | 0 | 2033 | 65535
| High | DLC-Water Heating | C&I Curtailment-Turnkey-Water Heating Control | Small General |  | Winter Evening | % of Load | 1 | 2033 | 65535
| High | DLC-Water Heating | C&I Curtailment-Turnkey-Water Heating Control | Small General |  | Winter Evening | % of Load | 0 | 2033 | 65535
| High | DLC-Water Heating | C&I Curtailment-Turnkey-Other | Small General |  | Winter Evening | % of Load | 1 | 2033 | 65535
| High | DLC-Water Heating | C&I Curtailment-Turnkey-Other | Small General |  | Winter Evening | % of Load | 0 | 2033 | 65535
| High | DLC-Water Heating | Dynamic Pricing with enabling tech. | Small General |  | Winter Evening | % of Load | 1 | 2033 | 65535
| High | DLC-Water Heating | Dynamic Pricing with enabling tech. | Small General |  | Winter Evening | % of Load | 0 | 2033 | 65535
| High | DLC-Water Heating | DLC-Switch-Water Heating | General |  | Winter Morning | % of Load | 1 | 2033 | 65535
| High | DLC-Water Heating | DLC-Switch-Water Heating | General |  | Winter Morning | % of Load | 0 | 2033 | 65535
| High | DLC-Water Heating | DLC-BYOD-Water Heating | General |  | Winter Morning | % of Load | 1 | 2033 | 65535
| High | DLC-Water Heating | DLC-BYOD-Water Heating | General |  | Winter Morning | % of Load | 0 | 2033 | 65535
| High | DLC-Water Heating | DLC-Thermostat-DI-Central Heat Pump | General |  | Winter Morning | % of Load | 1 | 2033 | 65535
| High | DLC-Water Heating | DLC-Thermostat-DI-Central Heat Pump | General |  | Winter Morning | % of Load | 0 | 2033 | 65535
| High | DLC-Water Heating | DLC-Thermostat-BYOT-Central Heat Pump | General |  | Winter Morning | % of Load | 1 | 2033 | 65535
| High | DLC-Water Heating | DLC-Thermostat-BYOT-Central Heat Pump | General |  | Winter Morning | % of Load | 0 | 2033 | 65535
| High | DLC-Water Heating | DLC-Thermostat-HVAC | General |  | Winter Morning | % of Load | 1 | 2033 | 65535
| High | DLC-Water Heating | DLC-Thermostat-HVAC | General |  | Winter Morning | % of Load | 0 | 2033 | 65535
| High | DLC-Water Heating | DLC-Thermostat-DI-Baseboard Heating | General |  | Winter Morning | % of Load | 1 | 2033 | 65535
| High | DLC-Water Heating | DLC-Thermostat-DI-Baseboard Heating | General |  | Winter Morning | % of Load | 0 | 2033 | 65535
| High | DLC-Water Heating | DLC-Thermostat-BYOT-Baseboard Heating | General |  | Winter Morning | % of Load | 1 | 2033 | 65535
| High | DLC-Water Heating | DLC-Thermostat-BYOT-Baseboard Heating | General |  | Winter Morning | % of Load | 0 | 2033 | 65535
| High | DLC-Water Heating | DLC-Thermostat-DI-MSHP | General |  | Winter Morning | % of Load | 1 | 2033 | 65535
| High | DLC-Water Heating | DLC-Thermostat-DI-MSHP | General |  | Winter Morning | % of Load | 0 | 2033 | 65535
| High | DLC-Water Heating | DLC-Thermostat-BYOT-MSHP | General |  | Winter Morning | % of Load | 1 | 2033 | 65535
| High | DLC-Water Heating | DLC-Thermostat-BYOT-MSHP | General |  | Winter Morning | % of Load | 0 | 2033 | 65535
| High | DLC-Water Heating | C&I Curtailment-Turnkey-Manual HVAC Control | General |  | Winter Morning | % of Load | 1 | 2033 | 65535
| High | DLC-Water Heating | C&I Curtailment-Turnkey-Manual HVAC Control | General |  | Winter Morning | % of Load | 0 | 2033 | 65535
| High | DLC-Water Heating | C&I Curtailment-Turnkey-Auto-DR HVAC Control | General |  | Winter Morning | % of Load | 1 | 2033 | 65535
| High | DLC-Water Heating | C&I Curtailment-Turnkey-Auto-DR HVAC Control | General |  | Winter Morning | % of Load | 0 | 2033 | 65535
| High | DLC-Water Heating | C&I Curtailment-Turnkey-Standard Lighting Control | General |  | Winter Morning | % of Load | 1 | 2033 | 65535
| High | DLC-Water Heating | C&I Curtailment-Turnkey-Standard Lighting Control | General |  | Winter Morning | % of Load | 0 | 2033 | 65535
| High | DLC-Water Heating | C&I Curtailment-Turnkey-Advanced Lighting Control | General |  | Winter Morning | % of Load | 1 | 2033 | 65535
| High | DLC-Water Heating | C&I Curtailment-Turnkey-Advanced Lighting Control | General |  | Winter Morning | % of Load | 0 | 2033 | 65535
| High | DLC-Water Heating | C&I Curtailment-Turnkey-Water Heating Control | General |  | Winter Morning | % of Load | 1 | 2033 | 65535
| High | DLC-Water Heating | C&I Curtailment-Turnkey-Water Heating Control | General |  | Winter Morning | % of Load | 0 | 2033 | 65535
| High | DLC-Water Heating | C&I Curtailment-Turnkey-Other | General |  | Winter Morning | % of Load | 1 | 2033 | 65535
| High | DLC-Water Heating | C&I Curtailment-Turnkey-Other | General |  | Winter Morning | % of Load | 0 | 2033 | 65535
| High | DLC-Water Heating | DLC-Switch-Water Heating | General |  | Winter Evening | % of Load | 1 | 2033 | 65535
| High | DLC-Water Heating | DLC-Switch-Water Heating | General |  | Winter Evening | % of Load | 0 | 2033 | 65535
| High | DLC-Water Heating | DLC-BYOD-Water Heating | General |  | Winter Evening | % of Load | 1 | 2033 | 65535
| High | DLC-Water Heating | DLC-BYOD-Water Heating | General |  | Winter Evening | % of Load | 0 | 2033 | 65535
| High | DLC-Water Heating | DLC-Thermostat-DI-Central Heat Pump | General |  | Winter Evening | % of Load | 1 | 2033 | 65535
| High | DLC-Water Heating | DLC-Thermostat-DI-Central Heat Pump | General |  | Winter Evening | % of Load | 0 | 2033 | 65535
| High | DLC-Water Heating | DLC-Thermostat-BYOT-Central Heat Pump | General |  | Winter Evening | % of Load | 1 | 2033 | 65535
| High | DLC-Water Heating | DLC-Thermostat-BYOT-Central Heat Pump | General |  | Winter Evening | % of Load | 0 | 2033 | 65535
| High | DLC-Water Heating | DLC-Thermostat-HVAC | General |  | Winter Evening | % of Load | 1 | 2033 | 65535
| High | DLC-Water Heating | DLC-Thermostat-HVAC | General |  | Winter Evening | % of Load | 0 | 2033 | 65535
| High | DLC-Water Heating | DLC-Thermostat-DI-Baseboard Heating | General |  | Winter Evening | % of Load | 1 | 2033 | 65535
| High | DLC-Water Heating | DLC-Thermostat-DI-Baseboard Heating | General |  | Winter Evening | % of Load | 0 | 2033 | 65535
| High | DLC-Water Heating | DLC-Thermostat-BYOT-Baseboard Heating | General |  | Winter Evening | % of Load | 1 | 2033 | 65535
| High | DLC-Water Heating | DLC-Thermostat-BYOT-Baseboard Heating | General |  | Winter Evening | % of Load | 0 | 2033 | 65535
| High | DLC-Water Heating | DLC-Thermostat-DI-MSHP | General |  | Winter Evening | % of Load | 1 | 2033 | 65535
| High | DLC-Water Heating | DLC-Thermostat-DI-MSHP | General |  | Winter Evening | % of Load | 0 | 2033 | 65535
| High | DLC-Water Heating | DLC-Thermostat-BYOT-MSHP | General |  | Winter Evening | % of Load | 1 | 2033 | 65535
| High | DLC-Water Heating | DLC-Thermostat-BYOT-MSHP | General |  | Winter Evening | % of Load | 0 | 2033 | 65535
| High | DLC-Water Heating | C&I Curtailment-Turnkey-Manual HVAC Control | General |  | Winter Evening | % of Load | 1 | 2033 | 65535
| High | DLC-Water Heating | C&I Curtailment-Turnkey-Manual HVAC Control | General |  | Winter Evening | % of Load | 0 | 2033 | 65535
| High | DLC-Water Heating | C&I Curtailment-Turnkey-Auto-DR HVAC Control | General |  | Winter Evening | % of Load | 1 | 2033 | 65535
| High | DLC-Water Heating | C&I Curtailment-Turnkey-Auto-DR HVAC Control | General |  | Winter Evening | % of Load | 0 | 2033 | 65535
| High | DLC-Water Heating | C&I Curtailment-Turnkey-Standard Lighting Control | General |  | Winter Evening | % of Load | 1 | 2033 | 65535
| High | DLC-Water Heating | C&I Curtailment-Turnkey-Standard Lighting Control | General |  | Winter Evening | % of Load | 0 | 2033 | 65535
| High | DLC-Water Heating | C&I Curtailment-Turnkey-Advanced Lighting Control | General |  | Winter Evening | % of Load | 1 | 2033 | 65535
| High | DLC-Water Heating | C&I Curtailment-Turnkey-Advanced Lighting Control | General |  | Winter Evening | % of Load | 0 | 2033 | 65535
| High | DLC-Water Heating | C&I Curtailment-Turnkey-Water Heating Control | General |  | Winter Evening | % of Load | 1 | 2033 | 65535
| High | DLC-Water Heating | C&I Curtailment-Turnkey-Water Heating Control | General |  | Winter Evening | % of Load | 0 | 2033 | 65535
| High | DLC-Water Heating | C&I Curtailment-Turnkey-Other | General |  | Winter Evening | % of Load | 1 | 2033 | 65535
| High | DLC-Water Heating | C&I Curtailment-Turnkey-Other | General |  | Winter Evening | % of Load | 0 | 2033 | 65535
| High | DLC-Water Heating | DLC-Switch-Water Heating | Small Industrial |  | Winter Morning | % of Load | 1 | 2033 | 65535
| High | DLC-Water Heating | DLC-Switch-Water Heating | Small Industrial |  | Winter Morning | % of Load | 0 | 2033 | 65535
| High | DLC-Water Heating | DLC-BYOD-Water Heating | Small Industrial |  | Winter Morning | % of Load | 1 | 2033 | 65535
| High | DLC-Water Heating | DLC-BYOD-Water Heating | Small Industrial |  | Winter Morning | % of Load | 0 | 2033 | 65535
| High | DLC-Water Heating | DLC-Thermostat-DI-Central Heat Pump | Small Industrial |  | Winter Morning | % of Load | 1 | 2033 | 65535
| High | DLC-Water Heating | DLC-Thermostat-DI-Central Heat Pump | Small Industrial |  | Winter Morning | % of Load | 0 | 2033 | 65535
| High | DLC-Water Heating | DLC-Thermostat-BYOT-Central Heat Pump | Small Industrial |  | Winter Morning | % of Load | 1 | 2033 | 65535
| High | DLC-Water Heating | DLC-Thermostat-BYOT-Central Heat Pump | Small Industrial |  | Winter Morning | % of Load | 0 | 2033 | 65535
| High | DLC-Water Heating | DLC-Thermostat-HVAC | Small Industrial |  | Winter Morning | % of Load | 1 | 2033 | 65535
| High | DLC-Water Heating | DLC-Thermostat-HVAC | Small Industrial |  | Winter Morning | % of Load | 0 | 2033 | 65535
| High | DLC-Water Heating | DLC-Thermostat-DI-Baseboard Heating | Small Industrial |  | Winter Morning | % of Load | 1 | 2033 | 65535
| High | DLC-Water Heating | DLC-Thermostat-DI-Baseboard Heating | Small Industrial |  | Winter Morning | % of Load | 0 | 2033 | 65535
| High | DLC-Water Heating | DLC-Thermostat-BYOT-Baseboard Heating | Small Industrial |  | Winter Morning | % of Load | 1 | 2033 | 65535
| High | DLC-Water Heating | DLC-Thermostat-BYOT-Baseboard Heating | Small Industrial |  | Winter Morning | % of Load | 0 | 2033 | 65535
| High | DLC-Water Heating | DLC-Thermostat-DI-MSHP | Small Industrial |  | Winter Morning | % of Load | 1 | 2033 | 65535
| High | DLC-Water Heating | DLC-Thermostat-DI-MSHP | Small Industrial |  | Winter Morning | % of Load | 0 | 2033 | 65535
| High | DLC-Water Heating | DLC-Thermostat-BYOT-MSHP | Small Industrial |  | Winter Morning | % of Load | 1 | 2033 | 65535
| High | DLC-Water Heating | DLC-Thermostat-BYOT-MSHP | Small Industrial |  | Winter Morning | % of Load | 0 | 2033 | 65535
| High | DLC-Water Heating | C&I Curtailment-Turnkey-Manual HVAC Control | Small Industrial |  | Winter Morning | % of Load | 1 | 2033 | 65535
| High | DLC-Water Heating | C&I Curtailment-Turnkey-Manual HVAC Control | Small Industrial |  | Winter Morning | % of Load | 0 | 2033 | 65535
| High | DLC-Water Heating | C&I Curtailment-Turnkey-Auto-DR HVAC Control | Small Industrial |  | Winter Morning | % of Load | 1 | 2033 | 65535
| High | DLC-Water Heating | C&I Curtailment-Turnkey-Auto-DR HVAC Control | Small Industrial |  | Winter Morning | % of Load | 0 | 2033 | 65535
| High | DLC-Water Heating | C&I Curtailment-Turnkey-Standard Lighting Control | Small Industrial |  | Winter Morning | % of Load | 1 | 2033 | 65535
| High | DLC-Water Heating | C&I Curtailment-Turnkey-Standard Lighting Control | Small Industrial |  | Winter Morning | % of Load | 0 | 2033 | 65535
| High | DLC-Water Heating | C&I Curtailment-Turnkey-Advanced Lighting Control | Small Industrial |  | Winter Morning | % of Load | 1 | 2033 | 65535
| High | DLC-Water Heating | C&I Curtailment-Turnkey-Advanced Lighting Control | Small Industrial |  | Winter Morning | % of Load | 0 | 2033 | 65535
| High | DLC-Water Heating | C&I Curtailment-Turnkey-Water Heating Control | Small Industrial |  | Winter Morning | % of Load | 1 | 2033 | 65535
| High | DLC-Water Heating | C&I Curtailment-Turnkey-Water Heating Control | Small Industrial |  | Winter Morning | % of Load | 0 | 2033 | 65535
| High | DLC-Water Heating | C&I Curtailment-Turnkey-Other | Small Industrial |  | Winter Morning | % of Load | 1 | 2033 | 65535
| High | DLC-Water Heating | C&I Curtailment-Turnkey-Other | Small Industrial |  | Winter Morning | % of Load | 0 | 2033 | 65535
| High | DLC-Water Heating | C&I Curtailment-Turnkey-Industrial | Small Industrial |  | Winter Morning | % of Load | 1 | 2033 | 65535
| High | DLC-Water Heating | C&I Curtailment-Turnkey-Industrial | Small Industrial |  | Winter Morning | % of Load | 0 | 2033 | 65535
| High | DLC-Water Heating | DLC-Switch-Water Heating | Small Industrial |  | Winter Evening | % of Load | 1 | 2033 | 65535
| High | DLC-Water Heating | DLC-Switch-Water Heating | Small Industrial |  | Winter Evening | % of Load | 0 | 2033 | 65535
| High | DLC-Water Heating | DLC-BYOD-Water Heating | Small Industrial |  | Winter Evening | % of Load | 1 | 2033 | 65535
| High | DLC-Water Heating | DLC-BYOD-Water Heating | Small Industrial |  | Winter Evening | % of Load | 0 | 2033 | 65535
| High | DLC-Water Heating | DLC-Thermostat-DI-Central Heat Pump | Small Industrial |  | Winter Evening | % of Load | 1 | 2033 | 65535
| High | DLC-Water Heating | DLC-Thermostat-DI-Central Heat Pump | Small Industrial |  | Winter Evening | % of Load | 0 | 2033 | 65535
| High | DLC-Water Heating | DLC-Thermostat-BYOT-Central Heat Pump | Small Industrial |  | Winter Evening | % of Load | 1 | 2033 | 65535
| High | DLC-Water Heating | DLC-Thermostat-BYOT-Central Heat Pump | Small Industrial |  | Winter Evening | % of Load | 0 | 2033 | 65535
| High | DLC-Water Heating | DLC-Thermostat-HVAC | Small Industrial |  | Winter Evening | % of Load | 1 | 2033 | 65535
| High | DLC-Water Heating | DLC-Thermostat-HVAC | Small Industrial |  | Winter Evening | % of Load | 0 | 2033 | 65535
| High | DLC-Water Heating | DLC-Thermostat-DI-Baseboard Heating | Small Industrial |  | Winter Evening | % of Load | 1 | 2033 | 65535
| High | DLC-Water Heating | DLC-Thermostat-DI-Baseboard Heating | Small Industrial |  | Winter Evening | % of Load | 0 | 2033 | 65535
| High | DLC-Water Heating | DLC-Thermostat-BYOT-Baseboard Heating | Small Industrial |  | Winter Evening | % of Load | 1 | 2033 | 65535
| High | DLC-Water Heating | DLC-Thermostat-BYOT-Baseboard Heating | Small Industrial |  | Winter Evening | % of Load | 0 | 2033 | 65535
| High | DLC-Water Heating | DLC-Thermostat-DI-MSHP | Small Industrial |  | Winter Evening | % of Load | 1 | 2033 | 65535
| High | DLC-Water Heating | DLC-Thermostat-DI-MSHP | Small Industrial |  | Winter Evening | % of Load | 0 | 2033 | 65535
| High | DLC-Water Heating | DLC-Thermostat-BYOT-MSHP | Small Industrial |  | Winter Evening | % of Load | 1 | 2033 | 65535
| High | DLC-Water Heating | DLC-Thermostat-BYOT-MSHP | Small Industrial |  | Winter Evening | % of Load | 0 | 2033 | 65535
| High | DLC-Water Heating | C&I Curtailment-Turnkey-Manual HVAC Control | Small Industrial |  | Winter Evening | % of Load | 1 | 2033 | 65535
| High | DLC-Water Heating | C&I Curtailment-Turnkey-Manual HVAC Control | Small Industrial |  | Winter Evening | % of Load | 0 | 2033 | 65535
| High | DLC-Water Heating | C&I Curtailment-Turnkey-Auto-DR HVAC Control | Small Industrial |  | Winter Evening | % of Load | 1 | 2033 | 65535
| High | DLC-Water Heating | C&I Curtailment-Turnkey-Auto-DR HVAC Control | Small Industrial |  | Winter Evening | % of Load | 0 | 2033 | 65535
| High | DLC-Water Heating | C&I Curtailment-Turnkey-Standard Lighting Control | Small Industrial |  | Winter Evening | % of Load | 1 | 2033 | 65535
| High | DLC-Water Heating | C&I Curtailment-Turnkey-Standard Lighting Control | Small Industrial |  | Winter Evening | % of Load | 0 | 2033 | 65535
| High | DLC-Water Heating | C&I Curtailment-Turnkey-Advanced Lighting Control | Small Industrial |  | Winter Evening | % of Load | 1 | 2033 | 65535
| High | DLC-Water Heating | C&I Curtailment-Turnkey-Advanced Lighting Control | Small Industrial |  | Winter Evening | % of Load | 0 | 2033 | 65535
| High | DLC-Water Heating | C&I Curtailment-Turnkey-Water Heating Control | Small Industrial |  | Winter Evening | % of Load | 1 | 2033 | 65535
| High | DLC-Water Heating | C&I Curtailment-Turnkey-Water Heating Control | Small Industrial |  | Winter Evening | % of Load | 0 | 2033 | 65535
| High | DLC-Water Heating | C&I Curtailment-Turnkey-Other | Small Industrial |  | Winter Evening | % of Load | 1 | 2033 | 65535
| High | DLC-Water Heating | C&I Curtailment-Turnkey-Other | Small Industrial |  | Winter Evening | % of Load | 0 | 2033 | 65535
| High | DLC-Water Heating | C&I Curtailment-Turnkey-Industrial | Small Industrial |  | Winter Evening | % of Load | 1 | 2033 | 65535
| High | DLC-Water Heating | C&I Curtailment-Turnkey-Industrial | Small Industrial |  | Winter Evening | % of Load | 0 | 2033 | 65535
| High | DLC-Water Heating | DLC-Switch-Water Heating | Medium Industrial |  | Winter Morning | % of Load | 1 | 2033 | 65535
| High | DLC-Water Heating | DLC-Switch-Water Heating | Medium Industrial |  | Winter Morning | % of Load | 0 | 2033 | 65535
| High | DLC-Water Heating | DLC-BYOD-Water Heating | Medium Industrial |  | Winter Morning | % of Load | 1 | 2033 | 65535
| High | DLC-Water Heating | DLC-BYOD-Water Heating | Medium Industrial |  | Winter Morning | % of Load | 0 | 2033 | 65535
| High | DLC-Water Heating | DLC-Thermostat-DI-Central Heat Pump | Medium Industrial |  | Winter Morning | % of Load | 1 | 2033 | 65535
| High | DLC-Water Heating | DLC-Thermostat-DI-Central Heat Pump | Medium Industrial |  | Winter Morning | % of Load | 0 | 2033 | 65535
| High | DLC-Water Heating | DLC-Thermostat-BYOT-Central Heat Pump | Medium Industrial |  | Winter Morning | % of Load | 1 | 2033 | 65535
| High | DLC-Water Heating | DLC-Thermostat-BYOT-Central Heat Pump | Medium Industrial |  | Winter Morning | % of Load | 0 | 2033 | 65535
| High | DLC-Water Heating | DLC-Thermostat-HVAC | Medium Industrial |  | Winter Morning | % of Load | 1 | 2033 | 65535
| High | DLC-Water Heating | DLC-Thermostat-HVAC | Medium Industrial |  | Winter Morning | % of Load | 0 | 2033 | 65535
| High | DLC-Water Heating | DLC-Thermostat-DI-Baseboard Heating | Medium Industrial |  | Winter Morning | % of Load | 1 | 2033 | 65535
| High | DLC-Water Heating | DLC-Thermostat-DI-Baseboard Heating | Medium Industrial |  | Winter Morning | % of Load | 0 | 2033 | 65535
| High | DLC-Water Heating | DLC-Thermostat-BYOT-Baseboard Heating | Medium Industrial |  | Winter Morning | % of Load | 1 | 2033 | 65535
| High | DLC-Water Heating | DLC-Thermostat-BYOT-Baseboard Heating | Medium Industrial |  | Winter Morning | % of Load | 0 | 2033 | 65535
| High | DLC-Water Heating | DLC-Thermostat-DI-MSHP | Medium Industrial |  | Winter Morning | % of Load | 1 | 2033 | 65535
| High | DLC-Water Heating | DLC-Thermostat-DI-MSHP | Medium Industrial |  | Winter Morning | % of Load | 0 | 2033 | 65535
| High | DLC-Water Heating | DLC-Thermostat-BYOT-MSHP | Medium Industrial |  | Winter Morning | % of Load | 1 | 2033 | 65535
| High | DLC-Water Heating | DLC-Thermostat-BYOT-MSHP | Medium Industrial |  | Winter Morning | % of Load | 0 | 2033 | 65535
| High | DLC-Water Heating | C&I Curtailment-Turnkey-Manual HVAC Control | Medium Industrial |  | Winter Morning | % of Load | 1 | 2033 | 65535
| High | DLC-Water Heating | C&I Curtailment-Turnkey-Manual HVAC Control | Medium Industrial |  | Winter Morning | % of Load | 0 | 2033 | 65535
| High | DLC-Water Heating | C&I Curtailment-Turnkey-Auto-DR HVAC Control | Medium Industrial |  | Winter Morning | % of Load | 1 | 2033 | 65535
| High | DLC-Water Heating | C&I Curtailment-Turnkey-Auto-DR HVAC Control | Medium Industrial |  | Winter Morning | % of Load | 0 | 2033 | 65535
| High | DLC-Water Heating | C&I Curtailment-Turnkey-Standard Lighting Control | Medium Industrial |  | Winter Morning | % of Load | 1 | 2033 | 65535
| High | DLC-Water Heating | C&I Curtailment-Turnkey-Standard Lighting Control | Medium Industrial |  | Winter Morning | % of Load | 0 | 2033 | 65535
| High | DLC-Water Heating | C&I Curtailment-Turnkey-Advanced Lighting Control | Medium Industrial |  | Winter Morning | % of Load | 1 | 2033 | 65535
| High | DLC-Water Heating | C&I Curtailment-Turnkey-Advanced Lighting Control | Medium Industrial |  | Winter Morning | % of Load | 0 | 2033 | 65535
| High | DLC-Water Heating | C&I Curtailment-Turnkey-Water Heating Control | Medium Industrial |  | Winter Morning | % of Load | 1 | 2033 | 65535
| High | DLC-Water Heating | C&I Curtailment-Turnkey-Water Heating Control | Medium Industrial |  | Winter Morning | % of Load | 0 | 2033 | 65535
| High | DLC-Water Heating | C&I Curtailment-Turnkey-Other | Medium Industrial |  | Winter Morning | % of Load | 1 | 2033 | 65535
| High | DLC-Water Heating | C&I Curtailment-Turnkey-Other | Medium Industrial |  | Winter Morning | % of Load | 0 | 2033 | 65535
| High | DLC-Water Heating | DLC-Switch-Water Heating | Medium Industrial |  | Winter Evening | % of Load | 1 | 2033 | 65535
| High | DLC-Water Heating | DLC-Switch-Water Heating | Medium Industrial |  | Winter Evening | % of Load | 0 | 2033 | 65535
| High | DLC-Water Heating | DLC-BYOD-Water Heating | Medium Industrial |  | Winter Evening | % of Load | 1 | 2033 | 65535
| High | DLC-Water Heating | DLC-BYOD-Water Heating | Medium Industrial |  | Winter Evening | % of Load | 0 | 2033 | 65535
| High | DLC-Water Heating | DLC-Thermostat-DI-Central Heat Pump | Medium Industrial |  | Winter Evening | % of Load | 1 | 2033 | 65535
| High | DLC-Water Heating | DLC-Thermostat-DI-Central Heat Pump | Medium Industrial |  | Winter Evening | % of Load | 0 | 2033 | 65535
| High | DLC-Water Heating | DLC-Thermostat-BYOT-Central Heat Pump | Medium Industrial |  | Winter Evening | % of Load | 1 | 2033 | 65535
| High | DLC-Water Heating | DLC-Thermostat-BYOT-Central Heat Pump | Medium Industrial |  | Winter Evening | % of Load | 0 | 2033 | 65535
| High | DLC-Water Heating | DLC-Thermostat-HVAC | Medium Industrial |  | Winter Evening | % of Load | 1 | 2033 | 65535
| High | DLC-Water Heating | DLC-Thermostat-HVAC | Medium Industrial |  | Winter Evening | % of Load | 0 | 2033 | 65535
| High | DLC-Water Heating | DLC-Thermostat-DI-Baseboard Heating | Medium Industrial |  | Winter Evening | % of Load | 1 | 2033 | 65535
| High | DLC-Water Heating | DLC-Thermostat-DI-Baseboard Heating | Medium Industrial |  | Winter Evening | % of Load | 0 | 2033 | 65535
| High | DLC-Water Heating | DLC-Thermostat-BYOT-Baseboard Heating | Medium Industrial |  | Winter Evening | % of Load | 1 | 2033 | 65535
| High | DLC-Water Heating | DLC-Thermostat-BYOT-Baseboard Heating | Medium Industrial |  | Winter Evening | % of Load | 0 | 2033 | 65535
| High | DLC-Water Heating | DLC-Thermostat-DI-MSHP | Medium Industrial |  | Winter Evening | % of Load | 1 | 2033 | 65535
| High | DLC-Water Heating | DLC-Thermostat-DI-MSHP | Medium Industrial |  | Winter Evening | % of Load | 0 | 2033 | 65535
| High | DLC-Water Heating | DLC-Thermostat-BYOT-MSHP | Medium Industrial |  | Winter Evening | % of Load | 1 | 2033 | 65535
| High | DLC-Water Heating | DLC-Thermostat-BYOT-MSHP | Medium Industrial |  | Winter Evening | % of Load | 0 | 2033 | 65535
| High | DLC-Water Heating | C&I Curtailment-Turnkey-Manual HVAC Control | Medium Industrial |  | Winter Evening | % of Load | 1 | 2033 | 65535
| High | DLC-Water Heating | C&I Curtailment-Turnkey-Manual HVAC Control | Medium Industrial |  | Winter Evening | % of Load | 0 | 2033 | 65535
| High | DLC-Water Heating | C&I Curtailment-Turnkey-Auto-DR HVAC Control | Medium Industrial |  | Winter Evening | % of Load | 1 | 2033 | 65535
| High | DLC-Water Heating | C&I Curtailment-Turnkey-Auto-DR HVAC Control | Medium Industrial |  | Winter Evening | % of Load | 0 | 2033 | 65535
| High | DLC-Water Heating | C&I Curtailment-Turnkey-Standard Lighting Control | Medium Industrial |  | Winter Evening | % of Load | 1 | 2033 | 65535
| High | DLC-Water Heating | C&I Curtailment-Turnkey-Standard Lighting Control | Medium Industrial |  | Winter Evening | % of Load | 0 | 2033 | 65535
| High | DLC-Water Heating | C&I Curtailment-Turnkey-Advanced Lighting Control | Medium Industrial |  | Winter Evening | % of Load | 1 | 2033 | 65535
| High | DLC-Water Heating | C&I Curtailment-Turnkey-Advanced Lighting Control | Medium Industrial |  | Winter Evening | % of Load | 0 | 2033 | 65535
| High | DLC-Water Heating | C&I Curtailment-Turnkey-Water Heating Control | Medium Industrial |  | Winter Evening | % of Load | 1 | 2033 | 65535
| High | DLC-Water Heating | C&I Curtailment-Turnkey-Water Heating Control | Medium Industrial |  | Winter Evening | % of Load | 0 | 2033 | 65535
| High | DLC-Water Heating | C&I Curtailment-Turnkey-Other | Medium Industrial |  | Winter Evening | % of Load | 1 | 2033 | 65535
| High | DLC-Water Heating | C&I Curtailment-Turnkey-Other | Medium Industrial |  | Winter Evening | % of Load | 0 | 2033 | 65535
| High | DLC-Water Heating | DLC-Switch-Water Heating | Residential Charitable |  | Winter Morning | % of Load | 1 | 2033 | 65535
| High | DLC-Water Heating | DLC-Switch-Water Heating | Residential Charitable |  | Winter Morning | % of Load | 0 | 2033 | 65535
| High | DLC-Water Heating | DLC-BYOD-Water Heating | Residential Charitable |  | Winter Morning | % of Load | 1 | 2033 | 65535
| High | DLC-Water Heating | DLC-BYOD-Water Heating | Residential Charitable |  | Winter Morning | % of Load | 0 | 2033 | 65535
| High | DLC-Water Heating | DLC-Switch-Water Heating | Residential Charitable |  | Winter Evening | % of Load | 1 | 2033 | 65535
| High | DLC-Water Heating | DLC-Switch-Water Heating | Residential Charitable |  | Winter Evening | % of Load | 0 | 2033 | 65535
| High | DLC-Water Heating | DLC-BYOD-Water Heating | Residential Charitable |  | Winter Evening | % of Load | 1 | 2033 | 65535
| High | DLC-Water Heating | DLC-BYOD-Water Heating | Residential Charitable |  | Winter Evening | % of Load | 0 | 2033 | 65535
| High | C&I Curtailment | DLC-Switch-Water Heating | Small General |  | Winter Morning | % of Load | 1 | 2033 | 65535
| High | C&I Curtailment | DLC-Switch-Water Heating | Small General |  | Winter Morning | % of Load | 0 | 2033 | 65535
| High | C&I Curtailment | DLC-BYOD-Water Heating | Small General |  | Winter Morning | % of Load | 1 | 2033 | 65535
| High | C&I Curtailment | DLC-BYOD-Water Heating | Small General |  | Winter Morning | % of Load | 0 | 2033 | 65535
| High | C&I Curtailment | DLC-Thermostat-DI-Central Heat Pump | Small General |  | Winter Morning | % of Load | 1 | 2033 | 65535
| High | C&I Curtailment | DLC-Thermostat-DI-Central Heat Pump | Small General |  | Winter Morning | % of Load | 0 | 2033 | 65535
| High | C&I Curtailment | DLC-Thermostat-BYOT-Central Heat Pump | Small General |  | Winter Morning | % of Load | 1 | 2033 | 65535
| High | C&I Curtailment | DLC-Thermostat-BYOT-Central Heat Pump | Small General |  | Winter Morning | % of Load | 0 | 2033 | 65535
| High | C&I Curtailment | DLC-Thermostat-HVAC | Small General |  | Winter Morning | % of Load | 1 | 2033 | 65535
| High | C&I Curtailment | DLC-Thermostat-HVAC | Small General |  | Winter Morning | % of Load | 0 | 2033 | 65535
| High | C&I Curtailment | DLC-Thermostat-DI-Baseboard Heating | Small General |  | Winter Morning | % of Load | 1 | 2033 | 65535
| High | C&I Curtailment | DLC-Thermostat-DI-Baseboard Heating | Small General |  | Winter Morning | % of Load | 0 | 2033 | 65535
| High | C&I Curtailment | DLC-Thermostat-BYOT-Baseboard Heating | Small General |  | Winter Morning | % of Load | 1 | 2033 | 65535
| High | C&I Curtailment | DLC-Thermostat-BYOT-Baseboard Heating | Small General |  | Winter Morning | % of Load | 0 | 2033 | 65535
| High | C&I Curtailment | DLC-Thermostat-DI-MSHP | Small General |  | Winter Morning | % of Load | 1 | 2033 | 65535
| High | C&I Curtailment | DLC-Thermostat-DI-MSHP | Small General |  | Winter Morning | % of Load | 0 | 2033 | 65535
| High | C&I Curtailment | DLC-Thermostat-BYOT-MSHP | Small General |  | Winter Morning | % of Load | 1 | 2033 | 65535
| High | C&I Curtailment | DLC-Thermostat-BYOT-MSHP | Small General |  | Winter Morning | % of Load | 0 | 2033 | 65535
| High | C&I Curtailment | C&I Curtailment-Turnkey-Manual HVAC Control | Small General |  | Winter Morning | % of Load | 1 | 2033 | 65535
| High | C&I Curtailment | C&I Curtailment-Turnkey-Manual HVAC Control | Small General |  | Winter Morning | % of Load | 0 | 2033 | 65535
| High | C&I Curtailment | C&I Curtailment-Turnkey-Auto-DR HVAC Control | Small General |  | Winter Morning | % of Load | 1 | 2033 | 65535
| High | C&I Curtailment | C&I Curtailment-Turnkey-Auto-DR HVAC Control | Small General |  | Winter Morning | % of Load | 0 | 2033 | 65535
| High | C&I Curtailment | C&I Curtailment-Turnkey-Standard Lighting Control | Small General |  | Winter Morning | % of Load | 1 | 2033 | 65535
| High | C&I Curtailment | C&I Curtailment-Turnkey-Standard Lighting Control | Small General |  | Winter Morning | % of Load | 0 | 2033 | 65535
| High | C&I Curtailment | C&I Curtailment-Turnkey-Advanced Lighting Control | Small General |  | Winter Morning | % of Load | 1 | 2033 | 65535
| High | C&I Curtailment | C&I Curtailment-Turnkey-Advanced Lighting Control | Small General |  | Winter Morning | % of Load | 0 | 2033 | 65535
| High | C&I Curtailment | C&I Curtailment-Turnkey-Water Heating Control | Small General |  | Winter Morning | % of Load | 1 | 2033 | 65535
| High | C&I Curtailment | C&I Curtailment-Turnkey-Water Heating Control | Small General |  | Winter Morning | % of Load | 0 | 2033 | 65535
| High | C&I Curtailment | C&I Curtailment-Turnkey-Other | Small General |  | Winter Morning | % of Load | 1 | 2033 | 65535
| High | C&I Curtailment | C&I Curtailment-Turnkey-Other | Small General |  | Winter Morning | % of Load | 0 | 2033 | 65535
| High | C&I Curtailment | Dynamic Pricing with enabling tech. | Small General |  | Winter Morning | % of Load | 1 | 2033 | 65535
| High | C&I Curtailment | Dynamic Pricing with enabling tech. | Small General |  | Winter Morning | % of Load | 0 | 2033 | 65535
| High | C&I Curtailment | DLC-Switch-Water Heating | Small General |  | Winter Evening | % of Load | 1 | 2033 | 65535
| High | C&I Curtailment | DLC-Switch-Water Heating | Small General |  | Winter Evening | % of Load | 0 | 2033 | 65535
| High | C&I Curtailment | DLC-BYOD-Water Heating | Small General |  | Winter Evening | % of Load | 1 | 2033 | 65535
| High | C&I Curtailment | DLC-BYOD-Water Heating | Small General |  | Winter Evening | % of Load | 0 | 2033 | 65535
| High | C&I Curtailment | DLC-Thermostat-DI-Central Heat Pump | Small General |  | Winter Evening | % of Load | 1 | 2033 | 65535
| High | C&I Curtailment | DLC-Thermostat-DI-Central Heat Pump | Small General |  | Winter Evening | % of Load | 0 | 2033 | 65535
| High | C&I Curtailment | DLC-Thermostat-BYOT-Central Heat Pump | Small General |  | Winter Evening | % of Load | 1 | 2033 | 65535
| High | C&I Curtailment | DLC-Thermostat-BYOT-Central Heat Pump | Small General |  | Winter Evening | % of Load | 0 | 2033 | 65535
| High | C&I Curtailment | DLC-Thermostat-HVAC | Small General |  | Winter Evening | % of Load | 1 | 2033 | 65535
| High | C&I Curtailment | DLC-Thermostat-HVAC | Small General |  | Winter Evening | % of Load | 0 | 2033 | 65535
| High | C&I Curtailment | DLC-Thermostat-DI-Baseboard Heating | Small General |  | Winter Evening | % of Load | 1 | 2033 | 65535
| High | C&I Curtailment | DLC-Thermostat-DI-Baseboard Heating | Small General |  | Winter Evening | % of Load | 0 | 2033 | 65535
| High | C&I Curtailment | DLC-Thermostat-BYOT-Baseboard Heating | Small General |  | Winter Evening | % of Load | 1 | 2033 | 65535
| High | C&I Curtailment | DLC-Thermostat-BYOT-Baseboard Heating | Small General |  | Winter Evening | % of Load | 0 | 2033 | 65535
| High | C&I Curtailment | DLC-Thermostat-DI-MSHP | Small General |  | Winter Evening | % of Load | 1 | 2033 | 65535
| High | C&I Curtailment | DLC-Thermostat-DI-MSHP | Small General |  | Winter Evening | % of Load | 0 | 2033 | 65535
| High | C&I Curtailment | DLC-Thermostat-BYOT-MSHP | Small General |  | Winter Evening | % of Load | 1 | 2033 | 65535
| High | C&I Curtailment | DLC-Thermostat-BYOT-MSHP | Small General |  | Winter Evening | % of Load | 0 | 2033 | 65535
| High | C&I Curtailment | C&I Curtailment-Turnkey-Manual HVAC Control | Small General |  | Winter Evening | % of Load | 1 | 2033 | 65535
| High | C&I Curtailment | C&I Curtailment-Turnkey-Manual HVAC Control | Small General |  | Winter Evening | % of Load | 0 | 2033 | 65535
| High | C&I Curtailment | C&I Curtailment-Turnkey-Auto-DR HVAC Control | Small General |  | Winter Evening | % of Load | 1 | 2033 | 65535
| High | C&I Curtailment | C&I Curtailment-Turnkey-Auto-DR HVAC Control | Small General |  | Winter Evening | % of Load | 0 | 2033 | 65535
| High | C&I Curtailment | C&I Curtailment-Turnkey-Standard Lighting Control | Small General |  | Winter Evening | % of Load | 1 | 2033 | 65535
| High | C&I Curtailment | C&I Curtailment-Turnkey-Standard Lighting Control | Small General |  | Winter Evening | % of Load | 0 | 2033 | 65535
| High | C&I Curtailment | C&I Curtailment-Turnkey-Advanced Lighting Control | Small General |  | Winter Evening | % of Load | 1 | 2033 | 65535
| High | C&I Curtailment | C&I Curtailment-Turnkey-Advanced Lighting Control | Small General |  | Winter Evening | % of Load | 0 | 2033 | 65535
| High | C&I Curtailment | C&I Curtailment-Turnkey-Water Heating Control | Small General |  | Winter Evening | % of Load | 1 | 2033 | 65535
| High | C&I Curtailment | C&I Curtailment-Turnkey-Water Heating Control | Small General |  | Winter Evening | % of Load | 0 | 2033 | 65535
| High | C&I Curtailment | C&I Curtailment-Turnkey-Other | Small General |  | Winter Evening | % of Load | 1 | 2033 | 65535
| High | C&I Curtailment | C&I Curtailment-Turnkey-Other | Small General |  | Winter Evening | % of Load | 0 | 2033 | 65535
| High | C&I Curtailment | Dynamic Pricing with enabling tech. | Small General |  | Winter Evening | % of Load | 1 | 2033 | 65535
| High | C&I Curtailment | Dynamic Pricing with enabling tech. | Small General |  | Winter Evening | % of Load | 0 | 2033 | 65535
| High | C&I Curtailment | DLC-Switch-Water Heating | General |  | Winter Morning | % of Load | 1 | 2033 | 65535
| High | C&I Curtailment | DLC-Switch-Water Heating | General |  | Winter Morning | % of Load | 0 | 2033 | 65535
| High | C&I Curtailment | DLC-BYOD-Water Heating | General |  | Winter Morning | % of Load | 1 | 2033 | 65535
| High | C&I Curtailment | DLC-BYOD-Water Heating | General |  | Winter Morning | % of Load | 0 | 2033 | 65535
| High | C&I Curtailment | DLC-Thermostat-DI-Central Heat Pump | General |  | Winter Morning | % of Load | 1 | 2033 | 65535
| High | C&I Curtailment | DLC-Thermostat-DI-Central Heat Pump | General |  | Winter Morning | % of Load | 0 | 2033 | 65535
| High | C&I Curtailment | DLC-Thermostat-BYOT-Central Heat Pump | General |  | Winter Morning | % of Load | 1 | 2033 | 65535
| High | C&I Curtailment | DLC-Thermostat-BYOT-Central Heat Pump | General |  | Winter Morning | % of Load | 0 | 2033 | 65535
| High | C&I Curtailment | DLC-Thermostat-HVAC | General |  | Winter Morning | % of Load | 1 | 2033 | 65535
| High | C&I Curtailment | DLC-Thermostat-HVAC | General |  | Winter Morning | % of Load | 0 | 2033 | 65535
| High | C&I Curtailment | DLC-Thermostat-DI-Baseboard Heating | General |  | Winter Morning | % of Load | 1 | 2033 | 65535
| High | C&I Curtailment | DLC-Thermostat-DI-Baseboard Heating | General |  | Winter Morning | % of Load | 0 | 2033 | 65535
| High | C&I Curtailment | DLC-Thermostat-BYOT-Baseboard Heating | General |  | Winter Morning | % of Load | 1 | 2033 | 65535
| High | C&I Curtailment | DLC-Thermostat-BYOT-Baseboard Heating | General |  | Winter Morning | % of Load | 0 | 2033 | 65535
| High | C&I Curtailment | DLC-Thermostat-DI-MSHP | General |  | Winter Morning | % of Load | 1 | 2033 | 65535
| High | C&I Curtailment | DLC-Thermostat-DI-MSHP | General |  | Winter Morning | % of Load | 0 | 2033 | 65535
| High | C&I Curtailment | DLC-Thermostat-BYOT-MSHP | General |  | Winter Morning | % of Load | 1 | 2033 | 65535
| High | C&I Curtailment | DLC-Thermostat-BYOT-MSHP | General |  | Winter Morning | % of Load | 0 | 2033 | 65535
| High | C&I Curtailment | C&I Curtailment-Turnkey-Manual HVAC Control | General |  | Winter Morning | % of Load | 1 | 2033 | 65535
| High | C&I Curtailment | C&I Curtailment-Turnkey-Manual HVAC Control | General |  | Winter Morning | % of Load | 0 | 2033 | 65535
| High | C&I Curtailment | C&I Curtailment-Turnkey-Auto-DR HVAC Control | General |  | Winter Morning | % of Load | 1 | 2033 | 65535
| High | C&I Curtailment | C&I Curtailment-Turnkey-Auto-DR HVAC Control | General |  | Winter Morning | % of Load | 0 | 2033 | 65535
| High | C&I Curtailment | C&I Curtailment-Turnkey-Standard Lighting Control | General |  | Winter Morning | % of Load | 1 | 2033 | 65535
| High | C&I Curtailment | C&I Curtailment-Turnkey-Standard Lighting Control | General |  | Winter Morning | % of Load | 0 | 2033 | 65535
| High | C&I Curtailment | C&I Curtailment-Turnkey-Advanced Lighting Control | General |  | Winter Morning | % of Load | 1 | 2033 | 65535
| High | C&I Curtailment | C&I Curtailment-Turnkey-Advanced Lighting Control | General |  | Winter Morning | % of Load | 0 | 2033 | 65535
| High | C&I Curtailment | C&I Curtailment-Turnkey-Water Heating Control | General |  | Winter Morning | % of Load | 1 | 2033 | 65535
| High | C&I Curtailment | C&I Curtailment-Turnkey-Water Heating Control | General |  | Winter Morning | % of Load | 0 | 2033 | 65535
| High | C&I Curtailment | C&I Curtailment-Turnkey-Other | General |  | Winter Morning | % of Load | 1 | 2033 | 65535
| High | C&I Curtailment | C&I Curtailment-Turnkey-Other | General |  | Winter Morning | % of Load | 0 | 2033 | 65535
| High | C&I Curtailment | DLC-Switch-Water Heating | General |  | Winter Evening | % of Load | 1 | 2033 | 65535
| High | C&I Curtailment | DLC-Switch-Water Heating | General |  | Winter Evening | % of Load | 0 | 2033 | 65535
| High | C&I Curtailment | DLC-BYOD-Water Heating | General |  | Winter Evening | % of Load | 1 | 2033 | 65535
| High | C&I Curtailment | DLC-BYOD-Water Heating | General |  | Winter Evening | % of Load | 0 | 2033 | 65535
| High | C&I Curtailment | DLC-Thermostat-DI-Central Heat Pump | General |  | Winter Evening | % of Load | 1 | 2033 | 65535
| High | C&I Curtailment | DLC-Thermostat-DI-Central Heat Pump | General |  | Winter Evening | % of Load | 0 | 2033 | 65535
| High | C&I Curtailment | DLC-Thermostat-BYOT-Central Heat Pump | General |  | Winter Evening | % of Load | 1 | 2033 | 65535
| High | C&I Curtailment | DLC-Thermostat-BYOT-Central Heat Pump | General |  | Winter Evening | % of Load | 0 | 2033 | 65535
| High | C&I Curtailment | DLC-Thermostat-HVAC | General |  | Winter Evening | % of Load | 1 | 2033 | 65535
| High | C&I Curtailment | DLC-Thermostat-HVAC | General |  | Winter Evening | % of Load | 0 | 2033 | 65535
| High | C&I Curtailment | DLC-Thermostat-DI-Baseboard Heating | General |  | Winter Evening | % of Load | 1 | 2033 | 65535
| High | C&I Curtailment | DLC-Thermostat-DI-Baseboard Heating | General |  | Winter Evening | % of Load | 0 | 2033 | 65535
| High | C&I Curtailment | DLC-Thermostat-BYOT-Baseboard Heating | General |  | Winter Evening | % of Load | 1 | 2033 | 65535
| High | C&I Curtailment | DLC-Thermostat-BYOT-Baseboard Heating | General |  | Winter Evening | % of Load | 0 | 2033 | 65535
| High | C&I Curtailment | DLC-Thermostat-DI-MSHP | General |  | Winter Evening | % of Load | 1 | 2033 | 65535
| High | C&I Curtailment | DLC-Thermostat-DI-MSHP | General |  | Winter Evening | % of Load | 0 | 2033 | 65535
| High | C&I Curtailment | DLC-Thermostat-BYOT-MSHP | General |  | Winter Evening | % of Load | 1 | 2033 | 65535
| High | C&I Curtailment | DLC-Thermostat-BYOT-MSHP | General |  | Winter Evening | % of Load | 0 | 2033 | 65535
| High | C&I Curtailment | C&I Curtailment-Turnkey-Manual HVAC Control | General |  | Winter Evening | % of Load | 1 | 2033 | 65535
| High | C&I Curtailment | C&I Curtailment-Turnkey-Manual HVAC Control | General |  | Winter Evening | % of Load | 0 | 2033 | 65535
| High | C&I Curtailment | C&I Curtailment-Turnkey-Auto-DR HVAC Control | General |  | Winter Evening | % of Load | 1 | 2033 | 65535
| High | C&I Curtailment | C&I Curtailment-Turnkey-Auto-DR HVAC Control | General |  | Winter Evening | % of Load | 0 | 2033 | 65535
| High | C&I Curtailment | C&I Curtailment-Turnkey-Standard Lighting Control | General |  | Winter Evening | % of Load | 1 | 2033 | 65535
| High | C&I Curtailment | C&I Curtailment-Turnkey-Standard Lighting Control | General |  | Winter Evening | % of Load | 0 | 2033 | 65535
| High | C&I Curtailment | C&I Curtailment-Turnkey-Advanced Lighting Control | General |  | Winter Evening | % of Load | 1 | 2033 | 65535
| High | C&I Curtailment | C&I Curtailment-Turnkey-Advanced Lighting Control | General |  | Winter Evening | % of Load | 0 | 2033 | 65535
| High | C&I Curtailment | C&I Curtailment-Turnkey-Water Heating Control | General |  | Winter Evening | % of Load | 1 | 2033 | 65535
| High | C&I Curtailment | C&I Curtailment-Turnkey-Water Heating Control | General |  | Winter Evening | % of Load | 0 | 2033 | 65535
| High | C&I Curtailment | C&I Curtailment-Turnkey-Other | General |  | Winter Evening | % of Load | 1 | 2033 | 65535
| High | C&I Curtailment | C&I Curtailment-Turnkey-Other | General |  | Winter Evening | % of Load | 0 | 2033 | 65535
| High | C&I Curtailment | C&I Curtailment-Turnkey-Manual HVAC Control | Large General |  | Winter Morning | % of Load | 1 | 2033 | 65535
| High | C&I Curtailment | C&I Curtailment-Turnkey-Manual HVAC Control | Large General |  | Winter Morning | % of Load | 0 | 2033 | 65535
| High | C&I Curtailment | C&I Curtailment-Turnkey-Auto-DR HVAC Control | Large General |  | Winter Morning | % of Load | 1 | 2033 | 65535
| High | C&I Curtailment | C&I Curtailment-Turnkey-Auto-DR HVAC Control | Large General |  | Winter Morning | % of Load | 0 | 2033 | 65535
| High | C&I Curtailment | C&I Curtailment-Turnkey-Standard Lighting Control | Large General |  | Winter Morning | % of Load | 1 | 2033 | 65535
| High | C&I Curtailment | C&I Curtailment-Turnkey-Standard Lighting Control | Large General |  | Winter Morning | % of Load | 0 | 2033 | 65535
| High | C&I Curtailment | C&I Curtailment-Turnkey-Water Heating Control | Large General |  | Winter Morning | % of Load | 1 | 2033 | 65535
| High | C&I Curtailment | C&I Curtailment-Turnkey-Water Heating Control | Large General |  | Winter Morning | % of Load | 0 | 2033 | 65535
| High | C&I Curtailment | C&I Curtailment-Turnkey-Other | Large General |  | Winter Morning | % of Load | 1 | 2033 | 65535
| High | C&I Curtailment | C&I Curtailment-Turnkey-Other | Large General |  | Winter Morning | % of Load | 0 | 2033 | 65535
| High | C&I Curtailment | C&I Curtailment-Turnkey-Manual HVAC Control | Large General |  | Winter Evening | % of Load | 1 | 2033 | 65535
| High | C&I Curtailment | C&I Curtailment-Turnkey-Manual HVAC Control | Large General |  | Winter Evening | % of Load | 0 | 2033 | 65535
| High | C&I Curtailment | C&I Curtailment-Turnkey-Auto-DR HVAC Control | Large General |  | Winter Evening | % of Load | 1 | 2033 | 65535
| High | C&I Curtailment | C&I Curtailment-Turnkey-Auto-DR HVAC Control | Large General |  | Winter Evening | % of Load | 0 | 2033 | 65535
| High | C&I Curtailment | C&I Curtailment-Turnkey-Standard Lighting Control | Large General |  | Winter Evening | % of Load | 1 | 2033 | 65535
| High | C&I Curtailment | C&I Curtailment-Turnkey-Standard Lighting Control | Large General |  | Winter Evening | % of Load | 0 | 2033 | 65535
| High | C&I Curtailment | C&I Curtailment-Turnkey-Water Heating Control | Large General |  | Winter Evening | % of Load | 1 | 2033 | 65535
| High | C&I Curtailment | C&I Curtailment-Turnkey-Water Heating Control | Large General |  | Winter Evening | % of Load | 0 | 2033 | 65535
| High | C&I Curtailment | C&I Curtailment-Turnkey-Other | Large General |  | Winter Evening | % of Load | 1 | 2033 | 65535
| High | C&I Curtailment | C&I Curtailment-Turnkey-Other | Large General |  | Winter Evening | % of Load | 0 | 2033 | 65535
| High | C&I Curtailment | DLC-Switch-Water Heating | Small Industrial |  | Winter Morning | % of Load | 1 | 2033 | 65535
| High | C&I Curtailment | DLC-Switch-Water Heating | Small Industrial |  | Winter Morning | % of Load | 0 | 2033 | 65535
| High | C&I Curtailment | DLC-BYOD-Water Heating | Small Industrial |  | Winter Morning | % of Load | 1 | 2033 | 65535
| High | C&I Curtailment | DLC-BYOD-Water Heating | Small Industrial |  | Winter Morning | % of Load | 0 | 2033 | 65535
| High | C&I Curtailment | DLC-Thermostat-DI-Central Heat Pump | Small Industrial |  | Winter Morning | % of Load | 1 | 2033 | 65535
| High | C&I Curtailment | DLC-Thermostat-DI-Central Heat Pump | Small Industrial |  | Winter Morning | % of Load | 0 | 2033 | 65535
| High | C&I Curtailment | DLC-Thermostat-BYOT-Central Heat Pump | Small Industrial |  | Winter Morning | % of Load | 1 | 2033 | 65535
| High | C&I Curtailment | DLC-Thermostat-BYOT-Central Heat Pump | Small Industrial |  | Winter Morning | % of Load | 0 | 2033 | 65535
| High | C&I Curtailment | DLC-Thermostat-HVAC | Small Industrial |  | Winter Morning | % of Load | 1 | 2033 | 65535
| High | C&I Curtailment | DLC-Thermostat-HVAC | Small Industrial |  | Winter Morning | % of Load | 0 | 2033 | 65535
| High | C&I Curtailment | DLC-Thermostat-DI-Baseboard Heating | Small Industrial |  | Winter Morning | % of Load | 1 | 2033 | 65535
| High | C&I Curtailment | DLC-Thermostat-DI-Baseboard Heating | Small Industrial |  | Winter Morning | % of Load | 0 | 2033 | 65535
| High | C&I Curtailment | DLC-Thermostat-BYOT-Baseboard Heating | Small Industrial |  | Winter Morning | % of Load | 1 | 2033 | 65535
| High | C&I Curtailment | DLC-Thermostat-BYOT-Baseboard Heating | Small Industrial |  | Winter Morning | % of Load | 0 | 2033 | 65535
| High | C&I Curtailment | DLC-Thermostat-DI-MSHP | Small Industrial |  | Winter Morning | % of Load | 1 | 2033 | 65535
| High | C&I Curtailment | DLC-Thermostat-DI-MSHP | Small Industrial |  | Winter Morning | % of Load | 0 | 2033 | 65535
| High | C&I Curtailment | DLC-Thermostat-BYOT-MSHP | Small Industrial |  | Winter Morning | % of Load | 1 | 2033 | 65535
| High | C&I Curtailment | DLC-Thermostat-BYOT-MSHP | Small Industrial |  | Winter Morning | % of Load | 0 | 2033 | 65535
| High | C&I Curtailment | C&I Curtailment-Turnkey-Manual HVAC Control | Small Industrial |  | Winter Morning | % of Load | 1 | 2033 | 65535
| High | C&I Curtailment | C&I Curtailment-Turnkey-Manual HVAC Control | Small Industrial |  | Winter Morning | % of Load | 0 | 2033 | 65535
| High | C&I Curtailment | C&I Curtailment-Turnkey-Auto-DR HVAC Control | Small Industrial |  | Winter Morning | % of Load | 1 | 2033 | 65535
| High | C&I Curtailment | C&I Curtailment-Turnkey-Auto-DR HVAC Control | Small Industrial |  | Winter Morning | % of Load | 0 | 2033 | 65535
| High | C&I Curtailment | C&I Curtailment-Turnkey-Standard Lighting Control | Small Industrial |  | Winter Morning | % of Load | 1 | 2033 | 65535
| High | C&I Curtailment | C&I Curtailment-Turnkey-Standard Lighting Control | Small Industrial |  | Winter Morning | % of Load | 0 | 2033 | 65535
| High | C&I Curtailment | C&I Curtailment-Turnkey-Advanced Lighting Control | Small Industrial |  | Winter Morning | % of Load | 1 | 2033 | 65535
| High | C&I Curtailment | C&I Curtailment-Turnkey-Advanced Lighting Control | Small Industrial |  | Winter Morning | % of Load | 0 | 2033 | 65535
| High | C&I Curtailment | C&I Curtailment-Turnkey-Water Heating Control | Small Industrial |  | Winter Morning | % of Load | 1 | 2033 | 65535
| High | C&I Curtailment | C&I Curtailment-Turnkey-Water Heating Control | Small Industrial |  | Winter Morning | % of Load | 0 | 2033 | 65535
| High | C&I Curtailment | C&I Curtailment-Turnkey-Other | Small Industrial |  | Winter Morning | % of Load | 1 | 2033 | 65535
| High | C&I Curtailment | C&I Curtailment-Turnkey-Other | Small Industrial |  | Winter Morning | % of Load | 0 | 2033 | 65535
| High | C&I Curtailment | C&I Curtailment-Turnkey-Industrial | Small Industrial |  | Winter Morning | % of Load | 1 | 2033 | 65535
| High | C&I Curtailment | C&I Curtailment-Turnkey-Industrial | Small Industrial |  | Winter Morning | % of Load | 0 | 2033 | 65535
| High | C&I Curtailment | DLC-Switch-Water Heating | Small Industrial |  | Winter Evening | % of Load | 1 | 2033 | 65535
| High | C&I Curtailment | DLC-Switch-Water Heating | Small Industrial |  | Winter Evening | % of Load | 0 | 2033 | 65535
| High | C&I Curtailment | DLC-BYOD-Water Heating | Small Industrial |  | Winter Evening | % of Load | 1 | 2033 | 65535
| High | C&I Curtailment | DLC-BYOD-Water Heating | Small Industrial |  | Winter Evening | % of Load | 0 | 2033 | 65535
| High | C&I Curtailment | DLC-Thermostat-DI-Central Heat Pump | Small Industrial |  | Winter Evening | % of Load | 1 | 2033 | 65535
| High | C&I Curtailment | DLC-Thermostat-DI-Central Heat Pump | Small Industrial |  | Winter Evening | % of Load | 0 | 2033 | 65535
| High | C&I Curtailment | DLC-Thermostat-BYOT-Central Heat Pump | Small Industrial |  | Winter Evening | % of Load | 1 | 2033 | 65535
| High | C&I Curtailment | DLC-Thermostat-BYOT-Central Heat Pump | Small Industrial |  | Winter Evening | % of Load | 0 | 2033 | 65535
| High | C&I Curtailment | DLC-Thermostat-HVAC | Small Industrial |  | Winter Evening | % of Load | 1 | 2033 | 65535
| High | C&I Curtailment | DLC-Thermostat-HVAC | Small Industrial |  | Winter Evening | % of Load | 0 | 2033 | 65535
| High | C&I Curtailment | DLC-Thermostat-DI-Baseboard Heating | Small Industrial |  | Winter Evening | % of Load | 1 | 2033 | 65535
| High | C&I Curtailment | DLC-Thermostat-DI-Baseboard Heating | Small Industrial |  | Winter Evening | % of Load | 0 | 2033 | 65535
| High | C&I Curtailment | DLC-Thermostat-BYOT-Baseboard Heating | Small Industrial |  | Winter Evening | % of Load | 1 | 2033 | 65535
| High | C&I Curtailment | DLC-Thermostat-BYOT-Baseboard Heating | Small Industrial |  | Winter Evening | % of Load | 0 | 2033 | 65535
| High | C&I Curtailment | DLC-Thermostat-DI-MSHP | Small Industrial |  | Winter Evening | % of Load | 1 | 2033 | 65535
| High | C&I Curtailment | DLC-Thermostat-DI-MSHP | Small Industrial |  | Winter Evening | % of Load | 0 | 2033 | 65535
| High | C&I Curtailment | DLC-Thermostat-BYOT-MSHP | Small Industrial |  | Winter Evening | % of Load | 1 | 2033 | 65535
| High | C&I Curtailment | DLC-Thermostat-BYOT-MSHP | Small Industrial |  | Winter Evening | % of Load | 0 | 2033 | 65535
| High | C&I Curtailment | C&I Curtailment-Turnkey-Manual HVAC Control | Small Industrial |  | Winter Evening | % of Load | 1 | 2033 | 65535
| High | C&I Curtailment | C&I Curtailment-Turnkey-Manual HVAC Control | Small Industrial |  | Winter Evening | % of Load | 0 | 2033 | 65535
| High | C&I Curtailment | C&I Curtailment-Turnkey-Auto-DR HVAC Control | Small Industrial |  | Winter Evening | % of Load | 1 | 2033 | 65535
| High | C&I Curtailment | C&I Curtailment-Turnkey-Auto-DR HVAC Control | Small Industrial |  | Winter Evening | % of Load | 0 | 2033 | 65535
| High | C&I Curtailment | C&I Curtailment-Turnkey-Standard Lighting Control | Small Industrial |  | Winter Evening | % of Load | 1 | 2033 | 65535
| High | C&I Curtailment | C&I Curtailment-Turnkey-Standard Lighting Control | Small Industrial |  | Winter Evening | % of Load | 0 | 2033 | 65535
| High | C&I Curtailment | C&I Curtailment-Turnkey-Advanced Lighting Control | Small Industrial |  | Winter Evening | % of Load | 1 | 2033 | 65535
| High | C&I Curtailment | C&I Curtailment-Turnkey-Advanced Lighting Control | Small Industrial |  | Winter Evening | % of Load | 0 | 2033 | 65535
| High | C&I Curtailment | C&I Curtailment-Turnkey-Water Heating Control | Small Industrial |  | Winter Evening | % of Load | 1 | 2033 | 65535
| High | C&I Curtailment | C&I Curtailment-Turnkey-Water Heating Control | Small Industrial |  | Winter Evening | % of Load | 0 | 2033 | 65535
| High | C&I Curtailment | C&I Curtailment-Turnkey-Other | Small Industrial |  | Winter Evening | % of Load | 1 | 2033 | 65535
| High | C&I Curtailment | C&I Curtailment-Turnkey-Other | Small Industrial |  | Winter Evening | % of Load | 0 | 2033 | 65535
| High | C&I Curtailment | C&I Curtailment-Turnkey-Industrial | Small Industrial |  | Winter Evening | % of Load | 1 | 2033 | 65535
| High | C&I Curtailment | C&I Curtailment-Turnkey-Industrial | Small Industrial |  | Winter Evening | % of Load | 0 | 2033 | 65535
| High | C&I Curtailment | DLC-Switch-Water Heating | Medium Industrial |  | Winter Morning | % of Load | 1 | 2033 | 65535
| High | C&I Curtailment | DLC-Switch-Water Heating | Medium Industrial |  | Winter Morning | % of Load | 0 | 2033 | 65535
| High | C&I Curtailment | DLC-BYOD-Water Heating | Medium Industrial |  | Winter Morning | % of Load | 1 | 2033 | 65535
| High | C&I Curtailment | DLC-BYOD-Water Heating | Medium Industrial |  | Winter Morning | % of Load | 0 | 2033 | 65535
| High | C&I Curtailment | DLC-Thermostat-DI-Central Heat Pump | Medium Industrial |  | Winter Morning | % of Load | 1 | 2033 | 65535
| High | C&I Curtailment | DLC-Thermostat-DI-Central Heat Pump | Medium Industrial |  | Winter Morning | % of Load | 0 | 2033 | 65535
| High | C&I Curtailment | DLC-Thermostat-BYOT-Central Heat Pump | Medium Industrial |  | Winter Morning | % of Load | 1 | 2033 | 65535
| High | C&I Curtailment | DLC-Thermostat-BYOT-Central Heat Pump | Medium Industrial |  | Winter Morning | % of Load | 0 | 2033 | 65535
| High | C&I Curtailment | DLC-Thermostat-HVAC | Medium Industrial |  | Winter Morning | % of Load | 1 | 2033 | 65535
| High | C&I Curtailment | DLC-Thermostat-HVAC | Medium Industrial |  | Winter Morning | % of Load | 0 | 2033 | 65535
| High | C&I Curtailment | DLC-Thermostat-DI-Baseboard Heating | Medium Industrial |  | Winter Morning | % of Load | 1 | 2033 | 65535
| High | C&I Curtailment | DLC-Thermostat-DI-Baseboard Heating | Medium Industrial |  | Winter Morning | % of Load | 0 | 2033 | 65535
| High | C&I Curtailment | DLC-Thermostat-BYOT-Baseboard Heating | Medium Industrial |  | Winter Morning | % of Load | 1 | 2033 | 65535
| High | C&I Curtailment | DLC-Thermostat-BYOT-Baseboard Heating | Medium Industrial |  | Winter Morning | % of Load | 0 | 2033 | 65535
| High | C&I Curtailment | DLC-Thermostat-DI-MSHP | Medium Industrial |  | Winter Morning | % of Load | 1 | 2033 | 65535
| High | C&I Curtailment | DLC-Thermostat-DI-MSHP | Medium Industrial |  | Winter Morning | % of Load | 0 | 2033 | 65535
| High | C&I Curtailment | DLC-Thermostat-BYOT-MSHP | Medium Industrial |  | Winter Morning | % of Load | 1 | 2033 | 65535
| High | C&I Curtailment | DLC-Thermostat-BYOT-MSHP | Medium Industrial |  | Winter Morning | % of Load | 0 | 2033 | 65535
| High | C&I Curtailment | C&I Curtailment-Turnkey-Manual HVAC Control | Medium Industrial |  | Winter Morning | % of Load | 1 | 2033 | 65535
| High | C&I Curtailment | C&I Curtailment-Turnkey-Manual HVAC Control | Medium Industrial |  | Winter Morning | % of Load | 0 | 2033 | 65535
| High | C&I Curtailment | C&I Curtailment-Turnkey-Auto-DR HVAC Control | Medium Industrial |  | Winter Morning | % of Load | 1 | 2033 | 65535
| High | C&I Curtailment | C&I Curtailment-Turnkey-Auto-DR HVAC Control | Medium Industrial |  | Winter Morning | % of Load | 0 | 2033 | 65535
| High | C&I Curtailment | C&I Curtailment-Turnkey-Standard Lighting Control | Medium Industrial |  | Winter Morning | % of Load | 1 | 2033 | 65535
| High | C&I Curtailment | C&I Curtailment-Turnkey-Standard Lighting Control | Medium Industrial |  | Winter Morning | % of Load | 0 | 2033 | 65535
| High | C&I Curtailment | C&I Curtailment-Turnkey-Advanced Lighting Control | Medium Industrial |  | Winter Morning | % of Load | 1 | 2033 | 65535
| High | C&I Curtailment | C&I Curtailment-Turnkey-Advanced Lighting Control | Medium Industrial |  | Winter Morning | % of Load | 0 | 2033 | 65535
| High | C&I Curtailment | C&I Curtailment-Turnkey-Water Heating Control | Medium Industrial |  | Winter Morning | % of Load | 1 | 2033 | 65535
| High | C&I Curtailment | C&I Curtailment-Turnkey-Water Heating Control | Medium Industrial |  | Winter Morning | % of Load | 0 | 2033 | 65535
| High | C&I Curtailment | C&I Curtailment-Turnkey-Other | Medium Industrial |  | Winter Morning | % of Load | 1 | 2033 | 65535
| High | C&I Curtailment | C&I Curtailment-Turnkey-Other | Medium Industrial |  | Winter Morning | % of Load | 0 | 2033 | 65535
| High | C&I Curtailment | DLC-Switch-Water Heating | Medium Industrial |  | Winter Evening | % of Load | 1 | 2033 | 65535
| High | C&I Curtailment | DLC-Switch-Water Heating | Medium Industrial |  | Winter Evening | % of Load | 0 | 2033 | 65535
| High | C&I Curtailment | DLC-BYOD-Water Heating | Medium Industrial |  | Winter Evening | % of Load | 1 | 2033 | 65535
| High | C&I Curtailment | DLC-BYOD-Water Heating | Medium Industrial |  | Winter Evening | % of Load | 0 | 2033 | 65535
| High | C&I Curtailment | DLC-Thermostat-DI-Central Heat Pump | Medium Industrial |  | Winter Evening | % of Load | 1 | 2033 | 65535
| High | C&I Curtailment | DLC-Thermostat-DI-Central Heat Pump | Medium Industrial |  | Winter Evening | % of Load | 0 | 2033 | 65535
| High | C&I Curtailment | DLC-Thermostat-BYOT-Central Heat Pump | Medium Industrial |  | Winter Evening | % of Load | 1 | 2033 | 65535
| High | C&I Curtailment | DLC-Thermostat-BYOT-Central Heat Pump | Medium Industrial |  | Winter Evening | % of Load | 0 | 2033 | 65535
| High | C&I Curtailment | DLC-Thermostat-HVAC | Medium Industrial |  | Winter Evening | % of Load | 1 | 2033 | 65535
| High | C&I Curtailment | DLC-Thermostat-HVAC | Medium Industrial |  | Winter Evening | % of Load | 0 | 2033 | 65535
| High | C&I Curtailment | DLC-Thermostat-DI-Baseboard Heating | Medium Industrial |  | Winter Evening | % of Load | 1 | 2033 | 65535
| High | C&I Curtailment | DLC-Thermostat-DI-Baseboard Heating | Medium Industrial |  | Winter Evening | % of Load | 0 | 2033 | 65535
| High | C&I Curtailment | DLC-Thermostat-BYOT-Baseboard Heating | Medium Industrial |  | Winter Evening | % of Load | 1 | 2033 | 65535
| High | C&I Curtailment | DLC-Thermostat-BYOT-Baseboard Heating | Medium Industrial |  | Winter Evening | % of Load | 0 | 2033 | 65535
| High | C&I Curtailment | DLC-Thermostat-DI-MSHP | Medium Industrial |  | Winter Evening | % of Load | 1 | 2033 | 65535
| High | C&I Curtailment | DLC-Thermostat-DI-MSHP | Medium Industrial |  | Winter Evening | % of Load | 0 | 2033 | 65535
| High | C&I Curtailment | DLC-Thermostat-BYOT-MSHP | Medium Industrial |  | Winter Evening | % of Load | 1 | 2033 | 65535
| High | C&I Curtailment | DLC-Thermostat-BYOT-MSHP | Medium Industrial |  | Winter Evening | % of Load | 0 | 2033 | 65535
| High | C&I Curtailment | C&I Curtailment-Turnkey-Manual HVAC Control | Medium Industrial |  | Winter Evening | % of Load | 1 | 2033 | 65535
| High | C&I Curtailment | C&I Curtailment-Turnkey-Manual HVAC Control | Medium Industrial |  | Winter Evening | % of Load | 0 | 2033 | 65535
| High | C&I Curtailment | C&I Curtailment-Turnkey-Auto-DR HVAC Control | Medium Industrial |  | Winter Evening | % of Load | 1 | 2033 | 65535
| High | C&I Curtailment | C&I Curtailment-Turnkey-Auto-DR HVAC Control | Medium Industrial |  | Winter Evening | % of Load | 0 | 2033 | 65535
| High | C&I Curtailment | C&I Curtailment-Turnkey-Standard Lighting Control | Medium Industrial |  | Winter Evening | % of Load | 1 | 2033 | 65535
| High | C&I Curtailment | C&I Curtailment-Turnkey-Standard Lighting Control | Medium Industrial |  | Winter Evening | % of Load | 0 | 2033 | 65535
| High | C&I Curtailment | C&I Curtailment-Turnkey-Advanced Lighting Control | Medium Industrial |  | Winter Evening | % of Load | 1 | 2033 | 65535
| High | C&I Curtailment | C&I Curtailment-Turnkey-Advanced Lighting Control | Medium Industrial |  | Winter Evening | % of Load | 0 | 2033 | 65535
| High | C&I Curtailment | C&I Curtailment-Turnkey-Water Heating Control | Medium Industrial |  | Winter Evening | % of Load | 1 | 2033 | 65535
| High | C&I Curtailment | C&I Curtailment-Turnkey-Water Heating Control | Medium Industrial |  | Winter Evening | % of Load | 0 | 2033 | 65535
| High | C&I Curtailment | C&I Curtailment-Turnkey-Other | Medium Industrial |  | Winter Evening | % of Load | 1 | 2033 | 65535
| High | C&I Curtailment | C&I Curtailment-Turnkey-Other | Medium Industrial |  | Winter Evening | % of Load | 0 | 2033 | 65535
| High | C&I Curtailment | C&I Curtailment-Turnkey-Manual HVAC Control | Large Industrial |  | Winter Morning | % of Load | 1 | 2033 | 65535
| High | C&I Curtailment | C&I Curtailment-Turnkey-Manual HVAC Control | Large Industrial |  | Winter Morning | % of Load | 0 | 2033 | 65535
| High | C&I Curtailment | C&I Curtailment-Turnkey-Auto-DR HVAC Control | Large Industrial |  | Winter Morning | % of Load | 1 | 2033 | 65535
| High | C&I Curtailment | C&I Curtailment-Turnkey-Auto-DR HVAC Control | Large Industrial |  | Winter Morning | % of Load | 0 | 2033 | 65535
| High | C&I Curtailment | C&I Curtailment-Turnkey-Standard Lighting Control | Large Industrial |  | Winter Morning | % of Load | 1 | 2033 | 65535
| High | C&I Curtailment | C&I Curtailment-Turnkey-Standard Lighting Control | Large Industrial |  | Winter Morning | % of Load | 0 | 2033 | 65535
| High | C&I Curtailment | C&I Curtailment-Turnkey-Water Heating Control | Large Industrial |  | Winter Morning | % of Load | 1 | 2033 | 65535
| High | C&I Curtailment | C&I Curtailment-Turnkey-Water Heating Control | Large Industrial |  | Winter Morning | % of Load | 0 | 2033 | 65535
| High | C&I Curtailment | C&I Curtailment-Turnkey-Other | Large Industrial |  | Winter Morning | % of Load | 1 | 2033 | 65535
| High | C&I Curtailment | C&I Curtailment-Turnkey-Other | Large Industrial |  | Winter Morning | % of Load | 0 | 2033 | 65535
| High | C&I Curtailment | C&I Curtailment-Turnkey-Industrial | Large Industrial |  | Winter Morning | % of Load | 1 | 2033 | 65535
| High | C&I Curtailment | C&I Curtailment-Turnkey-Industrial | Large Industrial |  | Winter Morning | % of Load | 0 | 2033 | 65535
| High | C&I Curtailment | C&I Curtailment-Turnkey-Manual HVAC Control | Large Industrial |  | Winter Evening | % of Load | 1 | 2033 | 65535
| High | C&I Curtailment | C&I Curtailment-Turnkey-Manual HVAC Control | Large Industrial |  | Winter Evening | % of Load | 0 | 2033 | 65535
| High | C&I Curtailment | C&I Curtailment-Turnkey-Auto-DR HVAC Control | Large Industrial |  | Winter Evening | % of Load | 1 | 2033 | 65535
| High | C&I Curtailment | C&I Curtailment-Turnkey-Auto-DR HVAC Control | Large Industrial |  | Winter Evening | % of Load | 0 | 2033 | 65535
| High | C&I Curtailment | C&I Curtailment-Turnkey-Standard Lighting Control | Large Industrial |  | Winter Evening | % of Load | 1 | 2033 | 65535
| High | C&I Curtailment | C&I Curtailment-Turnkey-Standard Lighting Control | Large Industrial |  | Winter Evening | % of Load | 0 | 2033 | 65535
| High | C&I Curtailment | C&I Curtailment-Turnkey-Water Heating Control | Large Industrial |  | Winter Evening | % of Load | 1 | 2033 | 65535
| High | C&I Curtailment | C&I Curtailment-Turnkey-Water Heating Control | Large Industrial |  | Winter Evening | % of Load | 0 | 2033 | 65535
| High | C&I Curtailment | C&I Curtailment-Turnkey-Other | Large Industrial |  | Winter Evening | % of Load | 1 | 2033 | 65535
| High | C&I Curtailment | C&I Curtailment-Turnkey-Other | Large Industrial |  | Winter Evening | % of Load | 0 | 2033 | 65535
| High | C&I Curtailment | C&I Curtailment-Turnkey-Industrial | Large Industrial |  | Winter Evening | % of Load | 1 | 2033 | 65535
| High | C&I Curtailment | C&I Curtailment-Turnkey-Industrial | Large Industrial |  | Winter Evening | % of Load | 0 | 2033 | 65535
| High | Dynamic Pricing | DLC-Switch-Water Heating | Small General |  | Winter Morning | % of Load | 1 | 2033 | 65535
| High | Dynamic Pricing | DLC-Switch-Water Heating | Small General |  | Winter Morning | % of Load | 0 | 2033 | 65535
| High | Dynamic Pricing | DLC-BYOD-Water Heating | Small General |  | Winter Morning | % of Load | 1 | 2033 | 65535
| High | Dynamic Pricing | DLC-BYOD-Water Heating | Small General |  | Winter Morning | % of Load | 0 | 2033 | 65535
| High | Dynamic Pricing | DLC-Thermostat-DI-Central Heat Pump | Small General |  | Winter Morning | % of Load | 1 | 2033 | 65535
| High | Dynamic Pricing | DLC-Thermostat-DI-Central Heat Pump | Small General |  | Winter Morning | % of Load | 0 | 2033 | 65535
| High | Dynamic Pricing | DLC-Thermostat-BYOT-Central Heat Pump | Small General |  | Winter Morning | % of Load | 1 | 2033 | 65535
| High | Dynamic Pricing | DLC-Thermostat-BYOT-Central Heat Pump | Small General |  | Winter Morning | % of Load | 0 | 2033 | 65535
| High | Dynamic Pricing | DLC-Thermostat-HVAC | Small General |  | Winter Morning | % of Load | 1 | 2033 | 65535
| High | Dynamic Pricing | DLC-Thermostat-HVAC | Small General |  | Winter Morning | % of Load | 0 | 2033 | 65535
| High | Dynamic Pricing | DLC-Thermostat-DI-Baseboard Heating | Small General |  | Winter Morning | % of Load | 1 | 2033 | 65535
| High | Dynamic Pricing | DLC-Thermostat-DI-Baseboard Heating | Small General |  | Winter Morning | % of Load | 0 | 2033 | 65535
| High | Dynamic Pricing | DLC-Thermostat-BYOT-Baseboard Heating | Small General |  | Winter Morning | % of Load | 1 | 2033 | 65535
| High | Dynamic Pricing | DLC-Thermostat-BYOT-Baseboard Heating | Small General |  | Winter Morning | % of Load | 0 | 2033 | 65535
| High | Dynamic Pricing | DLC-Thermostat-DI-MSHP | Small General |  | Winter Morning | % of Load | 1 | 2033 | 65535
| High | Dynamic Pricing | DLC-Thermostat-DI-MSHP | Small General |  | Winter Morning | % of Load | 0 | 2033 | 65535
| High | Dynamic Pricing | DLC-Thermostat-BYOT-MSHP | Small General |  | Winter Morning | % of Load | 1 | 2033 | 65535
| High | Dynamic Pricing | DLC-Thermostat-BYOT-MSHP | Small General |  | Winter Morning | % of Load | 0 | 2033 | 65535
| High | Dynamic Pricing | C&I Curtailment-Turnkey-Manual HVAC Control | Small General |  | Winter Morning | % of Load | 1 | 2033 | 65535
| High | Dynamic Pricing | C&I Curtailment-Turnkey-Manual HVAC Control | Small General |  | Winter Morning | % of Load | 0 | 2033 | 65535
| High | Dynamic Pricing | C&I Curtailment-Turnkey-Auto-DR HVAC Control | Small General |  | Winter Morning | % of Load | 1 | 2033 | 65535
| High | Dynamic Pricing | C&I Curtailment-Turnkey-Auto-DR HVAC Control | Small General |  | Winter Morning | % of Load | 0 | 2033 | 65535
| High | Dynamic Pricing | C&I Curtailment-Turnkey-Standard Lighting Control | Small General |  | Winter Morning | % of Load | 1 | 2033 | 65535
| High | Dynamic Pricing | C&I Curtailment-Turnkey-Standard Lighting Control | Small General |  | Winter Morning | % of Load | 0 | 2033 | 65535
| High | Dynamic Pricing | C&I Curtailment-Turnkey-Advanced Lighting Control | Small General |  | Winter Morning | % of Load | 1 | 2033 | 65535
| High | Dynamic Pricing | C&I Curtailment-Turnkey-Advanced Lighting Control | Small General |  | Winter Morning | % of Load | 0 | 2033 | 65535
| High | Dynamic Pricing | C&I Curtailment-Turnkey-Water Heating Control | Small General |  | Winter Morning | % of Load | 1 | 2033 | 65535
| High | Dynamic Pricing | C&I Curtailment-Turnkey-Water Heating Control | Small General |  | Winter Morning | % of Load | 0 | 2033 | 65535
| High | Dynamic Pricing | C&I Curtailment-Turnkey-Other | Small General |  | Winter Morning | % of Load | 1 | 2033 | 65535
| High | Dynamic Pricing | C&I Curtailment-Turnkey-Other | Small General |  | Winter Morning | % of Load | 0 | 2033 | 65535
| High | Dynamic Pricing | Dynamic Pricing with enabling tech. | Small General |  | Winter Morning | % of Load | 1 | 2033 | 65535
| High | Dynamic Pricing | Dynamic Pricing with enabling tech. | Small General |  | Winter Morning | % of Load | 0 | 2033 | 65535
| High | Dynamic Pricing | Dynamic Pricing w/o enabling tech. | Small General |  | Winter Morning | % of Load | 1 | 2033 | 65535
| High | Dynamic Pricing | Dynamic Pricing w/o enabling tech. | Small General |  | Winter Morning | % of Load | 0 | 2033 | 65535
| High | Dynamic Pricing | DLC-Switch-Water Heating | Small General |  | Winter Evening | % of Load | 1 | 2033 | 65535
| High | Dynamic Pricing | DLC-Switch-Water Heating | Small General |  | Winter Evening | % of Load | 0 | 2033 | 65535
| High | Dynamic Pricing | DLC-BYOD-Water Heating | Small General |  | Winter Evening | % of Load | 1 | 2033 | 65535
| High | Dynamic Pricing | DLC-BYOD-Water Heating | Small General |  | Winter Evening | % of Load | 0 | 2033 | 65535
| High | Dynamic Pricing | DLC-Thermostat-DI-Central Heat Pump | Small General |  | Winter Evening | % of Load | 1 | 2033 | 65535
| High | Dynamic Pricing | DLC-Thermostat-DI-Central Heat Pump | Small General |  | Winter Evening | % of Load | 0 | 2033 | 65535
| High | Dynamic Pricing | DLC-Thermostat-BYOT-Central Heat Pump | Small General |  | Winter Evening | % of Load | 1 | 2033 | 65535
| High | Dynamic Pricing | DLC-Thermostat-BYOT-Central Heat Pump | Small General |  | Winter Evening | % of Load | 0 | 2033 | 65535
| High | Dynamic Pricing | DLC-Thermostat-HVAC | Small General |  | Winter Evening | % of Load | 1 | 2033 | 65535
| High | Dynamic Pricing | DLC-Thermostat-HVAC | Small General |  | Winter Evening | % of Load | 0 | 2033 | 65535
| High | Dynamic Pricing | DLC-Thermostat-DI-Baseboard Heating | Small General |  | Winter Evening | % of Load | 1 | 2033 | 65535
| High | Dynamic Pricing | DLC-Thermostat-DI-Baseboard Heating | Small General |  | Winter Evening | % of Load | 0 | 2033 | 65535
| High | Dynamic Pricing | DLC-Thermostat-BYOT-Baseboard Heating | Small General |  | Winter Evening | % of Load | 1 | 2033 | 65535
| High | Dynamic Pricing | DLC-Thermostat-BYOT-Baseboard Heating | Small General |  | Winter Evening | % of Load | 0 | 2033 | 65535
| High | Dynamic Pricing | DLC-Thermostat-DI-MSHP | Small General |  | Winter Evening | % of Load | 1 | 2033 | 65535
| High | Dynamic Pricing | DLC-Thermostat-DI-MSHP | Small General |  | Winter Evening | % of Load | 0 | 2033 | 65535
| High | Dynamic Pricing | DLC-Thermostat-BYOT-MSHP | Small General |  | Winter Evening | % of Load | 1 | 2033 | 65535
| High | Dynamic Pricing | DLC-Thermostat-BYOT-MSHP | Small General |  | Winter Evening | % of Load | 0 | 2033 | 65535
| High | Dynamic Pricing | C&I Curtailment-Turnkey-Manual HVAC Control | Small General |  | Winter Evening | % of Load | 1 | 2033 | 65535
| High | Dynamic Pricing | C&I Curtailment-Turnkey-Manual HVAC Control | Small General |  | Winter Evening | % of Load | 0 | 2033 | 65535
| High | Dynamic Pricing | C&I Curtailment-Turnkey-Auto-DR HVAC Control | Small General |  | Winter Evening | % of Load | 1 | 2033 | 65535
| High | Dynamic Pricing | C&I Curtailment-Turnkey-Auto-DR HVAC Control | Small General |  | Winter Evening | % of Load | 0 | 2033 | 65535
| High | Dynamic Pricing | C&I Curtailment-Turnkey-Standard Lighting Control | Small General |  | Winter Evening | % of Load | 1 | 2033 | 65535
| High | Dynamic Pricing | C&I Curtailment-Turnkey-Standard Lighting Control | Small General |  | Winter Evening | % of Load | 0 | 2033 | 65535
| High | Dynamic Pricing | C&I Curtailment-Turnkey-Advanced Lighting Control | Small General |  | Winter Evening | % of Load | 1 | 2033 | 65535
| High | Dynamic Pricing | C&I Curtailment-Turnkey-Advanced Lighting Control | Small General |  | Winter Evening | % of Load | 0 | 2033 | 65535
| High | Dynamic Pricing | C&I Curtailment-Turnkey-Water Heating Control | Small General |  | Winter Evening | % of Load | 1 | 2033 | 65535
| High | Dynamic Pricing | C&I Curtailment-Turnkey-Water Heating Control | Small General |  | Winter Evening | % of Load | 0 | 2033 | 65535
| High | Dynamic Pricing | C&I Curtailment-Turnkey-Other | Small General |  | Winter Evening | % of Load | 1 | 2033 | 65535
| High | Dynamic Pricing | C&I Curtailment-Turnkey-Other | Small General |  | Winter Evening | % of Load | 0 | 2033 | 65535
| High | Dynamic Pricing | Dynamic Pricing with enabling tech. | Small General |  | Winter Evening | % of Load | 1 | 2033 | 65535
| High | Dynamic Pricing | Dynamic Pricing with enabling tech. | Small General |  | Winter Evening | % of Load | 0 | 2033 | 65535
| High | Dynamic Pricing | Dynamic Pricing w/o enabling tech. | Small General |  | Winter Evening | % of Load | 1 | 2033 | 65535
| High | Dynamic Pricing | Dynamic Pricing w/o enabling tech. | Small General |  | Winter Evening | % of Load | 0 | 2033 | 65535
| High | Dynamic Pricing | DLC-Switch-Water Heating | General |  | Winter Morning | % of Load | 1 | 2033 | 65535
| High | Dynamic Pricing | DLC-Switch-Water Heating | General |  | Winter Morning | % of Load | 0 | 2033 | 65535
| High | Dynamic Pricing | DLC-BYOD-Water Heating | General |  | Winter Morning | % of Load | 1 | 2033 | 65535
| High | Dynamic Pricing | DLC-BYOD-Water Heating | General |  | Winter Morning | % of Load | 0 | 2033 | 65535
| High | Dynamic Pricing | DLC-Thermostat-DI-Central Heat Pump | General |  | Winter Morning | % of Load | 1 | 2033 | 65535
| High | Dynamic Pricing | DLC-Thermostat-DI-Central Heat Pump | General |  | Winter Morning | % of Load | 0 | 2033 | 65535
| High | Dynamic Pricing | DLC-Thermostat-BYOT-Central Heat Pump | General |  | Winter Morning | % of Load | 1 | 2033 | 65535
| High | Dynamic Pricing | DLC-Thermostat-BYOT-Central Heat Pump | General |  | Winter Morning | % of Load | 0 | 2033 | 65535
| High | Dynamic Pricing | DLC-Thermostat-HVAC | General |  | Winter Morning | % of Load | 1 | 2033 | 65535
| High | Dynamic Pricing | DLC-Thermostat-HVAC | General |  | Winter Morning | % of Load | 0 | 2033 | 65535
| High | Dynamic Pricing | DLC-Thermostat-DI-Baseboard Heating | General |  | Winter Morning | % of Load | 1 | 2033 | 65535
| High | Dynamic Pricing | DLC-Thermostat-DI-Baseboard Heating | General |  | Winter Morning | % of Load | 0 | 2033 | 65535
| High | Dynamic Pricing | DLC-Thermostat-BYOT-Baseboard Heating | General |  | Winter Morning | % of Load | 1 | 2033 | 65535
| High | Dynamic Pricing | DLC-Thermostat-BYOT-Baseboard Heating | General |  | Winter Morning | % of Load | 0 | 2033 | 65535
| High | Dynamic Pricing | DLC-Thermostat-DI-MSHP | General |  | Winter Morning | % of Load | 1 | 2033 | 65535
| High | Dynamic Pricing | DLC-Thermostat-DI-MSHP | General |  | Winter Morning | % of Load | 0 | 2033 | 65535
| High | Dynamic Pricing | DLC-Thermostat-BYOT-MSHP | General |  | Winter Morning | % of Load | 1 | 2033 | 65535
| High | Dynamic Pricing | DLC-Thermostat-BYOT-MSHP | General |  | Winter Morning | % of Load | 0 | 2033 | 65535
| High | Dynamic Pricing | C&I Curtailment-Turnkey-Manual HVAC Control | General |  | Winter Morning | % of Load | 1 | 2033 | 65535
| High | Dynamic Pricing | C&I Curtailment-Turnkey-Manual HVAC Control | General |  | Winter Morning | % of Load | 0 | 2033 | 65535
| High | Dynamic Pricing | C&I Curtailment-Turnkey-Auto-DR HVAC Control | General |  | Winter Morning | % of Load | 1 | 2033 | 65535
| High | Dynamic Pricing | C&I Curtailment-Turnkey-Auto-DR HVAC Control | General |  | Winter Morning | % of Load | 0 | 2033 | 65535
| High | Dynamic Pricing | C&I Curtailment-Turnkey-Standard Lighting Control | General |  | Winter Morning | % of Load | 1 | 2033 | 65535
| High | Dynamic Pricing | C&I Curtailment-Turnkey-Standard Lighting Control | General |  | Winter Morning | % of Load | 0 | 2033 | 65535
| High | Dynamic Pricing | C&I Curtailment-Turnkey-Advanced Lighting Control | General |  | Winter Morning | % of Load | 1 | 2033 | 65535
| High | Dynamic Pricing | C&I Curtailment-Turnkey-Advanced Lighting Control | General |  | Winter Morning | % of Load | 0 | 2033 | 65535
| High | Dynamic Pricing | C&I Curtailment-Turnkey-Water Heating Control | General |  | Winter Morning | % of Load | 1 | 2033 | 65535
| High | Dynamic Pricing | C&I Curtailment-Turnkey-Water Heating Control | General |  | Winter Morning | % of Load | 0 | 2033 | 65535
| High | Dynamic Pricing | C&I Curtailment-Turnkey-Other | General |  | Winter Morning | % of Load | 1 | 2033 | 65535
| High | Dynamic Pricing | C&I Curtailment-Turnkey-Other | General |  | Winter Morning | % of Load | 0 | 2033 | 65535
| High | Dynamic Pricing | Dynamic Pricing with enabling tech. | General |  | Winter Morning | % of Load | 1 | 2033 | 65535
| High | Dynamic Pricing | Dynamic Pricing with enabling tech. | General |  | Winter Morning | % of Load | 0 | 2033 | 65535
| High | Dynamic Pricing | Dynamic Pricing w/o enabling tech. | General |  | Winter Morning | % of Load | 1 | 2033 | 65535
| High | Dynamic Pricing | Dynamic Pricing w/o enabling tech. | General |  | Winter Morning | % of Load | 0 | 2033 | 65535
| High | Dynamic Pricing | DLC-Switch-Water Heating | General |  | Winter Evening | % of Load | 1 | 2033 | 65535
| High | Dynamic Pricing | DLC-Switch-Water Heating | General |  | Winter Evening | % of Load | 0 | 2033 | 65535
| High | Dynamic Pricing | DLC-BYOD-Water Heating | General |  | Winter Evening | % of Load | 1 | 2033 | 65535
| High | Dynamic Pricing | DLC-BYOD-Water Heating | General |  | Winter Evening | % of Load | 0 | 2033 | 65535
| High | Dynamic Pricing | DLC-Thermostat-DI-Central Heat Pump | General |  | Winter Evening | % of Load | 1 | 2033 | 65535
| High | Dynamic Pricing | DLC-Thermostat-DI-Central Heat Pump | General |  | Winter Evening | % of Load | 0 | 2033 | 65535
| High | Dynamic Pricing | DLC-Thermostat-BYOT-Central Heat Pump | General |  | Winter Evening | % of Load | 1 | 2033 | 65535
| High | Dynamic Pricing | DLC-Thermostat-BYOT-Central Heat Pump | General |  | Winter Evening | % of Load | 0 | 2033 | 65535
| High | Dynamic Pricing | DLC-Thermostat-HVAC | General |  | Winter Evening | % of Load | 1 | 2033 | 65535
| High | Dynamic Pricing | DLC-Thermostat-HVAC | General |  | Winter Evening | % of Load | 0 | 2033 | 65535
| High | Dynamic Pricing | DLC-Thermostat-DI-Baseboard Heating | General |  | Winter Evening | % of Load | 1 | 2033 | 65535
| High | Dynamic Pricing | DLC-Thermostat-DI-Baseboard Heating | General |  | Winter Evening | % of Load | 0 | 2033 | 65535
| High | Dynamic Pricing | DLC-Thermostat-BYOT-Baseboard Heating | General |  | Winter Evening | % of Load | 1 | 2033 | 65535
| High | Dynamic Pricing | DLC-Thermostat-BYOT-Baseboard Heating | General |  | Winter Evening | % of Load | 0 | 2033 | 65535
| High | Dynamic Pricing | DLC-Thermostat-DI-MSHP | General |  | Winter Evening | % of Load | 1 | 2033 | 65535
| High | Dynamic Pricing | DLC-Thermostat-DI-MSHP | General |  | Winter Evening | % of Load | 0 | 2033 | 65535
| High | Dynamic Pricing | DLC-Thermostat-BYOT-MSHP | General |  | Winter Evening | % of Load | 1 | 2033 | 65535
| High | Dynamic Pricing | DLC-Thermostat-BYOT-MSHP | General |  | Winter Evening | % of Load | 0 | 2033 | 65535
| High | Dynamic Pricing | C&I Curtailment-Turnkey-Manual HVAC Control | General |  | Winter Evening | % of Load | 1 | 2033 | 65535
| High | Dynamic Pricing | C&I Curtailment-Turnkey-Manual HVAC Control | General |  | Winter Evening | % of Load | 0 | 2033 | 65535
| High | Dynamic Pricing | C&I Curtailment-Turnkey-Auto-DR HVAC Control | General |  | Winter Evening | % of Load | 1 | 2033 | 65535
| High | Dynamic Pricing | C&I Curtailment-Turnkey-Auto-DR HVAC Control | General |  | Winter Evening | % of Load | 0 | 2033 | 65535
| High | Dynamic Pricing | C&I Curtailment-Turnkey-Standard Lighting Control | General |  | Winter Evening | % of Load | 1 | 2033 | 65535
| High | Dynamic Pricing | C&I Curtailment-Turnkey-Standard Lighting Control | General |  | Winter Evening | % of Load | 0 | 2033 | 65535
| High | Dynamic Pricing | C&I Curtailment-Turnkey-Advanced Lighting Control | General |  | Winter Evening | % of Load | 1 | 2033 | 65535
| High | Dynamic Pricing | C&I Curtailment-Turnkey-Advanced Lighting Control | General |  | Winter Evening | % of Load | 0 | 2033 | 65535
| High | Dynamic Pricing | C&I Curtailment-Turnkey-Water Heating Control | General |  | Winter Evening | % of Load | 1 | 2033 | 65535
| High | Dynamic Pricing | C&I Curtailment-Turnkey-Water Heating Control | General |  | Winter Evening | % of Load | 0 | 2033 | 65535
| High | Dynamic Pricing | C&I Curtailment-Turnkey-Other | General |  | Winter Evening | % of Load | 1 | 2033 | 65535
| High | Dynamic Pricing | C&I Curtailment-Turnkey-Other | General |  | Winter Evening | % of Load | 0 | 2033 | 65535
| High | Dynamic Pricing | Dynamic Pricing with enabling tech. | General |  | Winter Evening | % of Load | 1 | 2033 | 65535
| High | Dynamic Pricing | Dynamic Pricing with enabling tech. | General |  | Winter Evening | % of Load | 0 | 2033 | 65535
| High | Dynamic Pricing | Dynamic Pricing w/o enabling tech. | General |  | Winter Evening | % of Load | 1 | 2033 | 65535
| High | Dynamic Pricing | Dynamic Pricing w/o enabling tech. | General |  | Winter Evening | % of Load | 0 | 2033 | 65535
| High | Dynamic Pricing | Dynamic Pricing with enabling tech. | Large General |  | Winter Morning | % of Load | 1 | 2033 | 65535
| High | Dynamic Pricing | Dynamic Pricing with enabling tech. | Large General |  | Winter Morning | % of Load | 0 | 2033 | 65535
| High | Dynamic Pricing | Dynamic Pricing w/o enabling tech. | Large General |  | Winter Morning | % of Load | 1 | 2033 | 65535
| High | Dynamic Pricing | Dynamic Pricing w/o enabling tech. | Large General |  | Winter Morning | % of Load | 0 | 2033 | 65535
| High | Dynamic Pricing | Dynamic Pricing with enabling tech. | Large General |  | Winter Evening | % of Load | 1 | 2033 | 65535
| High | Dynamic Pricing | Dynamic Pricing with enabling tech. | Large General |  | Winter Evening | % of Load | 0 | 2033 | 65535
| High | Dynamic Pricing | Dynamic Pricing w/o enabling tech. | Large General |  | Winter Evening | % of Load | 1 | 2033 | 65535
| High | Dynamic Pricing | Dynamic Pricing w/o enabling tech. | Large General |  | Winter Evening | % of Load | 0 | 2033 | 65535
| High | Dynamic Pricing | DLC-Switch-Water Heating | Small Industrial |  | Winter Morning | % of Load | 1 | 2033 | 65535
| High | Dynamic Pricing | DLC-Switch-Water Heating | Small Industrial |  | Winter Morning | % of Load | 0 | 2033 | 65535
| High | Dynamic Pricing | DLC-BYOD-Water Heating | Small Industrial |  | Winter Morning | % of Load | 1 | 2033 | 65535
| High | Dynamic Pricing | DLC-BYOD-Water Heating | Small Industrial |  | Winter Morning | % of Load | 0 | 2033 | 65535
| High | Dynamic Pricing | DLC-Thermostat-DI-Central Heat Pump | Small Industrial |  | Winter Morning | % of Load | 1 | 2033 | 65535
| High | Dynamic Pricing | DLC-Thermostat-DI-Central Heat Pump | Small Industrial |  | Winter Morning | % of Load | 0 | 2033 | 65535
| High | Dynamic Pricing | DLC-Thermostat-BYOT-Central Heat Pump | Small Industrial |  | Winter Morning | % of Load | 1 | 2033 | 65535
| High | Dynamic Pricing | DLC-Thermostat-BYOT-Central Heat Pump | Small Industrial |  | Winter Morning | % of Load | 0 | 2033 | 65535
| High | Dynamic Pricing | DLC-Thermostat-HVAC | Small Industrial |  | Winter Morning | % of Load | 1 | 2033 | 65535
| High | Dynamic Pricing | DLC-Thermostat-HVAC | Small Industrial |  | Winter Morning | % of Load | 0 | 2033 | 65535
| High | Dynamic Pricing | DLC-Thermostat-DI-Baseboard Heating | Small Industrial |  | Winter Morning | % of Load | 1 | 2033 | 65535
| High | Dynamic Pricing | DLC-Thermostat-DI-Baseboard Heating | Small Industrial |  | Winter Morning | % of Load | 0 | 2033 | 65535
| High | Dynamic Pricing | DLC-Thermostat-BYOT-Baseboard Heating | Small Industrial |  | Winter Morning | % of Load | 1 | 2033 | 65535
| High | Dynamic Pricing | DLC-Thermostat-BYOT-Baseboard Heating | Small Industrial |  | Winter Morning | % of Load | 0 | 2033 | 65535
| High | Dynamic Pricing | DLC-Thermostat-DI-MSHP | Small Industrial |  | Winter Morning | % of Load | 1 | 2033 | 65535
| High | Dynamic Pricing | DLC-Thermostat-DI-MSHP | Small Industrial |  | Winter Morning | % of Load | 0 | 2033 | 65535
| High | Dynamic Pricing | DLC-Thermostat-BYOT-MSHP | Small Industrial |  | Winter Morning | % of Load | 1 | 2033 | 65535
| High | Dynamic Pricing | DLC-Thermostat-BYOT-MSHP | Small Industrial |  | Winter Morning | % of Load | 0 | 2033 | 65535
| High | Dynamic Pricing | C&I Curtailment-Turnkey-Manual HVAC Control | Small Industrial |  | Winter Morning | % of Load | 1 | 2033 | 65535
| High | Dynamic Pricing | C&I Curtailment-Turnkey-Manual HVAC Control | Small Industrial |  | Winter Morning | % of Load | 0 | 2033 | 65535
| High | Dynamic Pricing | C&I Curtailment-Turnkey-Auto-DR HVAC Control | Small Industrial |  | Winter Morning | % of Load | 1 | 2033 | 65535
| High | Dynamic Pricing | C&I Curtailment-Turnkey-Auto-DR HVAC Control | Small Industrial |  | Winter Morning | % of Load | 0 | 2033 | 65535
| High | Dynamic Pricing | C&I Curtailment-Turnkey-Standard Lighting Control | Small Industrial |  | Winter Morning | % of Load | 1 | 2033 | 65535
| High | Dynamic Pricing | C&I Curtailment-Turnkey-Standard Lighting Control | Small Industrial |  | Winter Morning | % of Load | 0 | 2033 | 65535
| High | Dynamic Pricing | C&I Curtailment-Turnkey-Advanced Lighting Control | Small Industrial |  | Winter Morning | % of Load | 1 | 2033 | 65535
| High | Dynamic Pricing | C&I Curtailment-Turnkey-Advanced Lighting Control | Small Industrial |  | Winter Morning | % of Load | 0 | 2033 | 65535
| High | Dynamic Pricing | C&I Curtailment-Turnkey-Water Heating Control | Small Industrial |  | Winter Morning | % of Load | 1 | 2033 | 65535
| High | Dynamic Pricing | C&I Curtailment-Turnkey-Water Heating Control | Small Industrial |  | Winter Morning | % of Load | 0 | 2033 | 65535
| High | Dynamic Pricing | C&I Curtailment-Turnkey-Other | Small Industrial |  | Winter Morning | % of Load | 1 | 2033 | 65535
| High | Dynamic Pricing | C&I Curtailment-Turnkey-Other | Small Industrial |  | Winter Morning | % of Load | 0 | 2033 | 65535
| High | Dynamic Pricing | C&I Curtailment-Turnkey-Industrial | Small Industrial |  | Winter Morning | % of Load | 1 | 2033 | 65535
| High | Dynamic Pricing | C&I Curtailment-Turnkey-Industrial | Small Industrial |  | Winter Morning | % of Load | 0 | 2033 | 65535
| High | Dynamic Pricing | Dynamic Pricing with enabling tech. | Small Industrial |  | Winter Morning | % of Load | 1 | 2033 | 65535
| High | Dynamic Pricing | Dynamic Pricing with enabling tech. | Small Industrial |  | Winter Morning | % of Load | 0 | 2033 | 65535
| High | Dynamic Pricing | Dynamic Pricing w/o enabling tech. | Small Industrial |  | Winter Morning | % of Load | 1 | 2033 | 65535
| High | Dynamic Pricing | Dynamic Pricing w/o enabling tech. | Small Industrial |  | Winter Morning | % of Load | 0 | 2033 | 65535
| High | Dynamic Pricing | DLC-Switch-Water Heating | Small Industrial |  | Winter Evening | % of Load | 1 | 2033 | 65535
| High | Dynamic Pricing | DLC-Switch-Water Heating | Small Industrial |  | Winter Evening | % of Load | 0 | 2033 | 65535
| High | Dynamic Pricing | DLC-BYOD-Water Heating | Small Industrial |  | Winter Evening | % of Load | 1 | 2033 | 65535
| High | Dynamic Pricing | DLC-BYOD-Water Heating | Small Industrial |  | Winter Evening | % of Load | 0 | 2033 | 65535
| High | Dynamic Pricing | DLC-Thermostat-DI-Central Heat Pump | Small Industrial |  | Winter Evening | % of Load | 1 | 2033 | 65535
| High | Dynamic Pricing | DLC-Thermostat-DI-Central Heat Pump | Small Industrial |  | Winter Evening | % of Load | 0 | 2033 | 65535
| High | Dynamic Pricing | DLC-Thermostat-BYOT-Central Heat Pump | Small Industrial |  | Winter Evening | % of Load | 1 | 2033 | 65535
| High | Dynamic Pricing | DLC-Thermostat-BYOT-Central Heat Pump | Small Industrial |  | Winter Evening | % of Load | 0 | 2033 | 65535
| High | Dynamic Pricing | DLC-Thermostat-HVAC | Small Industrial |  | Winter Evening | % of Load | 1 | 2033 | 65535
| High | Dynamic Pricing | DLC-Thermostat-HVAC | Small Industrial |  | Winter Evening | % of Load | 0 | 2033 | 65535
| High | Dynamic Pricing | DLC-Thermostat-DI-Baseboard Heating | Small Industrial |  | Winter Evening | % of Load | 1 | 2033 | 65535
| High | Dynamic Pricing | DLC-Thermostat-DI-Baseboard Heating | Small Industrial |  | Winter Evening | % of Load | 0 | 2033 | 65535
| High | Dynamic Pricing | DLC-Thermostat-BYOT-Baseboard Heating | Small Industrial |  | Winter Evening | % of Load | 1 | 2033 | 65535
| High | Dynamic Pricing | DLC-Thermostat-BYOT-Baseboard Heating | Small Industrial |  | Winter Evening | % of Load | 0 | 2033 | 65535
| High | Dynamic Pricing | DLC-Thermostat-DI-MSHP | Small Industrial |  | Winter Evening | % of Load | 1 | 2033 | 65535
| High | Dynamic Pricing | DLC-Thermostat-DI-MSHP | Small Industrial |  | Winter Evening | % of Load | 0 | 2033 | 65535
| High | Dynamic Pricing | DLC-Thermostat-BYOT-MSHP | Small Industrial |  | Winter Evening | % of Load | 1 | 2033 | 65535
| High | Dynamic Pricing | DLC-Thermostat-BYOT-MSHP | Small Industrial |  | Winter Evening | % of Load | 0 | 2033 | 65535
| High | Dynamic Pricing | C&I Curtailment-Turnkey-Manual HVAC Control | Small Industrial |  | Winter Evening | % of Load | 1 | 2033 | 65535
| High | Dynamic Pricing | C&I Curtailment-Turnkey-Manual HVAC Control | Small Industrial |  | Winter Evening | % of Load | 0 | 2033 | 65535
| High | Dynamic Pricing | C&I Curtailment-Turnkey-Auto-DR HVAC Control | Small Industrial |  | Winter Evening | % of Load | 1 | 2033 | 65535
| High | Dynamic Pricing | C&I Curtailment-Turnkey-Auto-DR HVAC Control | Small Industrial |  | Winter Evening | % of Load | 0 | 2033 | 65535
| High | Dynamic Pricing | C&I Curtailment-Turnkey-Standard Lighting Control | Small Industrial |  | Winter Evening | % of Load | 1 | 2033 | 65535
| High | Dynamic Pricing | C&I Curtailment-Turnkey-Standard Lighting Control | Small Industrial |  | Winter Evening | % of Load | 0 | 2033 | 65535
| High | Dynamic Pricing | C&I Curtailment-Turnkey-Advanced Lighting Control | Small Industrial |  | Winter Evening | % of Load | 1 | 2033 | 65535
| High | Dynamic Pricing | C&I Curtailment-Turnkey-Advanced Lighting Control | Small Industrial |  | Winter Evening | % of Load | 0 | 2033 | 65535
| High | Dynamic Pricing | C&I Curtailment-Turnkey-Water Heating Control | Small Industrial |  | Winter Evening | % of Load | 1 | 2033 | 65535
| High | Dynamic Pricing | C&I Curtailment-Turnkey-Water Heating Control | Small Industrial |  | Winter Evening | % of Load | 0 | 2033 | 65535
| High | Dynamic Pricing | C&I Curtailment-Turnkey-Other | Small Industrial |  | Winter Evening | % of Load | 1 | 2033 | 65535
| High | Dynamic Pricing | C&I Curtailment-Turnkey-Other | Small Industrial |  | Winter Evening | % of Load | 0 | 2033 | 65535
| High | Dynamic Pricing | C&I Curtailment-Turnkey-Industrial | Small Industrial |  | Winter Evening | % of Load | 1 | 2033 | 65535
| High | Dynamic Pricing | C&I Curtailment-Turnkey-Industrial | Small Industrial |  | Winter Evening | % of Load | 0 | 2033 | 65535
| High | Dynamic Pricing | Dynamic Pricing with enabling tech. | Small Industrial |  | Winter Evening | % of Load | 1 | 2033 | 65535
| High | Dynamic Pricing | Dynamic Pricing with enabling tech. | Small Industrial |  | Winter Evening | % of Load | 0 | 2033 | 65535
| High | Dynamic Pricing | Dynamic Pricing w/o enabling tech. | Small Industrial |  | Winter Evening | % of Load | 1 | 2033 | 65535
| High | Dynamic Pricing | Dynamic Pricing w/o enabling tech. | Small Industrial |  | Winter Evening | % of Load | 0 | 2033 | 65535
| High | Dynamic Pricing | DLC-Switch-Water Heating | Medium Industrial |  | Winter Morning | % of Load | 1 | 2033 | 65535
| High | Dynamic Pricing | DLC-Switch-Water Heating | Medium Industrial |  | Winter Morning | % of Load | 0 | 2033 | 65535
| High | Dynamic Pricing | DLC-BYOD-Water Heating | Medium Industrial |  | Winter Morning | % of Load | 1 | 2033 | 65535
| High | Dynamic Pricing | DLC-BYOD-Water Heating | Medium Industrial |  | Winter Morning | % of Load | 0 | 2033 | 65535
| High | Dynamic Pricing | DLC-Thermostat-DI-Central Heat Pump | Medium Industrial |  | Winter Morning | % of Load | 1 | 2033 | 65535
| High | Dynamic Pricing | DLC-Thermostat-DI-Central Heat Pump | Medium Industrial |  | Winter Morning | % of Load | 0 | 2033 | 65535
| High | Dynamic Pricing | DLC-Thermostat-BYOT-Central Heat Pump | Medium Industrial |  | Winter Morning | % of Load | 1 | 2033 | 65535
| High | Dynamic Pricing | DLC-Thermostat-BYOT-Central Heat Pump | Medium Industrial |  | Winter Morning | % of Load | 0 | 2033 | 65535
| High | Dynamic Pricing | DLC-Thermostat-HVAC | Medium Industrial |  | Winter Morning | % of Load | 1 | 2033 | 65535
| High | Dynamic Pricing | DLC-Thermostat-HVAC | Medium Industrial |  | Winter Morning | % of Load | 0 | 2033 | 65535
| High | Dynamic Pricing | DLC-Thermostat-DI-Baseboard Heating | Medium Industrial |  | Winter Morning | % of Load | 1 | 2033 | 65535
| High | Dynamic Pricing | DLC-Thermostat-DI-Baseboard Heating | Medium Industrial |  | Winter Morning | % of Load | 0 | 2033 | 65535
| High | Dynamic Pricing | DLC-Thermostat-BYOT-Baseboard Heating | Medium Industrial |  | Winter Morning | % of Load | 1 | 2033 | 65535
| High | Dynamic Pricing | DLC-Thermostat-BYOT-Baseboard Heating | Medium Industrial |  | Winter Morning | % of Load | 0 | 2033 | 65535
| High | Dynamic Pricing | DLC-Thermostat-DI-MSHP | Medium Industrial |  | Winter Morning | % of Load | 1 | 2033 | 65535
| High | Dynamic Pricing | DLC-Thermostat-DI-MSHP | Medium Industrial |  | Winter Morning | % of Load | 0 | 2033 | 65535
| High | Dynamic Pricing | DLC-Thermostat-BYOT-MSHP | Medium Industrial |  | Winter Morning | % of Load | 1 | 2033 | 65535
| High | Dynamic Pricing | DLC-Thermostat-BYOT-MSHP | Medium Industrial |  | Winter Morning | % of Load | 0 | 2033 | 65535
| High | Dynamic Pricing | C&I Curtailment-Turnkey-Manual HVAC Control | Medium Industrial |  | Winter Morning | % of Load | 1 | 2033 | 65535
| High | Dynamic Pricing | C&I Curtailment-Turnkey-Manual HVAC Control | Medium Industrial |  | Winter Morning | % of Load | 0 | 2033 | 65535
| High | Dynamic Pricing | C&I Curtailment-Turnkey-Auto-DR HVAC Control | Medium Industrial |  | Winter Morning | % of Load | 1 | 2033 | 65535
| High | Dynamic Pricing | C&I Curtailment-Turnkey-Auto-DR HVAC Control | Medium Industrial |  | Winter Morning | % of Load | 0 | 2033 | 65535
| High | Dynamic Pricing | C&I Curtailment-Turnkey-Standard Lighting Control | Medium Industrial |  | Winter Morning | % of Load | 1 | 2033 | 65535
| High | Dynamic Pricing | C&I Curtailment-Turnkey-Standard Lighting Control | Medium Industrial |  | Winter Morning | % of Load | 0 | 2033 | 65535
| High | Dynamic Pricing | C&I Curtailment-Turnkey-Advanced Lighting Control | Medium Industrial |  | Winter Morning | % of Load | 1 | 2033 | 65535
| High | Dynamic Pricing | C&I Curtailment-Turnkey-Advanced Lighting Control | Medium Industrial |  | Winter Morning | % of Load | 0 | 2033 | 65535
| High | Dynamic Pricing | C&I Curtailment-Turnkey-Water Heating Control | Medium Industrial |  | Winter Morning | % of Load | 1 | 2033 | 65535
| High | Dynamic Pricing | C&I Curtailment-Turnkey-Water Heating Control | Medium Industrial |  | Winter Morning | % of Load | 0 | 2033 | 65535
| High | Dynamic Pricing | C&I Curtailment-Turnkey-Other | Medium Industrial |  | Winter Morning | % of Load | 1 | 2033 | 65535
| High | Dynamic Pricing | C&I Curtailment-Turnkey-Other | Medium Industrial |  | Winter Morning | % of Load | 0 | 2033 | 65535
| High | Dynamic Pricing | Dynamic Pricing with enabling tech. | Medium Industrial |  | Winter Morning | % of Load | 1 | 2033 | 65535
| High | Dynamic Pricing | Dynamic Pricing with enabling tech. | Medium Industrial |  | Winter Morning | % of Load | 0 | 2033 | 65535
| High | Dynamic Pricing | Dynamic Pricing w/o enabling tech. | Medium Industrial |  | Winter Morning | % of Load | 1 | 2033 | 65535
| High | Dynamic Pricing | Dynamic Pricing w/o enabling tech. | Medium Industrial |  | Winter Morning | % of Load | 0 | 2033 | 65535
| High | Dynamic Pricing | DLC-Switch-Water Heating | Medium Industrial |  | Winter Evening | % of Load | 1 | 2033 | 65535
| High | Dynamic Pricing | DLC-Switch-Water Heating | Medium Industrial |  | Winter Evening | % of Load | 0 | 2033 | 65535
| High | Dynamic Pricing | DLC-BYOD-Water Heating | Medium Industrial |  | Winter Evening | % of Load | 1 | 2033 | 65535
| High | Dynamic Pricing | DLC-BYOD-Water Heating | Medium Industrial |  | Winter Evening | % of Load | 0 | 2033 | 65535
| High | Dynamic Pricing | DLC-Thermostat-DI-Central Heat Pump | Medium Industrial |  | Winter Evening | % of Load | 1 | 2033 | 65535
| High | Dynamic Pricing | DLC-Thermostat-DI-Central Heat Pump | Medium Industrial |  | Winter Evening | % of Load | 0 | 2033 | 65535
| High | Dynamic Pricing | DLC-Thermostat-BYOT-Central Heat Pump | Medium Industrial |  | Winter Evening | % of Load | 1 | 2033 | 65535
| High | Dynamic Pricing | DLC-Thermostat-BYOT-Central Heat Pump | Medium Industrial |  | Winter Evening | % of Load | 0 | 2033 | 65535
| High | Dynamic Pricing | DLC-Thermostat-HVAC | Medium Industrial |  | Winter Evening | % of Load | 1 | 2033 | 65535
| High | Dynamic Pricing | DLC-Thermostat-HVAC | Medium Industrial |  | Winter Evening | % of Load | 0 | 2033 | 65535
| High | Dynamic Pricing | DLC-Thermostat-DI-Baseboard Heating | Medium Industrial |  | Winter Evening | % of Load | 1 | 2033 | 65535
| High | Dynamic Pricing | DLC-Thermostat-DI-Baseboard Heating | Medium Industrial |  | Winter Evening | % of Load | 0 | 2033 | 65535
| High | Dynamic Pricing | DLC-Thermostat-BYOT-Baseboard Heating | Medium Industrial |  | Winter Evening | % of Load | 1 | 2033 | 65535
| High | Dynamic Pricing | DLC-Thermostat-BYOT-Baseboard Heating | Medium Industrial |  | Winter Evening | % of Load | 0 | 2033 | 65535
| High | Dynamic Pricing | DLC-Thermostat-DI-MSHP | Medium Industrial |  | Winter Evening | % of Load | 1 | 2033 | 65535
| High | Dynamic Pricing | DLC-Thermostat-DI-MSHP | Medium Industrial |  | Winter Evening | % of Load | 0 | 2033 | 65535
| High | Dynamic Pricing | DLC-Thermostat-BYOT-MSHP | Medium Industrial |  | Winter Evening | % of Load | 1 | 2033 | 65535
| High | Dynamic Pricing | DLC-Thermostat-BYOT-MSHP | Medium Industrial |  | Winter Evening | % of Load | 0 | 2033 | 65535
| High | Dynamic Pricing | C&I Curtailment-Turnkey-Manual HVAC Control | Medium Industrial |  | Winter Evening | % of Load | 1 | 2033 | 65535
| High | Dynamic Pricing | C&I Curtailment-Turnkey-Manual HVAC Control | Medium Industrial |  | Winter Evening | % of Load | 0 | 2033 | 65535
| High | Dynamic Pricing | C&I Curtailment-Turnkey-Auto-DR HVAC Control | Medium Industrial |  | Winter Evening | % of Load | 1 | 2033 | 65535
| High | Dynamic Pricing | C&I Curtailment-Turnkey-Auto-DR HVAC Control | Medium Industrial |  | Winter Evening | % of Load | 0 | 2033 | 65535
| High | Dynamic Pricing | C&I Curtailment-Turnkey-Standard Lighting Control | Medium Industrial |  | Winter Evening | % of Load | 1 | 2033 | 65535
| High | Dynamic Pricing | C&I Curtailment-Turnkey-Standard Lighting Control | Medium Industrial |  | Winter Evening | % of Load | 0 | 2033 | 65535
| High | Dynamic Pricing | C&I Curtailment-Turnkey-Advanced Lighting Control | Medium Industrial |  | Winter Evening | % of Load | 1 | 2033 | 65535
| High | Dynamic Pricing | C&I Curtailment-Turnkey-Advanced Lighting Control | Medium Industrial |  | Winter Evening | % of Load | 0 | 2033 | 65535
| High | Dynamic Pricing | C&I Curtailment-Turnkey-Water Heating Control | Medium Industrial |  | Winter Evening | % of Load | 1 | 2033 | 65535
| High | Dynamic Pricing | C&I Curtailment-Turnkey-Water Heating Control | Medium Industrial |  | Winter Evening | % of Load | 0 | 2033 | 65535
| High | Dynamic Pricing | C&I Curtailment-Turnkey-Other | Medium Industrial |  | Winter Evening | % of Load | 1 | 2033 | 65535
| High | Dynamic Pricing | C&I Curtailment-Turnkey-Other | Medium Industrial |  | Winter Evening | % of Load | 0 | 2033 | 65535
| High | Dynamic Pricing | Dynamic Pricing with enabling tech. | Medium Industrial |  | Winter Evening | % of Load | 1 | 2033 | 65535
| High | Dynamic Pricing | Dynamic Pricing with enabling tech. | Medium Industrial |  | Winter Evening | % of Load | 0 | 2033 | 65535
| High | Dynamic Pricing | Dynamic Pricing w/o enabling tech. | Medium Industrial |  | Winter Evening | % of Load | 1 | 2033 | 65535
| High | Dynamic Pricing | Dynamic Pricing w/o enabling tech. | Medium Industrial |  | Winter Evening | % of Load | 0 | 2033 | 65535
| High | Dynamic Pricing | Dynamic Pricing with enabling tech. | Large Industrial |  | Winter Morning | % of Load | 1 | 2033 | 65535
| High | Dynamic Pricing | Dynamic Pricing with enabling tech. | Large Industrial |  | Winter Morning | % of Load | 0 | 2033 | 65535
| High | Dynamic Pricing | Dynamic Pricing w/o enabling tech. | Large Industrial |  | Winter Morning | % of Load | 1 | 2033 | 65535
| High | Dynamic Pricing | Dynamic Pricing w/o enabling tech. | Large Industrial |  | Winter Morning | % of Load | 0 | 2033 | 65535
| High | Dynamic Pricing | Dynamic Pricing with enabling tech. | Large Industrial |  | Winter Evening | % of Load | 1 | 2033 | 65535
| High | Dynamic Pricing | Dynamic Pricing with enabling tech. | Large Industrial |  | Winter Evening | % of Load | 0 | 2033 | 65535
| High | Dynamic Pricing | Dynamic Pricing w/o enabling tech. | Large Industrial |  | Winter Evening | % of Load | 1 | 2033 | 65535
| High | Dynamic Pricing | Dynamic Pricing w/o enabling tech. | Large Industrial |  | Winter Evening | % of Load | 0 | 2033 | 65535
| High | Dynamic Pricing | Dynamic Pricing with enabling tech. | Residential Charitable |  | Winter Morning | % of Load | 1 | 2033 | 65535
| High | Dynamic Pricing | Dynamic Pricing with enabling tech. | Residential Charitable |  | Winter Morning | % of Load | 0 | 2033 | 65535
| High | Dynamic Pricing | Dynamic Pricing w/o enabling tech. | Residential Charitable |  | Winter Morning | % of Load | 1 | 2033 | 65535
| High | Dynamic Pricing | Dynamic Pricing w/o enabling tech. | Residential Charitable |  | Winter Morning | % of Load | 0 | 2033 | 65535
| High | Dynamic Pricing | Dynamic Pricing with enabling tech. | Residential Charitable |  | Winter Evening | % of Load | 1 | 2033 | 65535
| High | Dynamic Pricing | Dynamic Pricing with enabling tech. | Residential Charitable |  | Winter Evening | % of Load | 0 | 2033 | 65535
| High | Dynamic Pricing | Dynamic Pricing w/o enabling tech. | Residential Charitable |  | Winter Evening | % of Load | 1 | 2033 | 65535
| High | Dynamic Pricing | Dynamic Pricing w/o enabling tech. | Residential Charitable |  | Winter Evening | % of Load | 0 | 2033 | 65535
| High | BTM Battery Control | DLC-Switch-Water Heating | Small General |  | Winter Morning | % of Load | 1 | 2033 | 65535
| High | BTM Battery Control | DLC-Switch-Water Heating | Small General |  | Winter Morning | % of Load | 0 | 2033 | 65535
| High | BTM Battery Control | DLC-BYOD-Water Heating | Small General |  | Winter Morning | % of Load | 1 | 2033 | 65535
| High | BTM Battery Control | DLC-BYOD-Water Heating | Small General |  | Winter Morning | % of Load | 0 | 2033 | 65535
| High | BTM Battery Control | DLC-Thermostat-DI-Central Heat Pump | Small General |  | Winter Morning | % of Load | 1 | 2033 | 65535
| High | BTM Battery Control | DLC-Thermostat-DI-Central Heat Pump | Small General |  | Winter Morning | % of Load | 0 | 2033 | 65535
| High | BTM Battery Control | DLC-Thermostat-BYOT-Central Heat Pump | Small General |  | Winter Morning | % of Load | 1 | 2033 | 65535
| High | BTM Battery Control | DLC-Thermostat-BYOT-Central Heat Pump | Small General |  | Winter Morning | % of Load | 0 | 2033 | 65535
| High | BTM Battery Control | DLC-Thermostat-HVAC | Small General |  | Winter Morning | % of Load | 1 | 2033 | 65535
| High | BTM Battery Control | DLC-Thermostat-HVAC | Small General |  | Winter Morning | % of Load | 0 | 2033 | 65535
| High | BTM Battery Control | DLC-Thermostat-DI-Baseboard Heating | Small General |  | Winter Morning | % of Load | 1 | 2033 | 65535
| High | BTM Battery Control | DLC-Thermostat-DI-Baseboard Heating | Small General |  | Winter Morning | % of Load | 0 | 2033 | 65535
| High | BTM Battery Control | DLC-Thermostat-BYOT-Baseboard Heating | Small General |  | Winter Morning | % of Load | 1 | 2033 | 65535
| High | BTM Battery Control | DLC-Thermostat-BYOT-Baseboard Heating | Small General |  | Winter Morning | % of Load | 0 | 2033 | 65535
| High | BTM Battery Control | DLC-Thermostat-DI-MSHP | Small General |  | Winter Morning | % of Load | 1 | 2033 | 65535
| High | BTM Battery Control | DLC-Thermostat-DI-MSHP | Small General |  | Winter Morning | % of Load | 0 | 2033 | 65535
| High | BTM Battery Control | DLC-Thermostat-BYOT-MSHP | Small General |  | Winter Morning | % of Load | 1 | 2033 | 65535
| High | BTM Battery Control | DLC-Thermostat-BYOT-MSHP | Small General |  | Winter Morning | % of Load | 0 | 2033 | 65535
| High | BTM Battery Control | C&I Curtailment-Turnkey-Manual HVAC Control | Small General |  | Winter Morning | % of Load | 1 | 2033 | 65535
| High | BTM Battery Control | C&I Curtailment-Turnkey-Manual HVAC Control | Small General |  | Winter Morning | % of Load | 0 | 2033 | 65535
| High | BTM Battery Control | C&I Curtailment-Turnkey-Auto-DR HVAC Control | Small General |  | Winter Morning | % of Load | 1 | 2033 | 65535
| High | BTM Battery Control | C&I Curtailment-Turnkey-Auto-DR HVAC Control | Small General |  | Winter Morning | % of Load | 0 | 2033 | 65535
| High | BTM Battery Control | C&I Curtailment-Turnkey-Standard Lighting Control | Small General |  | Winter Morning | % of Load | 1 | 2033 | 65535
| High | BTM Battery Control | C&I Curtailment-Turnkey-Standard Lighting Control | Small General |  | Winter Morning | % of Load | 0 | 2033 | 65535
| High | BTM Battery Control | C&I Curtailment-Turnkey-Advanced Lighting Control | Small General |  | Winter Morning | % of Load | 1 | 2033 | 65535
| High | BTM Battery Control | C&I Curtailment-Turnkey-Advanced Lighting Control | Small General |  | Winter Morning | % of Load | 0 | 2033 | 65535
| High | BTM Battery Control | C&I Curtailment-Turnkey-Water Heating Control | Small General |  | Winter Morning | % of Load | 1 | 2033 | 65535
| High | BTM Battery Control | C&I Curtailment-Turnkey-Water Heating Control | Small General |  | Winter Morning | % of Load | 0 | 2033 | 65535
| High | BTM Battery Control | C&I Curtailment-Turnkey-Other | Small General |  | Winter Morning | % of Load | 1 | 2033 | 65535
| High | BTM Battery Control | C&I Curtailment-Turnkey-Other | Small General |  | Winter Morning | % of Load | 0 | 2033 | 65535
| High | BTM Battery Control | Dynamic Pricing with enabling tech. | Small General |  | Winter Morning | % of Load | 1 | 2033 | 65535
| High | BTM Battery Control | Dynamic Pricing with enabling tech. | Small General |  | Winter Morning | % of Load | 0 | 2033 | 65535
| High | BTM Battery Control | DLC-Switch-Water Heating | Small General |  | Winter Evening | % of Load | 1 | 2033 | 65535
| High | BTM Battery Control | DLC-Switch-Water Heating | Small General |  | Winter Evening | % of Load | 0 | 2033 | 65535
| High | BTM Battery Control | DLC-BYOD-Water Heating | Small General |  | Winter Evening | % of Load | 1 | 2033 | 65535
| High | BTM Battery Control | DLC-BYOD-Water Heating | Small General |  | Winter Evening | % of Load | 0 | 2033 | 65535
| High | BTM Battery Control | DLC-Thermostat-DI-Central Heat Pump | Small General |  | Winter Evening | % of Load | 1 | 2033 | 65535
| High | BTM Battery Control | DLC-Thermostat-DI-Central Heat Pump | Small General |  | Winter Evening | % of Load | 0 | 2033 | 65535
| High | BTM Battery Control | DLC-Thermostat-BYOT-Central Heat Pump | Small General |  | Winter Evening | % of Load | 1 | 2033 | 65535
| High | BTM Battery Control | DLC-Thermostat-BYOT-Central Heat Pump | Small General |  | Winter Evening | % of Load | 0 | 2033 | 65535
| High | BTM Battery Control | DLC-Thermostat-HVAC | Small General |  | Winter Evening | % of Load | 1 | 2033 | 65535
| High | BTM Battery Control | DLC-Thermostat-HVAC | Small General |  | Winter Evening | % of Load | 0 | 2033 | 65535
| High | BTM Battery Control | DLC-Thermostat-DI-Baseboard Heating | Small General |  | Winter Evening | % of Load | 1 | 2033 | 65535
| High | BTM Battery Control | DLC-Thermostat-DI-Baseboard Heating | Small General |  | Winter Evening | % of Load | 0 | 2033 | 65535
| High | BTM Battery Control | DLC-Thermostat-BYOT-Baseboard Heating | Small General |  | Winter Evening | % of Load | 1 | 2033 | 65535
| High | BTM Battery Control | DLC-Thermostat-BYOT-Baseboard Heating | Small General |  | Winter Evening | % of Load | 0 | 2033 | 65535
| High | BTM Battery Control | DLC-Thermostat-DI-MSHP | Small General |  | Winter Evening | % of Load | 1 | 2033 | 65535
| High | BTM Battery Control | DLC-Thermostat-DI-MSHP | Small General |  | Winter Evening | % of Load | 0 | 2033 | 65535
| High | BTM Battery Control | DLC-Thermostat-BYOT-MSHP | Small General |  | Winter Evening | % of Load | 1 | 2033 | 65535
| High | BTM Battery Control | DLC-Thermostat-BYOT-MSHP | Small General |  | Winter Evening | % of Load | 0 | 2033 | 65535
| High | BTM Battery Control | C&I Curtailment-Turnkey-Manual HVAC Control | Small General |  | Winter Evening | % of Load | 1 | 2033 | 65535
| High | BTM Battery Control | C&I Curtailment-Turnkey-Manual HVAC Control | Small General |  | Winter Evening | % of Load | 0 | 2033 | 65535
| High | BTM Battery Control | C&I Curtailment-Turnkey-Auto-DR HVAC Control | Small General |  | Winter Evening | % of Load | 1 | 2033 | 65535
| High | BTM Battery Control | C&I Curtailment-Turnkey-Auto-DR HVAC Control | Small General |  | Winter Evening | % of Load | 0 | 2033 | 65535
| High | BTM Battery Control | C&I Curtailment-Turnkey-Standard Lighting Control | Small General |  | Winter Evening | % of Load | 1 | 2033 | 65535
| High | BTM Battery Control | C&I Curtailment-Turnkey-Standard Lighting Control | Small General |  | Winter Evening | % of Load | 0 | 2033 | 65535
| High | BTM Battery Control | C&I Curtailment-Turnkey-Advanced Lighting Control | Small General |  | Winter Evening | % of Load | 1 | 2033 | 65535
| High | BTM Battery Control | C&I Curtailment-Turnkey-Advanced Lighting Control | Small General |  | Winter Evening | % of Load | 0 | 2033 | 65535
| High | BTM Battery Control | C&I Curtailment-Turnkey-Water Heating Control | Small General |  | Winter Evening | % of Load | 1 | 2033 | 65535
| High | BTM Battery Control | C&I Curtailment-Turnkey-Water Heating Control | Small General |  | Winter Evening | % of Load | 0 | 2033 | 65535
| High | BTM Battery Control | C&I Curtailment-Turnkey-Other | Small General |  | Winter Evening | % of Load | 1 | 2033 | 65535
| High | BTM Battery Control | C&I Curtailment-Turnkey-Other | Small General |  | Winter Evening | % of Load | 0 | 2033 | 65535
| High | BTM Battery Control | Dynamic Pricing with enabling tech. | Small General |  | Winter Evening | % of Load | 1 | 2033 | 65535
| High | BTM Battery Control | Dynamic Pricing with enabling tech. | Small General |  | Winter Evening | % of Load | 0 | 2033 | 65535
| High | BTM Battery Control | DLC-Switch-Water Heating | General |  | Winter Morning | % of Load | 1 | 2033 | 65535
| High | BTM Battery Control | DLC-Switch-Water Heating | General |  | Winter Morning | % of Load | 0 | 2033 | 65535
| High | BTM Battery Control | DLC-BYOD-Water Heating | General |  | Winter Morning | % of Load | 1 | 2033 | 65535
| High | BTM Battery Control | DLC-BYOD-Water Heating | General |  | Winter Morning | % of Load | 0 | 2033 | 65535
| High | BTM Battery Control | DLC-Thermostat-DI-Central Heat Pump | General |  | Winter Morning | % of Load | 1 | 2033 | 65535
| High | BTM Battery Control | DLC-Thermostat-DI-Central Heat Pump | General |  | Winter Morning | % of Load | 0 | 2033 | 65535
| High | BTM Battery Control | DLC-Thermostat-BYOT-Central Heat Pump | General |  | Winter Morning | % of Load | 1 | 2033 | 65535
| High | BTM Battery Control | DLC-Thermostat-BYOT-Central Heat Pump | General |  | Winter Morning | % of Load | 0 | 2033 | 65535
| High | BTM Battery Control | DLC-Thermostat-HVAC | General |  | Winter Morning | % of Load | 1 | 2033 | 65535
| High | BTM Battery Control | DLC-Thermostat-HVAC | General |  | Winter Morning | % of Load | 0 | 2033 | 65535
| High | BTM Battery Control | DLC-Thermostat-DI-Baseboard Heating | General |  | Winter Morning | % of Load | 1 | 2033 | 65535
| High | BTM Battery Control | DLC-Thermostat-DI-Baseboard Heating | General |  | Winter Morning | % of Load | 0 | 2033 | 65535
| High | BTM Battery Control | DLC-Thermostat-BYOT-Baseboard Heating | General |  | Winter Morning | % of Load | 1 | 2033 | 65535
| High | BTM Battery Control | DLC-Thermostat-BYOT-Baseboard Heating | General |  | Winter Morning | % of Load | 0 | 2033 | 65535
| High | BTM Battery Control | DLC-Thermostat-DI-MSHP | General |  | Winter Morning | % of Load | 1 | 2033 | 65535
| High | BTM Battery Control | DLC-Thermostat-DI-MSHP | General |  | Winter Morning | % of Load | 0 | 2033 | 65535
| High | BTM Battery Control | DLC-Thermostat-BYOT-MSHP | General |  | Winter Morning | % of Load | 1 | 2033 | 65535
| High | BTM Battery Control | DLC-Thermostat-BYOT-MSHP | General |  | Winter Morning | % of Load | 0 | 2033 | 65535
| High | BTM Battery Control | C&I Curtailment-Turnkey-Manual HVAC Control | General |  | Winter Morning | % of Load | 1 | 2033 | 65535
| High | BTM Battery Control | C&I Curtailment-Turnkey-Manual HVAC Control | General |  | Winter Morning | % of Load | 0 | 2033 | 65535
| High | BTM Battery Control | C&I Curtailment-Turnkey-Auto-DR HVAC Control | General |  | Winter Morning | % of Load | 1 | 2033 | 65535
| High | BTM Battery Control | C&I Curtailment-Turnkey-Auto-DR HVAC Control | General |  | Winter Morning | % of Load | 0 | 2033 | 65535
| High | BTM Battery Control | C&I Curtailment-Turnkey-Standard Lighting Control | General |  | Winter Morning | % of Load | 1 | 2033 | 65535
| High | BTM Battery Control | C&I Curtailment-Turnkey-Standard Lighting Control | General |  | Winter Morning | % of Load | 0 | 2033 | 65535
| High | BTM Battery Control | C&I Curtailment-Turnkey-Advanced Lighting Control | General |  | Winter Morning | % of Load | 1 | 2033 | 65535
| High | BTM Battery Control | C&I Curtailment-Turnkey-Advanced Lighting Control | General |  | Winter Morning | % of Load | 0 | 2033 | 65535
| High | BTM Battery Control | C&I Curtailment-Turnkey-Water Heating Control | General |  | Winter Morning | % of Load | 1 | 2033 | 65535
| High | BTM Battery Control | C&I Curtailment-Turnkey-Water Heating Control | General |  | Winter Morning | % of Load | 0 | 2033 | 65535
| High | BTM Battery Control | C&I Curtailment-Turnkey-Other | General |  | Winter Morning | % of Load | 1 | 2033 | 65535
| High | BTM Battery Control | C&I Curtailment-Turnkey-Other | General |  | Winter Morning | % of Load | 0 | 2033 | 65535
| High | BTM Battery Control | DLC-Switch-Water Heating | General |  | Winter Evening | % of Load | 1 | 2033 | 65535
| High | BTM Battery Control | DLC-Switch-Water Heating | General |  | Winter Evening | % of Load | 0 | 2033 | 65535
| High | BTM Battery Control | DLC-BYOD-Water Heating | General |  | Winter Evening | % of Load | 1 | 2033 | 65535
| High | BTM Battery Control | DLC-BYOD-Water Heating | General |  | Winter Evening | % of Load | 0 | 2033 | 65535
| High | BTM Battery Control | DLC-Thermostat-DI-Central Heat Pump | General |  | Winter Evening | % of Load | 1 | 2033 | 65535
| High | BTM Battery Control | DLC-Thermostat-DI-Central Heat Pump | General |  | Winter Evening | % of Load | 0 | 2033 | 65535
| High | BTM Battery Control | DLC-Thermostat-BYOT-Central Heat Pump | General |  | Winter Evening | % of Load | 1 | 2033 | 65535
| High | BTM Battery Control | DLC-Thermostat-BYOT-Central Heat Pump | General |  | Winter Evening | % of Load | 0 | 2033 | 65535
| High | BTM Battery Control | DLC-Thermostat-HVAC | General |  | Winter Evening | % of Load | 1 | 2033 | 65535
| High | BTM Battery Control | DLC-Thermostat-HVAC | General |  | Winter Evening | % of Load | 0 | 2033 | 65535
| High | BTM Battery Control | DLC-Thermostat-DI-Baseboard Heating | General |  | Winter Evening | % of Load | 1 | 2033 | 65535
| High | BTM Battery Control | DLC-Thermostat-DI-Baseboard Heating | General |  | Winter Evening | % of Load | 0 | 2033 | 65535
| High | BTM Battery Control | DLC-Thermostat-BYOT-Baseboard Heating | General |  | Winter Evening | % of Load | 1 | 2033 | 65535
| High | BTM Battery Control | DLC-Thermostat-BYOT-Baseboard Heating | General |  | Winter Evening | % of Load | 0 | 2033 | 65535
| High | BTM Battery Control | DLC-Thermostat-DI-MSHP | General |  | Winter Evening | % of Load | 1 | 2033 | 65535
| High | BTM Battery Control | DLC-Thermostat-DI-MSHP | General |  | Winter Evening | % of Load | 0 | 2033 | 65535
| High | BTM Battery Control | DLC-Thermostat-BYOT-MSHP | General |  | Winter Evening | % of Load | 1 | 2033 | 65535
| High | BTM Battery Control | DLC-Thermostat-BYOT-MSHP | General |  | Winter Evening | % of Load | 0 | 2033 | 65535
| High | BTM Battery Control | C&I Curtailment-Turnkey-Manual HVAC Control | General |  | Winter Evening | % of Load | 1 | 2033 | 65535
| High | BTM Battery Control | C&I Curtailment-Turnkey-Manual HVAC Control | General |  | Winter Evening | % of Load | 0 | 2033 | 65535
| High | BTM Battery Control | C&I Curtailment-Turnkey-Auto-DR HVAC Control | General |  | Winter Evening | % of Load | 1 | 2033 | 65535
| High | BTM Battery Control | C&I Curtailment-Turnkey-Auto-DR HVAC Control | General |  | Winter Evening | % of Load | 0 | 2033 | 65535
| High | BTM Battery Control | C&I Curtailment-Turnkey-Standard Lighting Control | General |  | Winter Evening | % of Load | 1 | 2033 | 65535
| High | BTM Battery Control | C&I Curtailment-Turnkey-Standard Lighting Control | General |  | Winter Evening | % of Load | 0 | 2033 | 65535
| High | BTM Battery Control | C&I Curtailment-Turnkey-Advanced Lighting Control | General |  | Winter Evening | % of Load | 1 | 2033 | 65535
| High | BTM Battery Control | C&I Curtailment-Turnkey-Advanced Lighting Control | General |  | Winter Evening | % of Load | 0 | 2033 | 65535
| High | BTM Battery Control | C&I Curtailment-Turnkey-Water Heating Control | General |  | Winter Evening | % of Load | 1 | 2033 | 65535
| High | BTM Battery Control | C&I Curtailment-Turnkey-Water Heating Control | General |  | Winter Evening | % of Load | 0 | 2033 | 65535
| High | BTM Battery Control | C&I Curtailment-Turnkey-Other | General |  | Winter Evening | % of Load | 1 | 2033 | 65535
| High | BTM Battery Control | C&I Curtailment-Turnkey-Other | General |  | Winter Evening | % of Load | 0 | 2033 | 65535
| High | BTM Battery Control | DLC-Switch-Water Heating | Small Industrial |  | Winter Morning | % of Load | 1 | 2033 | 65535
| High | BTM Battery Control | DLC-Switch-Water Heating | Small Industrial |  | Winter Morning | % of Load | 0 | 2033 | 65535
| High | BTM Battery Control | DLC-BYOD-Water Heating | Small Industrial |  | Winter Morning | % of Load | 1 | 2033 | 65535
| High | BTM Battery Control | DLC-BYOD-Water Heating | Small Industrial |  | Winter Morning | % of Load | 0 | 2033 | 65535
| High | BTM Battery Control | DLC-Thermostat-DI-Central Heat Pump | Small Industrial |  | Winter Morning | % of Load | 1 | 2033 | 65535
| High | BTM Battery Control | DLC-Thermostat-DI-Central Heat Pump | Small Industrial |  | Winter Morning | % of Load | 0 | 2033 | 65535
| High | BTM Battery Control | DLC-Thermostat-BYOT-Central Heat Pump | Small Industrial |  | Winter Morning | % of Load | 1 | 2033 | 65535
| High | BTM Battery Control | DLC-Thermostat-BYOT-Central Heat Pump | Small Industrial |  | Winter Morning | % of Load | 0 | 2033 | 65535
| High | BTM Battery Control | DLC-Thermostat-HVAC | Small Industrial |  | Winter Morning | % of Load | 1 | 2033 | 65535
| High | BTM Battery Control | DLC-Thermostat-HVAC | Small Industrial |  | Winter Morning | % of Load | 0 | 2033 | 65535
| High | BTM Battery Control | DLC-Thermostat-DI-Baseboard Heating | Small Industrial |  | Winter Morning | % of Load | 1 | 2033 | 65535
| High | BTM Battery Control | DLC-Thermostat-DI-Baseboard Heating | Small Industrial |  | Winter Morning | % of Load | 0 | 2033 | 65535
| High | BTM Battery Control | DLC-Thermostat-BYOT-Baseboard Heating | Small Industrial |  | Winter Morning | % of Load | 1 | 2033 | 65535
| High | BTM Battery Control | DLC-Thermostat-BYOT-Baseboard Heating | Small Industrial |  | Winter Morning | % of Load | 0 | 2033 | 65535
| High | BTM Battery Control | DLC-Thermostat-DI-MSHP | Small Industrial |  | Winter Morning | % of Load | 1 | 2033 | 65535
| High | BTM Battery Control | DLC-Thermostat-DI-MSHP | Small Industrial |  | Winter Morning | % of Load | 0 | 2033 | 65535
| High | BTM Battery Control | DLC-Thermostat-BYOT-MSHP | Small Industrial |  | Winter Morning | % of Load | 1 | 2033 | 65535
| High | BTM Battery Control | DLC-Thermostat-BYOT-MSHP | Small Industrial |  | Winter Morning | % of Load | 0 | 2033 | 65535
| High | BTM Battery Control | C&I Curtailment-Turnkey-Manual HVAC Control | Small Industrial |  | Winter Morning | % of Load | 1 | 2033 | 65535
| High | BTM Battery Control | C&I Curtailment-Turnkey-Manual HVAC Control | Small Industrial |  | Winter Morning | % of Load | 0 | 2033 | 65535
| High | BTM Battery Control | C&I Curtailment-Turnkey-Auto-DR HVAC Control | Small Industrial |  | Winter Morning | % of Load | 1 | 2033 | 65535
| High | BTM Battery Control | C&I Curtailment-Turnkey-Auto-DR HVAC Control | Small Industrial |  | Winter Morning | % of Load | 0 | 2033 | 65535
| High | BTM Battery Control | C&I Curtailment-Turnkey-Standard Lighting Control | Small Industrial |  | Winter Morning | % of Load | 1 | 2033 | 65535
| High | BTM Battery Control | C&I Curtailment-Turnkey-Standard Lighting Control | Small Industrial |  | Winter Morning | % of Load | 0 | 2033 | 65535
| High | BTM Battery Control | C&I Curtailment-Turnkey-Advanced Lighting Control | Small Industrial |  | Winter Morning | % of Load | 1 | 2033 | 65535
| High | BTM Battery Control | C&I Curtailment-Turnkey-Advanced Lighting Control | Small Industrial |  | Winter Morning | % of Load | 0 | 2033 | 65535
| High | BTM Battery Control | C&I Curtailment-Turnkey-Water Heating Control | Small Industrial |  | Winter Morning | % of Load | 1 | 2033 | 65535
| High | BTM Battery Control | C&I Curtailment-Turnkey-Water Heating Control | Small Industrial |  | Winter Morning | % of Load | 0 | 2033 | 65535
| High | BTM Battery Control | C&I Curtailment-Turnkey-Other | Small Industrial |  | Winter Morning | % of Load | 1 | 2033 | 65535
| High | BTM Battery Control | C&I Curtailment-Turnkey-Other | Small Industrial |  | Winter Morning | % of Load | 0 | 2033 | 65535
| High | BTM Battery Control | C&I Curtailment-Turnkey-Industrial | Small Industrial |  | Winter Morning | % of Load | 1 | 2033 | 65535
| High | BTM Battery Control | C&I Curtailment-Turnkey-Industrial | Small Industrial |  | Winter Morning | % of Load | 0 | 2033 | 65535
| High | BTM Battery Control | DLC-Switch-Water Heating | Small Industrial |  | Winter Evening | % of Load | 1 | 2033 | 65535
| High | BTM Battery Control | DLC-Switch-Water Heating | Small Industrial |  | Winter Evening | % of Load | 0 | 2033 | 65535
| High | BTM Battery Control | DLC-BYOD-Water Heating | Small Industrial |  | Winter Evening | % of Load | 1 | 2033 | 65535
| High | BTM Battery Control | DLC-BYOD-Water Heating | Small Industrial |  | Winter Evening | % of Load | 0 | 2033 | 65535
| High | BTM Battery Control | DLC-Thermostat-DI-Central Heat Pump | Small Industrial |  | Winter Evening | % of Load | 1 | 2033 | 65535
| High | BTM Battery Control | DLC-Thermostat-DI-Central Heat Pump | Small Industrial |  | Winter Evening | % of Load | 0 | 2033 | 65535
| High | BTM Battery Control | DLC-Thermostat-BYOT-Central Heat Pump | Small Industrial |  | Winter Evening | % of Load | 1 | 2033 | 65535
| High | BTM Battery Control | DLC-Thermostat-BYOT-Central Heat Pump | Small Industrial |  | Winter Evening | % of Load | 0 | 2033 | 65535
| High | BTM Battery Control | DLC-Thermostat-HVAC | Small Industrial |  | Winter Evening | % of Load | 1 | 2033 | 65535
| High | BTM Battery Control | DLC-Thermostat-HVAC | Small Industrial |  | Winter Evening | % of Load | 0 | 2033 | 65535
| High | BTM Battery Control | DLC-Thermostat-DI-Baseboard Heating | Small Industrial |  | Winter Evening | % of Load | 1 | 2033 | 65535
| High | BTM Battery Control | DLC-Thermostat-DI-Baseboard Heating | Small Industrial |  | Winter Evening | % of Load | 0 | 2033 | 65535
| High | BTM Battery Control | DLC-Thermostat-BYOT-Baseboard Heating | Small Industrial |  | Winter Evening | % of Load | 1 | 2033 | 65535
| High | BTM Battery Control | DLC-Thermostat-BYOT-Baseboard Heating | Small Industrial |  | Winter Evening | % of Load | 0 | 2033 | 65535
| High | BTM Battery Control | DLC-Thermostat-DI-MSHP | Small Industrial |  | Winter Evening | % of Load | 1 | 2033 | 65535
| High | BTM Battery Control | DLC-Thermostat-DI-MSHP | Small Industrial |  | Winter Evening | % of Load | 0 | 2033 | 65535
| High | BTM Battery Control | DLC-Thermostat-BYOT-MSHP | Small Industrial |  | Winter Evening | % of Load | 1 | 2033 | 65535
| High | BTM Battery Control | DLC-Thermostat-BYOT-MSHP | Small Industrial |  | Winter Evening | % of Load | 0 | 2033 | 65535
| High | BTM Battery Control | C&I Curtailment-Turnkey-Manual HVAC Control | Small Industrial |  | Winter Evening | % of Load | 1 | 2033 | 65535
| High | BTM Battery Control | C&I Curtailment-Turnkey-Manual HVAC Control | Small Industrial |  | Winter Evening | % of Load | 0 | 2033 | 65535
| High | BTM Battery Control | C&I Curtailment-Turnkey-Auto-DR HVAC Control | Small Industrial |  | Winter Evening | % of Load | 1 | 2033 | 65535
| High | BTM Battery Control | C&I Curtailment-Turnkey-Auto-DR HVAC Control | Small Industrial |  | Winter Evening | % of Load | 0 | 2033 | 65535
| High | BTM Battery Control | C&I Curtailment-Turnkey-Standard Lighting Control | Small Industrial |  | Winter Evening | % of Load | 1 | 2033 | 65535
| High | BTM Battery Control | C&I Curtailment-Turnkey-Standard Lighting Control | Small Industrial |  | Winter Evening | % of Load | 0 | 2033 | 65535
| High | BTM Battery Control | C&I Curtailment-Turnkey-Advanced Lighting Control | Small Industrial |  | Winter Evening | % of Load | 1 | 2033 | 65535
| High | BTM Battery Control | C&I Curtailment-Turnkey-Advanced Lighting Control | Small Industrial |  | Winter Evening | % of Load | 0 | 2033 | 65535
| High | BTM Battery Control | C&I Curtailment-Turnkey-Water Heating Control | Small Industrial |  | Winter Evening | % of Load | 1 | 2033 | 65535
| High | BTM Battery Control | C&I Curtailment-Turnkey-Water Heating Control | Small Industrial |  | Winter Evening | % of Load | 0 | 2033 | 65535
| High | BTM Battery Control | C&I Curtailment-Turnkey-Other | Small Industrial |  | Winter Evening | % of Load | 1 | 2033 | 65535
| High | BTM Battery Control | C&I Curtailment-Turnkey-Other | Small Industrial |  | Winter Evening | % of Load | 0 | 2033 | 65535
| High | BTM Battery Control | C&I Curtailment-Turnkey-Industrial | Small Industrial |  | Winter Evening | % of Load | 1 | 2033 | 65535
| High | BTM Battery Control | C&I Curtailment-Turnkey-Industrial | Small Industrial |  | Winter Evening | % of Load | 0 | 2033 | 65535
| High | BTM Battery Control | DLC-Switch-Water Heating | Medium Industrial |  | Winter Morning | % of Load | 1 | 2033 | 65535
| High | BTM Battery Control | DLC-Switch-Water Heating | Medium Industrial |  | Winter Morning | % of Load | 0 | 2033 | 65535
| High | BTM Battery Control | DLC-BYOD-Water Heating | Medium Industrial |  | Winter Morning | % of Load | 1 | 2033 | 65535
| High | BTM Battery Control | DLC-BYOD-Water Heating | Medium Industrial |  | Winter Morning | % of Load | 0 | 2033 | 65535
| High | BTM Battery Control | DLC-Thermostat-DI-Central Heat Pump | Medium Industrial |  | Winter Morning | % of Load | 1 | 2033 | 65535
| High | BTM Battery Control | DLC-Thermostat-DI-Central Heat Pump | Medium Industrial |  | Winter Morning | % of Load | 0 | 2033 | 65535
| High | BTM Battery Control | DLC-Thermostat-BYOT-Central Heat Pump | Medium Industrial |  | Winter Morning | % of Load | 1 | 2033 | 65535
| High | BTM Battery Control | DLC-Thermostat-BYOT-Central Heat Pump | Medium Industrial |  | Winter Morning | % of Load | 0 | 2033 | 65535
| High | BTM Battery Control | DLC-Thermostat-HVAC | Medium Industrial |  | Winter Morning | % of Load | 1 | 2033 | 65535
| High | BTM Battery Control | DLC-Thermostat-HVAC | Medium Industrial |  | Winter Morning | % of Load | 0 | 2033 | 65535
| High | BTM Battery Control | DLC-Thermostat-DI-Baseboard Heating | Medium Industrial |  | Winter Morning | % of Load | 1 | 2033 | 65535
| High | BTM Battery Control | DLC-Thermostat-DI-Baseboard Heating | Medium Industrial |  | Winter Morning | % of Load | 0 | 2033 | 65535
| High | BTM Battery Control | DLC-Thermostat-BYOT-Baseboard Heating | Medium Industrial |  | Winter Morning | % of Load | 1 | 2033 | 65535
| High | BTM Battery Control | DLC-Thermostat-BYOT-Baseboard Heating | Medium Industrial |  | Winter Morning | % of Load | 0 | 2033 | 65535
| High | BTM Battery Control | DLC-Thermostat-DI-MSHP | Medium Industrial |  | Winter Morning | % of Load | 1 | 2033 | 65535
| High | BTM Battery Control | DLC-Thermostat-DI-MSHP | Medium Industrial |  | Winter Morning | % of Load | 0 | 2033 | 65535
| High | BTM Battery Control | DLC-Thermostat-BYOT-MSHP | Medium Industrial |  | Winter Morning | % of Load | 1 | 2033 | 65535
| High | BTM Battery Control | DLC-Thermostat-BYOT-MSHP | Medium Industrial |  | Winter Morning | % of Load | 0 | 2033 | 65535
| High | BTM Battery Control | C&I Curtailment-Turnkey-Manual HVAC Control | Medium Industrial |  | Winter Morning | % of Load | 1 | 2033 | 65535
| High | BTM Battery Control | C&I Curtailment-Turnkey-Manual HVAC Control | Medium Industrial |  | Winter Morning | % of Load | 0 | 2033 | 65535
| High | BTM Battery Control | C&I Curtailment-Turnkey-Auto-DR HVAC Control | Medium Industrial |  | Winter Morning | % of Load | 1 | 2033 | 65535
| High | BTM Battery Control | C&I Curtailment-Turnkey-Auto-DR HVAC Control | Medium Industrial |  | Winter Morning | % of Load | 0 | 2033 | 65535
| High | BTM Battery Control | C&I Curtailment-Turnkey-Standard Lighting Control | Medium Industrial |  | Winter Morning | % of Load | 1 | 2033 | 65535
| High | BTM Battery Control | C&I Curtailment-Turnkey-Standard Lighting Control | Medium Industrial |  | Winter Morning | % of Load | 0 | 2033 | 65535
| High | BTM Battery Control | C&I Curtailment-Turnkey-Advanced Lighting Control | Medium Industrial |  | Winter Morning | % of Load | 1 | 2033 | 65535
| High | BTM Battery Control | C&I Curtailment-Turnkey-Advanced Lighting Control | Medium Industrial |  | Winter Morning | % of Load | 0 | 2033 | 65535
| High | BTM Battery Control | C&I Curtailment-Turnkey-Water Heating Control | Medium Industrial |  | Winter Morning | % of Load | 1 | 2033 | 65535
| High | BTM Battery Control | C&I Curtailment-Turnkey-Water Heating Control | Medium Industrial |  | Winter Morning | % of Load | 0 | 2033 | 65535
| High | BTM Battery Control | C&I Curtailment-Turnkey-Other | Medium Industrial |  | Winter Morning | % of Load | 1 | 2033 | 65535
| High | BTM Battery Control | C&I Curtailment-Turnkey-Other | Medium Industrial |  | Winter Morning | % of Load | 0 | 2033 | 65535
| High | BTM Battery Control | DLC-Switch-Water Heating | Medium Industrial |  | Winter Evening | % of Load | 1 | 2033 | 65535
| High | BTM Battery Control | DLC-Switch-Water Heating | Medium Industrial |  | Winter Evening | % of Load | 0 | 2033 | 65535
| High | BTM Battery Control | DLC-BYOD-Water Heating | Medium Industrial |  | Winter Evening | % of Load | 1 | 2033 | 65535
| High | BTM Battery Control | DLC-BYOD-Water Heating | Medium Industrial |  | Winter Evening | % of Load | 0 | 2033 | 65535
| High | BTM Battery Control | DLC-Thermostat-DI-Central Heat Pump | Medium Industrial |  | Winter Evening | % of Load | 1 | 2033 | 65535
| High | BTM Battery Control | DLC-Thermostat-DI-Central Heat Pump | Medium Industrial |  | Winter Evening | % of Load | 0 | 2033 | 65535
| High | BTM Battery Control | DLC-Thermostat-BYOT-Central Heat Pump | Medium Industrial |  | Winter Evening | % of Load | 1 | 2033 | 65535
| High | BTM Battery Control | DLC-Thermostat-BYOT-Central Heat Pump | Medium Industrial |  | Winter Evening | % of Load | 0 | 2033 | 65535
| High | BTM Battery Control | DLC-Thermostat-HVAC | Medium Industrial |  | Winter Evening | % of Load | 1 | 2033 | 65535
| High | BTM Battery Control | DLC-Thermostat-HVAC | Medium Industrial |  | Winter Evening | % of Load | 0 | 2033 | 65535
| High | BTM Battery Control | DLC-Thermostat-DI-Baseboard Heating | Medium Industrial |  | Winter Evening | % of Load | 1 | 2033 | 65535
| High | BTM Battery Control | DLC-Thermostat-DI-Baseboard Heating | Medium Industrial |  | Winter Evening | % of Load | 0 | 2033 | 65535
| High | BTM Battery Control | DLC-Thermostat-BYOT-Baseboard Heating | Medium Industrial |  | Winter Evening | % of Load | 1 | 2033 | 65535
| High | BTM Battery Control | DLC-Thermostat-BYOT-Baseboard Heating | Medium Industrial |  | Winter Evening | % of Load | 0 | 2033 | 65535
| High | BTM Battery Control | DLC-Thermostat-DI-MSHP | Medium Industrial |  | Winter Evening | % of Load | 1 | 2033 | 65535
| High | BTM Battery Control | DLC-Thermostat-DI-MSHP | Medium Industrial |  | Winter Evening | % of Load | 0 | 2033 | 65535
| High | BTM Battery Control | DLC-Thermostat-BYOT-MSHP | Medium Industrial |  | Winter Evening | % of Load | 1 | 2033 | 65535
| High | BTM Battery Control | DLC-Thermostat-BYOT-MSHP | Medium Industrial |  | Winter Evening | % of Load | 0 | 2033 | 65535
| High | BTM Battery Control | C&I Curtailment-Turnkey-Manual HVAC Control | Medium Industrial |  | Winter Evening | % of Load | 1 | 2033 | 65535
| High | BTM Battery Control | C&I Curtailment-Turnkey-Manual HVAC Control | Medium Industrial |  | Winter Evening | % of Load | 0 | 2033 | 65535
| High | BTM Battery Control | C&I Curtailment-Turnkey-Auto-DR HVAC Control | Medium Industrial |  | Winter Evening | % of Load | 1 | 2033 | 65535
| High | BTM Battery Control | C&I Curtailment-Turnkey-Auto-DR HVAC Control | Medium Industrial |  | Winter Evening | % of Load | 0 | 2033 | 65535
| High | BTM Battery Control | C&I Curtailment-Turnkey-Standard Lighting Control | Medium Industrial |  | Winter Evening | % of Load | 1 | 2033 | 65535
| High | BTM Battery Control | C&I Curtailment-Turnkey-Standard Lighting Control | Medium Industrial |  | Winter Evening | % of Load | 0 | 2033 | 65535
| High | BTM Battery Control | C&I Curtailment-Turnkey-Advanced Lighting Control | Medium Industrial |  | Winter Evening | % of Load | 1 | 2033 | 65535
| High | BTM Battery Control | C&I Curtailment-Turnkey-Advanced Lighting Control | Medium Industrial |  | Winter Evening | % of Load | 0 | 2033 | 65535
| High | BTM Battery Control | C&I Curtailment-Turnkey-Water Heating Control | Medium Industrial |  | Winter Evening | % of Load | 1 | 2033 | 65535
| High | BTM Battery Control | C&I Curtailment-Turnkey-Water Heating Control | Medium Industrial |  | Winter Evening | % of Load | 0 | 2033 | 65535
| High | BTM Battery Control | C&I Curtailment-Turnkey-Other | Medium Industrial |  | Winter Evening | % of Load | 1 | 2033 | 65535
| High | BTM Battery Control | C&I Curtailment-Turnkey-Other | Medium Industrial |  | Winter Evening | % of Load | 0 | 2033 | 65535
| High | BTM Battery Control | BTM Battery Control-BYOB | Residential Charitable |  | Winter Morning | % of Load | 1 | 2033 | 65535
| High | BTM Battery Control | BTM Battery Control-BYOB | Residential Charitable |  | Winter Morning | % of Load | 0 | 2033 | 65535
| High | BTM Battery Control | BTM Battery Control-BYOB | Residential Charitable |  | Winter Evening | % of Load | 1 | 2033 | 65535
| High | BTM Battery Control | BTM Battery Control-BYOB | Residential Charitable |  | Winter Evening | % of Load | 0 | 2033 | 65535
| High | EV Charging Control | DLC-Switch-Water Heating | Small General |  | Winter Morning | % of Load | 1 | 2033 | 65535
| High | EV Charging Control | DLC-Switch-Water Heating | Small General |  | Winter Morning | % of Load | 0 | 2033 | 65535
| High | EV Charging Control | DLC-BYOD-Water Heating | Small General |  | Winter Morning | % of Load | 1 | 2033 | 65535
| High | EV Charging Control | DLC-BYOD-Water Heating | Small General |  | Winter Morning | % of Load | 0 | 2033 | 65535
| High | EV Charging Control | DLC-Thermostat-DI-Central Heat Pump | Small General |  | Winter Morning | % of Load | 1 | 2033 | 65535
| High | EV Charging Control | DLC-Thermostat-DI-Central Heat Pump | Small General |  | Winter Morning | % of Load | 0 | 2033 | 65535
| High | EV Charging Control | DLC-Thermostat-BYOT-Central Heat Pump | Small General |  | Winter Morning | % of Load | 1 | 2033 | 65535
| High | EV Charging Control | DLC-Thermostat-BYOT-Central Heat Pump | Small General |  | Winter Morning | % of Load | 0 | 2033 | 65535
| High | EV Charging Control | DLC-Thermostat-HVAC | Small General |  | Winter Morning | % of Load | 1 | 2033 | 65535
| High | EV Charging Control | DLC-Thermostat-HVAC | Small General |  | Winter Morning | % of Load | 0 | 2033 | 65535
| High | EV Charging Control | DLC-Thermostat-DI-Baseboard Heating | Small General |  | Winter Morning | % of Load | 1 | 2033 | 65535
| High | EV Charging Control | DLC-Thermostat-DI-Baseboard Heating | Small General |  | Winter Morning | % of Load | 0 | 2033 | 65535
| High | EV Charging Control | DLC-Thermostat-BYOT-Baseboard Heating | Small General |  | Winter Morning | % of Load | 1 | 2033 | 65535
| High | EV Charging Control | DLC-Thermostat-BYOT-Baseboard Heating | Small General |  | Winter Morning | % of Load | 0 | 2033 | 65535
| High | EV Charging Control | DLC-Thermostat-DI-MSHP | Small General |  | Winter Morning | % of Load | 1 | 2033 | 65535
| High | EV Charging Control | DLC-Thermostat-DI-MSHP | Small General |  | Winter Morning | % of Load | 0 | 2033 | 65535
| High | EV Charging Control | DLC-Thermostat-BYOT-MSHP | Small General |  | Winter Morning | % of Load | 1 | 2033 | 65535
| High | EV Charging Control | DLC-Thermostat-BYOT-MSHP | Small General |  | Winter Morning | % of Load | 0 | 2033 | 65535
| High | EV Charging Control | C&I Curtailment-Turnkey-Manual HVAC Control | Small General |  | Winter Morning | % of Load | 1 | 2033 | 65535
| High | EV Charging Control | C&I Curtailment-Turnkey-Manual HVAC Control | Small General |  | Winter Morning | % of Load | 0 | 2033 | 65535
| High | EV Charging Control | C&I Curtailment-Turnkey-Auto-DR HVAC Control | Small General |  | Winter Morning | % of Load | 1 | 2033 | 65535
| High | EV Charging Control | C&I Curtailment-Turnkey-Auto-DR HVAC Control | Small General |  | Winter Morning | % of Load | 0 | 2033 | 65535
| High | EV Charging Control | C&I Curtailment-Turnkey-Standard Lighting Control | Small General |  | Winter Morning | % of Load | 1 | 2033 | 65535
| High | EV Charging Control | C&I Curtailment-Turnkey-Standard Lighting Control | Small General |  | Winter Morning | % of Load | 0 | 2033 | 65535
| High | EV Charging Control | C&I Curtailment-Turnkey-Advanced Lighting Control | Small General |  | Winter Morning | % of Load | 1 | 2033 | 65535
| High | EV Charging Control | C&I Curtailment-Turnkey-Advanced Lighting Control | Small General |  | Winter Morning | % of Load | 0 | 2033 | 65535
| High | EV Charging Control | C&I Curtailment-Turnkey-Water Heating Control | Small General |  | Winter Morning | % of Load | 1 | 2033 | 65535
| High | EV Charging Control | C&I Curtailment-Turnkey-Water Heating Control | Small General |  | Winter Morning | % of Load | 0 | 2033 | 65535
| High | EV Charging Control | C&I Curtailment-Turnkey-Other | Small General |  | Winter Morning | % of Load | 1 | 2033 | 65535
| High | EV Charging Control | C&I Curtailment-Turnkey-Other | Small General |  | Winter Morning | % of Load | 0 | 2033 | 65535
| High | EV Charging Control | Dynamic Pricing with enabling tech. | Small General |  | Winter Morning | % of Load | 1 | 2033 | 65535
| High | EV Charging Control | Dynamic Pricing with enabling tech. | Small General |  | Winter Morning | % of Load | 0 | 2033 | 65535
| High | EV Charging Control | DLC-Switch-Water Heating | Small General |  | Winter Evening | % of Load | 1 | 2033 | 65535
| High | EV Charging Control | DLC-Switch-Water Heating | Small General |  | Winter Evening | % of Load | 0 | 2033 | 65535
| High | EV Charging Control | DLC-BYOD-Water Heating | Small General |  | Winter Evening | % of Load | 1 | 2033 | 65535
| High | EV Charging Control | DLC-BYOD-Water Heating | Small General |  | Winter Evening | % of Load | 0 | 2033 | 65535
| High | EV Charging Control | DLC-Thermostat-DI-Central Heat Pump | Small General |  | Winter Evening | % of Load | 1 | 2033 | 65535
| High | EV Charging Control | DLC-Thermostat-DI-Central Heat Pump | Small General |  | Winter Evening | % of Load | 0 | 2033 | 65535
| High | EV Charging Control | DLC-Thermostat-BYOT-Central Heat Pump | Small General |  | Winter Evening | % of Load | 1 | 2033 | 65535
| High | EV Charging Control | DLC-Thermostat-BYOT-Central Heat Pump | Small General |  | Winter Evening | % of Load | 0 | 2033 | 65535
| High | EV Charging Control | DLC-Thermostat-HVAC | Small General |  | Winter Evening | % of Load | 1 | 2033 | 65535
| High | EV Charging Control | DLC-Thermostat-HVAC | Small General |  | Winter Evening | % of Load | 0 | 2033 | 65535
| High | EV Charging Control | DLC-Thermostat-DI-Baseboard Heating | Small General |  | Winter Evening | % of Load | 1 | 2033 | 65535
| High | EV Charging Control | DLC-Thermostat-DI-Baseboard Heating | Small General |  | Winter Evening | % of Load | 0 | 2033 | 65535
| High | EV Charging Control | DLC-Thermostat-BYOT-Baseboard Heating | Small General |  | Winter Evening | % of Load | 1 | 2033 | 65535
| High | EV Charging Control | DLC-Thermostat-BYOT-Baseboard Heating | Small General |  | Winter Evening | % of Load | 0 | 2033 | 65535
| High | EV Charging Control | DLC-Thermostat-DI-MSHP | Small General |  | Winter Evening | % of Load | 1 | 2033 | 65535
| High | EV Charging Control | DLC-Thermostat-DI-MSHP | Small General |  | Winter Evening | % of Load | 0 | 2033 | 65535
| High | EV Charging Control | DLC-Thermostat-BYOT-MSHP | Small General |  | Winter Evening | % of Load | 1 | 2033 | 65535
| High | EV Charging Control | DLC-Thermostat-BYOT-MSHP | Small General |  | Winter Evening | % of Load | 0 | 2033 | 65535
| High | EV Charging Control | C&I Curtailment-Turnkey-Manual HVAC Control | Small General |  | Winter Evening | % of Load | 1 | 2033 | 65535
| High | EV Charging Control | C&I Curtailment-Turnkey-Manual HVAC Control | Small General |  | Winter Evening | % of Load | 0 | 2033 | 65535
| High | EV Charging Control | C&I Curtailment-Turnkey-Auto-DR HVAC Control | Small General |  | Winter Evening | % of Load | 1 | 2033 | 65535
| High | EV Charging Control | C&I Curtailment-Turnkey-Auto-DR HVAC Control | Small General |  | Winter Evening | % of Load | 0 | 2033 | 65535
| High | EV Charging Control | C&I Curtailment-Turnkey-Standard Lighting Control | Small General |  | Winter Evening | % of Load | 1 | 2033 | 65535
| High | EV Charging Control | C&I Curtailment-Turnkey-Standard Lighting Control | Small General |  | Winter Evening | % of Load | 0 | 2033 | 65535
| High | EV Charging Control | C&I Curtailment-Turnkey-Advanced Lighting Control | Small General |  | Winter Evening | % of Load | 1 | 2033 | 65535
| High | EV Charging Control | C&I Curtailment-Turnkey-Advanced Lighting Control | Small General |  | Winter Evening | % of Load | 0 | 2033 | 65535
| High | EV Charging Control | C&I Curtailment-Turnkey-Water Heating Control | Small General |  | Winter Evening | % of Load | 1 | 2033 | 65535
| High | EV Charging Control | C&I Curtailment-Turnkey-Water Heating Control | Small General |  | Winter Evening | % of Load | 0 | 2033 | 65535
| High | EV Charging Control | C&I Curtailment-Turnkey-Other | Small General |  | Winter Evening | % of Load | 1 | 2033 | 65535
| High | EV Charging Control | C&I Curtailment-Turnkey-Other | Small General |  | Winter Evening | % of Load | 0 | 2033 | 65535
| High | EV Charging Control | Dynamic Pricing with enabling tech. | Small General |  | Winter Evening | % of Load | 1 | 2033 | 65535
| High | EV Charging Control | Dynamic Pricing with enabling tech. | Small General |  | Winter Evening | % of Load | 0 | 2033 | 65535
| High | EV Charging Control | DLC-Switch-Water Heating | General |  | Winter Morning | % of Load | 1 | 2033 | 65535
| High | EV Charging Control | DLC-Switch-Water Heating | General |  | Winter Morning | % of Load | 0 | 2033 | 65535
| High | EV Charging Control | DLC-BYOD-Water Heating | General |  | Winter Morning | % of Load | 1 | 2033 | 65535
| High | EV Charging Control | DLC-BYOD-Water Heating | General |  | Winter Morning | % of Load | 0 | 2033 | 65535
| High | EV Charging Control | DLC-Thermostat-DI-Central Heat Pump | General |  | Winter Morning | % of Load | 1 | 2033 | 65535
| High | EV Charging Control | DLC-Thermostat-DI-Central Heat Pump | General |  | Winter Morning | % of Load | 0 | 2033 | 65535
| High | EV Charging Control | DLC-Thermostat-BYOT-Central Heat Pump | General |  | Winter Morning | % of Load | 1 | 2033 | 65535
| High | EV Charging Control | DLC-Thermostat-BYOT-Central Heat Pump | General |  | Winter Morning | % of Load | 0 | 2033 | 65535
| High | EV Charging Control | DLC-Thermostat-HVAC | General |  | Winter Morning | % of Load | 1 | 2033 | 65535
| High | EV Charging Control | DLC-Thermostat-HVAC | General |  | Winter Morning | % of Load | 0 | 2033 | 65535
| High | EV Charging Control | DLC-Thermostat-DI-Baseboard Heating | General |  | Winter Morning | % of Load | 1 | 2033 | 65535
| High | EV Charging Control | DLC-Thermostat-DI-Baseboard Heating | General |  | Winter Morning | % of Load | 0 | 2033 | 65535
| High | EV Charging Control | DLC-Thermostat-BYOT-Baseboard Heating | General |  | Winter Morning | % of Load | 1 | 2033 | 65535
| High | EV Charging Control | DLC-Thermostat-BYOT-Baseboard Heating | General |  | Winter Morning | % of Load | 0 | 2033 | 65535
| High | EV Charging Control | DLC-Thermostat-DI-MSHP | General |  | Winter Morning | % of Load | 1 | 2033 | 65535
| High | EV Charging Control | DLC-Thermostat-DI-MSHP | General |  | Winter Morning | % of Load | 0 | 2033 | 65535
| High | EV Charging Control | DLC-Thermostat-BYOT-MSHP | General |  | Winter Morning | % of Load | 1 | 2033 | 65535
| High | EV Charging Control | DLC-Thermostat-BYOT-MSHP | General |  | Winter Morning | % of Load | 0 | 2033 | 65535
| High | EV Charging Control | C&I Curtailment-Turnkey-Manual HVAC Control | General |  | Winter Morning | % of Load | 1 | 2033 | 65535
| High | EV Charging Control | C&I Curtailment-Turnkey-Manual HVAC Control | General |  | Winter Morning | % of Load | 0 | 2033 | 65535
| High | EV Charging Control | C&I Curtailment-Turnkey-Auto-DR HVAC Control | General |  | Winter Morning | % of Load | 1 | 2033 | 65535
| High | EV Charging Control | C&I Curtailment-Turnkey-Auto-DR HVAC Control | General |  | Winter Morning | % of Load | 0 | 2033 | 65535
| High | EV Charging Control | C&I Curtailment-Turnkey-Standard Lighting Control | General |  | Winter Morning | % of Load | 1 | 2033 | 65535
| High | EV Charging Control | C&I Curtailment-Turnkey-Standard Lighting Control | General |  | Winter Morning | % of Load | 0 | 2033 | 65535
| High | EV Charging Control | C&I Curtailment-Turnkey-Advanced Lighting Control | General |  | Winter Morning | % of Load | 1 | 2033 | 65535
| High | EV Charging Control | C&I Curtailment-Turnkey-Advanced Lighting Control | General |  | Winter Morning | % of Load | 0 | 2033 | 65535
| High | EV Charging Control | C&I Curtailment-Turnkey-Water Heating Control | General |  | Winter Morning | % of Load | 1 | 2033 | 65535
| High | EV Charging Control | C&I Curtailment-Turnkey-Water Heating Control | General |  | Winter Morning | % of Load | 0 | 2033 | 65535
| High | EV Charging Control | C&I Curtailment-Turnkey-Other | General |  | Winter Morning | % of Load | 1 | 2033 | 65535
| High | EV Charging Control | C&I Curtailment-Turnkey-Other | General |  | Winter Morning | % of Load | 0 | 2033 | 65535
| High | EV Charging Control | DLC-Switch-Water Heating | General |  | Winter Evening | % of Load | 1 | 2033 | 65535
| High | EV Charging Control | DLC-Switch-Water Heating | General |  | Winter Evening | % of Load | 0 | 2033 | 65535
| High | EV Charging Control | DLC-BYOD-Water Heating | General |  | Winter Evening | % of Load | 1 | 2033 | 65535
| High | EV Charging Control | DLC-BYOD-Water Heating | General |  | Winter Evening | % of Load | 0 | 2033 | 65535
| High | EV Charging Control | DLC-Thermostat-DI-Central Heat Pump | General |  | Winter Evening | % of Load | 1 | 2033 | 65535
| High | EV Charging Control | DLC-Thermostat-DI-Central Heat Pump | General |  | Winter Evening | % of Load | 0 | 2033 | 65535
| High | EV Charging Control | DLC-Thermostat-BYOT-Central Heat Pump | General |  | Winter Evening | % of Load | 1 | 2033 | 65535
| High | EV Charging Control | DLC-Thermostat-BYOT-Central Heat Pump | General |  | Winter Evening | % of Load | 0 | 2033 | 65535
| High | EV Charging Control | DLC-Thermostat-HVAC | General |  | Winter Evening | % of Load | 1 | 2033 | 65535
| High | EV Charging Control | DLC-Thermostat-HVAC | General |  | Winter Evening | % of Load | 0 | 2033 | 65535
| High | EV Charging Control | DLC-Thermostat-DI-Baseboard Heating | General |  | Winter Evening | % of Load | 1 | 2033 | 65535
| High | EV Charging Control | DLC-Thermostat-DI-Baseboard Heating | General |  | Winter Evening | % of Load | 0 | 2033 | 65535
| High | EV Charging Control | DLC-Thermostat-BYOT-Baseboard Heating | General |  | Winter Evening | % of Load | 1 | 2033 | 65535
| High | EV Charging Control | DLC-Thermostat-BYOT-Baseboard Heating | General |  | Winter Evening | % of Load | 0 | 2033 | 65535
| High | EV Charging Control | DLC-Thermostat-DI-MSHP | General |  | Winter Evening | % of Load | 1 | 2033 | 65535
| High | EV Charging Control | DLC-Thermostat-DI-MSHP | General |  | Winter Evening | % of Load | 0 | 2033 | 65535
| High | EV Charging Control | DLC-Thermostat-BYOT-MSHP | General |  | Winter Evening | % of Load | 1 | 2033 | 65535
| High | EV Charging Control | DLC-Thermostat-BYOT-MSHP | General |  | Winter Evening | % of Load | 0 | 2033 | 65535
| High | EV Charging Control | C&I Curtailment-Turnkey-Manual HVAC Control | General |  | Winter Evening | % of Load | 1 | 2033 | 65535
| High | EV Charging Control | C&I Curtailment-Turnkey-Manual HVAC Control | General |  | Winter Evening | % of Load | 0 | 2033 | 65535
| High | EV Charging Control | C&I Curtailment-Turnkey-Auto-DR HVAC Control | General |  | Winter Evening | % of Load | 1 | 2033 | 65535
| High | EV Charging Control | C&I Curtailment-Turnkey-Auto-DR HVAC Control | General |  | Winter Evening | % of Load | 0 | 2033 | 65535
| High | EV Charging Control | C&I Curtailment-Turnkey-Standard Lighting Control | General |  | Winter Evening | % of Load | 1 | 2033 | 65535
| High | EV Charging Control | C&I Curtailment-Turnkey-Standard Lighting Control | General |  | Winter Evening | % of Load | 0 | 2033 | 65535
| High | EV Charging Control | C&I Curtailment-Turnkey-Advanced Lighting Control | General |  | Winter Evening | % of Load | 1 | 2033 | 65535
| High | EV Charging Control | C&I Curtailment-Turnkey-Advanced Lighting Control | General |  | Winter Evening | % of Load | 0 | 2033 | 65535
| High | EV Charging Control | C&I Curtailment-Turnkey-Water Heating Control | General |  | Winter Evening | % of Load | 1 | 2033 | 65535
| High | EV Charging Control | C&I Curtailment-Turnkey-Water Heating Control | General |  | Winter Evening | % of Load | 0 | 2033 | 65535
| High | EV Charging Control | C&I Curtailment-Turnkey-Other | General |  | Winter Evening | % of Load | 1 | 2033 | 65535
| High | EV Charging Control | C&I Curtailment-Turnkey-Other | General |  | Winter Evening | % of Load | 0 | 2033 | 65535
| High | EV Charging Control | DLC-Switch-Water Heating | Small Industrial |  | Winter Morning | % of Load | 1 | 2033 | 65535
| High | EV Charging Control | DLC-Switch-Water Heating | Small Industrial |  | Winter Morning | % of Load | 0 | 2033 | 65535
| High | EV Charging Control | DLC-BYOD-Water Heating | Small Industrial |  | Winter Morning | % of Load | 1 | 2033 | 65535
| High | EV Charging Control | DLC-BYOD-Water Heating | Small Industrial |  | Winter Morning | % of Load | 0 | 2033 | 65535
| High | EV Charging Control | DLC-Thermostat-DI-Central Heat Pump | Small Industrial |  | Winter Morning | % of Load | 1 | 2033 | 65535
| High | EV Charging Control | DLC-Thermostat-DI-Central Heat Pump | Small Industrial |  | Winter Morning | % of Load | 0 | 2033 | 65535
| High | EV Charging Control | DLC-Thermostat-BYOT-Central Heat Pump | Small Industrial |  | Winter Morning | % of Load | 1 | 2033 | 65535
| High | EV Charging Control | DLC-Thermostat-BYOT-Central Heat Pump | Small Industrial |  | Winter Morning | % of Load | 0 | 2033 | 65535
| High | EV Charging Control | DLC-Thermostat-HVAC | Small Industrial |  | Winter Morning | % of Load | 1 | 2033 | 65535
| High | EV Charging Control | DLC-Thermostat-HVAC | Small Industrial |  | Winter Morning | % of Load | 0 | 2033 | 65535
| High | EV Charging Control | DLC-Thermostat-DI-Baseboard Heating | Small Industrial |  | Winter Morning | % of Load | 1 | 2033 | 65535
| High | EV Charging Control | DLC-Thermostat-DI-Baseboard Heating | Small Industrial |  | Winter Morning | % of Load | 0 | 2033 | 65535
| High | EV Charging Control | DLC-Thermostat-BYOT-Baseboard Heating | Small Industrial |  | Winter Morning | % of Load | 1 | 2033 | 65535
| High | EV Charging Control | DLC-Thermostat-BYOT-Baseboard Heating | Small Industrial |  | Winter Morning | % of Load | 0 | 2033 | 65535
| High | EV Charging Control | DLC-Thermostat-DI-MSHP | Small Industrial |  | Winter Morning | % of Load | 1 | 2033 | 65535
| High | EV Charging Control | DLC-Thermostat-DI-MSHP | Small Industrial |  | Winter Morning | % of Load | 0 | 2033 | 65535
| High | EV Charging Control | DLC-Thermostat-BYOT-MSHP | Small Industrial |  | Winter Morning | % of Load | 1 | 2033 | 65535
| High | EV Charging Control | DLC-Thermostat-BYOT-MSHP | Small Industrial |  | Winter Morning | % of Load | 0 | 2033 | 65535
| High | EV Charging Control | C&I Curtailment-Turnkey-Manual HVAC Control | Small Industrial |  | Winter Morning | % of Load | 1 | 2033 | 65535
| High | EV Charging Control | C&I Curtailment-Turnkey-Manual HVAC Control | Small Industrial |  | Winter Morning | % of Load | 0 | 2033 | 65535
| High | EV Charging Control | C&I Curtailment-Turnkey-Auto-DR HVAC Control | Small Industrial |  | Winter Morning | % of Load | 1 | 2033 | 65535
| High | EV Charging Control | C&I Curtailment-Turnkey-Auto-DR HVAC Control | Small Industrial |  | Winter Morning | % of Load | 0 | 2033 | 65535
| High | EV Charging Control | C&I Curtailment-Turnkey-Standard Lighting Control | Small Industrial |  | Winter Morning | % of Load | 1 | 2033 | 65535
| High | EV Charging Control | C&I Curtailment-Turnkey-Standard Lighting Control | Small Industrial |  | Winter Morning | % of Load | 0 | 2033 | 65535
| High | EV Charging Control | C&I Curtailment-Turnkey-Advanced Lighting Control | Small Industrial |  | Winter Morning | % of Load | 1 | 2033 | 65535
| High | EV Charging Control | C&I Curtailment-Turnkey-Advanced Lighting Control | Small Industrial |  | Winter Morning | % of Load | 0 | 2033 | 65535
| High | EV Charging Control | C&I Curtailment-Turnkey-Water Heating Control | Small Industrial |  | Winter Morning | % of Load | 1 | 2033 | 65535
| High | EV Charging Control | C&I Curtailment-Turnkey-Water Heating Control | Small Industrial |  | Winter Morning | % of Load | 0 | 2033 | 65535
| High | EV Charging Control | C&I Curtailment-Turnkey-Other | Small Industrial |  | Winter Morning | % of Load | 1 | 2033 | 65535
| High | EV Charging Control | C&I Curtailment-Turnkey-Other | Small Industrial |  | Winter Morning | % of Load | 0 | 2033 | 65535
| High | EV Charging Control | C&I Curtailment-Turnkey-Industrial | Small Industrial |  | Winter Morning | % of Load | 1 | 2033 | 65535
| High | EV Charging Control | C&I Curtailment-Turnkey-Industrial | Small Industrial |  | Winter Morning | % of Load | 0 | 2033 | 65535
| High | EV Charging Control | DLC-Switch-Water Heating | Small Industrial |  | Winter Evening | % of Load | 1 | 2033 | 65535
| High | EV Charging Control | DLC-Switch-Water Heating | Small Industrial |  | Winter Evening | % of Load | 0 | 2033 | 65535
| High | EV Charging Control | DLC-BYOD-Water Heating | Small Industrial |  | Winter Evening | % of Load | 1 | 2033 | 65535
| High | EV Charging Control | DLC-BYOD-Water Heating | Small Industrial |  | Winter Evening | % of Load | 0 | 2033 | 65535
| High | EV Charging Control | DLC-Thermostat-DI-Central Heat Pump | Small Industrial |  | Winter Evening | % of Load | 1 | 2033 | 65535
| High | EV Charging Control | DLC-Thermostat-DI-Central Heat Pump | Small Industrial |  | Winter Evening | % of Load | 0 | 2033 | 65535
| High | EV Charging Control | DLC-Thermostat-BYOT-Central Heat Pump | Small Industrial |  | Winter Evening | % of Load | 1 | 2033 | 65535
| High | EV Charging Control | DLC-Thermostat-BYOT-Central Heat Pump | Small Industrial |  | Winter Evening | % of Load | 0 | 2033 | 65535
| High | EV Charging Control | DLC-Thermostat-HVAC | Small Industrial |  | Winter Evening | % of Load | 1 | 2033 | 65535
| High | EV Charging Control | DLC-Thermostat-HVAC | Small Industrial |  | Winter Evening | % of Load | 0 | 2033 | 65535
| High | EV Charging Control | DLC-Thermostat-DI-Baseboard Heating | Small Industrial |  | Winter Evening | % of Load | 1 | 2033 | 65535
| High | EV Charging Control | DLC-Thermostat-DI-Baseboard Heating | Small Industrial |  | Winter Evening | % of Load | 0 | 2033 | 65535
| High | EV Charging Control | DLC-Thermostat-BYOT-Baseboard Heating | Small Industrial |  | Winter Evening | % of Load | 1 | 2033 | 65535
| High | EV Charging Control | DLC-Thermostat-BYOT-Baseboard Heating | Small Industrial |  | Winter Evening | % of Load | 0 | 2033 | 65535
| High | EV Charging Control | DLC-Thermostat-DI-MSHP | Small Industrial |  | Winter Evening | % of Load | 1 | 2033 | 65535
| High | EV Charging Control | DLC-Thermostat-DI-MSHP | Small Industrial |  | Winter Evening | % of Load | 0 | 2033 | 65535
| High | EV Charging Control | DLC-Thermostat-BYOT-MSHP | Small Industrial |  | Winter Evening | % of Load | 1 | 2033 | 65535
| High | EV Charging Control | DLC-Thermostat-BYOT-MSHP | Small Industrial |  | Winter Evening | % of Load | 0 | 2033 | 65535
| High | EV Charging Control | C&I Curtailment-Turnkey-Manual HVAC Control | Small Industrial |  | Winter Evening | % of Load | 1 | 2033 | 65535
| High | EV Charging Control | C&I Curtailment-Turnkey-Manual HVAC Control | Small Industrial |  | Winter Evening | % of Load | 0 | 2033 | 65535
| High | EV Charging Control | C&I Curtailment-Turnkey-Auto-DR HVAC Control | Small Industrial |  | Winter Evening | % of Load | 1 | 2033 | 65535
| High | EV Charging Control | C&I Curtailment-Turnkey-Auto-DR HVAC Control | Small Industrial |  | Winter Evening | % of Load | 0 | 2033 | 65535
| High | EV Charging Control | C&I Curtailment-Turnkey-Standard Lighting Control | Small Industrial |  | Winter Evening | % of Load | 1 | 2033 | 65535
| High | EV Charging Control | C&I Curtailment-Turnkey-Standard Lighting Control | Small Industrial |  | Winter Evening | % of Load | 0 | 2033 | 65535
| High | EV Charging Control | C&I Curtailment-Turnkey-Advanced Lighting Control | Small Industrial |  | Winter Evening | % of Load | 1 | 2033 | 65535
| High | EV Charging Control | C&I Curtailment-Turnkey-Advanced Lighting Control | Small Industrial |  | Winter Evening | % of Load | 0 | 2033 | 65535
| High | EV Charging Control | C&I Curtailment-Turnkey-Water Heating Control | Small Industrial |  | Winter Evening | % of Load | 1 | 2033 | 65535
| High | EV Charging Control | C&I Curtailment-Turnkey-Water Heating Control | Small Industrial |  | Winter Evening | % of Load | 0 | 2033 | 65535
| High | EV Charging Control | C&I Curtailment-Turnkey-Other | Small Industrial |  | Winter Evening | % of Load | 1 | 2033 | 65535
| High | EV Charging Control | C&I Curtailment-Turnkey-Other | Small Industrial |  | Winter Evening | % of Load | 0 | 2033 | 65535
| High | EV Charging Control | C&I Curtailment-Turnkey-Industrial | Small Industrial |  | Winter Evening | % of Load | 1 | 2033 | 65535
| High | EV Charging Control | C&I Curtailment-Turnkey-Industrial | Small Industrial |  | Winter Evening | % of Load | 0 | 2033 | 65535
| High | EV Charging Control | DLC-Switch-Water Heating | Medium Industrial |  | Winter Morning | % of Load | 1 | 2033 | 65535
| High | EV Charging Control | DLC-Switch-Water Heating | Medium Industrial |  | Winter Morning | % of Load | 0 | 2033 | 65535
| High | EV Charging Control | DLC-BYOD-Water Heating | Medium Industrial |  | Winter Morning | % of Load | 1 | 2033 | 65535
| High | EV Charging Control | DLC-BYOD-Water Heating | Medium Industrial |  | Winter Morning | % of Load | 0 | 2033 | 65535
| High | EV Charging Control | DLC-Thermostat-DI-Central Heat Pump | Medium Industrial |  | Winter Morning | % of Load | 1 | 2033 | 65535
| High | EV Charging Control | DLC-Thermostat-DI-Central Heat Pump | Medium Industrial |  | Winter Morning | % of Load | 0 | 2033 | 65535
| High | EV Charging Control | DLC-Thermostat-BYOT-Central Heat Pump | Medium Industrial |  | Winter Morning | % of Load | 1 | 2033 | 65535
| High | EV Charging Control | DLC-Thermostat-BYOT-Central Heat Pump | Medium Industrial |  | Winter Morning | % of Load | 0 | 2033 | 65535
| High | EV Charging Control | DLC-Thermostat-HVAC | Medium Industrial |  | Winter Morning | % of Load | 1 | 2033 | 65535
| High | EV Charging Control | DLC-Thermostat-HVAC | Medium Industrial |  | Winter Morning | % of Load | 0 | 2033 | 65535
| High | EV Charging Control | DLC-Thermostat-DI-Baseboard Heating | Medium Industrial |  | Winter Morning | % of Load | 1 | 2033 | 65535
| High | EV Charging Control | DLC-Thermostat-DI-Baseboard Heating | Medium Industrial |  | Winter Morning | % of Load | 0 | 2033 | 65535
| High | EV Charging Control | DLC-Thermostat-BYOT-Baseboard Heating | Medium Industrial |  | Winter Morning | % of Load | 1 | 2033 | 65535
| High | EV Charging Control | DLC-Thermostat-BYOT-Baseboard Heating | Medium Industrial |  | Winter Morning | % of Load | 0 | 2033 | 65535
| High | EV Charging Control | DLC-Thermostat-DI-MSHP | Medium Industrial |  | Winter Morning | % of Load | 1 | 2033 | 65535
| High | EV Charging Control | DLC-Thermostat-DI-MSHP | Medium Industrial |  | Winter Morning | % of Load | 0 | 2033 | 65535
| High | EV Charging Control | DLC-Thermostat-BYOT-MSHP | Medium Industrial |  | Winter Morning | % of Load | 1 | 2033 | 65535
| High | EV Charging Control | DLC-Thermostat-BYOT-MSHP | Medium Industrial |  | Winter Morning | % of Load | 0 | 2033 | 65535
| High | EV Charging Control | C&I Curtailment-Turnkey-Manual HVAC Control | Medium Industrial |  | Winter Morning | % of Load | 1 | 2033 | 65535
| High | EV Charging Control | C&I Curtailment-Turnkey-Manual HVAC Control | Medium Industrial |  | Winter Morning | % of Load | 0 | 2033 | 65535
| High | EV Charging Control | C&I Curtailment-Turnkey-Auto-DR HVAC Control | Medium Industrial |  | Winter Morning | % of Load | 1 | 2033 | 65535
| High | EV Charging Control | C&I Curtailment-Turnkey-Auto-DR HVAC Control | Medium Industrial |  | Winter Morning | % of Load | 0 | 2033 | 65535
| High | EV Charging Control | C&I Curtailment-Turnkey-Standard Lighting Control | Medium Industrial |  | Winter Morning | % of Load | 1 | 2033 | 65535
| High | EV Charging Control | C&I Curtailment-Turnkey-Standard Lighting Control | Medium Industrial |  | Winter Morning | % of Load | 0 | 2033 | 65535
| High | EV Charging Control | C&I Curtailment-Turnkey-Advanced Lighting Control | Medium Industrial |  | Winter Morning | % of Load | 1 | 2033 | 65535
| High | EV Charging Control | C&I Curtailment-Turnkey-Advanced Lighting Control | Medium Industrial |  | Winter Morning | % of Load | 0 | 2033 | 65535
| High | EV Charging Control | C&I Curtailment-Turnkey-Water Heating Control | Medium Industrial |  | Winter Morning | % of Load | 1 | 2033 | 65535
| High | EV Charging Control | C&I Curtailment-Turnkey-Water Heating Control | Medium Industrial |  | Winter Morning | % of Load | 0 | 2033 | 65535
| High | EV Charging Control | C&I Curtailment-Turnkey-Other | Medium Industrial |  | Winter Morning | % of Load | 1 | 2033 | 65535
| High | EV Charging Control | C&I Curtailment-Turnkey-Other | Medium Industrial |  | Winter Morning | % of Load | 0 | 2033 | 65535
| High | EV Charging Control | DLC-Switch-Water Heating | Medium Industrial |  | Winter Evening | % of Load | 1 | 2033 | 65535
| High | EV Charging Control | DLC-Switch-Water Heating | Medium Industrial |  | Winter Evening | % of Load | 0 | 2033 | 65535
| High | EV Charging Control | DLC-BYOD-Water Heating | Medium Industrial |  | Winter Evening | % of Load | 1 | 2033 | 65535
| High | EV Charging Control | DLC-BYOD-Water Heating | Medium Industrial |  | Winter Evening | % of Load | 0 | 2033 | 65535
| High | EV Charging Control | DLC-Thermostat-DI-Central Heat Pump | Medium Industrial |  | Winter Evening | % of Load | 1 | 2033 | 65535
| High | EV Charging Control | DLC-Thermostat-DI-Central Heat Pump | Medium Industrial |  | Winter Evening | % of Load | 0 | 2033 | 65535
| High | EV Charging Control | DLC-Thermostat-BYOT-Central Heat Pump | Medium Industrial |  | Winter Evening | % of Load | 1 | 2033 | 65535
| High | EV Charging Control | DLC-Thermostat-BYOT-Central Heat Pump | Medium Industrial |  | Winter Evening | % of Load | 0 | 2033 | 65535
| High | EV Charging Control | DLC-Thermostat-HVAC | Medium Industrial |  | Winter Evening | % of Load | 1 | 2033 | 65535
| High | EV Charging Control | DLC-Thermostat-HVAC | Medium Industrial |  | Winter Evening | % of Load | 0 | 2033 | 65535
| High | EV Charging Control | DLC-Thermostat-DI-Baseboard Heating | Medium Industrial |  | Winter Evening | % of Load | 1 | 2033 | 65535
| High | EV Charging Control | DLC-Thermostat-DI-Baseboard Heating | Medium Industrial |  | Winter Evening | % of Load | 0 | 2033 | 65535
| High | EV Charging Control | DLC-Thermostat-BYOT-Baseboard Heating | Medium Industrial |  | Winter Evening | % of Load | 1 | 2033 | 65535
| High | EV Charging Control | DLC-Thermostat-BYOT-Baseboard Heating | Medium Industrial |  | Winter Evening | % of Load | 0 | 2033 | 65535
| High | EV Charging Control | DLC-Thermostat-DI-MSHP | Medium Industrial |  | Winter Evening | % of Load | 1 | 2033 | 65535
| High | EV Charging Control | DLC-Thermostat-DI-MSHP | Medium Industrial |  | Winter Evening | % of Load | 0 | 2033 | 65535
| High | EV Charging Control | DLC-Thermostat-BYOT-MSHP | Medium Industrial |  | Winter Evening | % of Load | 1 | 2033 | 65535
| High | EV Charging Control | DLC-Thermostat-BYOT-MSHP | Medium Industrial |  | Winter Evening | % of Load | 0 | 2033 | 65535
| High | EV Charging Control | C&I Curtailment-Turnkey-Manual HVAC Control | Medium Industrial |  | Winter Evening | % of Load | 1 | 2033 | 65535
| High | EV Charging Control | C&I Curtailment-Turnkey-Manual HVAC Control | Medium Industrial |  | Winter Evening | % of Load | 0 | 2033 | 65535
| High | EV Charging Control | C&I Curtailment-Turnkey-Auto-DR HVAC Control | Medium Industrial |  | Winter Evening | % of Load | 1 | 2033 | 65535
| High | EV Charging Control | C&I Curtailment-Turnkey-Auto-DR HVAC Control | Medium Industrial |  | Winter Evening | % of Load | 0 | 2033 | 65535
| High | EV Charging Control | C&I Curtailment-Turnkey-Standard Lighting Control | Medium Industrial |  | Winter Evening | % of Load | 1 | 2033 | 65535
| High | EV Charging Control | C&I Curtailment-Turnkey-Standard Lighting Control | Medium Industrial |  | Winter Evening | % of Load | 0 | 2033 | 65535
| High | EV Charging Control | C&I Curtailment-Turnkey-Advanced Lighting Control | Medium Industrial |  | Winter Evening | % of Load | 1 | 2033 | 65535
| High | EV Charging Control | C&I Curtailment-Turnkey-Advanced Lighting Control | Medium Industrial |  | Winter Evening | % of Load | 0 | 2033 | 65535
| High | EV Charging Control | C&I Curtailment-Turnkey-Water Heating Control | Medium Industrial |  | Winter Evening | % of Load | 1 | 2033 | 65535
| High | EV Charging Control | C&I Curtailment-Turnkey-Water Heating Control | Medium Industrial |  | Winter Evening | % of Load | 0 | 2033 | 65535
| High | EV Charging Control | C&I Curtailment-Turnkey-Other | Medium Industrial |  | Winter Evening | % of Load | 1 | 2033 | 65535
| High | EV Charging Control | C&I Curtailment-Turnkey-Other | Medium Industrial |  | Winter Evening | % of Load | 0 | 2033 | 65535
| High | EV Charging Control | EV Charging Control | EV Res LDV |  | Winter Morning | % of Load | 1 | 2033 | 65535
| High | EV Charging Control | EV Charging Control | EV Res LDV |  | Winter Morning | % of Load | 0 | 2033 | 65535
| High | EV Charging Control | EV Charging Control | EV Res LDV |  | Winter Evening | % of Load | 1 | 2033 | 65535
| High | EV Charging Control | EV Charging Control | EV Res LDV |  | Winter Evening | % of Load | 0 | 2033 | 65535
| High | EV Charging Control | EV Charging Control | EV Com LDV |  | Winter Morning | % of Load | 1 | 2033 | 65535
| High | EV Charging Control | EV Charging Control | EV Com LDV |  | Winter Morning | % of Load | 0 | 2033 | 65535
| High | EV Charging Control | EV Charging Control | EV Com LDV |  | Winter Evening | % of Load | 1 | 2033 | 65535
| High | EV Charging Control | EV Charging Control | EV Com LDV |  | Winter Evening | % of Load | 0 | 2033 | 65535
| High | EV Charging Control | EV Charging Control | EV Com MDV |  | Winter Morning | % of Load | 1 | 2033 | 65535
| High | EV Charging Control | EV Charging Control | EV Com MDV |  | Winter Morning | % of Load | 0 | 2033 | 65535
| High | EV Charging Control | EV Charging Control | EV Com MDV |  | Winter Evening | % of Load | 1 | 2033 | 65535
| High | EV Charging Control | EV Charging Control | EV Com MDV |  | Winter Evening | % of Load | 0 | 2033 | 65535
| High | EV Charging Control | EV Charging Control | EV Com HDV |  | Winter Morning | % of Load | 1 | 2033 | 65535
| High | EV Charging Control | EV Charging Control | EV Com HDV |  | Winter Morning | % of Load | 0 | 2033 | 65535
| High | EV Charging Control | EV Charging Control | EV Com HDV |  | Winter Evening | % of Load | 1 | 2033 | 65535
| High | EV Charging Control | EV Charging Control | EV Com HDV |  | Winter Evening | % of Load | 0 | 2033 | 65535
| High | Behavioral DR | DLC-Switch-Water Heating | Small General |  | Winter Morning | % of Load | 1 | 2033 | 65535
| High | Behavioral DR | DLC-Switch-Water Heating | Small General |  | Winter Morning | % of Load | 0 | 2033 | 65535
| High | Behavioral DR | DLC-BYOD-Water Heating | Small General |  | Winter Morning | % of Load | 1 | 2033 | 65535
| High | Behavioral DR | DLC-BYOD-Water Heating | Small General |  | Winter Morning | % of Load | 0 | 2033 | 65535
| High | Behavioral DR | DLC-Thermostat-DI-Central Heat Pump | Small General |  | Winter Morning | % of Load | 1 | 2033 | 65535
| High | Behavioral DR | DLC-Thermostat-DI-Central Heat Pump | Small General |  | Winter Morning | % of Load | 0 | 2033 | 65535
| High | Behavioral DR | DLC-Thermostat-BYOT-Central Heat Pump | Small General |  | Winter Morning | % of Load | 1 | 2033 | 65535
| High | Behavioral DR | DLC-Thermostat-BYOT-Central Heat Pump | Small General |  | Winter Morning | % of Load | 0 | 2033 | 65535
| High | Behavioral DR | DLC-Thermostat-HVAC | Small General |  | Winter Morning | % of Load | 1 | 2033 | 65535
| High | Behavioral DR | DLC-Thermostat-HVAC | Small General |  | Winter Morning | % of Load | 0 | 2033 | 65535
| High | Behavioral DR | DLC-Thermostat-DI-Baseboard Heating | Small General |  | Winter Morning | % of Load | 1 | 2033 | 65535
| High | Behavioral DR | DLC-Thermostat-DI-Baseboard Heating | Small General |  | Winter Morning | % of Load | 0 | 2033 | 65535
| High | Behavioral DR | DLC-Thermostat-BYOT-Baseboard Heating | Small General |  | Winter Morning | % of Load | 1 | 2033 | 65535
| High | Behavioral DR | DLC-Thermostat-BYOT-Baseboard Heating | Small General |  | Winter Morning | % of Load | 0 | 2033 | 65535
| High | Behavioral DR | DLC-Thermostat-DI-MSHP | Small General |  | Winter Morning | % of Load | 1 | 2033 | 65535
| High | Behavioral DR | DLC-Thermostat-DI-MSHP | Small General |  | Winter Morning | % of Load | 0 | 2033 | 65535
| High | Behavioral DR | DLC-Thermostat-BYOT-MSHP | Small General |  | Winter Morning | % of Load | 1 | 2033 | 65535
| High | Behavioral DR | DLC-Thermostat-BYOT-MSHP | Small General |  | Winter Morning | % of Load | 0 | 2033 | 65535
| High | Behavioral DR | C&I Curtailment-Turnkey-Manual HVAC Control | Small General |  | Winter Morning | % of Load | 1 | 2033 | 65535
| High | Behavioral DR | C&I Curtailment-Turnkey-Manual HVAC Control | Small General |  | Winter Morning | % of Load | 0 | 2033 | 65535
| High | Behavioral DR | C&I Curtailment-Turnkey-Auto-DR HVAC Control | Small General |  | Winter Morning | % of Load | 1 | 2033 | 65535
| High | Behavioral DR | C&I Curtailment-Turnkey-Auto-DR HVAC Control | Small General |  | Winter Morning | % of Load | 0 | 2033 | 65535
| High | Behavioral DR | C&I Curtailment-Turnkey-Standard Lighting Control | Small General |  | Winter Morning | % of Load | 1 | 2033 | 65535
| High | Behavioral DR | C&I Curtailment-Turnkey-Standard Lighting Control | Small General |  | Winter Morning | % of Load | 0 | 2033 | 65535
| High | Behavioral DR | C&I Curtailment-Turnkey-Advanced Lighting Control | Small General |  | Winter Morning | % of Load | 1 | 2033 | 65535
| High | Behavioral DR | C&I Curtailment-Turnkey-Advanced Lighting Control | Small General |  | Winter Morning | % of Load | 0 | 2033 | 65535
| High | Behavioral DR | C&I Curtailment-Turnkey-Water Heating Control | Small General |  | Winter Morning | % of Load | 1 | 2033 | 65535
| High | Behavioral DR | C&I Curtailment-Turnkey-Water Heating Control | Small General |  | Winter Morning | % of Load | 0 | 2033 | 65535
| High | Behavioral DR | C&I Curtailment-Turnkey-Other | Small General |  | Winter Morning | % of Load | 1 | 2033 | 65535
| High | Behavioral DR | C&I Curtailment-Turnkey-Other | Small General |  | Winter Morning | % of Load | 0 | 2033 | 65535
| High | Behavioral DR | Dynamic Pricing with enabling tech. | Small General |  | Winter Morning | % of Load | 1 | 2033 | 65535
| High | Behavioral DR | Dynamic Pricing with enabling tech. | Small General |  | Winter Morning | % of Load | 0 | 2033 | 65535
| High | Behavioral DR | DLC-Switch-Water Heating | Small General |  | Winter Evening | % of Load | 1 | 2033 | 65535
| High | Behavioral DR | DLC-Switch-Water Heating | Small General |  | Winter Evening | % of Load | 0 | 2033 | 65535
| High | Behavioral DR | DLC-BYOD-Water Heating | Small General |  | Winter Evening | % of Load | 1 | 2033 | 65535
| High | Behavioral DR | DLC-BYOD-Water Heating | Small General |  | Winter Evening | % of Load | 0 | 2033 | 65535
| High | Behavioral DR | DLC-Thermostat-DI-Central Heat Pump | Small General |  | Winter Evening | % of Load | 1 | 2033 | 65535
| High | Behavioral DR | DLC-Thermostat-DI-Central Heat Pump | Small General |  | Winter Evening | % of Load | 0 | 2033 | 65535
| High | Behavioral DR | DLC-Thermostat-BYOT-Central Heat Pump | Small General |  | Winter Evening | % of Load | 1 | 2033 | 65535
| High | Behavioral DR | DLC-Thermostat-BYOT-Central Heat Pump | Small General |  | Winter Evening | % of Load | 0 | 2033 | 65535
| High | Behavioral DR | DLC-Thermostat-HVAC | Small General |  | Winter Evening | % of Load | 1 | 2033 | 65535
| High | Behavioral DR | DLC-Thermostat-HVAC | Small General |  | Winter Evening | % of Load | 0 | 2033 | 65535
| High | Behavioral DR | DLC-Thermostat-DI-Baseboard Heating | Small General |  | Winter Evening | % of Load | 1 | 2033 | 65535
| High | Behavioral DR | DLC-Thermostat-DI-Baseboard Heating | Small General |  | Winter Evening | % of Load | 0 | 2033 | 65535
| High | Behavioral DR | DLC-Thermostat-BYOT-Baseboard Heating | Small General |  | Winter Evening | % of Load | 1 | 2033 | 65535
| High | Behavioral DR | DLC-Thermostat-BYOT-Baseboard Heating | Small General |  | Winter Evening | % of Load | 0 | 2033 | 65535
| High | Behavioral DR | DLC-Thermostat-DI-MSHP | Small General |  | Winter Evening | % of Load | 1 | 2033 | 65535
| High | Behavioral DR | DLC-Thermostat-DI-MSHP | Small General |  | Winter Evening | % of Load | 0 | 2033 | 65535
| High | Behavioral DR | DLC-Thermostat-BYOT-MSHP | Small General |  | Winter Evening | % of Load | 1 | 2033 | 65535
| High | Behavioral DR | DLC-Thermostat-BYOT-MSHP | Small General |  | Winter Evening | % of Load | 0 | 2033 | 65535
| High | Behavioral DR | C&I Curtailment-Turnkey-Manual HVAC Control | Small General |  | Winter Evening | % of Load | 1 | 2033 | 65535
| High | Behavioral DR | C&I Curtailment-Turnkey-Manual HVAC Control | Small General |  | Winter Evening | % of Load | 0 | 2033 | 65535
| High | Behavioral DR | C&I Curtailment-Turnkey-Auto-DR HVAC Control | Small General |  | Winter Evening | % of Load | 1 | 2033 | 65535
| High | Behavioral DR | C&I Curtailment-Turnkey-Auto-DR HVAC Control | Small General |  | Winter Evening | % of Load | 0 | 2033 | 65535
| High | Behavioral DR | C&I Curtailment-Turnkey-Standard Lighting Control | Small General |  | Winter Evening | % of Load | 1 | 2033 | 65535
| High | Behavioral DR | C&I Curtailment-Turnkey-Standard Lighting Control | Small General |  | Winter Evening | % of Load | 0 | 2033 | 65535
| High | Behavioral DR | C&I Curtailment-Turnkey-Advanced Lighting Control | Small General |  | Winter Evening | % of Load | 1 | 2033 | 65535
| High | Behavioral DR | C&I Curtailment-Turnkey-Advanced Lighting Control | Small General |  | Winter Evening | % of Load | 0 | 2033 | 65535
| High | Behavioral DR | C&I Curtailment-Turnkey-Water Heating Control | Small General |  | Winter Evening | % of Load | 1 | 2033 | 65535
| High | Behavioral DR | C&I Curtailment-Turnkey-Water Heating Control | Small General |  | Winter Evening | % of Load | 0 | 2033 | 65535
| High | Behavioral DR | C&I Curtailment-Turnkey-Other | Small General |  | Winter Evening | % of Load | 1 | 2033 | 65535
| High | Behavioral DR | C&I Curtailment-Turnkey-Other | Small General |  | Winter Evening | % of Load | 0 | 2033 | 65535
| High | Behavioral DR | Dynamic Pricing with enabling tech. | Small General |  | Winter Evening | % of Load | 1 | 2033 | 65535
| High | Behavioral DR | Dynamic Pricing with enabling tech. | Small General |  | Winter Evening | % of Load | 0 | 2033 | 65535
| High | Behavioral DR | DLC-Switch-Water Heating | General |  | Winter Morning | % of Load | 1 | 2033 | 65535
| High | Behavioral DR | DLC-Switch-Water Heating | General |  | Winter Morning | % of Load | 0 | 2033 | 65535
| High | Behavioral DR | DLC-BYOD-Water Heating | General |  | Winter Morning | % of Load | 1 | 2033 | 65535
| High | Behavioral DR | DLC-BYOD-Water Heating | General |  | Winter Morning | % of Load | 0 | 2033 | 65535
| High | Behavioral DR | DLC-Thermostat-DI-Central Heat Pump | General |  | Winter Morning | % of Load | 1 | 2033 | 65535
| High | Behavioral DR | DLC-Thermostat-DI-Central Heat Pump | General |  | Winter Morning | % of Load | 0 | 2033 | 65535
| High | Behavioral DR | DLC-Thermostat-BYOT-Central Heat Pump | General |  | Winter Morning | % of Load | 1 | 2033 | 65535
| High | Behavioral DR | DLC-Thermostat-BYOT-Central Heat Pump | General |  | Winter Morning | % of Load | 0 | 2033 | 65535
| High | Behavioral DR | DLC-Thermostat-HVAC | General |  | Winter Morning | % of Load | 1 | 2033 | 65535
| High | Behavioral DR | DLC-Thermostat-HVAC | General |  | Winter Morning | % of Load | 0 | 2033 | 65535
| High | Behavioral DR | DLC-Thermostat-DI-Baseboard Heating | General |  | Winter Morning | % of Load | 1 | 2033 | 65535
| High | Behavioral DR | DLC-Thermostat-DI-Baseboard Heating | General |  | Winter Morning | % of Load | 0 | 2033 | 65535
| High | Behavioral DR | DLC-Thermostat-BYOT-Baseboard Heating | General |  | Winter Morning | % of Load | 1 | 2033 | 65535
| High | Behavioral DR | DLC-Thermostat-BYOT-Baseboard Heating | General |  | Winter Morning | % of Load | 0 | 2033 | 65535
| High | Behavioral DR | DLC-Thermostat-DI-MSHP | General |  | Winter Morning | % of Load | 1 | 2033 | 65535
| High | Behavioral DR | DLC-Thermostat-DI-MSHP | General |  | Winter Morning | % of Load | 0 | 2033 | 65535
| High | Behavioral DR | DLC-Thermostat-BYOT-MSHP | General |  | Winter Morning | % of Load | 1 | 2033 | 65535
| High | Behavioral DR | DLC-Thermostat-BYOT-MSHP | General |  | Winter Morning | % of Load | 0 | 2033 | 65535
| High | Behavioral DR | C&I Curtailment-Turnkey-Manual HVAC Control | General |  | Winter Morning | % of Load | 1 | 2033 | 65535
| High | Behavioral DR | C&I Curtailment-Turnkey-Manual HVAC Control | General |  | Winter Morning | % of Load | 0 | 2033 | 65535
| High | Behavioral DR | C&I Curtailment-Turnkey-Auto-DR HVAC Control | General |  | Winter Morning | % of Load | 1 | 2033 | 65535
| High | Behavioral DR | C&I Curtailment-Turnkey-Auto-DR HVAC Control | General |  | Winter Morning | % of Load | 0 | 2033 | 65535
| High | Behavioral DR | C&I Curtailment-Turnkey-Standard Lighting Control | General |  | Winter Morning | % of Load | 1 | 2033 | 65535
| High | Behavioral DR | C&I Curtailment-Turnkey-Standard Lighting Control | General |  | Winter Morning | % of Load | 0 | 2033 | 65535
| High | Behavioral DR | C&I Curtailment-Turnkey-Advanced Lighting Control | General |  | Winter Morning | % of Load | 1 | 2033 | 65535
| High | Behavioral DR | C&I Curtailment-Turnkey-Advanced Lighting Control | General |  | Winter Morning | % of Load | 0 | 2033 | 65535
| High | Behavioral DR | C&I Curtailment-Turnkey-Water Heating Control | General |  | Winter Morning | % of Load | 1 | 2033 | 65535
| High | Behavioral DR | C&I Curtailment-Turnkey-Water Heating Control | General |  | Winter Morning | % of Load | 0 | 2033 | 65535
| High | Behavioral DR | C&I Curtailment-Turnkey-Other | General |  | Winter Morning | % of Load | 1 | 2033 | 65535
| High | Behavioral DR | C&I Curtailment-Turnkey-Other | General |  | Winter Morning | % of Load | 0 | 2033 | 65535
| High | Behavioral DR | DLC-Switch-Water Heating | General |  | Winter Evening | % of Load | 1 | 2033 | 65535
| High | Behavioral DR | DLC-Switch-Water Heating | General |  | Winter Evening | % of Load | 0 | 2033 | 65535
| High | Behavioral DR | DLC-BYOD-Water Heating | General |  | Winter Evening | % of Load | 1 | 2033 | 65535
| High | Behavioral DR | DLC-BYOD-Water Heating | General |  | Winter Evening | % of Load | 0 | 2033 | 65535
| High | Behavioral DR | DLC-Thermostat-DI-Central Heat Pump | General |  | Winter Evening | % of Load | 1 | 2033 | 65535
| High | Behavioral DR | DLC-Thermostat-DI-Central Heat Pump | General |  | Winter Evening | % of Load | 0 | 2033 | 65535
| High | Behavioral DR | DLC-Thermostat-BYOT-Central Heat Pump | General |  | Winter Evening | % of Load | 1 | 2033 | 65535
| High | Behavioral DR | DLC-Thermostat-BYOT-Central Heat Pump | General |  | Winter Evening | % of Load | 0 | 2033 | 65535
| High | Behavioral DR | DLC-Thermostat-HVAC | General |  | Winter Evening | % of Load | 1 | 2033 | 65535
| High | Behavioral DR | DLC-Thermostat-HVAC | General |  | Winter Evening | % of Load | 0 | 2033 | 65535
| High | Behavioral DR | DLC-Thermostat-DI-Baseboard Heating | General |  | Winter Evening | % of Load | 1 | 2033 | 65535
| High | Behavioral DR | DLC-Thermostat-DI-Baseboard Heating | General |  | Winter Evening | % of Load | 0 | 2033 | 65535
| High | Behavioral DR | DLC-Thermostat-BYOT-Baseboard Heating | General |  | Winter Evening | % of Load | 1 | 2033 | 65535
| High | Behavioral DR | DLC-Thermostat-BYOT-Baseboard Heating | General |  | Winter Evening | % of Load | 0 | 2033 | 65535
| High | Behavioral DR | DLC-Thermostat-DI-MSHP | General |  | Winter Evening | % of Load | 1 | 2033 | 65535
| High | Behavioral DR | DLC-Thermostat-DI-MSHP | General |  | Winter Evening | % of Load | 0 | 2033 | 65535
| High | Behavioral DR | DLC-Thermostat-BYOT-MSHP | General |  | Winter Evening | % of Load | 1 | 2033 | 65535
| High | Behavioral DR | DLC-Thermostat-BYOT-MSHP | General |  | Winter Evening | % of Load | 0 | 2033 | 65535
| High | Behavioral DR | C&I Curtailment-Turnkey-Manual HVAC Control | General |  | Winter Evening | % of Load | 1 | 2033 | 65535
| High | Behavioral DR | C&I Curtailment-Turnkey-Manual HVAC Control | General |  | Winter Evening | % of Load | 0 | 2033 | 65535
| High | Behavioral DR | C&I Curtailment-Turnkey-Auto-DR HVAC Control | General |  | Winter Evening | % of Load | 1 | 2033 | 65535
| High | Behavioral DR | C&I Curtailment-Turnkey-Auto-DR HVAC Control | General |  | Winter Evening | % of Load | 0 | 2033 | 65535
| High | Behavioral DR | C&I Curtailment-Turnkey-Standard Lighting Control | General |  | Winter Evening | % of Load | 1 | 2033 | 65535
| High | Behavioral DR | C&I Curtailment-Turnkey-Standard Lighting Control | General |  | Winter Evening | % of Load | 0 | 2033 | 65535
| High | Behavioral DR | C&I Curtailment-Turnkey-Advanced Lighting Control | General |  | Winter Evening | % of Load | 1 | 2033 | 65535
| High | Behavioral DR | C&I Curtailment-Turnkey-Advanced Lighting Control | General |  | Winter Evening | % of Load | 0 | 2033 | 65535
| High | Behavioral DR | C&I Curtailment-Turnkey-Water Heating Control | General |  | Winter Evening | % of Load | 1 | 2033 | 65535
| High | Behavioral DR | C&I Curtailment-Turnkey-Water Heating Control | General |  | Winter Evening | % of Load | 0 | 2033 | 65535
| High | Behavioral DR | C&I Curtailment-Turnkey-Other | General |  | Winter Evening | % of Load | 1 | 2033 | 65535
| High | Behavioral DR | C&I Curtailment-Turnkey-Other | General |  | Winter Evening | % of Load | 0 | 2033 | 65535
| High | Behavioral DR | DLC-Switch-Water Heating | Small Industrial |  | Winter Morning | % of Load | 1 | 2033 | 65535
| High | Behavioral DR | DLC-Switch-Water Heating | Small Industrial |  | Winter Morning | % of Load | 0 | 2033 | 65535
| High | Behavioral DR | DLC-BYOD-Water Heating | Small Industrial |  | Winter Morning | % of Load | 1 | 2033 | 65535
| High | Behavioral DR | DLC-BYOD-Water Heating | Small Industrial |  | Winter Morning | % of Load | 0 | 2033 | 65535
| High | Behavioral DR | DLC-Thermostat-DI-Central Heat Pump | Small Industrial |  | Winter Morning | % of Load | 1 | 2033 | 65535
| High | Behavioral DR | DLC-Thermostat-DI-Central Heat Pump | Small Industrial |  | Winter Morning | % of Load | 0 | 2033 | 65535
| High | Behavioral DR | DLC-Thermostat-BYOT-Central Heat Pump | Small Industrial |  | Winter Morning | % of Load | 1 | 2033 | 65535
| High | Behavioral DR | DLC-Thermostat-BYOT-Central Heat Pump | Small Industrial |  | Winter Morning | % of Load | 0 | 2033 | 65535
| High | Behavioral DR | DLC-Thermostat-HVAC | Small Industrial |  | Winter Morning | % of Load | 1 | 2033 | 65535
| High | Behavioral DR | DLC-Thermostat-HVAC | Small Industrial |  | Winter Morning | % of Load | 0 | 2033 | 65535
| High | Behavioral DR | DLC-Thermostat-DI-Baseboard Heating | Small Industrial |  | Winter Morning | % of Load | 1 | 2033 | 65535
| High | Behavioral DR | DLC-Thermostat-DI-Baseboard Heating | Small Industrial |  | Winter Morning | % of Load | 0 | 2033 | 65535
| High | Behavioral DR | DLC-Thermostat-BYOT-Baseboard Heating | Small Industrial |  | Winter Morning | % of Load | 1 | 2033 | 65535
| High | Behavioral DR | DLC-Thermostat-BYOT-Baseboard Heating | Small Industrial |  | Winter Morning | % of Load | 0 | 2033 | 65535
| High | Behavioral DR | DLC-Thermostat-DI-MSHP | Small Industrial |  | Winter Morning | % of Load | 1 | 2033 | 65535
| High | Behavioral DR | DLC-Thermostat-DI-MSHP | Small Industrial |  | Winter Morning | % of Load | 0 | 2033 | 65535
| High | Behavioral DR | DLC-Thermostat-BYOT-MSHP | Small Industrial |  | Winter Morning | % of Load | 1 | 2033 | 65535
| High | Behavioral DR | DLC-Thermostat-BYOT-MSHP | Small Industrial |  | Winter Morning | % of Load | 0 | 2033 | 65535
| High | Behavioral DR | C&I Curtailment-Turnkey-Manual HVAC Control | Small Industrial |  | Winter Morning | % of Load | 1 | 2033 | 65535
| High | Behavioral DR | C&I Curtailment-Turnkey-Manual HVAC Control | Small Industrial |  | Winter Morning | % of Load | 0 | 2033 | 65535
| High | Behavioral DR | C&I Curtailment-Turnkey-Auto-DR HVAC Control | Small Industrial |  | Winter Morning | % of Load | 1 | 2033 | 65535
| High | Behavioral DR | C&I Curtailment-Turnkey-Auto-DR HVAC Control | Small Industrial |  | Winter Morning | % of Load | 0 | 2033 | 65535
| High | Behavioral DR | C&I Curtailment-Turnkey-Standard Lighting Control | Small Industrial |  | Winter Morning | % of Load | 1 | 2033 | 65535
| High | Behavioral DR | C&I Curtailment-Turnkey-Standard Lighting Control | Small Industrial |  | Winter Morning | % of Load | 0 | 2033 | 65535
| High | Behavioral DR | C&I Curtailment-Turnkey-Advanced Lighting Control | Small Industrial |  | Winter Morning | % of Load | 1 | 2033 | 65535
| High | Behavioral DR | C&I Curtailment-Turnkey-Advanced Lighting Control | Small Industrial |  | Winter Morning | % of Load | 0 | 2033 | 65535
| High | Behavioral DR | C&I Curtailment-Turnkey-Water Heating Control | Small Industrial |  | Winter Morning | % of Load | 1 | 2033 | 65535
| High | Behavioral DR | C&I Curtailment-Turnkey-Water Heating Control | Small Industrial |  | Winter Morning | % of Load | 0 | 2033 | 65535
| High | Behavioral DR | C&I Curtailment-Turnkey-Other | Small Industrial |  | Winter Morning | % of Load | 1 | 2033 | 65535
| High | Behavioral DR | C&I Curtailment-Turnkey-Other | Small Industrial |  | Winter Morning | % of Load | 0 | 2033 | 65535
| High | Behavioral DR | C&I Curtailment-Turnkey-Industrial | Small Industrial |  | Winter Morning | % of Load | 1 | 2033 | 65535
| High | Behavioral DR | C&I Curtailment-Turnkey-Industrial | Small Industrial |  | Winter Morning | % of Load | 0 | 2033 | 65535
| High | Behavioral DR | DLC-Switch-Water Heating | Small Industrial |  | Winter Evening | % of Load | 1 | 2033 | 65535
| High | Behavioral DR | DLC-Switch-Water Heating | Small Industrial |  | Winter Evening | % of Load | 0 | 2033 | 65535
| High | Behavioral DR | DLC-BYOD-Water Heating | Small Industrial |  | Winter Evening | % of Load | 1 | 2033 | 65535
| High | Behavioral DR | DLC-BYOD-Water Heating | Small Industrial |  | Winter Evening | % of Load | 0 | 2033 | 65535
| High | Behavioral DR | DLC-Thermostat-DI-Central Heat Pump | Small Industrial |  | Winter Evening | % of Load | 1 | 2033 | 65535
| High | Behavioral DR | DLC-Thermostat-DI-Central Heat Pump | Small Industrial |  | Winter Evening | % of Load | 0 | 2033 | 65535
| High | Behavioral DR | DLC-Thermostat-BYOT-Central Heat Pump | Small Industrial |  | Winter Evening | % of Load | 1 | 2033 | 65535
| High | Behavioral DR | DLC-Thermostat-BYOT-Central Heat Pump | Small Industrial |  | Winter Evening | % of Load | 0 | 2033 | 65535
| High | Behavioral DR | DLC-Thermostat-HVAC | Small Industrial |  | Winter Evening | % of Load | 1 | 2033 | 65535
| High | Behavioral DR | DLC-Thermostat-HVAC | Small Industrial |  | Winter Evening | % of Load | 0 | 2033 | 65535
| High | Behavioral DR | DLC-Thermostat-DI-Baseboard Heating | Small Industrial |  | Winter Evening | % of Load | 1 | 2033 | 65535
| High | Behavioral DR | DLC-Thermostat-DI-Baseboard Heating | Small Industrial |  | Winter Evening | % of Load | 0 | 2033 | 65535
| High | Behavioral DR | DLC-Thermostat-BYOT-Baseboard Heating | Small Industrial |  | Winter Evening | % of Load | 1 | 2033 | 65535
| High | Behavioral DR | DLC-Thermostat-BYOT-Baseboard Heating | Small Industrial |  | Winter Evening | % of Load | 0 | 2033 | 65535
| High | Behavioral DR | DLC-Thermostat-DI-MSHP | Small Industrial |  | Winter Evening | % of Load | 1 | 2033 | 65535
| High | Behavioral DR | DLC-Thermostat-DI-MSHP | Small Industrial |  | Winter Evening | % of Load | 0 | 2033 | 65535
| High | Behavioral DR | DLC-Thermostat-BYOT-MSHP | Small Industrial |  | Winter Evening | % of Load | 1 | 2033 | 65535
| High | Behavioral DR | DLC-Thermostat-BYOT-MSHP | Small Industrial |  | Winter Evening | % of Load | 0 | 2033 | 65535
| High | Behavioral DR | C&I Curtailment-Turnkey-Manual HVAC Control | Small Industrial |  | Winter Evening | % of Load | 1 | 2033 | 65535
| High | Behavioral DR | C&I Curtailment-Turnkey-Manual HVAC Control | Small Industrial |  | Winter Evening | % of Load | 0 | 2033 | 65535
| High | Behavioral DR | C&I Curtailment-Turnkey-Auto-DR HVAC Control | Small Industrial |  | Winter Evening | % of Load | 1 | 2033 | 65535
| High | Behavioral DR | C&I Curtailment-Turnkey-Auto-DR HVAC Control | Small Industrial |  | Winter Evening | % of Load | 0 | 2033 | 65535
| High | Behavioral DR | C&I Curtailment-Turnkey-Standard Lighting Control | Small Industrial |  | Winter Evening | % of Load | 1 | 2033 | 65535
| High | Behavioral DR | C&I Curtailment-Turnkey-Standard Lighting Control | Small Industrial |  | Winter Evening | % of Load | 0 | 2033 | 65535
| High | Behavioral DR | C&I Curtailment-Turnkey-Advanced Lighting Control | Small Industrial |  | Winter Evening | % of Load | 1 | 2033 | 65535
| High | Behavioral DR | C&I Curtailment-Turnkey-Advanced Lighting Control | Small Industrial |  | Winter Evening | % of Load | 0 | 2033 | 65535
| High | Behavioral DR | C&I Curtailment-Turnkey-Water Heating Control | Small Industrial |  | Winter Evening | % of Load | 1 | 2033 | 65535
| High | Behavioral DR | C&I Curtailment-Turnkey-Water Heating Control | Small Industrial |  | Winter Evening | % of Load | 0 | 2033 | 65535
| High | Behavioral DR | C&I Curtailment-Turnkey-Other | Small Industrial |  | Winter Evening | % of Load | 1 | 2033 | 65535
| High | Behavioral DR | C&I Curtailment-Turnkey-Other | Small Industrial |  | Winter Evening | % of Load | 0 | 2033 | 65535
| High | Behavioral DR | C&I Curtailment-Turnkey-Industrial | Small Industrial |  | Winter Evening | % of Load | 1 | 2033 | 65535
| High | Behavioral DR | C&I Curtailment-Turnkey-Industrial | Small Industrial |  | Winter Evening | % of Load | 0 | 2033 | 65535
| High | Behavioral DR | DLC-Switch-Water Heating | Medium Industrial |  | Winter Morning | % of Load | 1 | 2033 | 65535
| High | Behavioral DR | DLC-Switch-Water Heating | Medium Industrial |  | Winter Morning | % of Load | 0 | 2033 | 65535
| High | Behavioral DR | DLC-BYOD-Water Heating | Medium Industrial |  | Winter Morning | % of Load | 1 | 2033 | 65535
| High | Behavioral DR | DLC-BYOD-Water Heating | Medium Industrial |  | Winter Morning | % of Load | 0 | 2033 | 65535
| High | Behavioral DR | DLC-Thermostat-DI-Central Heat Pump | Medium Industrial |  | Winter Morning | % of Load | 1 | 2033 | 65535
| High | Behavioral DR | DLC-Thermostat-DI-Central Heat Pump | Medium Industrial |  | Winter Morning | % of Load | 0 | 2033 | 65535
| High | Behavioral DR | DLC-Thermostat-BYOT-Central Heat Pump | Medium Industrial |  | Winter Morning | % of Load | 1 | 2033 | 65535
| High | Behavioral DR | DLC-Thermostat-BYOT-Central Heat Pump | Medium Industrial |  | Winter Morning | % of Load | 0 | 2033 | 65535
| High | Behavioral DR | DLC-Thermostat-HVAC | Medium Industrial |  | Winter Morning | % of Load | 1 | 2033 | 65535
| High | Behavioral DR | DLC-Thermostat-HVAC | Medium Industrial |  | Winter Morning | % of Load | 0 | 2033 | 65535
| High | Behavioral DR | DLC-Thermostat-DI-Baseboard Heating | Medium Industrial |  | Winter Morning | % of Load | 1 | 2033 | 65535
| High | Behavioral DR | DLC-Thermostat-DI-Baseboard Heating | Medium Industrial |  | Winter Morning | % of Load | 0 | 2033 | 65535
| High | Behavioral DR | DLC-Thermostat-BYOT-Baseboard Heating | Medium Industrial |  | Winter Morning | % of Load | 1 | 2033 | 65535
| High | Behavioral DR | DLC-Thermostat-BYOT-Baseboard Heating | Medium Industrial |  | Winter Morning | % of Load | 0 | 2033 | 65535
| High | Behavioral DR | DLC-Thermostat-DI-MSHP | Medium Industrial |  | Winter Morning | % of Load | 1 | 2033 | 65535
| High | Behavioral DR | DLC-Thermostat-DI-MSHP | Medium Industrial |  | Winter Morning | % of Load | 0 | 2033 | 65535
| High | Behavioral DR | DLC-Thermostat-BYOT-MSHP | Medium Industrial |  | Winter Morning | % of Load | 1 | 2033 | 65535
| High | Behavioral DR | DLC-Thermostat-BYOT-MSHP | Medium Industrial |  | Winter Morning | % of Load | 0 | 2033 | 65535
| High | Behavioral DR | C&I Curtailment-Turnkey-Manual HVAC Control | Medium Industrial |  | Winter Morning | % of Load | 1 | 2033 | 65535
| High | Behavioral DR | C&I Curtailment-Turnkey-Manual HVAC Control | Medium Industrial |  | Winter Morning | % of Load | 0 | 2033 | 65535
| High | Behavioral DR | C&I Curtailment-Turnkey-Auto-DR HVAC Control | Medium Industrial |  | Winter Morning | % of Load | 1 | 2033 | 65535
| High | Behavioral DR | C&I Curtailment-Turnkey-Auto-DR HVAC Control | Medium Industrial |  | Winter Morning | % of Load | 0 | 2033 | 65535
| High | Behavioral DR | C&I Curtailment-Turnkey-Standard Lighting Control | Medium Industrial |  | Winter Morning | % of Load | 1 | 2033 | 65535
| High | Behavioral DR | C&I Curtailment-Turnkey-Standard Lighting Control | Medium Industrial |  | Winter Morning | % of Load | 0 | 2033 | 65535
| High | Behavioral DR | C&I Curtailment-Turnkey-Advanced Lighting Control | Medium Industrial |  | Winter Morning | % of Load | 1 | 2033 | 65535
| High | Behavioral DR | C&I Curtailment-Turnkey-Advanced Lighting Control | Medium Industrial |  | Winter Morning | % of Load | 0 | 2033 | 65535
| High | Behavioral DR | C&I Curtailment-Turnkey-Water Heating Control | Medium Industrial |  | Winter Morning | % of Load | 1 | 2033 | 65535
| High | Behavioral DR | C&I Curtailment-Turnkey-Water Heating Control | Medium Industrial |  | Winter Morning | % of Load | 0 | 2033 | 65535
| High | Behavioral DR | C&I Curtailment-Turnkey-Other | Medium Industrial |  | Winter Morning | % of Load | 1 | 2033 | 65535
| High | Behavioral DR | C&I Curtailment-Turnkey-Other | Medium Industrial |  | Winter Morning | % of Load | 0 | 2033 | 65535
| High | Behavioral DR | DLC-Switch-Water Heating | Medium Industrial |  | Winter Evening | % of Load | 1 | 2033 | 65535
| High | Behavioral DR | DLC-Switch-Water Heating | Medium Industrial |  | Winter Evening | % of Load | 0 | 2033 | 65535
| High | Behavioral DR | DLC-BYOD-Water Heating | Medium Industrial |  | Winter Evening | % of Load | 1 | 2033 | 65535
| High | Behavioral DR | DLC-BYOD-Water Heating | Medium Industrial |  | Winter Evening | % of Load | 0 | 2033 | 65535
| High | Behavioral DR | DLC-Thermostat-DI-Central Heat Pump | Medium Industrial |  | Winter Evening | % of Load | 1 | 2033 | 65535
| High | Behavioral DR | DLC-Thermostat-DI-Central Heat Pump | Medium Industrial |  | Winter Evening | % of Load | 0 | 2033 | 65535
| High | Behavioral DR | DLC-Thermostat-BYOT-Central Heat Pump | Medium Industrial |  | Winter Evening | % of Load | 1 | 2033 | 65535
| High | Behavioral DR | DLC-Thermostat-BYOT-Central Heat Pump | Medium Industrial |  | Winter Evening | % of Load | 0 | 2033 | 65535
| High | Behavioral DR | DLC-Thermostat-HVAC | Medium Industrial |  | Winter Evening | % of Load | 1 | 2033 | 65535
| High | Behavioral DR | DLC-Thermostat-HVAC | Medium Industrial |  | Winter Evening | % of Load | 0 | 2033 | 65535
| High | Behavioral DR | DLC-Thermostat-DI-Baseboard Heating | Medium Industrial |  | Winter Evening | % of Load | 1 | 2033 | 65535
| High | Behavioral DR | DLC-Thermostat-DI-Baseboard Heating | Medium Industrial |  | Winter Evening | % of Load | 0 | 2033 | 65535
| High | Behavioral DR | DLC-Thermostat-BYOT-Baseboard Heating | Medium Industrial |  | Winter Evening | % of Load | 1 | 2033 | 65535
| High | Behavioral DR | DLC-Thermostat-BYOT-Baseboard Heating | Medium Industrial |  | Winter Evening | % of Load | 0 | 2033 | 65535
| High | Behavioral DR | DLC-Thermostat-DI-MSHP | Medium Industrial |  | Winter Evening | % of Load | 1 | 2033 | 65535
| High | Behavioral DR | DLC-Thermostat-DI-MSHP | Medium Industrial |  | Winter Evening | % of Load | 0 | 2033 | 65535
| High | Behavioral DR | DLC-Thermostat-BYOT-MSHP | Medium Industrial |  | Winter Evening | % of Load | 1 | 2033 | 65535
| High | Behavioral DR | DLC-Thermostat-BYOT-MSHP | Medium Industrial |  | Winter Evening | % of Load | 0 | 2033 | 65535
| High | Behavioral DR | C&I Curtailment-Turnkey-Manual HVAC Control | Medium Industrial |  | Winter Evening | % of Load | 1 | 2033 | 65535
| High | Behavioral DR | C&I Curtailment-Turnkey-Manual HVAC Control | Medium Industrial |  | Winter Evening | % of Load | 0 | 2033 | 65535
| High | Behavioral DR | C&I Curtailment-Turnkey-Auto-DR HVAC Control | Medium Industrial |  | Winter Evening | % of Load | 1 | 2033 | 65535
| High | Behavioral DR | C&I Curtailment-Turnkey-Auto-DR HVAC Control | Medium Industrial |  | Winter Evening | % of Load | 0 | 2033 | 65535
| High | Behavioral DR | C&I Curtailment-Turnkey-Standard Lighting Control | Medium Industrial |  | Winter Evening | % of Load | 1 | 2033 | 65535
| High | Behavioral DR | C&I Curtailment-Turnkey-Standard Lighting Control | Medium Industrial |  | Winter Evening | % of Load | 0 | 2033 | 65535
| High | Behavioral DR | C&I Curtailment-Turnkey-Advanced Lighting Control | Medium Industrial |  | Winter Evening | % of Load | 1 | 2033 | 65535
| High | Behavioral DR | C&I Curtailment-Turnkey-Advanced Lighting Control | Medium Industrial |  | Winter Evening | % of Load | 0 | 2033 | 65535
| High | Behavioral DR | C&I Curtailment-Turnkey-Water Heating Control | Medium Industrial |  | Winter Evening | % of Load | 1 | 2033 | 65535
| High | Behavioral DR | C&I Curtailment-Turnkey-Water Heating Control | Medium Industrial |  | Winter Evening | % of Load | 0 | 2033 | 65535
| High | Behavioral DR | C&I Curtailment-Turnkey-Other | Medium Industrial |  | Winter Evening | % of Load | 1 | 2033 | 65535
| High | Behavioral DR | C&I Curtailment-Turnkey-Other | Medium Industrial |  | Winter Evening | % of Load | 0 | 2033 | 65535
| High | Behavioral DR | Behavioral DR | Residential Charitable |  | Winter Morning | % of Load | 1 | 2033 | 65535
| High | Behavioral DR | Behavioral DR | Residential Charitable |  | Winter Morning | % of Load | 0 | 2033 | 65535
| High | Behavioral DR | Behavioral DR | Residential Charitable |  | Winter Evening | % of Load | 1 | 2033 | 65535
| High | Behavioral DR | Behavioral DR | Residential Charitable |  | Winter Evening | % of Load | 0 | 2033 | 65535
| High | Time-of-Use Rates (TOU) | DLC-Switch-Water Heating | Small General |  | Winter Morning | % of Load | 1 | 2033 | 65535
| High | Time-of-Use Rates (TOU) | DLC-Switch-Water Heating | Small General |  | Winter Morning | % of Load | 0 | 2033 | 65535
| High | Time-of-Use Rates (TOU) | DLC-BYOD-Water Heating | Small General |  | Winter Morning | % of Load | 1 | 2033 | 65535
| High | Time-of-Use Rates (TOU) | DLC-BYOD-Water Heating | Small General |  | Winter Morning | % of Load | 0 | 2033 | 65535
| High | Time-of-Use Rates (TOU) | DLC-Thermostat-DI-Central Heat Pump | Small General |  | Winter Morning | % of Load | 1 | 2033 | 65535
| High | Time-of-Use Rates (TOU) | DLC-Thermostat-DI-Central Heat Pump | Small General |  | Winter Morning | % of Load | 0 | 2033 | 65535
| High | Time-of-Use Rates (TOU) | DLC-Thermostat-BYOT-Central Heat Pump | Small General |  | Winter Morning | % of Load | 1 | 2033 | 65535
| High | Time-of-Use Rates (TOU) | DLC-Thermostat-BYOT-Central Heat Pump | Small General |  | Winter Morning | % of Load | 0 | 2033 | 65535
| High | Time-of-Use Rates (TOU) | DLC-Thermostat-HVAC | Small General |  | Winter Morning | % of Load | 1 | 2033 | 65535
| High | Time-of-Use Rates (TOU) | DLC-Thermostat-HVAC | Small General |  | Winter Morning | % of Load | 0 | 2033 | 65535
| High | Time-of-Use Rates (TOU) | DLC-Thermostat-DI-Baseboard Heating | Small General |  | Winter Morning | % of Load | 1 | 2033 | 65535
| High | Time-of-Use Rates (TOU) | DLC-Thermostat-DI-Baseboard Heating | Small General |  | Winter Morning | % of Load | 0 | 2033 | 65535
| High | Time-of-Use Rates (TOU) | DLC-Thermostat-BYOT-Baseboard Heating | Small General |  | Winter Morning | % of Load | 1 | 2033 | 65535
| High | Time-of-Use Rates (TOU) | DLC-Thermostat-BYOT-Baseboard Heating | Small General |  | Winter Morning | % of Load | 0 | 2033 | 65535
| High | Time-of-Use Rates (TOU) | DLC-Thermostat-DI-MSHP | Small General |  | Winter Morning | % of Load | 1 | 2033 | 65535
| High | Time-of-Use Rates (TOU) | DLC-Thermostat-DI-MSHP | Small General |  | Winter Morning | % of Load | 0 | 2033 | 65535
| High | Time-of-Use Rates (TOU) | DLC-Thermostat-BYOT-MSHP | Small General |  | Winter Morning | % of Load | 1 | 2033 | 65535
| High | Time-of-Use Rates (TOU) | DLC-Thermostat-BYOT-MSHP | Small General |  | Winter Morning | % of Load | 0 | 2033 | 65535
| High | Time-of-Use Rates (TOU) | C&I Curtailment-Turnkey-Manual HVAC Control | Small General |  | Winter Morning | % of Load | 1 | 2033 | 65535
| High | Time-of-Use Rates (TOU) | C&I Curtailment-Turnkey-Manual HVAC Control | Small General |  | Winter Morning | % of Load | 0 | 2033 | 65535
| High | Time-of-Use Rates (TOU) | C&I Curtailment-Turnkey-Auto-DR HVAC Control | Small General |  | Winter Morning | % of Load | 1 | 2033 | 65535
| High | Time-of-Use Rates (TOU) | C&I Curtailment-Turnkey-Auto-DR HVAC Control | Small General |  | Winter Morning | % of Load | 0 | 2033 | 65535
| High | Time-of-Use Rates (TOU) | C&I Curtailment-Turnkey-Standard Lighting Control | Small General |  | Winter Morning | % of Load | 1 | 2033 | 65535
| High | Time-of-Use Rates (TOU) | C&I Curtailment-Turnkey-Standard Lighting Control | Small General |  | Winter Morning | % of Load | 0 | 2033 | 65535
| High | Time-of-Use Rates (TOU) | C&I Curtailment-Turnkey-Advanced Lighting Control | Small General |  | Winter Morning | % of Load | 1 | 2033 | 65535
| High | Time-of-Use Rates (TOU) | C&I Curtailment-Turnkey-Advanced Lighting Control | Small General |  | Winter Morning | % of Load | 0 | 2033 | 65535
| High | Time-of-Use Rates (TOU) | C&I Curtailment-Turnkey-Water Heating Control | Small General |  | Winter Morning | % of Load | 1 | 2033 | 65535
| High | Time-of-Use Rates (TOU) | C&I Curtailment-Turnkey-Water Heating Control | Small General |  | Winter Morning | % of Load | 0 | 2033 | 65535
| High | Time-of-Use Rates (TOU) | C&I Curtailment-Turnkey-Other | Small General |  | Winter Morning | % of Load | 1 | 2033 | 65535
| High | Time-of-Use Rates (TOU) | C&I Curtailment-Turnkey-Other | Small General |  | Winter Morning | % of Load | 0 | 2033 | 65535
| High | Time-of-Use Rates (TOU) | Dynamic Pricing with enabling tech. | Small General |  | Winter Morning | % of Load | 1 | 2033 | 65535
| High | Time-of-Use Rates (TOU) | Dynamic Pricing with enabling tech. | Small General |  | Winter Morning | % of Load | 0 | 2033 | 65535
| High | Time-of-Use Rates (TOU) | Time-of-Use Rates (TOU) | Small General |  | Winter Morning | % of Load | 1 | 2033 | 65535
| High | Time-of-Use Rates (TOU) | Time-of-Use Rates (TOU) | Small General |  | Winter Morning | % of Load | 0 | 2033 | 65535
| High | Time-of-Use Rates (TOU) | DLC-Switch-Water Heating | Small General |  | Winter Evening | % of Load | 1 | 2033 | 65535
| High | Time-of-Use Rates (TOU) | DLC-Switch-Water Heating | Small General |  | Winter Evening | % of Load | 0 | 2033 | 65535
| High | Time-of-Use Rates (TOU) | DLC-BYOD-Water Heating | Small General |  | Winter Evening | % of Load | 1 | 2033 | 65535
| High | Time-of-Use Rates (TOU) | DLC-BYOD-Water Heating | Small General |  | Winter Evening | % of Load | 0 | 2033 | 65535
| High | Time-of-Use Rates (TOU) | DLC-Thermostat-DI-Central Heat Pump | Small General |  | Winter Evening | % of Load | 1 | 2033 | 65535
| High | Time-of-Use Rates (TOU) | DLC-Thermostat-DI-Central Heat Pump | Small General |  | Winter Evening | % of Load | 0 | 2033 | 65535
| High | Time-of-Use Rates (TOU) | DLC-Thermostat-BYOT-Central Heat Pump | Small General |  | Winter Evening | % of Load | 1 | 2033 | 65535
| High | Time-of-Use Rates (TOU) | DLC-Thermostat-BYOT-Central Heat Pump | Small General |  | Winter Evening | % of Load | 0 | 2033 | 65535
| High | Time-of-Use Rates (TOU) | DLC-Thermostat-HVAC | Small General |  | Winter Evening | % of Load | 1 | 2033 | 65535
| High | Time-of-Use Rates (TOU) | DLC-Thermostat-HVAC | Small General |  | Winter Evening | % of Load | 0 | 2033 | 65535
| High | Time-of-Use Rates (TOU) | DLC-Thermostat-DI-Baseboard Heating | Small General |  | Winter Evening | % of Load | 1 | 2033 | 65535
| High | Time-of-Use Rates (TOU) | DLC-Thermostat-DI-Baseboard Heating | Small General |  | Winter Evening | % of Load | 0 | 2033 | 65535
| High | Time-of-Use Rates (TOU) | DLC-Thermostat-BYOT-Baseboard Heating | Small General |  | Winter Evening | % of Load | 1 | 2033 | 65535
| High | Time-of-Use Rates (TOU) | DLC-Thermostat-BYOT-Baseboard Heating | Small General |  | Winter Evening | % of Load | 0 | 2033 | 65535
| High | Time-of-Use Rates (TOU) | DLC-Thermostat-DI-MSHP | Small General |  | Winter Evening | % of Load | 1 | 2033 | 65535
| High | Time-of-Use Rates (TOU) | DLC-Thermostat-DI-MSHP | Small General |  | Winter Evening | % of Load | 0 | 2033 | 65535
| High | Time-of-Use Rates (TOU) | DLC-Thermostat-BYOT-MSHP | Small General |  | Winter Evening | % of Load | 1 | 2033 | 65535
| High | Time-of-Use Rates (TOU) | DLC-Thermostat-BYOT-MSHP | Small General |  | Winter Evening | % of Load | 0 | 2033 | 65535
| High | Time-of-Use Rates (TOU) | C&I Curtailment-Turnkey-Manual HVAC Control | Small General |  | Winter Evening | % of Load | 1 | 2033 | 65535
| High | Time-of-Use Rates (TOU) | C&I Curtailment-Turnkey-Manual HVAC Control | Small General |  | Winter Evening | % of Load | 0 | 2033 | 65535
| High | Time-of-Use Rates (TOU) | C&I Curtailment-Turnkey-Auto-DR HVAC Control | Small General |  | Winter Evening | % of Load | 1 | 2033 | 65535
| High | Time-of-Use Rates (TOU) | C&I Curtailment-Turnkey-Auto-DR HVAC Control | Small General |  | Winter Evening | % of Load | 0 | 2033 | 65535
| High | Time-of-Use Rates (TOU) | C&I Curtailment-Turnkey-Standard Lighting Control | Small General |  | Winter Evening | % of Load | 1 | 2033 | 65535
| High | Time-of-Use Rates (TOU) | C&I Curtailment-Turnkey-Standard Lighting Control | Small General |  | Winter Evening | % of Load | 0 | 2033 | 65535
| High | Time-of-Use Rates (TOU) | C&I Curtailment-Turnkey-Advanced Lighting Control | Small General |  | Winter Evening | % of Load | 1 | 2033 | 65535
| High | Time-of-Use Rates (TOU) | C&I Curtailment-Turnkey-Advanced Lighting Control | Small General |  | Winter Evening | % of Load | 0 | 2033 | 65535
| High | Time-of-Use Rates (TOU) | C&I Curtailment-Turnkey-Water Heating Control | Small General |  | Winter Evening | % of Load | 1 | 2033 | 65535
| High | Time-of-Use Rates (TOU) | C&I Curtailment-Turnkey-Water Heating Control | Small General |  | Winter Evening | % of Load | 0 | 2033 | 65535
| High | Time-of-Use Rates (TOU) | C&I Curtailment-Turnkey-Other | Small General |  | Winter Evening | % of Load | 1 | 2033 | 65535
| High | Time-of-Use Rates (TOU) | C&I Curtailment-Turnkey-Other | Small General |  | Winter Evening | % of Load | 0 | 2033 | 65535
| High | Time-of-Use Rates (TOU) | Dynamic Pricing with enabling tech. | Small General |  | Winter Evening | % of Load | 1 | 2033 | 65535
| High | Time-of-Use Rates (TOU) | Dynamic Pricing with enabling tech. | Small General |  | Winter Evening | % of Load | 0 | 2033 | 65535
| High | Time-of-Use Rates (TOU) | Time-of-Use Rates (TOU) | Small General |  | Winter Evening | % of Load | 1 | 2033 | 65535
| High | Time-of-Use Rates (TOU) | Time-of-Use Rates (TOU) | Small General |  | Winter Evening | % of Load | 0 | 2033 | 65535
| High | Time-of-Use Rates (TOU) | DLC-Switch-Water Heating | General |  | Winter Morning | % of Load | 1 | 2033 | 65535
| High | Time-of-Use Rates (TOU) | DLC-Switch-Water Heating | General |  | Winter Morning | % of Load | 0 | 2033 | 65535
| High | Time-of-Use Rates (TOU) | DLC-BYOD-Water Heating | General |  | Winter Morning | % of Load | 1 | 2033 | 65535
| High | Time-of-Use Rates (TOU) | DLC-BYOD-Water Heating | General |  | Winter Morning | % of Load | 0 | 2033 | 65535
| High | Time-of-Use Rates (TOU) | DLC-Thermostat-DI-Central Heat Pump | General |  | Winter Morning | % of Load | 1 | 2033 | 65535
| High | Time-of-Use Rates (TOU) | DLC-Thermostat-DI-Central Heat Pump | General |  | Winter Morning | % of Load | 0 | 2033 | 65535
| High | Time-of-Use Rates (TOU) | DLC-Thermostat-BYOT-Central Heat Pump | General |  | Winter Morning | % of Load | 1 | 2033 | 65535
| High | Time-of-Use Rates (TOU) | DLC-Thermostat-BYOT-Central Heat Pump | General |  | Winter Morning | % of Load | 0 | 2033 | 65535
| High | Time-of-Use Rates (TOU) | DLC-Thermostat-HVAC | General |  | Winter Morning | % of Load | 1 | 2033 | 65535
| High | Time-of-Use Rates (TOU) | DLC-Thermostat-HVAC | General |  | Winter Morning | % of Load | 0 | 2033 | 65535
| High | Time-of-Use Rates (TOU) | DLC-Thermostat-DI-Baseboard Heating | General |  | Winter Morning | % of Load | 1 | 2033 | 65535
| High | Time-of-Use Rates (TOU) | DLC-Thermostat-DI-Baseboard Heating | General |  | Winter Morning | % of Load | 0 | 2033 | 65535
| High | Time-of-Use Rates (TOU) | DLC-Thermostat-BYOT-Baseboard Heating | General |  | Winter Morning | % of Load | 1 | 2033 | 65535
| High | Time-of-Use Rates (TOU) | DLC-Thermostat-BYOT-Baseboard Heating | General |  | Winter Morning | % of Load | 0 | 2033 | 65535
| High | Time-of-Use Rates (TOU) | DLC-Thermostat-DI-MSHP | General |  | Winter Morning | % of Load | 1 | 2033 | 65535
| High | Time-of-Use Rates (TOU) | DLC-Thermostat-DI-MSHP | General |  | Winter Morning | % of Load | 0 | 2033 | 65535
| High | Time-of-Use Rates (TOU) | DLC-Thermostat-BYOT-MSHP | General |  | Winter Morning | % of Load | 1 | 2033 | 65535
| High | Time-of-Use Rates (TOU) | DLC-Thermostat-BYOT-MSHP | General |  | Winter Morning | % of Load | 0 | 2033 | 65535
| High | Time-of-Use Rates (TOU) | C&I Curtailment-Turnkey-Manual HVAC Control | General |  | Winter Morning | % of Load | 1 | 2033 | 65535
| High | Time-of-Use Rates (TOU) | C&I Curtailment-Turnkey-Manual HVAC Control | General |  | Winter Morning | % of Load | 0 | 2033 | 65535
| High | Time-of-Use Rates (TOU) | C&I Curtailment-Turnkey-Auto-DR HVAC Control | General |  | Winter Morning | % of Load | 1 | 2033 | 65535
| High | Time-of-Use Rates (TOU) | C&I Curtailment-Turnkey-Auto-DR HVAC Control | General |  | Winter Morning | % of Load | 0 | 2033 | 65535
| High | Time-of-Use Rates (TOU) | C&I Curtailment-Turnkey-Standard Lighting Control | General |  | Winter Morning | % of Load | 1 | 2033 | 65535
| High | Time-of-Use Rates (TOU) | C&I Curtailment-Turnkey-Standard Lighting Control | General |  | Winter Morning | % of Load | 0 | 2033 | 65535
| High | Time-of-Use Rates (TOU) | C&I Curtailment-Turnkey-Advanced Lighting Control | General |  | Winter Morning | % of Load | 1 | 2033 | 65535
| High | Time-of-Use Rates (TOU) | C&I Curtailment-Turnkey-Advanced Lighting Control | General |  | Winter Morning | % of Load | 0 | 2033 | 65535
| High | Time-of-Use Rates (TOU) | C&I Curtailment-Turnkey-Water Heating Control | General |  | Winter Morning | % of Load | 1 | 2033 | 65535
| High | Time-of-Use Rates (TOU) | C&I Curtailment-Turnkey-Water Heating Control | General |  | Winter Morning | % of Load | 0 | 2033 | 65535
| High | Time-of-Use Rates (TOU) | C&I Curtailment-Turnkey-Other | General |  | Winter Morning | % of Load | 1 | 2033 | 65535
| High | Time-of-Use Rates (TOU) | C&I Curtailment-Turnkey-Other | General |  | Winter Morning | % of Load | 0 | 2033 | 65535
| High | Time-of-Use Rates (TOU) | Time-of-Use Rates (TOU) | General |  | Winter Morning | % of Load | 1 | 2033 | 65535
| High | Time-of-Use Rates (TOU) | Time-of-Use Rates (TOU) | General |  | Winter Morning | % of Load | 0 | 2033 | 65535
| High | Time-of-Use Rates (TOU) | DLC-Switch-Water Heating | General |  | Winter Evening | % of Load | 1 | 2033 | 65535
| High | Time-of-Use Rates (TOU) | DLC-Switch-Water Heating | General |  | Winter Evening | % of Load | 0 | 2033 | 65535
| High | Time-of-Use Rates (TOU) | DLC-BYOD-Water Heating | General |  | Winter Evening | % of Load | 1 | 2033 | 65535
| High | Time-of-Use Rates (TOU) | DLC-BYOD-Water Heating | General |  | Winter Evening | % of Load | 0 | 2033 | 65535
| High | Time-of-Use Rates (TOU) | DLC-Thermostat-DI-Central Heat Pump | General |  | Winter Evening | % of Load | 1 | 2033 | 65535
| High | Time-of-Use Rates (TOU) | DLC-Thermostat-DI-Central Heat Pump | General |  | Winter Evening | % of Load | 0 | 2033 | 65535
| High | Time-of-Use Rates (TOU) | DLC-Thermostat-BYOT-Central Heat Pump | General |  | Winter Evening | % of Load | 1 | 2033 | 65535
| High | Time-of-Use Rates (TOU) | DLC-Thermostat-BYOT-Central Heat Pump | General |  | Winter Evening | % of Load | 0 | 2033 | 65535
| High | Time-of-Use Rates (TOU) | DLC-Thermostat-HVAC | General |  | Winter Evening | % of Load | 1 | 2033 | 65535
| High | Time-of-Use Rates (TOU) | DLC-Thermostat-HVAC | General |  | Winter Evening | % of Load | 0 | 2033 | 65535
| High | Time-of-Use Rates (TOU) | DLC-Thermostat-DI-Baseboard Heating | General |  | Winter Evening | % of Load | 1 | 2033 | 65535
| High | Time-of-Use Rates (TOU) | DLC-Thermostat-DI-Baseboard Heating | General |  | Winter Evening | % of Load | 0 | 2033 | 65535
| High | Time-of-Use Rates (TOU) | DLC-Thermostat-BYOT-Baseboard Heating | General |  | Winter Evening | % of Load | 1 | 2033 | 65535
| High | Time-of-Use Rates (TOU) | DLC-Thermostat-BYOT-Baseboard Heating | General |  | Winter Evening | % of Load | 0 | 2033 | 65535
| High | Time-of-Use Rates (TOU) | DLC-Thermostat-DI-MSHP | General |  | Winter Evening | % of Load | 1 | 2033 | 65535
| High | Time-of-Use Rates (TOU) | DLC-Thermostat-DI-MSHP | General |  | Winter Evening | % of Load | 0 | 2033 | 65535
| High | Time-of-Use Rates (TOU) | DLC-Thermostat-BYOT-MSHP | General |  | Winter Evening | % of Load | 1 | 2033 | 65535
| High | Time-of-Use Rates (TOU) | DLC-Thermostat-BYOT-MSHP | General |  | Winter Evening | % of Load | 0 | 2033 | 65535
| High | Time-of-Use Rates (TOU) | C&I Curtailment-Turnkey-Manual HVAC Control | General |  | Winter Evening | % of Load | 1 | 2033 | 65535
| High | Time-of-Use Rates (TOU) | C&I Curtailment-Turnkey-Manual HVAC Control | General |  | Winter Evening | % of Load | 0 | 2033 | 65535
| High | Time-of-Use Rates (TOU) | C&I Curtailment-Turnkey-Auto-DR HVAC Control | General |  | Winter Evening | % of Load | 1 | 2033 | 65535
| High | Time-of-Use Rates (TOU) | C&I Curtailment-Turnkey-Auto-DR HVAC Control | General |  | Winter Evening | % of Load | 0 | 2033 | 65535
| High | Time-of-Use Rates (TOU) | C&I Curtailment-Turnkey-Standard Lighting Control | General |  | Winter Evening | % of Load | 1 | 2033 | 65535
| High | Time-of-Use Rates (TOU) | C&I Curtailment-Turnkey-Standard Lighting Control | General |  | Winter Evening | % of Load | 0 | 2033 | 65535
| High | Time-of-Use Rates (TOU) | C&I Curtailment-Turnkey-Advanced Lighting Control | General |  | Winter Evening | % of Load | 1 | 2033 | 65535
| High | Time-of-Use Rates (TOU) | C&I Curtailment-Turnkey-Advanced Lighting Control | General |  | Winter Evening | % of Load | 0 | 2033 | 65535
| High | Time-of-Use Rates (TOU) | C&I Curtailment-Turnkey-Water Heating Control | General |  | Winter Evening | % of Load | 1 | 2033 | 65535
| High | Time-of-Use Rates (TOU) | C&I Curtailment-Turnkey-Water Heating Control | General |  | Winter Evening | % of Load | 0 | 2033 | 65535
| High | Time-of-Use Rates (TOU) | C&I Curtailment-Turnkey-Other | General |  | Winter Evening | % of Load | 1 | 2033 | 65535
| High | Time-of-Use Rates (TOU) | C&I Curtailment-Turnkey-Other | General |  | Winter Evening | % of Load | 0 | 2033 | 65535
| High | Time-of-Use Rates (TOU) | Time-of-Use Rates (TOU) | General |  | Winter Evening | % of Load | 1 | 2033 | 65535
| High | Time-of-Use Rates (TOU) | Time-of-Use Rates (TOU) | General |  | Winter Evening | % of Load | 0 | 2033 | 65535
| High | Time-of-Use Rates (TOU) | DLC-Switch-Water Heating | Small Industrial |  | Winter Morning | % of Load | 1 | 2033 | 65535
| High | Time-of-Use Rates (TOU) | DLC-Switch-Water Heating | Small Industrial |  | Winter Morning | % of Load | 0 | 2033 | 65535
| High | Time-of-Use Rates (TOU) | DLC-BYOD-Water Heating | Small Industrial |  | Winter Morning | % of Load | 1 | 2033 | 65535
| High | Time-of-Use Rates (TOU) | DLC-BYOD-Water Heating | Small Industrial |  | Winter Morning | % of Load | 0 | 2033 | 65535
| High | Time-of-Use Rates (TOU) | DLC-Thermostat-DI-Central Heat Pump | Small Industrial |  | Winter Morning | % of Load | 1 | 2033 | 65535
| High | Time-of-Use Rates (TOU) | DLC-Thermostat-DI-Central Heat Pump | Small Industrial |  | Winter Morning | % of Load | 0 | 2033 | 65535
| High | Time-of-Use Rates (TOU) | DLC-Thermostat-BYOT-Central Heat Pump | Small Industrial |  | Winter Morning | % of Load | 1 | 2033 | 65535
| High | Time-of-Use Rates (TOU) | DLC-Thermostat-BYOT-Central Heat Pump | Small Industrial |  | Winter Morning | % of Load | 0 | 2033 | 65535
| High | Time-of-Use Rates (TOU) | DLC-Thermostat-HVAC | Small Industrial |  | Winter Morning | % of Load | 1 | 2033 | 65535
| High | Time-of-Use Rates (TOU) | DLC-Thermostat-HVAC | Small Industrial |  | Winter Morning | % of Load | 0 | 2033 | 65535
| High | Time-of-Use Rates (TOU) | DLC-Thermostat-DI-Baseboard Heating | Small Industrial |  | Winter Morning | % of Load | 1 | 2033 | 65535
| High | Time-of-Use Rates (TOU) | DLC-Thermostat-DI-Baseboard Heating | Small Industrial |  | Winter Morning | % of Load | 0 | 2033 | 65535
| High | Time-of-Use Rates (TOU) | DLC-Thermostat-BYOT-Baseboard Heating | Small Industrial |  | Winter Morning | % of Load | 1 | 2033 | 65535
| High | Time-of-Use Rates (TOU) | DLC-Thermostat-BYOT-Baseboard Heating | Small Industrial |  | Winter Morning | % of Load | 0 | 2033 | 65535
| High | Time-of-Use Rates (TOU) | DLC-Thermostat-DI-MSHP | Small Industrial |  | Winter Morning | % of Load | 1 | 2033 | 65535
| High | Time-of-Use Rates (TOU) | DLC-Thermostat-DI-MSHP | Small Industrial |  | Winter Morning | % of Load | 0 | 2033 | 65535
| High | Time-of-Use Rates (TOU) | DLC-Thermostat-BYOT-MSHP | Small Industrial |  | Winter Morning | % of Load | 1 | 2033 | 65535
| High | Time-of-Use Rates (TOU) | DLC-Thermostat-BYOT-MSHP | Small Industrial |  | Winter Morning | % of Load | 0 | 2033 | 65535
| High | Time-of-Use Rates (TOU) | C&I Curtailment-Turnkey-Manual HVAC Control | Small Industrial |  | Winter Morning | % of Load | 1 | 2033 | 65535
| High | Time-of-Use Rates (TOU) | C&I Curtailment-Turnkey-Manual HVAC Control | Small Industrial |  | Winter Morning | % of Load | 0 | 2033 | 65535
| High | Time-of-Use Rates (TOU) | C&I Curtailment-Turnkey-Auto-DR HVAC Control | Small Industrial |  | Winter Morning | % of Load | 1 | 2033 | 65535
| High | Time-of-Use Rates (TOU) | C&I Curtailment-Turnkey-Auto-DR HVAC Control | Small Industrial |  | Winter Morning | % of Load | 0 | 2033 | 65535
| High | Time-of-Use Rates (TOU) | C&I Curtailment-Turnkey-Standard Lighting Control | Small Industrial |  | Winter Morning | % of Load | 1 | 2033 | 65535
| High | Time-of-Use Rates (TOU) | C&I Curtailment-Turnkey-Standard Lighting Control | Small Industrial |  | Winter Morning | % of Load | 0 | 2033 | 65535
| High | Time-of-Use Rates (TOU) | C&I Curtailment-Turnkey-Advanced Lighting Control | Small Industrial |  | Winter Morning | % of Load | 1 | 2033 | 65535
| High | Time-of-Use Rates (TOU) | C&I Curtailment-Turnkey-Advanced Lighting Control | Small Industrial |  | Winter Morning | % of Load | 0 | 2033 | 65535
| High | Time-of-Use Rates (TOU) | C&I Curtailment-Turnkey-Water Heating Control | Small Industrial |  | Winter Morning | % of Load | 1 | 2033 | 65535
| High | Time-of-Use Rates (TOU) | C&I Curtailment-Turnkey-Water Heating Control | Small Industrial |  | Winter Morning | % of Load | 0 | 2033 | 65535
| High | Time-of-Use Rates (TOU) | C&I Curtailment-Turnkey-Other | Small Industrial |  | Winter Morning | % of Load | 1 | 2033 | 65535
| High | Time-of-Use Rates (TOU) | C&I Curtailment-Turnkey-Other | Small Industrial |  | Winter Morning | % of Load | 0 | 2033 | 65535
| High | Time-of-Use Rates (TOU) | C&I Curtailment-Turnkey-Industrial | Small Industrial |  | Winter Morning | % of Load | 1 | 2033 | 65535
| High | Time-of-Use Rates (TOU) | C&I Curtailment-Turnkey-Industrial | Small Industrial |  | Winter Morning | % of Load | 0 | 2033 | 65535
| High | Time-of-Use Rates (TOU) | Time-of-Use Rates (TOU) | Small Industrial |  | Winter Morning | % of Load | 1 | 2033 | 65535
| High | Time-of-Use Rates (TOU) | Time-of-Use Rates (TOU) | Small Industrial |  | Winter Morning | % of Load | 0 | 2033 | 65535
| High | Time-of-Use Rates (TOU) | DLC-Switch-Water Heating | Small Industrial |  | Winter Evening | % of Load | 1 | 2033 | 65535
| High | Time-of-Use Rates (TOU) | DLC-Switch-Water Heating | Small Industrial |  | Winter Evening | % of Load | 0 | 2033 | 65535
| High | Time-of-Use Rates (TOU) | DLC-BYOD-Water Heating | Small Industrial |  | Winter Evening | % of Load | 1 | 2033 | 65535
| High | Time-of-Use Rates (TOU) | DLC-BYOD-Water Heating | Small Industrial |  | Winter Evening | % of Load | 0 | 2033 | 65535
| High | Time-of-Use Rates (TOU) | DLC-Thermostat-DI-Central Heat Pump | Small Industrial |  | Winter Evening | % of Load | 1 | 2033 | 65535
| High | Time-of-Use Rates (TOU) | DLC-Thermostat-DI-Central Heat Pump | Small Industrial |  | Winter Evening | % of Load | 0 | 2033 | 65535
| High | Time-of-Use Rates (TOU) | DLC-Thermostat-BYOT-Central Heat Pump | Small Industrial |  | Winter Evening | % of Load | 1 | 2033 | 65535
| High | Time-of-Use Rates (TOU) | DLC-Thermostat-BYOT-Central Heat Pump | Small Industrial |  | Winter Evening | % of Load | 0 | 2033 | 65535
| High | Time-of-Use Rates (TOU) | DLC-Thermostat-HVAC | Small Industrial |  | Winter Evening | % of Load | 1 | 2033 | 65535
| High | Time-of-Use Rates (TOU) | DLC-Thermostat-HVAC | Small Industrial |  | Winter Evening | % of Load | 0 | 2033 | 65535
| High | Time-of-Use Rates (TOU) | DLC-Thermostat-DI-Baseboard Heating | Small Industrial |  | Winter Evening | % of Load | 1 | 2033 | 65535
| High | Time-of-Use Rates (TOU) | DLC-Thermostat-DI-Baseboard Heating | Small Industrial |  | Winter Evening | % of Load | 0 | 2033 | 65535
| High | Time-of-Use Rates (TOU) | DLC-Thermostat-BYOT-Baseboard Heating | Small Industrial |  | Winter Evening | % of Load | 1 | 2033 | 65535
| High | Time-of-Use Rates (TOU) | DLC-Thermostat-BYOT-Baseboard Heating | Small Industrial |  | Winter Evening | % of Load | 0 | 2033 | 65535
| High | Time-of-Use Rates (TOU) | DLC-Thermostat-DI-MSHP | Small Industrial |  | Winter Evening | % of Load | 1 | 2033 | 65535
| High | Time-of-Use Rates (TOU) | DLC-Thermostat-DI-MSHP | Small Industrial |  | Winter Evening | % of Load | 0 | 2033 | 65535
| High | Time-of-Use Rates (TOU) | DLC-Thermostat-BYOT-MSHP | Small Industrial |  | Winter Evening | % of Load | 1 | 2033 | 65535
| High | Time-of-Use Rates (TOU) | DLC-Thermostat-BYOT-MSHP | Small Industrial |  | Winter Evening | % of Load | 0 | 2033 | 65535
| High | Time-of-Use Rates (TOU) | C&I Curtailment-Turnkey-Manual HVAC Control | Small Industrial |  | Winter Evening | % of Load | 1 | 2033 | 65535
| High | Time-of-Use Rates (TOU) | C&I Curtailment-Turnkey-Manual HVAC Control | Small Industrial |  | Winter Evening | % of Load | 0 | 2033 | 65535
| High | Time-of-Use Rates (TOU) | C&I Curtailment-Turnkey-Auto-DR HVAC Control | Small Industrial |  | Winter Evening | % of Load | 1 | 2033 | 65535
| High | Time-of-Use Rates (TOU) | C&I Curtailment-Turnkey-Auto-DR HVAC Control | Small Industrial |  | Winter Evening | % of Load | 0 | 2033 | 65535
| High | Time-of-Use Rates (TOU) | C&I Curtailment-Turnkey-Standard Lighting Control | Small Industrial |  | Winter Evening | % of Load | 1 | 2033 | 65535
| High | Time-of-Use Rates (TOU) | C&I Curtailment-Turnkey-Standard Lighting Control | Small Industrial |  | Winter Evening | % of Load | 0 | 2033 | 65535
| High | Time-of-Use Rates (TOU) | C&I Curtailment-Turnkey-Advanced Lighting Control | Small Industrial |  | Winter Evening | % of Load | 1 | 2033 | 65535
| High | Time-of-Use Rates (TOU) | C&I Curtailment-Turnkey-Advanced Lighting Control | Small Industrial |  | Winter Evening | % of Load | 0 | 2033 | 65535
| High | Time-of-Use Rates (TOU) | C&I Curtailment-Turnkey-Water Heating Control | Small Industrial |  | Winter Evening | % of Load | 1 | 2033 | 65535
| High | Time-of-Use Rates (TOU) | C&I Curtailment-Turnkey-Water Heating Control | Small Industrial |  | Winter Evening | % of Load | 0 | 2033 | 65535
| High | Time-of-Use Rates (TOU) | C&I Curtailment-Turnkey-Other | Small Industrial |  | Winter Evening | % of Load | 1 | 2033 | 65535
| High | Time-of-Use Rates (TOU) | C&I Curtailment-Turnkey-Other | Small Industrial |  | Winter Evening | % of Load | 0 | 2033 | 65535
| High | Time-of-Use Rates (TOU) | C&I Curtailment-Turnkey-Industrial | Small Industrial |  | Winter Evening | % of Load | 1 | 2033 | 65535
| High | Time-of-Use Rates (TOU) | C&I Curtailment-Turnkey-Industrial | Small Industrial |  | Winter Evening | % of Load | 0 | 2033 | 65535
| High | Time-of-Use Rates (TOU) | Time-of-Use Rates (TOU) | Small Industrial |  | Winter Evening | % of Load | 1 | 2033 | 65535
| High | Time-of-Use Rates (TOU) | Time-of-Use Rates (TOU) | Small Industrial |  | Winter Evening | % of Load | 0 | 2033 | 65535
| High | Time-of-Use Rates (TOU) | DLC-Switch-Water Heating | Medium Industrial |  | Winter Morning | % of Load | 1 | 2033 | 65535
| High | Time-of-Use Rates (TOU) | DLC-Switch-Water Heating | Medium Industrial |  | Winter Morning | % of Load | 0 | 2033 | 65535
| High | Time-of-Use Rates (TOU) | DLC-BYOD-Water Heating | Medium Industrial |  | Winter Morning | % of Load | 1 | 2033 | 65535
| High | Time-of-Use Rates (TOU) | DLC-BYOD-Water Heating | Medium Industrial |  | Winter Morning | % of Load | 0 | 2033 | 65535
| High | Time-of-Use Rates (TOU) | DLC-Thermostat-DI-Central Heat Pump | Medium Industrial |  | Winter Morning | % of Load | 1 | 2033 | 65535
| High | Time-of-Use Rates (TOU) | DLC-Thermostat-DI-Central Heat Pump | Medium Industrial |  | Winter Morning | % of Load | 0 | 2033 | 65535
| High | Time-of-Use Rates (TOU) | DLC-Thermostat-BYOT-Central Heat Pump | Medium Industrial |  | Winter Morning | % of Load | 1 | 2033 | 65535
| High | Time-of-Use Rates (TOU) | DLC-Thermostat-BYOT-Central Heat Pump | Medium Industrial |  | Winter Morning | % of Load | 0 | 2033 | 65535
| High | Time-of-Use Rates (TOU) | DLC-Thermostat-HVAC | Medium Industrial |  | Winter Morning | % of Load | 1 | 2033 | 65535
| High | Time-of-Use Rates (TOU) | DLC-Thermostat-HVAC | Medium Industrial |  | Winter Morning | % of Load | 0 | 2033 | 65535
| High | Time-of-Use Rates (TOU) | DLC-Thermostat-DI-Baseboard Heating | Medium Industrial |  | Winter Morning | % of Load | 1 | 2033 | 65535
| High | Time-of-Use Rates (TOU) | DLC-Thermostat-DI-Baseboard Heating | Medium Industrial |  | Winter Morning | % of Load | 0 | 2033 | 65535
| High | Time-of-Use Rates (TOU) | DLC-Thermostat-BYOT-Baseboard Heating | Medium Industrial |  | Winter Morning | % of Load | 1 | 2033 | 65535
| High | Time-of-Use Rates (TOU) | DLC-Thermostat-BYOT-Baseboard Heating | Medium Industrial |  | Winter Morning | % of Load | 0 | 2033 | 65535
| High | Time-of-Use Rates (TOU) | DLC-Thermostat-DI-MSHP | Medium Industrial |  | Winter Morning | % of Load | 1 | 2033 | 65535
| High | Time-of-Use Rates (TOU) | DLC-Thermostat-DI-MSHP | Medium Industrial |  | Winter Morning | % of Load | 0 | 2033 | 65535
| High | Time-of-Use Rates (TOU) | DLC-Thermostat-BYOT-MSHP | Medium Industrial |  | Winter Morning | % of Load | 1 | 2033 | 65535
| High | Time-of-Use Rates (TOU) | DLC-Thermostat-BYOT-MSHP | Medium Industrial |  | Winter Morning | % of Load | 0 | 2033 | 65535
| High | Time-of-Use Rates (TOU) | C&I Curtailment-Turnkey-Manual HVAC Control | Medium Industrial |  | Winter Morning | % of Load | 1 | 2033 | 65535
| High | Time-of-Use Rates (TOU) | C&I Curtailment-Turnkey-Manual HVAC Control | Medium Industrial |  | Winter Morning | % of Load | 0 | 2033 | 65535
| High | Time-of-Use Rates (TOU) | C&I Curtailment-Turnkey-Auto-DR HVAC Control | Medium Industrial |  | Winter Morning | % of Load | 1 | 2033 | 65535
| High | Time-of-Use Rates (TOU) | C&I Curtailment-Turnkey-Auto-DR HVAC Control | Medium Industrial |  | Winter Morning | % of Load | 0 | 2033 | 65535
| High | Time-of-Use Rates (TOU) | C&I Curtailment-Turnkey-Standard Lighting Control | Medium Industrial |  | Winter Morning | % of Load | 1 | 2033 | 65535
| High | Time-of-Use Rates (TOU) | C&I Curtailment-Turnkey-Standard Lighting Control | Medium Industrial |  | Winter Morning | % of Load | 0 | 2033 | 65535
| High | Time-of-Use Rates (TOU) | C&I Curtailment-Turnkey-Advanced Lighting Control | Medium Industrial |  | Winter Morning | % of Load | 1 | 2033 | 65535
| High | Time-of-Use Rates (TOU) | C&I Curtailment-Turnkey-Advanced Lighting Control | Medium Industrial |  | Winter Morning | % of Load | 0 | 2033 | 65535
| High | Time-of-Use Rates (TOU) | C&I Curtailment-Turnkey-Water Heating Control | Medium Industrial |  | Winter Morning | % of Load | 1 | 2033 | 65535
| High | Time-of-Use Rates (TOU) | C&I Curtailment-Turnkey-Water Heating Control | Medium Industrial |  | Winter Morning | % of Load | 0 | 2033 | 65535
| High | Time-of-Use Rates (TOU) | C&I Curtailment-Turnkey-Other | Medium Industrial |  | Winter Morning | % of Load | 1 | 2033 | 65535
| High | Time-of-Use Rates (TOU) | C&I Curtailment-Turnkey-Other | Medium Industrial |  | Winter Morning | % of Load | 0 | 2033 | 65535
| High | Time-of-Use Rates (TOU) | Time-of-Use Rates (TOU) | Medium Industrial |  | Winter Morning | % of Load | 1 | 2033 | 65535
| High | Time-of-Use Rates (TOU) | Time-of-Use Rates (TOU) | Medium Industrial |  | Winter Morning | % of Load | 0 | 2033 | 65535
| High | Time-of-Use Rates (TOU) | DLC-Switch-Water Heating | Medium Industrial |  | Winter Evening | % of Load | 1 | 2033 | 65535
| High | Time-of-Use Rates (TOU) | DLC-Switch-Water Heating | Medium Industrial |  | Winter Evening | % of Load | 0 | 2033 | 65535
| High | Time-of-Use Rates (TOU) | DLC-BYOD-Water Heating | Medium Industrial |  | Winter Evening | % of Load | 1 | 2033 | 65535
| High | Time-of-Use Rates (TOU) | DLC-BYOD-Water Heating | Medium Industrial |  | Winter Evening | % of Load | 0 | 2033 | 65535
| High | Time-of-Use Rates (TOU) | DLC-Thermostat-DI-Central Heat Pump | Medium Industrial |  | Winter Evening | % of Load | 1 | 2033 | 65535
| High | Time-of-Use Rates (TOU) | DLC-Thermostat-DI-Central Heat Pump | Medium Industrial |  | Winter Evening | % of Load | 0 | 2033 | 65535
| High | Time-of-Use Rates (TOU) | DLC-Thermostat-BYOT-Central Heat Pump | Medium Industrial |  | Winter Evening | % of Load | 1 | 2033 | 65535
| High | Time-of-Use Rates (TOU) | DLC-Thermostat-BYOT-Central Heat Pump | Medium Industrial |  | Winter Evening | % of Load | 0 | 2033 | 65535
| High | Time-of-Use Rates (TOU) | DLC-Thermostat-HVAC | Medium Industrial |  | Winter Evening | % of Load | 1 | 2033 | 65535
| High | Time-of-Use Rates (TOU) | DLC-Thermostat-HVAC | Medium Industrial |  | Winter Evening | % of Load | 0 | 2033 | 65535
| High | Time-of-Use Rates (TOU) | DLC-Thermostat-DI-Baseboard Heating | Medium Industrial |  | Winter Evening | % of Load | 1 | 2033 | 65535
| High | Time-of-Use Rates (TOU) | DLC-Thermostat-DI-Baseboard Heating | Medium Industrial |  | Winter Evening | % of Load | 0 | 2033 | 65535
| High | Time-of-Use Rates (TOU) | DLC-Thermostat-BYOT-Baseboard Heating | Medium Industrial |  | Winter Evening | % of Load | 1 | 2033 | 65535
| High | Time-of-Use Rates (TOU) | DLC-Thermostat-BYOT-Baseboard Heating | Medium Industrial |  | Winter Evening | % of Load | 0 | 2033 | 65535
| High | Time-of-Use Rates (TOU) | DLC-Thermostat-DI-MSHP | Medium Industrial |  | Winter Evening | % of Load | 1 | 2033 | 65535
| High | Time-of-Use Rates (TOU) | DLC-Thermostat-DI-MSHP | Medium Industrial |  | Winter Evening | % of Load | 0 | 2033 | 65535
| High | Time-of-Use Rates (TOU) | DLC-Thermostat-BYOT-MSHP | Medium Industrial |  | Winter Evening | % of Load | 1 | 2033 | 65535
| High | Time-of-Use Rates (TOU) | DLC-Thermostat-BYOT-MSHP | Medium Industrial |  | Winter Evening | % of Load | 0 | 2033 | 65535
| High | Time-of-Use Rates (TOU) | C&I Curtailment-Turnkey-Manual HVAC Control | Medium Industrial |  | Winter Evening | % of Load | 1 | 2033 | 65535
| High | Time-of-Use Rates (TOU) | C&I Curtailment-Turnkey-Manual HVAC Control | Medium Industrial |  | Winter Evening | % of Load | 0 | 2033 | 65535
| High | Time-of-Use Rates (TOU) | C&I Curtailment-Turnkey-Auto-DR HVAC Control | Medium Industrial |  | Winter Evening | % of Load | 1 | 2033 | 65535
| High | Time-of-Use Rates (TOU) | C&I Curtailment-Turnkey-Auto-DR HVAC Control | Medium Industrial |  | Winter Evening | % of Load | 0 | 2033 | 65535
| High | Time-of-Use Rates (TOU) | C&I Curtailment-Turnkey-Standard Lighting Control | Medium Industrial |  | Winter Evening | % of Load | 1 | 2033 | 65535
| High | Time-of-Use Rates (TOU) | C&I Curtailment-Turnkey-Standard Lighting Control | Medium Industrial |  | Winter Evening | % of Load | 0 | 2033 | 65535
| High | Time-of-Use Rates (TOU) | C&I Curtailment-Turnkey-Advanced Lighting Control | Medium Industrial |  | Winter Evening | % of Load | 1 | 2033 | 65535
| High | Time-of-Use Rates (TOU) | C&I Curtailment-Turnkey-Advanced Lighting Control | Medium Industrial |  | Winter Evening | % of Load | 0 | 2033 | 65535
| High | Time-of-Use Rates (TOU) | C&I Curtailment-Turnkey-Water Heating Control | Medium Industrial |  | Winter Evening | % of Load | 1 | 2033 | 65535
| High | Time-of-Use Rates (TOU) | C&I Curtailment-Turnkey-Water Heating Control | Medium Industrial |  | Winter Evening | % of Load | 0 | 2033 | 65535
| High | Time-of-Use Rates (TOU) | C&I Curtailment-Turnkey-Other | Medium Industrial |  | Winter Evening | % of Load | 1 | 2033 | 65535
| High | Time-of-Use Rates (TOU) | C&I Curtailment-Turnkey-Other | Medium Industrial |  | Winter Evening | % of Load | 0 | 2033 | 65535
| High | Time-of-Use Rates (TOU) | Time-of-Use Rates (TOU) | Medium Industrial |  | Winter Evening | % of Load | 1 | 2033 | 65535
| High | Time-of-Use Rates (TOU) | Time-of-Use Rates (TOU) | Medium Industrial |  | Winter Evening | % of Load | 0 | 2033 | 65535
| High | Time-of-Use Rates (TOU) | Time-of-Use Rates (TOU) | Residential Charitable |  | Winter Morning | % of Load | 1 | 2033 | 65535
| High | Time-of-Use Rates (TOU) | Time-of-Use Rates (TOU) | Residential Charitable |  | Winter Morning | % of Load | 0 | 2033 | 65535
| High | Time-of-Use Rates (TOU) | Time-of-Use Rates (TOU) | Residential Charitable |  | Winter Evening | % of Load | 1 | 2033 | 65535
| High | Time-of-Use Rates (TOU) | Time-of-Use Rates (TOU) | Residential Charitable |  | Winter Evening | % of Load | 0 | 2033 | 65535

## Participants (hidden)
Selected_Scenarios | All_Forecast_Years | All_DR_Options | All_Customer_Classes | Peak Period | All_DR_Suboptions | Utility | Building_Type | Participants
Alternate Scenario | 2025 | DLC-Thermostat | Residential Charitable | Winter Morning | DLC-Thermostat-BYOT-Central Heat Pump | ENS | Residential LI | 15
Alternate Scenario | 2025 | DLC-Thermostat | Residential Charitable | Winter Morning | DLC-Thermostat-BYOT-Central Heat Pump | ENS | Residential Market Rate | 115
Alternate Scenario | 2025 | DLC-Thermostat | Residential Charitable | Winter Morning | DLC-Thermostat-DI-Baseboard Heating | ENS | Residential LI | 161
Alternate Scenario | 2025 | DLC-Thermostat | Residential Charitable | Winter Morning | DLC-Thermostat-DI-Baseboard Heating | ENS | Residential Market Rate | 1691
Alternate Scenario | 2025 | DLC-Thermostat | Residential Charitable | Winter Morning | DLC-Thermostat-BYOT-Baseboard Heating | ENS | Residential LI | 21
Alternate Scenario | 2025 | DLC-Thermostat | Residential Charitable | Winter Morning | DLC-Thermostat-BYOT-Baseboard Heating | ENS | Residential Market Rate | 219
Alternate Scenario | 2025 | DLC-Thermostat | Residential Charitable | Winter Morning | DLC-Thermostat-DI-MSHP | ENS | Residential LI | 74
Alternate Scenario | 2025 | DLC-Thermostat | Residential Charitable | Winter Morning | DLC-Thermostat-DI-MSHP | ENS | Residential Market Rate | 912
Alternate Scenario | 2025 | DLC-Thermostat | Residential Charitable | Winter Morning | DLC-Thermostat-BYOT-MSHP | ENS | Residential LI | 13
Alternate Scenario | 2025 | DLC-Thermostat | Residential Charitable | Winter Morning | DLC-Thermostat-BYOT-MSHP | ENS | Residential Market Rate | 161
Alternate Scenario | 2025 | DLC-Thermostat | Residential Charitable | Winter Evening | DLC-Thermostat-BYOT-Central Heat Pump | ENS | Residential LI | 15
Alternate Scenario | 2025 | DLC-Thermostat | Residential Charitable | Winter Evening | DLC-Thermostat-BYOT-Central Heat Pump | ENS | Residential Market Rate | 115
Alternate Scenario | 2025 | DLC-Thermostat | Residential Charitable | Winter Evening | DLC-Thermostat-DI-Baseboard Heating | ENS | Residential LI | 161
Alternate Scenario | 2025 | DLC-Thermostat | Residential Charitable | Winter Evening | DLC-Thermostat-DI-Baseboard Heating | ENS | Residential Market Rate | 1691
Alternate Scenario | 2025 | DLC-Thermostat | Residential Charitable | Winter Evening | DLC-Thermostat-BYOT-Baseboard Heating | ENS | Residential LI | 21
Alternate Scenario | 2025 | DLC-Thermostat | Residential Charitable | Winter Evening | DLC-Thermostat-BYOT-Baseboard Heating | ENS | Residential Market Rate | 219
Alternate Scenario | 2025 | DLC-Thermostat | Residential Charitable | Winter Evening | DLC-Thermostat-DI-MSHP | ENS | Residential LI | 74
Alternate Scenario | 2025 | DLC-Thermostat | Residential Charitable | Winter Evening | DLC-Thermostat-DI-MSHP | ENS | Residential Market Rate | 912
Alternate Scenario | 2025 | DLC-Thermostat | Residential Charitable | Winter Evening | DLC-Thermostat-BYOT-MSHP | ENS | Residential LI | 13
Alternate Scenario | 2025 | DLC-Thermostat | Residential Charitable | Winter Evening | DLC-Thermostat-BYOT-MSHP | ENS | Residential Market Rate | 161
Alternate Scenario | 2025 | DLC-Water Heating | Residential Charitable | Winter Morning | DLC-Switch-Water Heating | ENS | Residential LI | 51
Alternate Scenario | 2025 | DLC-Water Heating | Residential Charitable | Winter Morning | DLC-Switch-Water Heating | ENS | Residential Market Rate | 590
Alternate Scenario | 2025 | DLC-Water Heating | Residential Charitable | Winter Evening | DLC-Switch-Water Heating | ENS | Residential LI | 51
Alternate Scenario | 2025 | DLC-Water Heating | Residential Charitable | Winter Evening | DLC-Switch-Water Heating | ENS | Residential Market Rate | 590
Alternate Scenario | 2025 | C&I Curtailment | General | Winter Morning | C&I Curtailment-Turnkey-Manual HVAC Control | ENS | Miscellaneous | 32
Alternate Scenario | 2025 | C&I Curtailment | General | Winter Morning | C&I Curtailment-Turnkey-Manual HVAC Control | ENS | Offices | 2
Alternate Scenario | 2025 | C&I Curtailment | General | Winter Morning | C&I Curtailment-Turnkey-Manual HVAC Control | ENS | Retail Trade | 8
Alternate Scenario | 2025 | C&I Curtailment | General | Winter Morning | C&I Curtailment-Turnkey-Manual HVAC Control | ENS | Services | 5
Alternate Scenario | 2025 | C&I Curtailment | General | Winter Morning | C&I Curtailment-Turnkey-Auto-DR HVAC Control | ENS | Miscellaneous | 1
Alternate Scenario | 2025 | C&I Curtailment | General | Winter Morning | C&I Curtailment-Turnkey-Standard Lighting Control | ENS | Miscellaneous | 14
Alternate Scenario | 2025 | C&I Curtailment | General | Winter Morning | C&I Curtailment-Turnkey-Standard Lighting Control | ENS | Retail Trade | 3
Alternate Scenario | 2025 | C&I Curtailment | General | Winter Morning | C&I Curtailment-Turnkey-Standard Lighting Control | ENS | Services | 2
Alternate Scenario | 2025 | C&I Curtailment | General | Winter Morning | C&I Curtailment-Turnkey-Water Heating Control | ENS | Miscellaneous | 1
Alternate Scenario | 2025 | C&I Curtailment | General | Winter Morning | C&I Curtailment-Turnkey-Other | ENS | Miscellaneous | 14
Alternate Scenario | 2025 | C&I Curtailment | General | Winter Morning | C&I Curtailment-Turnkey-Other | ENS | Retail Trade | 4
Alternate Scenario | 2025 | C&I Curtailment | General | Winter Morning | C&I Curtailment-Turnkey-Other | ENS | Services | 3
Alternate Scenario | 2025 | C&I Curtailment | General | Winter Evening | C&I Curtailment-Turnkey-Manual HVAC Control | ENS | Miscellaneous | 37
Alternate Scenario | 2025 | C&I Curtailment | General | Winter Evening | C&I Curtailment-Turnkey-Manual HVAC Control | ENS | Offices | 2
Alternate Scenario | 2025 | C&I Curtailment | General | Winter Evening | C&I Curtailment-Turnkey-Manual HVAC Control | ENS | Retail Trade | 9
Alternate Scenario | 2025 | C&I Curtailment | General | Winter Evening | C&I Curtailment-Turnkey-Manual HVAC Control | ENS | Services | 6
Alternate Scenario | 2025 | C&I Curtailment | General | Winter Evening | C&I Curtailment-Turnkey-Auto-DR HVAC Control | ENS | Miscellaneous | 1
Alternate Scenario | 2025 | C&I Curtailment | General | Winter Evening | C&I Curtailment-Turnkey-Standard Lighting Control | ENS | Miscellaneous | 16
Alternate Scenario | 2025 | C&I Curtailment | General | Winter Evening | C&I Curtailment-Turnkey-Standard Lighting Control | ENS | Retail Trade | 4
Alternate Scenario | 2025 | C&I Curtailment | General | Winter Evening | C&I Curtailment-Turnkey-Standard Lighting Control | ENS | Services | 2
Alternate Scenario | 2025 | C&I Curtailment | General | Winter Evening | C&I Curtailment-Turnkey-Water Heating Control | ENS | Miscellaneous | 1
Alternate Scenario | 2025 | C&I Curtailment | General | Winter Evening | C&I Curtailment-Turnkey-Other | ENS | Miscellaneous | 16
Alternate Scenario | 2025 | C&I Curtailment | General | Winter Evening | C&I Curtailment-Turnkey-Other | ENS | Retail Trade | 5
Alternate Scenario | 2025 | C&I Curtailment | General | Winter Evening | C&I Curtailment-Turnkey-Other | ENS | Services | 3
Alternate Scenario | 2025 | C&I Curtailment | Large General | Winter Morning | C&I Curtailment-Turnkey-Manual HVAC Control | ENS | Miscellaneous | 2
Alternate Scenario | 2025 | C&I Curtailment | Large General | Winter Morning | C&I Curtailment-Turnkey-Standard Lighting Control | ENS | Miscellaneous | 1
Alternate Scenario | 2025 | C&I Curtailment | Large General | Winter Morning | C&I Curtailment-Turnkey-Other | ENS | Miscellaneous | 1
Alternate Scenario | 2025 | C&I Curtailment | Large General | Winter Evening | C&I Curtailment-Turnkey-Manual HVAC Control | ENS | Miscellaneous | 2
Alternate Scenario | 2025 | C&I Curtailment | Large General | Winter Evening | C&I Curtailment-Turnkey-Standard Lighting Control | ENS | Miscellaneous | 1
Alternate Scenario | 2025 | C&I Curtailment | Large General | Winter Evening | C&I Curtailment-Turnkey-Other | ENS | Miscellaneous | 1
Alternate Scenario | 2025 | C&I Curtailment | Small Industrial | Winter Morning | C&I Curtailment-Turnkey-Manual HVAC Control | ENS | Miscellaneous | 3
Alternate Scenario | 2025 | C&I Curtailment | Small Industrial | Winter Morning | C&I Curtailment-Turnkey-Standard Lighting Control | ENS | Miscellaneous | 1
Alternate Scenario | 2025 | C&I Curtailment | Small Industrial | Winter Morning | C&I Curtailment-Turnkey-Other | ENS | Miscellaneous | 1
Alternate Scenario | 2025 | C&I Curtailment | Small Industrial | Winter Evening | C&I Curtailment-Turnkey-Manual HVAC Control | ENS | Miscellaneous | 4
Alternate Scenario | 2025 | C&I Curtailment | Small Industrial | Winter Evening | C&I Curtailment-Turnkey-Standard Lighting Control | ENS | Miscellaneous | 1
Alternate Scenario | 2025 | C&I Curtailment | Small Industrial | Winter Evening | C&I Curtailment-Turnkey-Other | ENS | Miscellaneous | 1
Alternate Scenario | 2025 | C&I Curtailment | Medium Industrial | Winter Morning | C&I Curtailment-Turnkey-Manual HVAC Control | ENS | Miscellaneous | 12
Alternate Scenario | 2025 | C&I Curtailment | Medium Industrial | Winter Morning | C&I Curtailment-Turnkey-Manual HVAC Control | ENS | Retail Trade | 3
Alternate Scenario | 2025 | C&I Curtailment | Medium Industrial | Winter Morning | C&I Curtailment-Turnkey-Standard Lighting Control | ENS | Miscellaneous | 4
Alternate Scenario | 2025 | C&I Curtailment | Medium Industrial | Winter Morning | C&I Curtailment-Turnkey-Standard Lighting Control | ENS | Retail Trade | 1
Alternate Scenario | 2025 | C&I Curtailment | Medium Industrial | Winter Morning | C&I Curtailment-Turnkey-Other | ENS | Miscellaneous | 4
Alternate Scenario | 2025 | C&I Curtailment | Medium Industrial | Winter Morning | C&I Curtailment-Turnkey-Other | ENS | Retail Trade | 2
Alternate Scenario | 2025 | C&I Curtailment | Medium Industrial | Winter Morning | C&I Curtailment-Turnkey-Industrial | ENS | Manufacturing | 4
Alternate Scenario | 2025 | C&I Curtailment | Medium Industrial | Winter Evening | C&I Curtailment-Turnkey-Manual HVAC Control | ENS | Miscellaneous | 12
Alternate Scenario | 2025 | C&I Curtailment | Medium Industrial | Winter Evening | C&I Curtailment-Turnkey-Manual HVAC Control | ENS | Retail Trade | 3
Alternate Scenario | 2025 | C&I Curtailment | Medium Industrial | Winter Evening | C&I Curtailment-Turnkey-Standard Lighting Control | ENS | Miscellaneous | 4
Alternate Scenario | 2025 | C&I Curtailment | Medium Industrial | Winter Evening | C&I Curtailment-Turnkey-Standard Lighting Control | ENS | Retail Trade | 1
Alternate Scenario | 2025 | C&I Curtailment | Medium Industrial | Winter Evening | C&I Curtailment-Turnkey-Other | ENS | Miscellaneous | 4
Alternate Scenario | 2025 | C&I Curtailment | Medium Industrial | Winter Evening | C&I Curtailment-Turnkey-Other | ENS | Retail Trade | 2
Alternate Scenario | 2025 | C&I Curtailment | Medium Industrial | Winter Evening | C&I Curtailment-Turnkey-Industrial | ENS | Manufacturing | 4
Alternate Scenario | 2025 | C&I Curtailment | Large Industrial | Winter Morning | C&I Curtailment-Turnkey-Manual HVAC Control | ENS | Miscellaneous | 1
Alternate Scenario | 2025 | C&I Curtailment | Large Industrial | Winter Evening | C&I Curtailment-Turnkey-Manual HVAC Control | ENS | Miscellaneous | 1
Alternate Scenario | 2025 | Dynamic Pricing | Small General | Winter Morning | Dynamic Pricing with enabling tech. | ENS | Manufacturing | 3
Alternate Scenario | 2025 | Dynamic Pricing | Small General | Winter Evening | Dynamic Pricing with enabling tech. | ENS | Manufacturing | 3
Alternate Scenario | 2025 | Dynamic Pricing | Residential Charitable | Winter Morning | Dynamic Pricing with enabling tech. | ENS | Residential LI | 57
Alternate Scenario | 2025 | Dynamic Pricing | Residential Charitable | Winter Morning | Dynamic Pricing with enabling tech. | ENS | Residential Market Rate | 322
Alternate Scenario | 2025 | Dynamic Pricing | Residential Charitable | Winter Morning | Dynamic Pricing w/o enabling tech. | ENS | Residential LI | 5123
Alternate Scenario | 2025 | Dynamic Pricing | Residential Charitable | Winter Morning | Dynamic Pricing w/o enabling tech. | ENS | Residential Market Rate | 29149
Alternate Scenario | 2025 | Dynamic Pricing | Residential Charitable | Winter Evening | Dynamic Pricing with enabling tech. | ENS | Residential LI | 57
Alternate Scenario | 2025 | Dynamic Pricing | Residential Charitable | Winter Evening | Dynamic Pricing with enabling tech. | ENS | Residential Market Rate | 322
Alternate Scenario | 2025 | Dynamic Pricing | Residential Charitable | Winter Evening | Dynamic Pricing w/o enabling tech. | ENS | Residential LI | 5123
Alternate Scenario | 2025 | Dynamic Pricing | Residential Charitable | Winter Evening | Dynamic Pricing w/o enabling tech. | ENS | Residential Market Rate | 29149
Alternate Scenario | 2025 | BTM Battery Control | Residential Charitable | Winter Morning | BTM Battery Control-BYOB | ENS | Residential Market Rate | 13
Alternate Scenario | 2025 | BTM Battery Control | Residential Charitable | Winter Evening | BTM Battery Control-BYOB | ENS | Residential Market Rate | 13
Alternate Scenario | 2025 | EV Charging Control | EV Res LDV | Winter Morning | EV Charging Control | ENS | EV | 147
Alternate Scenario | 2025 | EV Charging Control | EV Res LDV | Winter Evening | EV Charging Control | ENS | EV | 147
Alternate Scenario | 2025 | EV Charging Control | EV Com LDV | Winter Morning | EV Charging Control | ENS | EV | 50
Alternate Scenario | 2025 | EV Charging Control | EV Com LDV | Winter Evening | EV Charging Control | ENS | EV | 50
Alternate Scenario | 2025 | Time-of-Use Rates (TOU) | Residential Charitable | Winter Morning | Time-of-Use Rates (TOU) | ENS | Residential LI | 6601
Alternate Scenario | 2025 | Time-of-Use Rates (TOU) | Residential Charitable | Winter Morning | Time-of-Use Rates (TOU) | ENS | Residential Market Rate | 37633
Alternate Scenario | 2025 | Time-of-Use Rates (TOU) | Residential Charitable | Winter Evening | Time-of-Use Rates (TOU) | ENS | Residential LI | 6601
Alternate Scenario | 2025 | Time-of-Use Rates (TOU) | Residential Charitable | Winter Evening | Time-of-Use Rates (TOU) | ENS | Residential Market Rate | 37633
Alternate Scenario | 2026 | DLC-Thermostat | Residential Charitable | Winter Morning | DLC-Thermostat-BYOT-Central Heat Pump | ENS | Residential LI | 28
Alternate Scenario | 2026 | DLC-Thermostat | Residential Charitable | Winter Morning | DLC-Thermostat-BYOT-Central Heat Pump | ENS | Residential Market Rate | 221
Alternate Scenario | 2026 | DLC-Thermostat | Residential Charitable | Winter Morning | DLC-Thermostat-DI-Baseboard Heating | ENS | Residential LI | 306
Alternate Scenario | 2026 | DLC-Thermostat | Residential Charitable | Winter Morning | DLC-Thermostat-DI-Baseboard Heating | ENS | Residential Market Rate | 3206
Alternate Scenario | 2026 | DLC-Thermostat | Residential Charitable | Winter Morning | DLC-Thermostat-BYOT-Baseboard Heating | ENS | Residential LI | 67
Alternate Scenario | 2026 | DLC-Thermostat | Residential Charitable | Winter Morning | DLC-Thermostat-BYOT-Baseboard Heating | ENS | Residential Market Rate | 702
Alternate Scenario | 2026 | DLC-Thermostat | Residential Charitable | Winter Morning | DLC-Thermostat-DI-MSHP | ENS | Residential LI | 206
Alternate Scenario | 2026 | DLC-Thermostat | Residential Charitable | Winter Morning | DLC-Thermostat-DI-MSHP | ENS | Residential Market Rate | 2537
Alternate Scenario | 2026 | DLC-Thermostat | Residential Charitable | Winter Morning | DLC-Thermostat-BYOT-MSHP | ENS | Residential LI | 19
Alternate Scenario | 2026 | DLC-Thermostat | Residential Charitable | Winter Morning | DLC-Thermostat-BYOT-MSHP | ENS | Residential Market Rate | 229
Alternate Scenario | 2026 | DLC-Thermostat | Residential Charitable | Winter Evening | DLC-Thermostat-BYOT-Central Heat Pump | ENS | Residential LI | 28
Alternate Scenario | 2026 | DLC-Thermostat | Residential Charitable | Winter Evening | DLC-Thermostat-BYOT-Central Heat Pump | ENS | Residential Market Rate | 221
Alternate Scenario | 2026 | DLC-Thermostat | Residential Charitable | Winter Evening | DLC-Thermostat-DI-Baseboard Heating | ENS | Residential LI | 306
Alternate Scenario | 2026 | DLC-Thermostat | Residential Charitable | Winter Evening | DLC-Thermostat-DI-Baseboard Heating | ENS | Residential Market Rate | 3206
Alternate Scenario | 2026 | DLC-Thermostat | Residential Charitable | Winter Evening | DLC-Thermostat-BYOT-Baseboard Heating | ENS | Residential LI | 67
Alternate Scenario | 2026 | DLC-Thermostat | Residential Charitable | Winter Evening | DLC-Thermostat-BYOT-Baseboard Heating | ENS | Residential Market Rate | 702
Alternate Scenario | 2026 | DLC-Thermostat | Residential Charitable | Winter Evening | DLC-Thermostat-DI-MSHP | ENS | Residential LI | 206
Alternate Scenario | 2026 | DLC-Thermostat | Residential Charitable | Winter Evening | DLC-Thermostat-DI-MSHP | ENS | Residential Market Rate | 2537
Alternate Scenario | 2026 | DLC-Thermostat | Residential Charitable | Winter Evening | DLC-Thermostat-BYOT-MSHP | ENS | Residential LI | 19
Alternate Scenario | 2026 | DLC-Thermostat | Residential Charitable | Winter Evening | DLC-Thermostat-BYOT-MSHP | ENS | Residential Market Rate | 229
Alternate Scenario | 2026 | DLC-Water Heating | Residential Charitable | Winter Morning | DLC-Switch-Water Heating | ENS | Residential LI | 176
Alternate Scenario | 2026 | DLC-Water Heating | Residential Charitable | Winter Morning | DLC-Switch-Water Heating | ENS | Residential Market Rate | 2041
Alternate Scenario | 2026 | DLC-Water Heating | Residential Charitable | Winter Evening | DLC-Switch-Water Heating | ENS | Residential LI | 176
Alternate Scenario | 2026 | DLC-Water Heating | Residential Charitable | Winter Evening | DLC-Switch-Water Heating | ENS | Residential Market Rate | 2041
Alternate Scenario | 2026 | C&I Curtailment | General | Winter Morning | C&I Curtailment-Turnkey-Manual HVAC Control | ENS | Miscellaneous | 32
Alternate Scenario | 2026 | C&I Curtailment | General | Winter Morning | C&I Curtailment-Turnkey-Manual HVAC Control | ENS | Offices | 2
Alternate Scenario | 2026 | C&I Curtailment | General | Winter Morning | C&I Curtailment-Turnkey-Manual HVAC Control | ENS | Retail Trade | 7
Alternate Scenario | 2026 | C&I Curtailment | General | Winter Morning | C&I Curtailment-Turnkey-Manual HVAC Control | ENS | Services | 5
Alternate Scenario | 2026 | C&I Curtailment | General | Winter Morning | C&I Curtailment-Turnkey-Auto-DR HVAC Control | ENS | Miscellaneous | 1
Alternate Scenario | 2026 | C&I Curtailment | General | Winter Morning | C&I Curtailment-Turnkey-Standard Lighting Control | ENS | Miscellaneous | 13
Alternate Scenario | 2026 | C&I Curtailment | General | Winter Morning | C&I Curtailment-Turnkey-Standard Lighting Control | ENS | Retail Trade | 3
Alternate Scenario | 2026 | C&I Curtailment | General | Winter Morning | C&I Curtailment-Turnkey-Standard Lighting Control | ENS | Services | 2
Alternate Scenario | 2026 | C&I Curtailment | General | Winter Morning | C&I Curtailment-Turnkey-Water Heating Control | ENS | Miscellaneous | 1
Alternate Scenario | 2026 | C&I Curtailment | General | Winter Morning | C&I Curtailment-Turnkey-Other | ENS | Miscellaneous | 14
Alternate Scenario | 2026 | C&I Curtailment | General | Winter Morning | C&I Curtailment-Turnkey-Other | ENS | Retail Trade | 4
Alternate Scenario | 2026 | C&I Curtailment | General | Winter Morning | C&I Curtailment-Turnkey-Other | ENS | Services | 3
Alternate Scenario | 2026 | C&I Curtailment | General | Winter Evening | C&I Curtailment-Turnkey-Manual HVAC Control | ENS | Miscellaneous | 37
Alternate Scenario | 2026 | C&I Curtailment | General | Winter Evening | C&I Curtailment-Turnkey-Manual HVAC Control | ENS | Offices | 2
Alternate Scenario | 2026 | C&I Curtailment | General | Winter Evening | C&I Curtailment-Turnkey-Manual HVAC Control | ENS | Retail Trade | 9
Alternate Scenario | 2026 | C&I Curtailment | General | Winter Evening | C&I Curtailment-Turnkey-Manual HVAC Control | ENS | Services | 6
Alternate Scenario | 2026 | C&I Curtailment | General | Winter Evening | C&I Curtailment-Turnkey-Auto-DR HVAC Control | ENS | Miscellaneous | 1
Alternate Scenario | 2026 | C&I Curtailment | General | Winter Evening | C&I Curtailment-Turnkey-Standard Lighting Control | ENS | Miscellaneous | 16
Alternate Scenario | 2026 | C&I Curtailment | General | Winter Evening | C&I Curtailment-Turnkey-Standard Lighting Control | ENS | Retail Trade | 4
Alternate Scenario | 2026 | C&I Curtailment | General | Winter Evening | C&I Curtailment-Turnkey-Standard Lighting Control | ENS | Services | 2
Alternate Scenario | 2026 | C&I Curtailment | General | Winter Evening | C&I Curtailment-Turnkey-Water Heating Control | ENS | Miscellaneous | 1
Alternate Scenario | 2026 | C&I Curtailment | General | Winter Evening | C&I Curtailment-Turnkey-Other | ENS | Miscellaneous | 17
Alternate Scenario | 2026 | C&I Curtailment | General | Winter Evening | C&I Curtailment-Turnkey-Other | ENS | Retail Trade | 5
Alternate Scenario | 2026 | C&I Curtailment | General | Winter Evening | C&I Curtailment-Turnkey-Other | ENS | Services | 3
Alternate Scenario | 2026 | C&I Curtailment | Large General | Winter Morning | C&I Curtailment-Turnkey-Manual HVAC Control | ENS | Miscellaneous | 2
Alternate Scenario | 2026 | C&I Curtailment | Large General | Winter Morning | C&I Curtailment-Turnkey-Standard Lighting Control | ENS | Miscellaneous | 1
Alternate Scenario | 2026 | C&I Curtailment | Large General | Winter Morning | C&I Curtailment-Turnkey-Other | ENS | Miscellaneous | 1
Alternate Scenario | 2026 | C&I Curtailment | Large General | Winter Evening | C&I Curtailment-Turnkey-Manual HVAC Control | ENS | Miscellaneous | 2
Alternate Scenario | 2026 | C&I Curtailment | Large General | Winter Evening | C&I Curtailment-Turnkey-Standard Lighting Control | ENS | Miscellaneous | 1
Alternate Scenario | 2026 | C&I Curtailment | Large General | Winter Evening | C&I Curtailment-Turnkey-Other | ENS | Miscellaneous | 1
Alternate Scenario | 2026 | C&I Curtailment | Small Industrial | Winter Morning | C&I Curtailment-Turnkey-Manual HVAC Control | ENS | Miscellaneous | 3
Alternate Scenario | 2026 | C&I Curtailment | Small Industrial | Winter Morning | C&I Curtailment-Turnkey-Standard Lighting Control | ENS | Miscellaneous | 1
Alternate Scenario | 2026 | C&I Curtailment | Small Industrial | Winter Morning | C&I Curtailment-Turnkey-Other | ENS | Miscellaneous | 1
Alternate Scenario | 2026 | C&I Curtailment | Small Industrial | Winter Evening | C&I Curtailment-Turnkey-Manual HVAC Control | ENS | Miscellaneous | 4
Alternate Scenario | 2026 | C&I Curtailment | Small Industrial | Winter Evening | C&I Curtailment-Turnkey-Standard Lighting Control | ENS | Miscellaneous | 1
Alternate Scenario | 2026 | C&I Curtailment | Small Industrial | Winter Evening | C&I Curtailment-Turnkey-Other | ENS | Miscellaneous | 1
Alternate Scenario | 2026 | C&I Curtailment | Medium Industrial | Winter Morning | C&I Curtailment-Turnkey-Manual HVAC Control | ENS | Miscellaneous | 12
Alternate Scenario | 2026 | C&I Curtailment | Medium Industrial | Winter Morning | C&I Curtailment-Turnkey-Manual HVAC Control | ENS | Retail Trade | 3
Alternate Scenario | 2026 | C&I Curtailment | Medium Industrial | Winter Morning | C&I Curtailment-Turnkey-Standard Lighting Control | ENS | Miscellaneous | 4
Alternate Scenario | 2026 | C&I Curtailment | Medium Industrial | Winter Morning | C&I Curtailment-Turnkey-Standard Lighting Control | ENS | Retail Trade | 1
Alternate Scenario | 2026 | C&I Curtailment | Medium Industrial | Winter Morning | C&I Curtailment-Turnkey-Other | ENS | Miscellaneous | 4
Alternate Scenario | 2026 | C&I Curtailment | Medium Industrial | Winter Morning | C&I Curtailment-Turnkey-Other | ENS | Retail Trade | 2
Alternate Scenario | 2026 | C&I Curtailment | Medium Industrial | Winter Morning | C&I Curtailment-Turnkey-Industrial | ENS | Manufacturing | 4
Alternate Scenario | 2026 | C&I Curtailment | Medium Industrial | Winter Evening | C&I Curtailment-Turnkey-Manual HVAC Control | ENS | Miscellaneous | 11
Alternate Scenario | 2026 | C&I Curtailment | Medium Industrial | Winter Evening | C&I Curtailment-Turnkey-Manual HVAC Control | ENS | Retail Trade | 3
Alternate Scenario | 2026 | C&I Curtailment | Medium Industrial | Winter Evening | C&I Curtailment-Turnkey-Standard Lighting Control | ENS | Miscellaneous | 4
Alternate Scenario | 2026 | C&I Curtailment | Medium Industrial | Winter Evening | C&I Curtailment-Turnkey-Standard Lighting Control | ENS | Retail Trade | 1
Alternate Scenario | 2026 | C&I Curtailment | Medium Industrial | Winter Evening | C&I Curtailment-Turnkey-Other | ENS | Miscellaneous | 4
Alternate Scenario | 2026 | C&I Curtailment | Medium Industrial | Winter Evening | C&I Curtailment-Turnkey-Other | ENS | Retail Trade | 2
Alternate Scenario | 2026 | C&I Curtailment | Medium Industrial | Winter Evening | C&I Curtailment-Turnkey-Industrial | ENS | Manufacturing | 4
Alternate Scenario | 2026 | C&I Curtailment | Large Industrial | Winter Morning | C&I Curtailment-Turnkey-Manual HVAC Control | ENS | Miscellaneous | 1
Alternate Scenario | 2026 | C&I Curtailment | Large Industrial | Winter Evening | C&I Curtailment-Turnkey-Manual HVAC Control | ENS | Miscellaneous | 1
Alternate Scenario | 2026 | C&I Loadshift to BUGs | Large General | Winter Morning | C&I Loadshift to BUGs | ENS | Miscellaneous | 2
Alternate Scenario | 2026 | C&I Loadshift to BUGs | Large General | Winter Evening | C&I Loadshift to BUGs | ENS | Miscellaneous | 2
Alternate Scenario | 2026 | C&I Loadshift to BUGs | Small Industrial | Winter Morning | C&I Loadshift to BUGs | ENS | Miscellaneous | 3
Alternate Scenario | 2026 | C&I Loadshift to BUGs | Small Industrial | Winter Evening | C&I Loadshift to BUGs | ENS | Miscellaneous | 3
Alternate Scenario | 2026 | C&I Loadshift to BUGs | Medium Industrial | Winter Morning | C&I Loadshift to BUGs | ENS | Manufacturing | 2
Alternate Scenario | 2026 | C&I Loadshift to BUGs | Medium Industrial | Winter Morning | C&I Loadshift to BUGs | ENS | Miscellaneous | 4
Alternate Scenario | 2026 | C&I Loadshift to BUGs | Medium Industrial | Winter Evening | C&I Loadshift to BUGs | ENS | Manufacturing | 2
Alternate Scenario | 2026 | C&I Loadshift to BUGs | Medium Industrial | Winter Evening | C&I Loadshift to BUGs | ENS | Miscellaneous | 4
Alternate Scenario | 2026 | Dynamic Pricing | Small General | Winter Morning | Dynamic Pricing with enabling tech. | ENS | Manufacturing | 6
Alternate Scenario | 2026 | Dynamic Pricing | Small General | Winter Evening | Dynamic Pricing with enabling tech. | ENS | Manufacturing | 6
Alternate Scenario | 2026 | Dynamic Pricing | Residential Charitable | Winter Morning | Dynamic Pricing with enabling tech. | ENS | Residential LI | 241
Alternate Scenario | 2026 | Dynamic Pricing | Residential Charitable | Winter Morning | Dynamic Pricing with enabling tech. | ENS | Residential Market Rate | 1363
Alternate Scenario | 2026 | Dynamic Pricing | Residential Charitable | Winter Morning | Dynamic Pricing w/o enabling tech. | ENS | Residential LI | 7765
Alternate Scenario | 2026 | Dynamic Pricing | Residential Charitable | Winter Morning | Dynamic Pricing w/o enabling tech. | ENS | Residential Market Rate | 43978
Alternate Scenario | 2026 | Dynamic Pricing | Residential Charitable | Winter Evening | Dynamic Pricing with enabling tech. | ENS | Residential LI | 241
Alternate Scenario | 2026 | Dynamic Pricing | Residential Charitable | Winter Evening | Dynamic Pricing with enabling tech. | ENS | Residential Market Rate | 1363
Alternate Scenario | 2026 | Dynamic Pricing | Residential Charitable | Winter Evening | Dynamic Pricing w/o enabling tech. | ENS | Residential LI | 7765
Alternate Scenario | 2026 | Dynamic Pricing | Residential Charitable | Winter Evening | Dynamic Pricing w/o enabling tech. | ENS | Residential Market Rate | 43978
Alternate Scenario | 2026 | BTM Battery Control | Residential Charitable | Winter Morning | BTM Battery Control-BYOB | ENS | Residential Market Rate | 72
Alternate Scenario | 2026 | BTM Battery Control | Residential Charitable | Winter Evening | BTM Battery Control-BYOB | ENS | Residential Market Rate | 72
Alternate Scenario | 2026 | EV Charging Control | EV Res LDV | Winter Morning | EV Charging Control | ENS | EV | 260
Alternate Scenario | 2026 | EV Charging Control | EV Res LDV | Winter Evening | EV Charging Control | ENS | EV | 260
Alternate Scenario | 2026 | EV Charging Control | EV Com LDV | Winter Morning | EV Charging Control | ENS | EV | 91
Alternate Scenario | 2026 | EV Charging Control | EV Com LDV | Winter Evening | EV Charging Control | ENS | EV | 91
Alternate Scenario | 2026 | Behavioral DR | Residential Charitable | Winter Morning | Behavioral DR | ENS | Residential LI | 1247
Alternate Scenario | 2026 | Behavioral DR | Residential Charitable | Winter Morning | Behavioral DR | ENS | Residential Market Rate | 7100
Alternate Scenario | 2026 | Behavioral DR | Residential Charitable | Winter Evening | Behavioral DR | ENS | Residential LI | 1247
Alternate Scenario | 2026 | Behavioral DR | Residential Charitable | Winter Evening | Behavioral DR | ENS | Residential Market Rate | 7100
Alternate Scenario | 2026 | Time-of-Use Rates (TOU) | Residential Charitable | Winter Morning | Time-of-Use Rates (TOU) | ENS | Residential LI | 8706
Alternate Scenario | 2026 | Time-of-Use Rates (TOU) | Residential Charitable | Winter Morning | Time-of-Use Rates (TOU) | ENS | Residential Market Rate | 49559
Alternate Scenario | 2026 | Time-of-Use Rates (TOU) | Residential Charitable | Winter Evening | Time-of-Use Rates (TOU) | ENS | Residential LI | 8706
Alternate Scenario | 2026 | Time-of-Use Rates (TOU) | Residential Charitable | Winter Evening | Time-of-Use Rates (TOU) | ENS | Residential Market Rate | 49559
Alternate Scenario | 2027 | C&I Curtailment | General | Winter Morning | C&I Curtailment-Turnkey-Manual HVAC Control | ENS | Miscellaneous | 32
Alternate Scenario | 2027 | C&I Curtailment | General | Winter Morning | C&I Curtailment-Turnkey-Manual HVAC Control | ENS | Offices | 2
Alternate Scenario | 2027 | C&I Curtailment | General | Winter Morning | C&I Curtailment-Turnkey-Manual HVAC Control | ENS | Retail Trade | 7
Alternate Scenario | 2027 | C&I Curtailment | General | Winter Morning | C&I Curtailment-Turnkey-Manual HVAC Control | ENS | Services | 5
Alternate Scenario | 2027 | C&I Curtailment | General | Winter Morning | C&I Curtailment-Turnkey-Auto-DR HVAC Control | ENS | Miscellaneous | 1
Alternate Scenario | 2027 | C&I Curtailment | General | Winter Morning | C&I Curtailment-Turnkey-Standard Lighting Control | ENS | Miscellaneous | 13
Alternate Scenario | 2027 | C&I Curtailment | General | Winter Morning | C&I Curtailment-Turnkey-Standard Lighting Control | ENS | Retail Trade | 3
Alternate Scenario | 2027 | C&I Curtailment | General | Winter Morning | C&I Curtailment-Turnkey-Standard Lighting Control | ENS | Services | 2
Alternate Scenario | 2027 | C&I Curtailment | General | Winter Morning | C&I Curtailment-Turnkey-Water Heating Control | ENS | Miscellaneous | 1
Alternate Scenario | 2027 | C&I Curtailment | General | Winter Morning | C&I Curtailment-Turnkey-Other | ENS | Miscellaneous | 15
Alternate Scenario | 2027 | C&I Curtailment | General | Winter Morning | C&I Curtailment-Turnkey-Other | ENS | Retail Trade | 5
Alternate Scenario | 2027 | C&I Curtailment | General | Winter Morning | C&I Curtailment-Turnkey-Other | ENS | Services | 3
Alternate Scenario | 2027 | C&I Curtailment | General | Winter Evening | C&I Curtailment-Turnkey-Manual HVAC Control | ENS | Miscellaneous | 37
Alternate Scenario | 2027 | C&I Curtailment | General | Winter Evening | C&I Curtailment-Turnkey-Manual HVAC Control | ENS | Offices | 2
Alternate Scenario | 2027 | C&I Curtailment | General | Winter Evening | C&I Curtailment-Turnkey-Manual HVAC Control | ENS | Retail Trade | 9
Alternate Scenario | 2027 | C&I Curtailment | General | Winter Evening | C&I Curtailment-Turnkey-Manual HVAC Control | ENS | Services | 6
Alternate Scenario | 2027 | C&I Curtailment | General | Winter Evening | C&I Curtailment-Turnkey-Auto-DR HVAC Control | ENS | Miscellaneous | 1
Alternate Scenario | 2027 | C&I Curtailment | General | Winter Evening | C&I Curtailment-Turnkey-Standard Lighting Control | ENS | Miscellaneous | 16
Alternate Scenario | 2027 | C&I Curtailment | General | Winter Evening | C&I Curtailment-Turnkey-Standard Lighting Control | ENS | Retail Trade | 4
Alternate Scenario | 2027 | C&I Curtailment | General | Winter Evening | C&I Curtailment-Turnkey-Standard Lighting Control | ENS | Services | 2
Alternate Scenario | 2027 | C&I Curtailment | General | Winter Evening | C&I Curtailment-Turnkey-Water Heating Control | ENS | Miscellaneous | 1
Alternate Scenario | 2027 | C&I Curtailment | General | Winter Evening | C&I Curtailment-Turnkey-Water Heating Control | ENS | Retail Trade | 1
Alternate Scenario | 2027 | C&I Curtailment | General | Winter Evening | C&I Curtailment-Turnkey-Other | ENS | Miscellaneous | 17
Alternate Scenario | 2027 | C&I Curtailment | General | Winter Evening | C&I Curtailment-Turnkey-Other | ENS | Retail Trade | 5
Alternate Scenario | 2027 | C&I Curtailment | General | Winter Evening | C&I Curtailment-Turnkey-Other | ENS | Services | 3
Alternate Scenario | 2027 | C&I Curtailment | Large General | Winter Morning | C&I Curtailment-Turnkey-Manual HVAC Control | ENS | Miscellaneous | 2
Alternate Scenario | 2027 | C&I Curtailment | Large General | Winter Morning | C&I Curtailment-Turnkey-Standard Lighting Control | ENS | Miscellaneous | 1
Alternate Scenario | 2027 | C&I Curtailment | Large General | Winter Morning | C&I Curtailment-Turnkey-Other | ENS | Miscellaneous | 1
Alternate Scenario | 2027 | C&I Curtailment | Large General | Winter Evening | C&I Curtailment-Turnkey-Manual HVAC Control | ENS | Miscellaneous | 2
Alternate Scenario | 2027 | C&I Curtailment | Large General | Winter Evening | C&I Curtailment-Turnkey-Standard Lighting Control | ENS | Miscellaneous | 1
Alternate Scenario | 2027 | C&I Curtailment | Large General | Winter Evening | C&I Curtailment-Turnkey-Other | ENS | Miscellaneous | 1
Alternate Scenario | 2027 | C&I Curtailment | Small Industrial | Winter Morning | C&I Curtailment-Turnkey-Manual HVAC Control | ENS | Miscellaneous | 2
Alternate Scenario | 2027 | C&I Curtailment | Small Industrial | Winter Morning | C&I Curtailment-Turnkey-Standard Lighting Control | ENS | Miscellaneous | 1
Alternate Scenario | 2027 | C&I Curtailment | Small Industrial | Winter Morning | C&I Curtailment-Turnkey-Other | ENS | Miscellaneous | 1
Alternate Scenario | 2027 | C&I Curtailment | Small Industrial | Winter Evening | C&I Curtailment-Turnkey-Manual HVAC Control | ENS | Miscellaneous | 3
Alternate Scenario | 2027 | C&I Curtailment | Small Industrial | Winter Evening | C&I Curtailment-Turnkey-Standard Lighting Control | ENS | Miscellaneous | 1
Alternate Scenario | 2027 | C&I Curtailment | Small Industrial | Winter Evening | C&I Curtailment-Turnkey-Other | ENS | Miscellaneous | 1
Alternate Scenario | 2027 | C&I Curtailment | Medium Industrial | Winter Morning | C&I Curtailment-Turnkey-Manual HVAC Control | ENS | Miscellaneous | 12
Alternate Scenario | 2027 | C&I Curtailment | Medium Industrial | Winter Morning | C&I Curtailment-Turnkey-Manual HVAC Control | ENS | Retail Trade | 3
Alternate Scenario | 2027 | C&I Curtailment | Medium Industrial | Winter Morning | C&I Curtailment-Turnkey-Standard Lighting Control | ENS | Miscellaneous | 4
Alternate Scenario | 2027 | C&I Curtailment | Medium Industrial | Winter Morning | C&I Curtailment-Turnkey-Standard Lighting Control | ENS | Retail Trade | 1
Alternate Scenario | 2027 | C&I Curtailment | Medium Industrial | Winter Morning | C&I Curtailment-Turnkey-Other | ENS | Miscellaneous | 4
Alternate Scenario | 2027 | C&I Curtailment | Medium Industrial | Winter Morning | C&I Curtailment-Turnkey-Other | ENS | Retail Trade | 2
Alternate Scenario | 2027 | C&I Curtailment | Medium Industrial | Winter Morning | C&I Curtailment-Turnkey-Industrial | ENS | Manufacturing | 4
Alternate Scenario | 2027 | C&I Curtailment | Medium Industrial | Winter Evening | C&I Curtailment-Turnkey-Manual HVAC Control | ENS | Miscellaneous | 11
Alternate Scenario | 2027 | C&I Curtailment | Medium Industrial | Winter Evening | C&I Curtailment-Turnkey-Manual HVAC Control | ENS | Retail Trade | 3
Alternate Scenario | 2027 | C&I Curtailment | Medium Industrial | Winter Evening | C&I Curtailment-Turnkey-Standard Lighting Control | ENS | Miscellaneous | 4
Alternate Scenario | 2027 | C&I Curtailment | Medium Industrial | Winter Evening | C&I Curtailment-Turnkey-Standard Lighting Control | ENS | Retail Trade | 1
Alternate Scenario | 2027 | C&I Curtailment | Medium Industrial | Winter Evening | C&I Curtailment-Turnkey-Other | ENS | Miscellaneous | 4
Alternate Scenario | 2027 | C&I Curtailment | Medium Industrial | Winter Evening | C&I Curtailment-Turnkey-Other | ENS | Retail Trade | 2
Alternate Scenario | 2027 | C&I Curtailment | Medium Industrial | Winter Evening | C&I Curtailment-Turnkey-Industrial | ENS | Manufacturing | 4
Alternate Scenario | 2027 | C&I Curtailment | Large Industrial | Winter Morning | C&I Curtailment-Turnkey-Manual HVAC Control | ENS | Miscellaneous | 1
Alternate Scenario | 2027 | C&I Curtailment | Large Industrial | Winter Evening | C&I Curtailment-Turnkey-Manual HVAC Control | ENS | Miscellaneous | 1
Alternate Scenario | 2027 | C&I Loadshift to BUGs | Large General | Winter Morning | C&I Loadshift to BUGs | ENS | Miscellaneous | 2
Alternate Scenario | 2027 | C&I Loadshift to BUGs | Large General | Winter Evening | C&I Loadshift to BUGs | ENS | Miscellaneous | 2
Alternate Scenario | 2027 | C&I Loadshift to BUGs | Small Industrial | Winter Morning | C&I Loadshift to BUGs | ENS | Miscellaneous | 3
Alternate Scenario | 2027 | C&I Loadshift to BUGs | Small Industrial | Winter Evening | C&I Loadshift to BUGs | ENS | Miscellaneous | 3
Alternate Scenario | 2027 | C&I Loadshift to BUGs | Medium Industrial | Winter Morning | C&I Loadshift to BUGs | ENS | Manufacturing | 2
Alternate Scenario | 2027 | C&I Loadshift to BUGs | Medium Industrial | Winter Morning | C&I Loadshift to BUGs | ENS | Miscellaneous | 4
Alternate Scenario | 2027 | C&I Loadshift to BUGs | Medium Industrial | Winter Evening | C&I Loadshift to BUGs | ENS | Manufacturing | 2
Alternate Scenario | 2027 | C&I Loadshift to BUGs | Medium Industrial | Winter Evening | C&I Loadshift to BUGs | ENS | Miscellaneous | 4
Alternate Scenario | 2027 | Dynamic Pricing | Small General | Winter Morning | Dynamic Pricing with enabling tech. | ENS | Manufacturing | 10
Alternate Scenario | 2027 | Dynamic Pricing | Small General | Winter Evening | Dynamic Pricing with enabling tech. | ENS | Manufacturing | 10
Alternate Scenario | 2027 | Dynamic Pricing | Residential Charitable | Winter Morning | Dynamic Pricing with enabling tech. | ENS | Residential LI | 723
Alternate Scenario | 2027 | Dynamic Pricing | Residential Charitable | Winter Morning | Dynamic Pricing with enabling tech. | ENS | Residential Market Rate | 4128
Alternate Scenario | 2027 | Dynamic Pricing | Residential Charitable | Winter Morning | Dynamic Pricing w/o enabling tech. | ENS | Residential LI | 8784
Alternate Scenario | 2027 | Dynamic Pricing | Residential Charitable | Winter Morning | Dynamic Pricing w/o enabling tech. | ENS | Residential Market Rate | 50170
Alternate Scenario | 2027 | Dynamic Pricing | Residential Charitable | Winter Evening | Dynamic Pricing with enabling tech. | ENS | Residential LI | 723
Alternate Scenario | 2027 | Dynamic Pricing | Residential Charitable | Winter Evening | Dynamic Pricing with enabling tech. | ENS | Residential Market Rate | 4128
Alternate Scenario | 2027 | Dynamic Pricing | Residential Charitable | Winter Evening | Dynamic Pricing w/o enabling tech. | ENS | Residential LI | 8784
Alternate Scenario | 2027 | Dynamic Pricing | Residential Charitable | Winter Evening | Dynamic Pricing w/o enabling tech. | ENS | Residential Market Rate | 50170
Alternate Scenario | 2027 | Behavioral DR | Residential Charitable | Winter Morning | Behavioral DR | ENS | Residential LI | 2809
Alternate Scenario | 2027 | Behavioral DR | Residential Charitable | Winter Morning | Behavioral DR | ENS | Residential Market Rate | 16045
Alternate Scenario | 2027 | Behavioral DR | Residential Charitable | Winter Evening | Behavioral DR | ENS | Residential LI | 2809
Alternate Scenario | 2027 | Behavioral DR | Residential Charitable | Winter Evening | Behavioral DR | ENS | Residential Market Rate | 16045
Alternate Scenario | 2027 | Time-of-Use Rates (TOU) | Residential Charitable | Winter Morning | Time-of-Use Rates (TOU) | ENS | Residential LI | 9571
Alternate Scenario | 2027 | Time-of-Use Rates (TOU) | Residential Charitable | Winter Morning | Time-of-Use Rates (TOU) | ENS | Residential Market Rate | 54663
Alternate Scenario | 2027 | Time-of-Use Rates (TOU) | Residential Charitable | Winter Evening | Time-of-Use Rates (TOU) | ENS | Residential LI | 9571
Alternate Scenario | 2027 | Time-of-Use Rates (TOU) | Residential Charitable | Winter Evening | Time-of-Use Rates (TOU) | ENS | Residential Market Rate | 54663
Alternate Scenario | 2028 | C&I Curtailment | General | Winter Morning | C&I Curtailment-Turnkey-Manual HVAC Control | ENS | Miscellaneous | 32
Alternate Scenario | 2028 | C&I Curtailment | General | Winter Morning | C&I Curtailment-Turnkey-Manual HVAC Control | ENS | Offices | 2
Alternate Scenario | 2028 | C&I Curtailment | General | Winter Morning | C&I Curtailment-Turnkey-Manual HVAC Control | ENS | Retail Trade | 8
Alternate Scenario | 2028 | C&I Curtailment | General | Winter Morning | C&I Curtailment-Turnkey-Manual HVAC Control | ENS | Services | 5
Alternate Scenario | 2028 | C&I Curtailment | General | Winter Morning | C&I Curtailment-Turnkey-Auto-DR HVAC Control | ENS | Miscellaneous | 2
Alternate Scenario | 2028 | C&I Curtailment | General | Winter Morning | C&I Curtailment-Turnkey-Standard Lighting Control | ENS | Miscellaneous | 13
Alternate Scenario | 2028 | C&I Curtailment | General | Winter Morning | C&I Curtailment-Turnkey-Standard Lighting Control | ENS | Retail Trade | 3
Alternate Scenario | 2028 | C&I Curtailment | General | Winter Morning | C&I Curtailment-Turnkey-Standard Lighting Control | ENS | Services | 2
Alternate Scenario | 2028 | C&I Curtailment | General | Winter Morning | C&I Curtailment-Turnkey-Water Heating Control | ENS | Miscellaneous | 1
Alternate Scenario | 2028 | C&I Curtailment | General | Winter Morning | C&I Curtailment-Turnkey-Other | ENS | Miscellaneous | 15
Alternate Scenario | 2028 | C&I Curtailment | General | Winter Morning | C&I Curtailment-Turnkey-Other | ENS | Retail Trade | 5
Alternate Scenario | 2028 | C&I Curtailment | General | Winter Morning | C&I Curtailment-Turnkey-Other | ENS | Services | 3
Alternate Scenario | 2028 | C&I Curtailment | General | Winter Evening | C&I Curtailment-Turnkey-Manual HVAC Control | ENS | Miscellaneous | 37
Alternate Scenario | 2028 | C&I Curtailment | General | Winter Evening | C&I Curtailment-Turnkey-Manual HVAC Control | ENS | Offices | 3
Alternate Scenario | 2028 | C&I Curtailment | General | Winter Evening | C&I Curtailment-Turnkey-Manual HVAC Control | ENS | Retail Trade | 9
Alternate Scenario | 2028 | C&I Curtailment | General | Winter Evening | C&I Curtailment-Turnkey-Manual HVAC Control | ENS | Services | 6
Alternate Scenario | 2028 | C&I Curtailment | General | Winter Evening | C&I Curtailment-Turnkey-Auto-DR HVAC Control | ENS | Miscellaneous | 2
Alternate Scenario | 2028 | C&I Curtailment | General | Winter Evening | C&I Curtailment-Turnkey-Standard Lighting Control | ENS | Miscellaneous | 16
Alternate Scenario | 2028 | C&I Curtailment | General | Winter Evening | C&I Curtailment-Turnkey-Standard Lighting Control | ENS | Retail Trade | 3
Alternate Scenario | 2028 | C&I Curtailment | General | Winter Evening | C&I Curtailment-Turnkey-Standard Lighting Control | ENS | Services | 2
Alternate Scenario | 2028 | C&I Curtailment | General | Winter Evening | C&I Curtailment-Turnkey-Water Heating Control | ENS | Miscellaneous | 1
Alternate Scenario | 2028 | C&I Curtailment | General | Winter Evening | C&I Curtailment-Turnkey-Water Heating Control | ENS | Retail Trade | 1
Alternate Scenario | 2028 | C&I Curtailment | General | Winter Evening | C&I Curtailment-Turnkey-Other | ENS | Miscellaneous | 17
Alternate Scenario | 2028 | C&I Curtailment | General | Winter Evening | C&I Curtailment-Turnkey-Other | ENS | Retail Trade | 6
Alternate Scenario | 2028 | C&I Curtailment | General | Winter Evening | C&I Curtailment-Turnkey-Other | ENS | Services | 4
Alternate Scenario | 2028 | C&I Curtailment | Large General | Winter Morning | C&I Curtailment-Turnkey-Manual HVAC Control | ENS | Miscellaneous | 2
Alternate Scenario | 2028 | C&I Curtailment | Large General | Winter Morning | C&I Curtailment-Turnkey-Standard Lighting Control | ENS | Miscellaneous | 1
Alternate Scenario | 2028 | C&I Curtailment | Large General | Winter Morning | C&I Curtailment-Turnkey-Other | ENS | Miscellaneous | 1
Alternate Scenario | 2028 | C&I Curtailment | Large General | Winter Evening | C&I Curtailment-Turnkey-Manual HVAC Control | ENS | Miscellaneous | 2
Alternate Scenario | 2028 | C&I Curtailment | Large General | Winter Evening | C&I Curtailment-Turnkey-Standard Lighting Control | ENS | Miscellaneous | 1
Alternate Scenario | 2028 | C&I Curtailment | Large General | Winter Evening | C&I Curtailment-Turnkey-Other | ENS | Miscellaneous | 1
Alternate Scenario | 2028 | C&I Curtailment | Small Industrial | Winter Morning | C&I Curtailment-Turnkey-Manual HVAC Control | ENS | Miscellaneous | 3
Alternate Scenario | 2028 | C&I Curtailment | Small Industrial | Winter Morning | C&I Curtailment-Turnkey-Standard Lighting Control | ENS | Miscellaneous | 1
Alternate Scenario | 2028 | C&I Curtailment | Small Industrial | Winter Morning | C&I Curtailment-Turnkey-Other | ENS | Miscellaneous | 1
Alternate Scenario | 2028 | C&I Curtailment | Small Industrial | Winter Evening | C&I Curtailment-Turnkey-Manual HVAC Control | ENS | Miscellaneous | 4
Alternate Scenario | 2028 | C&I Curtailment | Small Industrial | Winter Evening | C&I Curtailment-Turnkey-Standard Lighting Control | ENS | Miscellaneous | 1
Alternate Scenario | 2028 | C&I Curtailment | Small Industrial | Winter Evening | C&I Curtailment-Turnkey-Other | ENS | Miscellaneous | 1
Alternate Scenario | 2028 | C&I Curtailment | Medium Industrial | Winter Morning | C&I Curtailment-Turnkey-Manual HVAC Control | ENS | Miscellaneous | 12
Alternate Scenario | 2028 | C&I Curtailment | Medium Industrial | Winter Morning | C&I Curtailment-Turnkey-Manual HVAC Control | ENS | Retail Trade | 3
Alternate Scenario | 2028 | C&I Curtailment | Medium Industrial | Winter Morning | C&I Curtailment-Turnkey-Auto-DR HVAC Control | ENS | Miscellaneous | 1
Alternate Scenario | 2028 | C&I Curtailment | Medium Industrial | Winter Morning | C&I Curtailment-Turnkey-Standard Lighting Control | ENS | Miscellaneous | 4
Alternate Scenario | 2028 | C&I Curtailment | Medium Industrial | Winter Morning | C&I Curtailment-Turnkey-Standard Lighting Control | ENS | Retail Trade | 1
Alternate Scenario | 2028 | C&I Curtailment | Medium Industrial | Winter Morning | C&I Curtailment-Turnkey-Other | ENS | Miscellaneous | 5
Alternate Scenario | 2028 | C&I Curtailment | Medium Industrial | Winter Morning | C&I Curtailment-Turnkey-Other | ENS | Retail Trade | 2
Alternate Scenario | 2028 | C&I Curtailment | Medium Industrial | Winter Morning | C&I Curtailment-Turnkey-Industrial | ENS | Manufacturing | 4
Alternate Scenario | 2028 | C&I Curtailment | Medium Industrial | Winter Evening | C&I Curtailment-Turnkey-Manual HVAC Control | ENS | Miscellaneous | 12
Alternate Scenario | 2028 | C&I Curtailment | Medium Industrial | Winter Evening | C&I Curtailment-Turnkey-Manual HVAC Control | ENS | Retail Trade | 3
Alternate Scenario | 2028 | C&I Curtailment | Medium Industrial | Winter Evening | C&I Curtailment-Turnkey-Auto-DR HVAC Control | ENS | Miscellaneous | 1
Alternate Scenario | 2028 | C&I Curtailment | Medium Industrial | Winter Evening | C&I Curtailment-Turnkey-Standard Lighting Control | ENS | Miscellaneous | 4
Alternate Scenario | 2028 | C&I Curtailment | Medium Industrial | Winter Evening | C&I Curtailment-Turnkey-Standard Lighting Control | ENS | Retail Trade | 1
Alternate Scenario | 2028 | C&I Curtailment | Medium Industrial | Winter Evening | C&I Curtailment-Turnkey-Other | ENS | Miscellaneous | 5
Alternate Scenario | 2028 | C&I Curtailment | Medium Industrial | Winter Evening | C&I Curtailment-Turnkey-Other | ENS | Retail Trade | 2
Alternate Scenario | 2028 | C&I Curtailment | Medium Industrial | Winter Evening | C&I Curtailment-Turnkey-Industrial | ENS | Manufacturing | 4
Alternate Scenario | 2028 | C&I Curtailment | Large Industrial | Winter Morning | C&I Curtailment-Turnkey-Manual HVAC Control | ENS | Miscellaneous | 1
Alternate Scenario | 2028 | C&I Curtailment | Large Industrial | Winter Evening | C&I Curtailment-Turnkey-Manual HVAC Control | ENS | Miscellaneous | 1
Alternate Scenario | 2028 | C&I Loadshift to BUGs | Large General | Winter Morning | C&I Loadshift to BUGs | ENS | Miscellaneous | 2
Alternate Scenario | 2028 | C&I Loadshift to BUGs | Large General | Winter Evening | C&I Loadshift to BUGs | ENS | Miscellaneous | 2
Alternate Scenario | 2028 | C&I Loadshift to BUGs | Small Industrial | Winter Morning | C&I Loadshift to BUGs | ENS | Miscellaneous | 3
Alternate Scenario | 2028 | C&I Loadshift to BUGs | Small Industrial | Winter Evening | C&I Loadshift to BUGs | ENS | Miscellaneous | 3
Alternate Scenario | 2028 | C&I Loadshift to BUGs | Medium Industrial | Winter Morning | C&I Loadshift to BUGs | ENS | Manufacturing | 2
Alternate Scenario | 2028 | C&I Loadshift to BUGs | Medium Industrial | Winter Morning | C&I Loadshift to BUGs | ENS | Miscellaneous | 4
Alternate Scenario | 2028 | C&I Loadshift to BUGs | Medium Industrial | Winter Evening | C&I Loadshift to BUGs | ENS | Manufacturing | 2
Alternate Scenario | 2028 | C&I Loadshift to BUGs | Medium Industrial | Winter Evening | C&I Loadshift to BUGs | ENS | Miscellaneous | 4
Alternate Scenario | 2028 | Dynamic Pricing | Small General | Winter Morning | Dynamic Pricing with enabling tech. | ENS | Manufacturing | 13
Alternate Scenario | 2028 | Dynamic Pricing | Small General | Winter Evening | Dynamic Pricing with enabling tech. | ENS | Manufacturing | 13
Alternate Scenario | 2028 | Dynamic Pricing | Residential Charitable | Winter Morning | Dynamic Pricing with enabling tech. | ENS | Residential LI | 1610
Alternate Scenario | 2028 | Dynamic Pricing | Residential Charitable | Winter Morning | Dynamic Pricing with enabling tech. | ENS | Residential Market Rate | 9196
Alternate Scenario | 2028 | Dynamic Pricing | Residential Charitable | Winter Morning | Dynamic Pricing w/o enabling tech. | ENS | Residential LI | 8997
Alternate Scenario | 2028 | Dynamic Pricing | Residential Charitable | Winter Morning | Dynamic Pricing w/o enabling tech. | ENS | Residential Market Rate | 51387
Alternate Scenario | 2028 | Dynamic Pricing | Residential Charitable | Winter Evening | Dynamic Pricing with enabling tech. | ENS | Residential LI | 1610
Alternate Scenario | 2028 | Dynamic Pricing | Residential Charitable | Winter Evening | Dynamic Pricing with enabling tech. | ENS | Residential Market Rate | 9196
Alternate Scenario | 2028 | Dynamic Pricing | Residential Charitable | Winter Evening | Dynamic Pricing w/o enabling tech. | ENS | Residential LI | 8997
Alternate Scenario | 2028 | Dynamic Pricing | Residential Charitable | Winter Evening | Dynamic Pricing w/o enabling tech. | ENS | Residential Market Rate | 51387
Alternate Scenario | 2028 | Behavioral DR | Residential Charitable | Winter Morning | Behavioral DR | ENS | Residential LI | 6291
Alternate Scenario | 2028 | Behavioral DR | Residential Charitable | Winter Morning | Behavioral DR | ENS | Residential Market Rate | 35931
Alternate Scenario | 2028 | Behavioral DR | Residential Charitable | Winter Evening | Behavioral DR | ENS | Residential LI | 6291
Alternate Scenario | 2028 | Behavioral DR | Residential Charitable | Winter Evening | Behavioral DR | ENS | Residential Market Rate | 35931
Alternate Scenario | 2028 | Time-of-Use Rates (TOU) | Residential Charitable | Winter Morning | Time-of-Use Rates (TOU) | ENS | Residential LI | 9909
Alternate Scenario | 2028 | Time-of-Use Rates (TOU) | Residential Charitable | Winter Morning | Time-of-Use Rates (TOU) | ENS | Residential Market Rate | 56592
Alternate Scenario | 2028 | Time-of-Use Rates (TOU) | Residential Charitable | Winter Evening | Time-of-Use Rates (TOU) | ENS | Residential LI | 9909
Alternate Scenario | 2028 | Time-of-Use Rates (TOU) | Residential Charitable | Winter Evening | Time-of-Use Rates (TOU) | ENS | Residential Market Rate | 56592
Alternate Scenario | 2029 | C&I Curtailment | General | Winter Morning | C&I Curtailment-Turnkey-Manual HVAC Control | ENS | Miscellaneous | 32
Alternate Scenario | 2029 | C&I Curtailment | General | Winter Morning | C&I Curtailment-Turnkey-Manual HVAC Control | ENS | Offices | 2
Alternate Scenario | 2029 | C&I Curtailment | General | Winter Morning | C&I Curtailment-Turnkey-Manual HVAC Control | ENS | Retail Trade | 7
Alternate Scenario | 2029 | C&I Curtailment | General | Winter Morning | C&I Curtailment-Turnkey-Manual HVAC Control | ENS | Services | 5
Alternate Scenario | 2029 | C&I Curtailment | General | Winter Morning | C&I Curtailment-Turnkey-Auto-DR HVAC Control | ENS | Miscellaneous | 2
Alternate Scenario | 2029 | C&I Curtailment | General | Winter Morning | C&I Curtailment-Turnkey-Standard Lighting Control | ENS | Miscellaneous | 13
Alternate Scenario | 2029 | C&I Curtailment | General | Winter Morning | C&I Curtailment-Turnkey-Standard Lighting Control | ENS | Retail Trade | 3
Alternate Scenario | 2029 | C&I Curtailment | General | Winter Morning | C&I Curtailment-Turnkey-Standard Lighting Control | ENS | Services | 2
Alternate Scenario | 2029 | C&I Curtailment | General | Winter Morning | C&I Curtailment-Turnkey-Water Heating Control | ENS | Miscellaneous | 1
Alternate Scenario | 2029 | C&I Curtailment | General | Winter Morning | C&I Curtailment-Turnkey-Other | ENS | Miscellaneous | 15
Alternate Scenario | 2029 | C&I Curtailment | General | Winter Morning | C&I Curtailment-Turnkey-Other | ENS | Retail Trade | 5
Alternate Scenario | 2029 | C&I Curtailment | General | Winter Morning | C&I Curtailment-Turnkey-Other | ENS | Services | 3
Alternate Scenario | 2029 | C&I Curtailment | General | Winter Evening | C&I Curtailment-Turnkey-Manual HVAC Control | ENS | Miscellaneous | 37
Alternate Scenario | 2029 | C&I Curtailment | General | Winter Evening | C&I Curtailment-Turnkey-Manual HVAC Control | ENS | Offices | 3
Alternate Scenario | 2029 | C&I Curtailment | General | Winter Evening | C&I Curtailment-Turnkey-Manual HVAC Control | ENS | Retail Trade | 9
Alternate Scenario | 2029 | C&I Curtailment | General | Winter Evening | C&I Curtailment-Turnkey-Manual HVAC Control | ENS | Services | 6
Alternate Scenario | 2029 | C&I Curtailment | General | Winter Evening | C&I Curtailment-Turnkey-Auto-DR HVAC Control | ENS | Miscellaneous | 2
Alternate Scenario | 2029 | C&I Curtailment | General | Winter Evening | C&I Curtailment-Turnkey-Auto-DR HVAC Control | ENS | Retail Trade | 1
Alternate Scenario | 2029 | C&I Curtailment | General | Winter Evening | C&I Curtailment-Turnkey-Standard Lighting Control | ENS | Miscellaneous | 16
Alternate Scenario | 2029 | C&I Curtailment | General | Winter Evening | C&I Curtailment-Turnkey-Standard Lighting Control | ENS | Retail Trade | 3
Alternate Scenario | 2029 | C&I Curtailment | General | Winter Evening | C&I Curtailment-Turnkey-Standard Lighting Control | ENS | Services | 2
Alternate Scenario | 2029 | C&I Curtailment | General | Winter Evening | C&I Curtailment-Turnkey-Water Heating Control | ENS | Miscellaneous | 1
Alternate Scenario | 2029 | C&I Curtailment | General | Winter Evening | C&I Curtailment-Turnkey-Water Heating Control | ENS | Retail Trade | 1
Alternate Scenario | 2029 | C&I Curtailment | General | Winter Evening | C&I Curtailment-Turnkey-Other | ENS | Miscellaneous | 18
Alternate Scenario | 2029 | C&I Curtailment | General | Winter Evening | C&I Curtailment-Turnkey-Other | ENS | Retail Trade | 6
Alternate Scenario | 2029 | C&I Curtailment | General | Winter Evening | C&I Curtailment-Turnkey-Other | ENS | Services | 4
Alternate Scenario | 2029 | C&I Curtailment | Large General | Winter Morning | C&I Curtailment-Turnkey-Manual HVAC Control | ENS | Miscellaneous | 2
Alternate Scenario | 2029 | C&I Curtailment | Large General | Winter Morning | C&I Curtailment-Turnkey-Standard Lighting Control | ENS | Miscellaneous | 1
Alternate Scenario | 2029 | C&I Curtailment | Large General | Winter Morning | C&I Curtailment-Turnkey-Other | ENS | Miscellaneous | 1
Alternate Scenario | 2029 | C&I Curtailment | Large General | Winter Evening | C&I Curtailment-Turnkey-Manual HVAC Control | ENS | Miscellaneous | 2
Alternate Scenario | 2029 | C&I Curtailment | Large General | Winter Evening | C&I Curtailment-Turnkey-Standard Lighting Control | ENS | Miscellaneous | 1
Alternate Scenario | 2029 | C&I Curtailment | Large General | Winter Evening | C&I Curtailment-Turnkey-Other | ENS | Miscellaneous | 1
Alternate Scenario | 2029 | C&I Curtailment | Small Industrial | Winter Morning | C&I Curtailment-Turnkey-Manual HVAC Control | ENS | Miscellaneous | 3
Alternate Scenario | 2029 | C&I Curtailment | Small Industrial | Winter Morning | C&I Curtailment-Turnkey-Standard Lighting Control | ENS | Miscellaneous | 1
Alternate Scenario | 2029 | C&I Curtailment | Small Industrial | Winter Morning | C&I Curtailment-Turnkey-Other | ENS | Miscellaneous | 1
Alternate Scenario | 2029 | C&I Curtailment | Small Industrial | Winter Evening | C&I Curtailment-Turnkey-Manual HVAC Control | ENS | Miscellaneous | 4
Alternate Scenario | 2029 | C&I Curtailment | Small Industrial | Winter Evening | C&I Curtailment-Turnkey-Standard Lighting Control | ENS | Miscellaneous | 1
Alternate Scenario | 2029 | C&I Curtailment | Small Industrial | Winter Evening | C&I Curtailment-Turnkey-Other | ENS | Miscellaneous | 2
Alternate Scenario | 2029 | C&I Curtailment | Medium Industrial | Winter Morning | C&I Curtailment-Turnkey-Manual HVAC Control | ENS | Miscellaneous | 12
Alternate Scenario | 2029 | C&I Curtailment | Medium Industrial | Winter Morning | C&I Curtailment-Turnkey-Manual HVAC Control | ENS | Retail Trade | 3
Alternate Scenario | 2029 | C&I Curtailment | Medium Industrial | Winter Morning | C&I Curtailment-Turnkey-Auto-DR HVAC Control | ENS | Miscellaneous | 1
Alternate Scenario | 2029 | C&I Curtailment | Medium Industrial | Winter Morning | C&I Curtailment-Turnkey-Standard Lighting Control | ENS | Miscellaneous | 4
Alternate Scenario | 2029 | C&I Curtailment | Medium Industrial | Winter Morning | C&I Curtailment-Turnkey-Standard Lighting Control | ENS | Retail Trade | 1
Alternate Scenario | 2029 | C&I Curtailment | Medium Industrial | Winter Morning | C&I Curtailment-Turnkey-Other | ENS | Miscellaneous | 5
Alternate Scenario | 2029 | C&I Curtailment | Medium Industrial | Winter Morning | C&I Curtailment-Turnkey-Other | ENS | Retail Trade | 2
Alternate Scenario | 2029 | C&I Curtailment | Medium Industrial | Winter Morning | C&I Curtailment-Turnkey-Industrial | ENS | Manufacturing | 4
Alternate Scenario | 2029 | C&I Curtailment | Medium Industrial | Winter Evening | C&I Curtailment-Turnkey-Manual HVAC Control | ENS | Miscellaneous | 11
Alternate Scenario | 2029 | C&I Curtailment | Medium Industrial | Winter Evening | C&I Curtailment-Turnkey-Manual HVAC Control | ENS | Retail Trade | 3
Alternate Scenario | 2029 | C&I Curtailment | Medium Industrial | Winter Evening | C&I Curtailment-Turnkey-Auto-DR HVAC Control | ENS | Miscellaneous | 1
Alternate Scenario | 2029 | C&I Curtailment | Medium Industrial | Winter Evening | C&I Curtailment-Turnkey-Standard Lighting Control | ENS | Miscellaneous | 4
Alternate Scenario | 2029 | C&I Curtailment | Medium Industrial | Winter Evening | C&I Curtailment-Turnkey-Standard Lighting Control | ENS | Retail Trade | 1
Alternate Scenario | 2029 | C&I Curtailment | Medium Industrial | Winter Evening | C&I Curtailment-Turnkey-Other | ENS | Miscellaneous | 4
Alternate Scenario | 2029 | C&I Curtailment | Medium Industrial | Winter Evening | C&I Curtailment-Turnkey-Other | ENS | Retail Trade | 2
Alternate Scenario | 2029 | C&I Curtailment | Medium Industrial | Winter Evening | C&I Curtailment-Turnkey-Industrial | ENS | Manufacturing | 4
Alternate Scenario | 2029 | C&I Curtailment | Large Industrial | Winter Morning | C&I Curtailment-Turnkey-Manual HVAC Control | ENS | Miscellaneous | 1
Alternate Scenario | 2029 | C&I Curtailment | Large Industrial | Winter Evening | C&I Curtailment-Turnkey-Manual HVAC Control | ENS | Miscellaneous | 1
Alternate Scenario | 2029 | C&I Loadshift to BUGs | Large General | Winter Morning | C&I Loadshift to BUGs | ENS | Miscellaneous | 2
Alternate Scenario | 2029 | C&I Loadshift to BUGs | Large General | Winter Evening | C&I Loadshift to BUGs | ENS | Miscellaneous | 2
Alternate Scenario | 2029 | C&I Loadshift to BUGs | Small Industrial | Winter Morning | C&I Loadshift to BUGs | ENS | Miscellaneous | 3
Alternate Scenario | 2029 | C&I Loadshift to BUGs | Small Industrial | Winter Evening | C&I Loadshift to BUGs | ENS | Miscellaneous | 3
Alternate Scenario | 2029 | C&I Loadshift to BUGs | Medium Industrial | Winter Morning | C&I Loadshift to BUGs | ENS | Manufacturing | 2
Alternate Scenario | 2029 | C&I Loadshift to BUGs | Medium Industrial | Winter Morning | C&I Loadshift to BUGs | ENS | Miscellaneous | 4
Alternate Scenario | 2029 | C&I Loadshift to BUGs | Medium Industrial | Winter Evening | C&I Loadshift to BUGs | ENS | Manufacturing | 2
Alternate Scenario | 2029 | C&I Loadshift to BUGs | Medium Industrial | Winter Evening | C&I Loadshift to BUGs | ENS | Miscellaneous | 4
Alternate Scenario | 2029 | Dynamic Pricing | Small General | Winter Morning | Dynamic Pricing with enabling tech. | ENS | Manufacturing | 15
Alternate Scenario | 2029 | Dynamic Pricing | Small General | Winter Evening | Dynamic Pricing with enabling tech. | ENS | Manufacturing | 15
Alternate Scenario | 2029 | Dynamic Pricing | Residential Charitable | Winter Morning | Dynamic Pricing with enabling tech. | ENS | Residential LI | 3428
Alternate Scenario | 2029 | Dynamic Pricing | Residential Charitable | Winter Morning | Dynamic Pricing with enabling tech. | ENS | Residential Market Rate | 19581
Alternate Scenario | 2029 | Dynamic Pricing | Residential Charitable | Winter Morning | Dynamic Pricing w/o enabling tech. | ENS | Residential LI | 7452
Alternate Scenario | 2029 | Dynamic Pricing | Residential Charitable | Winter Morning | Dynamic Pricing w/o enabling tech. | ENS | Residential Market Rate | 42563
Alternate Scenario | 2029 | Dynamic Pricing | Residential Charitable | Winter Evening | Dynamic Pricing with enabling tech. | ENS | Residential LI | 3428
Alternate Scenario | 2029 | Dynamic Pricing | Residential Charitable | Winter Evening | Dynamic Pricing with enabling tech. | ENS | Residential Market Rate | 19581
Alternate Scenario | 2029 | Dynamic Pricing | Residential Charitable | Winter Evening | Dynamic Pricing w/o enabling tech. | ENS | Residential LI | 7452
Alternate Scenario | 2029 | Dynamic Pricing | Residential Charitable | Winter Evening | Dynamic Pricing w/o enabling tech. | ENS | Residential Market Rate | 42563
Alternate Scenario | 2029 | Behavioral DR | Residential Charitable | Winter Morning | Behavioral DR | ENS | Residential LI | 10088
Alternate Scenario | 2029 | Behavioral DR | Residential Charitable | Winter Morning | Behavioral DR | ENS | Residential Market Rate | 57618
Alternate Scenario | 2029 | Behavioral DR | Residential Charitable | Winter Evening | Behavioral DR | ENS | Residential LI | 10088
Alternate Scenario | 2029 | Behavioral DR | Residential Charitable | Winter Evening | Behavioral DR | ENS | Residential Market Rate | 57618
Alternate Scenario | 2029 | Time-of-Use Rates (TOU) | Residential Charitable | Winter Morning | Time-of-Use Rates (TOU) | ENS | Residential LI | 9624
Alternate Scenario | 2029 | Time-of-Use Rates (TOU) | Residential Charitable | Winter Morning | Time-of-Use Rates (TOU) | ENS | Residential Market Rate | 54969
Alternate Scenario | 2029 | Time-of-Use Rates (TOU) | Residential Charitable | Winter Evening | Time-of-Use Rates (TOU) | ENS | Residential LI | 9624
Alternate Scenario | 2029 | Time-of-Use Rates (TOU) | Residential Charitable | Winter Evening | Time-of-Use Rates (TOU) | ENS | Residential Market Rate | 54969
Alternate Scenario | 2030 | C&I Curtailment | General | Winter Morning | C&I Curtailment-Turnkey-Manual HVAC Control | ENS | Miscellaneous | 32
Alternate Scenario | 2030 | C&I Curtailment | General | Winter Morning | C&I Curtailment-Turnkey-Manual HVAC Control | ENS | Offices | 2
Alternate Scenario | 2030 | C&I Curtailment | General | Winter Morning | C&I Curtailment-Turnkey-Manual HVAC Control | ENS | Retail Trade | 7
Alternate Scenario | 2030 | C&I Curtailment | General | Winter Morning | C&I Curtailment-Turnkey-Manual HVAC Control | ENS | Services | 5
Alternate Scenario | 2030 | C&I Curtailment | General | Winter Morning | C&I Curtailment-Turnkey-Auto-DR HVAC Control | ENS | Miscellaneous | 3
Alternate Scenario | 2030 | C&I Curtailment | General | Winter Morning | C&I Curtailment-Turnkey-Auto-DR HVAC Control | ENS | Retail Trade | 1
Alternate Scenario | 2030 | C&I Curtailment | General | Winter Morning | C&I Curtailment-Turnkey-Standard Lighting Control | ENS | Miscellaneous | 13
Alternate Scenario | 2030 | C&I Curtailment | General | Winter Morning | C&I Curtailment-Turnkey-Standard Lighting Control | ENS | Retail Trade | 3
Alternate Scenario | 2030 | C&I Curtailment | General | Winter Morning | C&I Curtailment-Turnkey-Standard Lighting Control | ENS | Services | 2
Alternate Scenario | 2030 | C&I Curtailment | General | Winter Morning | C&I Curtailment-Turnkey-Water Heating Control | ENS | Miscellaneous | 1
Alternate Scenario | 2030 | C&I Curtailment | General | Winter Morning | C&I Curtailment-Turnkey-Other | ENS | Miscellaneous | 16
Alternate Scenario | 2030 | C&I Curtailment | General | Winter Morning | C&I Curtailment-Turnkey-Other | ENS | Retail Trade | 5
Alternate Scenario | 2030 | C&I Curtailment | General | Winter Morning | C&I Curtailment-Turnkey-Other | ENS | Services | 3
Alternate Scenario | 2030 | C&I Curtailment | General | Winter Evening | C&I Curtailment-Turnkey-Manual HVAC Control | ENS | Miscellaneous | 38
Alternate Scenario | 2030 | C&I Curtailment | General | Winter Evening | C&I Curtailment-Turnkey-Manual HVAC Control | ENS | Offices | 3
Alternate Scenario | 2030 | C&I Curtailment | General | Winter Evening | C&I Curtailment-Turnkey-Manual HVAC Control | ENS | Retail Trade | 9
Alternate Scenario | 2030 | C&I Curtailment | General | Winter Evening | C&I Curtailment-Turnkey-Manual HVAC Control | ENS | Services | 6
Alternate Scenario | 2030 | C&I Curtailment | General | Winter Evening | C&I Curtailment-Turnkey-Auto-DR HVAC Control | ENS | Miscellaneous | 3
Alternate Scenario | 2030 | C&I Curtailment | General | Winter Evening | C&I Curtailment-Turnkey-Auto-DR HVAC Control | ENS | Retail Trade | 1
Alternate Scenario | 2030 | C&I Curtailment | General | Winter Evening | C&I Curtailment-Turnkey-Standard Lighting Control | ENS | Miscellaneous | 16
Alternate Scenario | 2030 | C&I Curtailment | General | Winter Evening | C&I Curtailment-Turnkey-Standard Lighting Control | ENS | Retail Trade | 3
Alternate Scenario | 2030 | C&I Curtailment | General | Winter Evening | C&I Curtailment-Turnkey-Standard Lighting Control | ENS | Services | 2
Alternate Scenario | 2030 | C&I Curtailment | General | Winter Evening | C&I Curtailment-Turnkey-Water Heating Control | ENS | Miscellaneous | 1
Alternate Scenario | 2030 | C&I Curtailment | General | Winter Evening | C&I Curtailment-Turnkey-Water Heating Control | ENS | Retail Trade | 1
Alternate Scenario | 2030 | C&I Curtailment | General | Winter Evening | C&I Curtailment-Turnkey-Other | ENS | Miscellaneous | 18
Alternate Scenario | 2030 | C&I Curtailment | General | Winter Evening | C&I Curtailment-Turnkey-Other | ENS | Retail Trade | 6
Alternate Scenario | 2030 | C&I Curtailment | General | Winter Evening | C&I Curtailment-Turnkey-Other | ENS | Services | 4
Alternate Scenario | 2030 | C&I Curtailment | Large General | Winter Morning | C&I Curtailment-Turnkey-Manual HVAC Control | ENS | Miscellaneous | 2
Alternate Scenario | 2030 | C&I Curtailment | Large General | Winter Morning | C&I Curtailment-Turnkey-Standard Lighting Control | ENS | Miscellaneous | 1
Alternate Scenario | 2030 | C&I Curtailment | Large General | Winter Morning | C&I Curtailment-Turnkey-Other | ENS | Miscellaneous | 1
Alternate Scenario | 2030 | C&I Curtailment | Large General | Winter Evening | C&I Curtailment-Turnkey-Manual HVAC Control | ENS | Miscellaneous | 2
Alternate Scenario | 2030 | C&I Curtailment | Large General | Winter Evening | C&I Curtailment-Turnkey-Standard Lighting Control | ENS | Miscellaneous | 1
Alternate Scenario | 2030 | C&I Curtailment | Large General | Winter Evening | C&I Curtailment-Turnkey-Other | ENS | Miscellaneous | 1
Alternate Scenario | 2030 | C&I Curtailment | Small Industrial | Winter Morning | C&I Curtailment-Turnkey-Manual HVAC Control | ENS | Miscellaneous | 3
Alternate Scenario | 2030 | C&I Curtailment | Small Industrial | Winter Morning | C&I Curtailment-Turnkey-Standard Lighting Control | ENS | Miscellaneous | 1
Alternate Scenario | 2030 | C&I Curtailment | Small Industrial | Winter Morning | C&I Curtailment-Turnkey-Other | ENS | Miscellaneous | 1
Alternate Scenario | 2030 | C&I Curtailment | Small Industrial | Winter Evening | C&I Curtailment-Turnkey-Manual HVAC Control | ENS | Miscellaneous | 4
Alternate Scenario | 2030 | C&I Curtailment | Small Industrial | Winter Evening | C&I Curtailment-Turnkey-Standard Lighting Control | ENS | Miscellaneous | 1
Alternate Scenario | 2030 | C&I Curtailment | Small Industrial | Winter Evening | C&I Curtailment-Turnkey-Other | ENS | Miscellaneous | 2
Alternate Scenario | 2030 | C&I Curtailment | Medium Industrial | Winter Morning | C&I Curtailment-Turnkey-Manual HVAC Control | ENS | Miscellaneous | 12
Alternate Scenario | 2030 | C&I Curtailment | Medium Industrial | Winter Morning | C&I Curtailment-Turnkey-Manual HVAC Control | ENS | Retail Trade | 3
Alternate Scenario | 2030 | C&I Curtailment | Medium Industrial | Winter Morning | C&I Curtailment-Turnkey-Auto-DR HVAC Control | ENS | Miscellaneous | 1
Alternate Scenario | 2030 | C&I Curtailment | Medium Industrial | Winter Morning | C&I Curtailment-Turnkey-Standard Lighting Control | ENS | Miscellaneous | 4
Alternate Scenario | 2030 | C&I Curtailment | Medium Industrial | Winter Morning | C&I Curtailment-Turnkey-Standard Lighting Control | ENS | Retail Trade | 1
Alternate Scenario | 2030 | C&I Curtailment | Medium Industrial | Winter Morning | C&I Curtailment-Turnkey-Other | ENS | Miscellaneous | 5
Alternate Scenario | 2030 | C&I Curtailment | Medium Industrial | Winter Morning | C&I Curtailment-Turnkey-Other | ENS | Retail Trade | 2
Alternate Scenario | 2030 | C&I Curtailment | Medium Industrial | Winter Morning | C&I Curtailment-Turnkey-Industrial | ENS | Manufacturing | 4
Alternate Scenario | 2030 | C&I Curtailment | Medium Industrial | Winter Evening | C&I Curtailment-Turnkey-Manual HVAC Control | ENS | Miscellaneous | 11
Alternate Scenario | 2030 | C&I Curtailment | Medium Industrial | Winter Evening | C&I Curtailment-Turnkey-Manual HVAC Control | ENS | Retail Trade | 2
Alternate Scenario | 2030 | C&I Curtailment | Medium Industrial | Winter Evening | C&I Curtailment-Turnkey-Auto-DR HVAC Control | ENS | Miscellaneous | 1
Alternate Scenario | 2030 | C&I Curtailment | Medium Industrial | Winter Evening | C&I Curtailment-Turnkey-Standard Lighting Control | ENS | Miscellaneous | 3
Alternate Scenario | 2030 | C&I Curtailment | Medium Industrial | Winter Evening | C&I Curtailment-Turnkey-Standard Lighting Control | ENS | Retail Trade | 1
Alternate Scenario | 2030 | C&I Curtailment | Medium Industrial | Winter Evening | C&I Curtailment-Turnkey-Other | ENS | Miscellaneous | 4
Alternate Scenario | 2030 | C&I Curtailment | Medium Industrial | Winter Evening | C&I Curtailment-Turnkey-Other | ENS | Retail Trade | 2
Alternate Scenario | 2030 | C&I Curtailment | Medium Industrial | Winter Evening | C&I Curtailment-Turnkey-Industrial | ENS | Manufacturing | 4
Alternate Scenario | 2030 | C&I Curtailment | Large Industrial | Winter Morning | C&I Curtailment-Turnkey-Manual HVAC Control | ENS | Miscellaneous | 1
Alternate Scenario | 2030 | C&I Curtailment | Large Industrial | Winter Evening | C&I Curtailment-Turnkey-Manual HVAC Control | ENS | Miscellaneous | 1
Alternate Scenario | 2030 | C&I Loadshift to BUGs | Large General | Winter Morning | C&I Loadshift to BUGs | ENS | Miscellaneous | 2
Alternate Scenario | 2030 | C&I Loadshift to BUGs | Large General | Winter Evening | C&I Loadshift to BUGs | ENS | Miscellaneous | 2
Alternate Scenario | 2030 | C&I Loadshift to BUGs | Small Industrial | Winter Morning | C&I Loadshift to BUGs | ENS | Miscellaneous | 3
Alternate Scenario | 2030 | C&I Loadshift to BUGs | Small Industrial | Winter Evening | C&I Loadshift to BUGs | ENS | Miscellaneous | 3
Alternate Scenario | 2030 | C&I Loadshift to BUGs | Medium Industrial | Winter Morning | C&I Loadshift to BUGs | ENS | Manufacturing | 2
Alternate Scenario | 2030 | C&I Loadshift to BUGs | Medium Industrial | Winter Morning | C&I Loadshift to BUGs | ENS | Miscellaneous | 4
Alternate Scenario | 2030 | C&I Loadshift to BUGs | Medium Industrial | Winter Evening | C&I Loadshift to BUGs | ENS | Manufacturing | 2
Alternate Scenario | 2030 | C&I Loadshift to BUGs | Medium Industrial | Winter Evening | C&I Loadshift to BUGs | ENS | Miscellaneous | 4
Alternate Scenario | 2030 | Dynamic Pricing | Small General | Winter Morning | Dynamic Pricing with enabling tech. | ENS | Manufacturing | 16
Alternate Scenario | 2030 | Dynamic Pricing | Small General | Winter Evening | Dynamic Pricing with enabling tech. | ENS | Manufacturing | 16
Alternate Scenario | 2030 | Dynamic Pricing | Residential Charitable | Winter Morning | Dynamic Pricing with enabling tech. | ENS | Residential LI | 6564
Alternate Scenario | 2030 | Dynamic Pricing | Residential Charitable | Winter Morning | Dynamic Pricing with enabling tech. | ENS | Residential Market Rate | 37491
Alternate Scenario | 2030 | Dynamic Pricing | Residential Charitable | Winter Morning | Dynamic Pricing w/o enabling tech. | ENS | Residential LI | 4402
Alternate Scenario | 2030 | Dynamic Pricing | Residential Charitable | Winter Morning | Dynamic Pricing w/o enabling tech. | ENS | Residential Market Rate | 25142
Alternate Scenario | 2030 | Dynamic Pricing | Residential Charitable | Winter Evening | Dynamic Pricing with enabling tech. | ENS | Residential LI | 6564
Alternate Scenario | 2030 | Dynamic Pricing | Residential Charitable | Winter Evening | Dynamic Pricing with enabling tech. | ENS | Residential Market Rate | 37491
Alternate Scenario | 2030 | Dynamic Pricing | Residential Charitable | Winter Evening | Dynamic Pricing w/o enabling tech. | ENS | Residential LI | 4402
Alternate Scenario | 2030 | Dynamic Pricing | Residential Charitable | Winter Evening | Dynamic Pricing w/o enabling tech. | ENS | Residential Market Rate | 25142
Alternate Scenario | 2030 | Behavioral DR | Residential Charitable | Winter Morning | Behavioral DR | ENS | Residential LI | 11978
Alternate Scenario | 2030 | Behavioral DR | Residential Charitable | Winter Morning | Behavioral DR | ENS | Residential Market Rate | 68411
Alternate Scenario | 2030 | Behavioral DR | Residential Charitable | Winter Evening | Behavioral DR | ENS | Residential LI | 11978
Alternate Scenario | 2030 | Behavioral DR | Residential Charitable | Winter Evening | Behavioral DR | ENS | Residential Market Rate | 68411
Alternate Scenario | 2030 | Time-of-Use Rates (TOU) | Residential Charitable | Winter Morning | Time-of-Use Rates (TOU) | ENS | Residential LI | 9549
Alternate Scenario | 2030 | Time-of-Use Rates (TOU) | Residential Charitable | Winter Morning | Time-of-Use Rates (TOU) | ENS | Residential Market Rate | 54539
Alternate Scenario | 2030 | Time-of-Use Rates (TOU) | Residential Charitable | Winter Evening | Time-of-Use Rates (TOU) | ENS | Residential LI | 9549
Alternate Scenario | 2030 | Time-of-Use Rates (TOU) | Residential Charitable | Winter Evening | Time-of-Use Rates (TOU) | ENS | Residential Market Rate | 54539
Alternate Scenario | 2031 | C&I Curtailment | General | Winter Morning | C&I Curtailment-Turnkey-Manual HVAC Control | ENS | Miscellaneous | 32
Alternate Scenario | 2031 | C&I Curtailment | General | Winter Morning | C&I Curtailment-Turnkey-Manual HVAC Control | ENS | Offices | 2
Alternate Scenario | 2031 | C&I Curtailment | General | Winter Morning | C&I Curtailment-Turnkey-Manual HVAC Control | ENS | Retail Trade | 7
Alternate Scenario | 2031 | C&I Curtailment | General | Winter Morning | C&I Curtailment-Turnkey-Manual HVAC Control | ENS | Services | 5
Alternate Scenario | 2031 | C&I Curtailment | General | Winter Morning | C&I Curtailment-Turnkey-Auto-DR HVAC Control | ENS | Miscellaneous | 3
Alternate Scenario | 2031 | C&I Curtailment | General | Winter Morning | C&I Curtailment-Turnkey-Auto-DR HVAC Control | ENS | Retail Trade | 1
Alternate Scenario | 2031 | C&I Curtailment | General | Winter Morning | C&I Curtailment-Turnkey-Standard Lighting Control | ENS | Miscellaneous | 13
Alternate Scenario | 2031 | C&I Curtailment | General | Winter Morning | C&I Curtailment-Turnkey-Standard Lighting Control | ENS | Retail Trade | 3
Alternate Scenario | 2031 | C&I Curtailment | General | Winter Morning | C&I Curtailment-Turnkey-Standard Lighting Control | ENS | Services | 2
Alternate Scenario | 2031 | C&I Curtailment | General | Winter Morning | C&I Curtailment-Turnkey-Water Heating Control | ENS | Miscellaneous | 1
Alternate Scenario | 2031 | C&I Curtailment | General | Winter Morning | C&I Curtailment-Turnkey-Other | ENS | Miscellaneous | 16
Alternate Scenario | 2031 | C&I Curtailment | General | Winter Morning | C&I Curtailment-Turnkey-Other | ENS | Retail Trade | 5
Alternate Scenario | 2031 | C&I Curtailment | General | Winter Morning | C&I Curtailment-Turnkey-Other | ENS | Services | 3
Alternate Scenario | 2031 | C&I Curtailment | General | Winter Evening | C&I Curtailment-Turnkey-Manual HVAC Control | ENS | Miscellaneous | 38
Alternate Scenario | 2031 | C&I Curtailment | General | Winter Evening | C&I Curtailment-Turnkey-Manual HVAC Control | ENS | Offices | 3
Alternate Scenario | 2031 | C&I Curtailment | General | Winter Evening | C&I Curtailment-Turnkey-Manual HVAC Control | ENS | Retail Trade | 9
Alternate Scenario | 2031 | C&I Curtailment | General | Winter Evening | C&I Curtailment-Turnkey-Manual HVAC Control | ENS | Services | 6
Alternate Scenario | 2031 | C&I Curtailment | General | Winter Evening | C&I Curtailment-Turnkey-Auto-DR HVAC Control | ENS | Miscellaneous | 4
Alternate Scenario | 2031 | C&I Curtailment | General | Winter Evening | C&I Curtailment-Turnkey-Auto-DR HVAC Control | ENS | Retail Trade | 1
Alternate Scenario | 2031 | C&I Curtailment | General | Winter Evening | C&I Curtailment-Turnkey-Auto-DR HVAC Control | ENS | Services | 1
Alternate Scenario | 2031 | C&I Curtailment | General | Winter Evening | C&I Curtailment-Turnkey-Standard Lighting Control | ENS | Miscellaneous | 16
Alternate Scenario | 2031 | C&I Curtailment | General | Winter Evening | C&I Curtailment-Turnkey-Standard Lighting Control | ENS | Retail Trade | 3
Alternate Scenario | 2031 | C&I Curtailment | General | Winter Evening | C&I Curtailment-Turnkey-Standard Lighting Control | ENS | Services | 2
Alternate Scenario | 2031 | C&I Curtailment | General | Winter Evening | C&I Curtailment-Turnkey-Water Heating Control | ENS | Miscellaneous | 1
Alternate Scenario | 2031 | C&I Curtailment | General | Winter Evening | C&I Curtailment-Turnkey-Water Heating Control | ENS | Retail Trade | 1
Alternate Scenario | 2031 | C&I Curtailment | General | Winter Evening | C&I Curtailment-Turnkey-Other | ENS | Miscellaneous | 18
Alternate Scenario | 2031 | C&I Curtailment | General | Winter Evening | C&I Curtailment-Turnkey-Other | ENS | Retail Trade | 6
Alternate Scenario | 2031 | C&I Curtailment | General | Winter Evening | C&I Curtailment-Turnkey-Other | ENS | Services | 4
Alternate Scenario | 2031 | C&I Curtailment | Large General | Winter Morning | C&I Curtailment-Turnkey-Manual HVAC Control | ENS | Miscellaneous | 2
Alternate Scenario | 2031 | C&I Curtailment | Large General | Winter Morning | C&I Curtailment-Turnkey-Standard Lighting Control | ENS | Miscellaneous | 1
Alternate Scenario | 2031 | C&I Curtailment | Large General | Winter Morning | C&I Curtailment-Turnkey-Other | ENS | Miscellaneous | 1
Alternate Scenario | 2031 | C&I Curtailment | Large General | Winter Evening | C&I Curtailment-Turnkey-Manual HVAC Control | ENS | Miscellaneous | 2
Alternate Scenario | 2031 | C&I Curtailment | Large General | Winter Evening | C&I Curtailment-Turnkey-Standard Lighting Control | ENS | Miscellaneous | 1
Alternate Scenario | 2031 | C&I Curtailment | Large General | Winter Evening | C&I Curtailment-Turnkey-Other | ENS | Miscellaneous | 1
Alternate Scenario | 2031 | C&I Curtailment | Small Industrial | Winter Morning | C&I Curtailment-Turnkey-Manual HVAC Control | ENS | Miscellaneous | 3
Alternate Scenario | 2031 | C&I Curtailment | Small Industrial | Winter Morning | C&I Curtailment-Turnkey-Standard Lighting Control | ENS | Miscellaneous | 1
Alternate Scenario | 2031 | C&I Curtailment | Small Industrial | Winter Morning | C&I Curtailment-Turnkey-Other | ENS | Miscellaneous | 1
Alternate Scenario | 2031 | C&I Curtailment | Small Industrial | Winter Evening | C&I Curtailment-Turnkey-Manual HVAC Control | ENS | Miscellaneous | 4
Alternate Scenario | 2031 | C&I Curtailment | Small Industrial | Winter Evening | C&I Curtailment-Turnkey-Standard Lighting Control | ENS | Miscellaneous | 1
Alternate Scenario | 2031 | C&I Curtailment | Small Industrial | Winter Evening | C&I Curtailment-Turnkey-Other | ENS | Miscellaneous | 1
Alternate Scenario | 2031 | C&I Curtailment | Medium Industrial | Winter Morning | C&I Curtailment-Turnkey-Manual HVAC Control | ENS | Miscellaneous | 12
Alternate Scenario | 2031 | C&I Curtailment | Medium Industrial | Winter Morning | C&I Curtailment-Turnkey-Manual HVAC Control | ENS | Retail Trade | 3
Alternate Scenario | 2031 | C&I Curtailment | Medium Industrial | Winter Morning | C&I Curtailment-Turnkey-Auto-DR HVAC Control | ENS | Miscellaneous | 1
Alternate Scenario | 2031 | C&I Curtailment | Medium Industrial | Winter Morning | C&I Curtailment-Turnkey-Standard Lighting Control | ENS | Miscellaneous | 4
Alternate Scenario | 2031 | C&I Curtailment | Medium Industrial | Winter Morning | C&I Curtailment-Turnkey-Standard Lighting Control | ENS | Retail Trade | 1
Alternate Scenario | 2031 | C&I Curtailment | Medium Industrial | Winter Morning | C&I Curtailment-Turnkey-Other | ENS | Miscellaneous | 5
Alternate Scenario | 2031 | C&I Curtailment | Medium Industrial | Winter Morning | C&I Curtailment-Turnkey-Other | ENS | Retail Trade | 2
Alternate Scenario | 2031 | C&I Curtailment | Medium Industrial | Winter Morning | C&I Curtailment-Turnkey-Industrial | ENS | Manufacturing | 4
Alternate Scenario | 2031 | C&I Curtailment | Medium Industrial | Winter Evening | C&I Curtailment-Turnkey-Manual HVAC Control | ENS | Miscellaneous | 12
Alternate Scenario | 2031 | C&I Curtailment | Medium Industrial | Winter Evening | C&I Curtailment-Turnkey-Manual HVAC Control | ENS | Retail Trade | 3
Alternate Scenario | 2031 | C&I Curtailment | Medium Industrial | Winter Evening | C&I Curtailment-Turnkey-Auto-DR HVAC Control | ENS | Miscellaneous | 1
Alternate Scenario | 2031 | C&I Curtailment | Medium Industrial | Winter Evening | C&I Curtailment-Turnkey-Standard Lighting Control | ENS | Miscellaneous | 4
Alternate Scenario | 2031 | C&I Curtailment | Medium Industrial | Winter Evening | C&I Curtailment-Turnkey-Standard Lighting Control | ENS | Retail Trade | 1
Alternate Scenario | 2031 | C&I Curtailment | Medium Industrial | Winter Evening | C&I Curtailment-Turnkey-Other | ENS | Miscellaneous | 5
Alternate Scenario | 2031 | C&I Curtailment | Medium Industrial | Winter Evening | C&I Curtailment-Turnkey-Other | ENS | Retail Trade | 2
Alternate Scenario | 2031 | C&I Curtailment | Medium Industrial | Winter Evening | C&I Curtailment-Turnkey-Industrial | ENS | Manufacturing | 4
Alternate Scenario | 2031 | C&I Curtailment | Large Industrial | Winter Morning | C&I Curtailment-Turnkey-Manual HVAC Control | ENS | Miscellaneous | 1
Alternate Scenario | 2031 | C&I Curtailment | Large Industrial | Winter Evening | C&I Curtailment-Turnkey-Manual HVAC Control | ENS | Miscellaneous | 1
Alternate Scenario | 2031 | C&I Loadshift to BUGs | Large General | Winter Morning | C&I Loadshift to BUGs | ENS | Miscellaneous | 2
Alternate Scenario | 2031 | C&I Loadshift to BUGs | Large General | Winter Evening | C&I Loadshift to BUGs | ENS | Miscellaneous | 2
Alternate Scenario | 2031 | C&I Loadshift to BUGs | Small Industrial | Winter Morning | C&I Loadshift to BUGs | ENS | Miscellaneous | 3
Alternate Scenario | 2031 | C&I Loadshift to BUGs | Small Industrial | Winter Evening | C&I Loadshift to BUGs | ENS | Miscellaneous | 3
Alternate Scenario | 2031 | C&I Loadshift to BUGs | Medium Industrial | Winter Morning | C&I Loadshift to BUGs | ENS | Manufacturing | 2
Alternate Scenario | 2031 | C&I Loadshift to BUGs | Medium Industrial | Winter Morning | C&I Loadshift to BUGs | ENS | Miscellaneous | 4
Alternate Scenario | 2031 | C&I Loadshift to BUGs | Medium Industrial | Winter Evening | C&I Loadshift to BUGs | ENS | Manufacturing | 2
Alternate Scenario | 2031 | C&I Loadshift to BUGs | Medium Industrial | Winter Evening | C&I Loadshift to BUGs | ENS | Miscellaneous | 4
Alternate Scenario | 2031 | Dynamic Pricing | Small General | Winter Morning | Dynamic Pricing with enabling tech. | ENS | Manufacturing | 17
Alternate Scenario | 2031 | Dynamic Pricing | Small General | Winter Evening | Dynamic Pricing with enabling tech. | ENS | Manufacturing | 17
Alternate Scenario | 2031 | Dynamic Pricing | Residential Charitable | Winter Morning | Dynamic Pricing with enabling tech. | ENS | Residential LI | 11044
Alternate Scenario | 2031 | Dynamic Pricing | Residential Charitable | Winter Morning | Dynamic Pricing with enabling tech. | ENS | Residential Market Rate | 63079
Alternate Scenario | 2031 | Dynamic Pricing | Residential Charitable | Winter Evening | Dynamic Pricing with enabling tech. | ENS | Residential LI | 11044
Alternate Scenario | 2031 | Dynamic Pricing | Residential Charitable | Winter Evening | Dynamic Pricing with enabling tech. | ENS | Residential Market Rate | 63079
Alternate Scenario | 2031 | Behavioral DR | Residential Charitable | Winter Morning | Behavioral DR | ENS | Residential LI | 12517
Alternate Scenario | 2031 | Behavioral DR | Residential Charitable | Winter Morning | Behavioral DR | ENS | Residential Market Rate | 71490
Alternate Scenario | 2031 | Behavioral DR | Residential Charitable | Winter Evening | Behavioral DR | ENS | Residential LI | 12517
Alternate Scenario | 2031 | Behavioral DR | Residential Charitable | Winter Evening | Behavioral DR | ENS | Residential Market Rate | 71490
Alternate Scenario | 2031 | Time-of-Use Rates (TOU) | Residential Charitable | Winter Morning | Time-of-Use Rates (TOU) | ENS | Residential LI | 8762
Alternate Scenario | 2031 | Time-of-Use Rates (TOU) | Residential Charitable | Winter Morning | Time-of-Use Rates (TOU) | ENS | Residential Market Rate | 50043
Alternate Scenario | 2031 | Time-of-Use Rates (TOU) | Residential Charitable | Winter Evening | Time-of-Use Rates (TOU) | ENS | Residential LI | 8762
Alternate Scenario | 2031 | Time-of-Use Rates (TOU) | Residential Charitable | Winter Evening | Time-of-Use Rates (TOU) | ENS | Residential Market Rate | 50043
Alternate Scenario | 2032 | C&I Curtailment | General | Winter Morning | C&I Curtailment-Turnkey-Manual HVAC Control | ENS | Miscellaneous | 32
Alternate Scenario | 2032 | C&I Curtailment | General | Winter Morning | C&I Curtailment-Turnkey-Manual HVAC Control | ENS | Offices | 2
Alternate Scenario | 2032 | C&I Curtailment | General | Winter Morning | C&I Curtailment-Turnkey-Manual HVAC Control | ENS | Retail Trade | 7
Alternate Scenario | 2032 | C&I Curtailment | General | Winter Morning | C&I Curtailment-Turnkey-Manual HVAC Control | ENS | Services | 5
Alternate Scenario | 2032 | C&I Curtailment | General | Winter Morning | C&I Curtailment-Turnkey-Auto-DR HVAC Control | ENS | Miscellaneous | 4
Alternate Scenario | 2032 | C&I Curtailment | General | Winter Morning | C&I Curtailment-Turnkey-Auto-DR HVAC Control | ENS | Retail Trade | 1
Alternate Scenario | 2032 | C&I Curtailment | General | Winter Morning | C&I Curtailment-Turnkey-Auto-DR HVAC Control | ENS | Services | 1
Alternate Scenario | 2032 | C&I Curtailment | General | Winter Morning | C&I Curtailment-Turnkey-Standard Lighting Control | ENS | Miscellaneous | 13
Alternate Scenario | 2032 | C&I Curtailment | General | Winter Morning | C&I Curtailment-Turnkey-Standard Lighting Control | ENS | Retail Trade | 3
Alternate Scenario | 2032 | C&I Curtailment | General | Winter Morning | C&I Curtailment-Turnkey-Standard Lighting Control | ENS | Services | 2
Alternate Scenario | 2032 | C&I Curtailment | General | Winter Morning | C&I Curtailment-Turnkey-Water Heating Control | ENS | Miscellaneous | 1
Alternate Scenario | 2032 | C&I Curtailment | General | Winter Morning | C&I Curtailment-Turnkey-Other | ENS | Miscellaneous | 16
Alternate Scenario | 2032 | C&I Curtailment | General | Winter Morning | C&I Curtailment-Turnkey-Other | ENS | Retail Trade | 5
Alternate Scenario | 2032 | C&I Curtailment | General | Winter Morning | C&I Curtailment-Turnkey-Other | ENS | Services | 3
Alternate Scenario | 2032 | C&I Curtailment | General | Winter Evening | C&I Curtailment-Turnkey-Manual HVAC Control | ENS | Miscellaneous | 38
Alternate Scenario | 2032 | C&I Curtailment | General | Winter Evening | C&I Curtailment-Turnkey-Manual HVAC Control | ENS | Offices | 3
Alternate Scenario | 2032 | C&I Curtailment | General | Winter Evening | C&I Curtailment-Turnkey-Manual HVAC Control | ENS | Retail Trade | 9
Alternate Scenario | 2032 | C&I Curtailment | General | Winter Evening | C&I Curtailment-Turnkey-Manual HVAC Control | ENS | Services | 6
Alternate Scenario | 2032 | C&I Curtailment | General | Winter Evening | C&I Curtailment-Turnkey-Auto-DR HVAC Control | ENS | Miscellaneous | 5
Alternate Scenario | 2032 | C&I Curtailment | General | Winter Evening | C&I Curtailment-Turnkey-Auto-DR HVAC Control | ENS | Retail Trade | 1
Alternate Scenario | 2032 | C&I Curtailment | General | Winter Evening | C&I Curtailment-Turnkey-Auto-DR HVAC Control | ENS | Services | 1
Alternate Scenario | 2032 | C&I Curtailment | General | Winter Evening | C&I Curtailment-Turnkey-Standard Lighting Control | ENS | Miscellaneous | 16
Alternate Scenario | 2032 | C&I Curtailment | General | Winter Evening | C&I Curtailment-Turnkey-Standard Lighting Control | ENS | Retail Trade | 3
Alternate Scenario | 2032 | C&I Curtailment | General | Winter Evening | C&I Curtailment-Turnkey-Standard Lighting Control | ENS | Services | 2
Alternate Scenario | 2032 | C&I Curtailment | General | Winter Evening | C&I Curtailment-Turnkey-Water Heating Control | ENS | Miscellaneous | 1
Alternate Scenario | 2032 | C&I Curtailment | General | Winter Evening | C&I Curtailment-Turnkey-Water Heating Control | ENS | Retail Trade | 1
Alternate Scenario | 2032 | C&I Curtailment | General | Winter Evening | C&I Curtailment-Turnkey-Other | ENS | Miscellaneous | 18
Alternate Scenario | 2032 | C&I Curtailment | General | Winter Evening | C&I Curtailment-Turnkey-Other | ENS | Offices | 1
Alternate Scenario | 2032 | C&I Curtailment | General | Winter Evening | C&I Curtailment-Turnkey-Other | ENS | Retail Trade | 6
Alternate Scenario | 2032 | C&I Curtailment | General | Winter Evening | C&I Curtailment-Turnkey-Other | ENS | Services | 4
Alternate Scenario | 2032 | C&I Curtailment | Large General | Winter Morning | C&I Curtailment-Turnkey-Manual HVAC Control | ENS | Miscellaneous | 2
Alternate Scenario | 2032 | C&I Curtailment | Large General | Winter Morning | C&I Curtailment-Turnkey-Standard Lighting Control | ENS | Miscellaneous | 1
Alternate Scenario | 2032 | C&I Curtailment | Large General | Winter Morning | C&I Curtailment-Turnkey-Other | ENS | Miscellaneous | 1
Alternate Scenario | 2032 | C&I Curtailment | Large General | Winter Evening | C&I Curtailment-Turnkey-Manual HVAC Control | ENS | Miscellaneous | 2
Alternate Scenario | 2032 | C&I Curtailment | Large General | Winter Evening | C&I Curtailment-Turnkey-Standard Lighting Control | ENS | Miscellaneous | 1
Alternate Scenario | 2032 | C&I Curtailment | Large General | Winter Evening | C&I Curtailment-Turnkey-Other | ENS | Miscellaneous | 1
Alternate Scenario | 2032 | C&I Curtailment | Small Industrial | Winter Morning | C&I Curtailment-Turnkey-Manual HVAC Control | ENS | Miscellaneous | 3
Alternate Scenario | 2032 | C&I Curtailment | Small Industrial | Winter Morning | C&I Curtailment-Turnkey-Standard Lighting Control | ENS | Miscellaneous | 1
Alternate Scenario | 2032 | C&I Curtailment | Small Industrial | Winter Morning | C&I Curtailment-Turnkey-Other | ENS | Miscellaneous | 1
Alternate Scenario | 2032 | C&I Curtailment | Small Industrial | Winter Evening | C&I Curtailment-Turnkey-Manual HVAC Control | ENS | Miscellaneous | 4
Alternate Scenario | 2032 | C&I Curtailment | Small Industrial | Winter Evening | C&I Curtailment-Turnkey-Standard Lighting Control | ENS | Miscellaneous | 1
Alternate Scenario | 2032 | C&I Curtailment | Small Industrial | Winter Evening | C&I Curtailment-Turnkey-Other | ENS | Miscellaneous | 1
Alternate Scenario | 2032 | C&I Curtailment | Medium Industrial | Winter Morning | C&I Curtailment-Turnkey-Manual HVAC Control | ENS | Miscellaneous | 12
Alternate Scenario | 2032 | C&I Curtailment | Medium Industrial | Winter Morning | C&I Curtailment-Turnkey-Manual HVAC Control | ENS | Retail Trade | 3
Alternate Scenario | 2032 | C&I Curtailment | Medium Industrial | Winter Morning | C&I Curtailment-Turnkey-Auto-DR HVAC Control | ENS | Miscellaneous | 1
Alternate Scenario | 2032 | C&I Curtailment | Medium Industrial | Winter Morning | C&I Curtailment-Turnkey-Standard Lighting Control | ENS | Miscellaneous | 4
Alternate Scenario | 2032 | C&I Curtailment | Medium Industrial | Winter Morning | C&I Curtailment-Turnkey-Standard Lighting Control | ENS | Retail Trade | 1
Alternate Scenario | 2032 | C&I Curtailment | Medium Industrial | Winter Morning | C&I Curtailment-Turnkey-Other | ENS | Miscellaneous | 5
Alternate Scenario | 2032 | C&I Curtailment | Medium Industrial | Winter Morning | C&I Curtailment-Turnkey-Other | ENS | Retail Trade | 2
Alternate Scenario | 2032 | C&I Curtailment | Medium Industrial | Winter Morning | C&I Curtailment-Turnkey-Industrial | ENS | Manufacturing | 4
Alternate Scenario | 2032 | C&I Curtailment | Medium Industrial | Winter Evening | C&I Curtailment-Turnkey-Manual HVAC Control | ENS | Miscellaneous | 12
Alternate Scenario | 2032 | C&I Curtailment | Medium Industrial | Winter Evening | C&I Curtailment-Turnkey-Manual HVAC Control | ENS | Retail Trade | 3
Alternate Scenario | 2032 | C&I Curtailment | Medium Industrial | Winter Evening | C&I Curtailment-Turnkey-Auto-DR HVAC Control | ENS | Miscellaneous | 1
Alternate Scenario | 2032 | C&I Curtailment | Medium Industrial | Winter Evening | C&I Curtailment-Turnkey-Standard Lighting Control | ENS | Miscellaneous | 4
Alternate Scenario | 2032 | C&I Curtailment | Medium Industrial | Winter Evening | C&I Curtailment-Turnkey-Standard Lighting Control | ENS | Retail Trade | 1
Alternate Scenario | 2032 | C&I Curtailment | Medium Industrial | Winter Evening | C&I Curtailment-Turnkey-Other | ENS | Miscellaneous | 5
Alternate Scenario | 2032 | C&I Curtailment | Medium Industrial | Winter Evening | C&I Curtailment-Turnkey-Other | ENS | Retail Trade | 2
Alternate Scenario | 2032 | C&I Curtailment | Medium Industrial | Winter Evening | C&I Curtailment-Turnkey-Industrial | ENS | Manufacturing | 4
Alternate Scenario | 2032 | C&I Curtailment | Large Industrial | Winter Morning | C&I Curtailment-Turnkey-Manual HVAC Control | ENS | Miscellaneous | 1
Alternate Scenario | 2032 | C&I Curtailment | Large Industrial | Winter Evening | C&I Curtailment-Turnkey-Manual HVAC Control | ENS | Miscellaneous | 1
Alternate Scenario | 2032 | C&I Loadshift to BUGs | Large General | Winter Morning | C&I Loadshift to BUGs | ENS | Miscellaneous | 2
Alternate Scenario | 2032 | C&I Loadshift to BUGs | Large General | Winter Evening | C&I Loadshift to BUGs | ENS | Miscellaneous | 2
Alternate Scenario | 2032 | C&I Loadshift to BUGs | Small Industrial | Winter Morning | C&I Loadshift to BUGs | ENS | Miscellaneous | 3
Alternate Scenario | 2032 | C&I Loadshift to BUGs | Small Industrial | Winter Evening | C&I Loadshift to BUGs | ENS | Miscellaneous | 3
Alternate Scenario | 2032 | C&I Loadshift to BUGs | Medium Industrial | Winter Morning | C&I Loadshift to BUGs | ENS | Manufacturing | 2
Alternate Scenario | 2032 | C&I Loadshift to BUGs | Medium Industrial | Winter Morning | C&I Loadshift to BUGs | ENS | Miscellaneous | 4
Alternate Scenario | 2032 | C&I Loadshift to BUGs | Medium Industrial | Winter Evening | C&I Loadshift to BUGs | ENS | Manufacturing | 2
Alternate Scenario | 2032 | C&I Loadshift to BUGs | Medium Industrial | Winter Evening | C&I Loadshift to BUGs | ENS | Miscellaneous | 4
Alternate Scenario | 2032 | Dynamic Pricing | Small General | Winter Morning | Dynamic Pricing with enabling tech. | ENS | Manufacturing | 17
Alternate Scenario | 2032 | Dynamic Pricing | Small General | Winter Evening | Dynamic Pricing with enabling tech. | ENS | Manufacturing | 17
Alternate Scenario | 2032 | Dynamic Pricing | Residential Charitable | Winter Morning | Dynamic Pricing with enabling tech. | ENS | Residential LI | 11109
Alternate Scenario | 2032 | Dynamic Pricing | Residential Charitable | Winter Morning | Dynamic Pricing with enabling tech. | ENS | Residential Market Rate | 63449
Alternate Scenario | 2032 | Dynamic Pricing | Residential Charitable | Winter Evening | Dynamic Pricing with enabling tech. | ENS | Residential LI | 11109
Alternate Scenario | 2032 | Dynamic Pricing | Residential Charitable | Winter Evening | Dynamic Pricing with enabling tech. | ENS | Residential Market Rate | 63449
Alternate Scenario | 2032 | Behavioral DR | Residential Charitable | Winter Morning | Behavioral DR | ENS | Residential LI | 12590
Alternate Scenario | 2032 | Behavioral DR | Residential Charitable | Winter Morning | Behavioral DR | ENS | Residential Market Rate | 71909
Alternate Scenario | 2032 | Behavioral DR | Residential Charitable | Winter Evening | Behavioral DR | ENS | Residential LI | 12590
Alternate Scenario | 2032 | Behavioral DR | Residential Charitable | Winter Evening | Behavioral DR | ENS | Residential Market Rate | 71909
Alternate Scenario | 2032 | Time-of-Use Rates (TOU) | Residential Charitable | Winter Morning | Time-of-Use Rates (TOU) | ENS | Residential LI | 8813
Alternate Scenario | 2032 | Time-of-Use Rates (TOU) | Residential Charitable | Winter Morning | Time-of-Use Rates (TOU) | ENS | Residential Market Rate | 50336
Alternate Scenario | 2032 | Time-of-Use Rates (TOU) | Residential Charitable | Winter Evening | Time-of-Use Rates (TOU) | ENS | Residential LI | 8813
Alternate Scenario | 2032 | Time-of-Use Rates (TOU) | Residential Charitable | Winter Evening | Time-of-Use Rates (TOU) | ENS | Residential Market Rate | 50336
Alternate Scenario | 2033 | C&I Curtailment | General | Winter Morning | C&I Curtailment-Turnkey-Manual HVAC Control | ENS | Miscellaneous | 32
Alternate Scenario | 2033 | C&I Curtailment | General | Winter Morning | C&I Curtailment-Turnkey-Manual HVAC Control | ENS | Offices | 2
Alternate Scenario | 2033 | C&I Curtailment | General | Winter Morning | C&I Curtailment-Turnkey-Manual HVAC Control | ENS | Retail Trade | 7
Alternate Scenario | 2033 | C&I Curtailment | General | Winter Morning | C&I Curtailment-Turnkey-Manual HVAC Control | ENS | Services | 5
Alternate Scenario | 2033 | C&I Curtailment | General | Winter Morning | C&I Curtailment-Turnkey-Auto-DR HVAC Control | ENS | Miscellaneous | 5
Alternate Scenario | 2033 | C&I Curtailment | General | Winter Morning | C&I Curtailment-Turnkey-Auto-DR HVAC Control | ENS | Retail Trade | 1
Alternate Scenario | 2033 | C&I Curtailment | General | Winter Morning | C&I Curtailment-Turnkey-Auto-DR HVAC Control | ENS | Services | 1
Alternate Scenario | 2033 | C&I Curtailment | General | Winter Morning | C&I Curtailment-Turnkey-Standard Lighting Control | ENS | Miscellaneous | 13
Alternate Scenario | 2033 | C&I Curtailment | General | Winter Morning | C&I Curtailment-Turnkey-Standard Lighting Control | ENS | Retail Trade | 3
Alternate Scenario | 2033 | C&I Curtailment | General | Winter Morning | C&I Curtailment-Turnkey-Standard Lighting Control | ENS | Services | 2
Alternate Scenario | 2033 | C&I Curtailment | General | Winter Morning | C&I Curtailment-Turnkey-Water Heating Control | ENS | Miscellaneous | 1
Alternate Scenario | 2033 | C&I Curtailment | General | Winter Morning | C&I Curtailment-Turnkey-Other | ENS | Miscellaneous | 16
Alternate Scenario | 2033 | C&I Curtailment | General | Winter Morning | C&I Curtailment-Turnkey-Other | ENS | Retail Trade | 5
Alternate Scenario | 2033 | C&I Curtailment | General | Winter Morning | C&I Curtailment-Turnkey-Other | ENS | Services | 3
Alternate Scenario | 2033 | C&I Curtailment | General | Winter Evening | C&I Curtailment-Turnkey-Manual HVAC Control | ENS | Miscellaneous | 38
Alternate Scenario | 2033 | C&I Curtailment | General | Winter Evening | C&I Curtailment-Turnkey-Manual HVAC Control | ENS | Offices | 3
Alternate Scenario | 2033 | C&I Curtailment | General | Winter Evening | C&I Curtailment-Turnkey-Manual HVAC Control | ENS | Retail Trade | 9
Alternate Scenario | 2033 | C&I Curtailment | General | Winter Evening | C&I Curtailment-Turnkey-Manual HVAC Control | ENS | Services | 6
Alternate Scenario | 2033 | C&I Curtailment | General | Winter Evening | C&I Curtailment-Turnkey-Auto-DR HVAC Control | ENS | Miscellaneous | 6
Alternate Scenario | 2033 | C&I Curtailment | General | Winter Evening | C&I Curtailment-Turnkey-Auto-DR HVAC Control | ENS | Retail Trade | 1
Alternate Scenario | 2033 | C&I Curtailment | General | Winter Evening | C&I Curtailment-Turnkey-Auto-DR HVAC Control | ENS | Services | 1
Alternate Scenario | 2033 | C&I Curtailment | General | Winter Evening | C&I Curtailment-Turnkey-Standard Lighting Control | ENS | Miscellaneous | 16
Alternate Scenario | 2033 | C&I Curtailment | General | Winter Evening | C&I Curtailment-Turnkey-Standard Lighting Control | ENS | Retail Trade | 3
Alternate Scenario | 2033 | C&I Curtailment | General | Winter Evening | C&I Curtailment-Turnkey-Standard Lighting Control | ENS | Services | 2
Alternate Scenario | 2033 | C&I Curtailment | General | Winter Evening | C&I Curtailment-Turnkey-Water Heating Control | ENS | Miscellaneous | 1
Alternate Scenario | 2033 | C&I Curtailment | General | Winter Evening | C&I Curtailment-Turnkey-Water Heating Control | ENS | Retail Trade | 1
Alternate Scenario | 2033 | C&I Curtailment | General | Winter Evening | C&I Curtailment-Turnkey-Other | ENS | Miscellaneous | 18
Alternate Scenario | 2033 | C&I Curtailment | General | Winter Evening | C&I Curtailment-Turnkey-Other | ENS | Offices | 1
Alternate Scenario | 2033 | C&I Curtailment | General | Winter Evening | C&I Curtailment-Turnkey-Other | ENS | Retail Trade | 6
Alternate Scenario | 2033 | C&I Curtailment | General | Winter Evening | C&I Curtailment-Turnkey-Other | ENS | Services | 4
Alternate Scenario | 2033 | C&I Curtailment | Large General | Winter Morning | C&I Curtailment-Turnkey-Manual HVAC Control | ENS | Miscellaneous | 2
Alternate Scenario | 2033 | C&I Curtailment | Large General | Winter Morning | C&I Curtailment-Turnkey-Standard Lighting Control | ENS | Miscellaneous | 1
Alternate Scenario | 2033 | C&I Curtailment | Large General | Winter Morning | C&I Curtailment-Turnkey-Other | ENS | Miscellaneous | 1
Alternate Scenario | 2033 | C&I Curtailment | Large General | Winter Evening | C&I Curtailment-Turnkey-Manual HVAC Control | ENS | Miscellaneous | 2
Alternate Scenario | 2033 | C&I Curtailment | Large General | Winter Evening | C&I Curtailment-Turnkey-Standard Lighting Control | ENS | Miscellaneous | 1
Alternate Scenario | 2033 | C&I Curtailment | Large General | Winter Evening | C&I Curtailment-Turnkey-Other | ENS | Miscellaneous | 1
Alternate Scenario | 2033 | C&I Curtailment | Small Industrial | Winter Morning | C&I Curtailment-Turnkey-Manual HVAC Control | ENS | Miscellaneous | 3
Alternate Scenario | 2033 | C&I Curtailment | Small Industrial | Winter Morning | C&I Curtailment-Turnkey-Standard Lighting Control | ENS | Miscellaneous | 1
Alternate Scenario | 2033 | C&I Curtailment | Small Industrial | Winter Morning | C&I Curtailment-Turnkey-Other | ENS | Miscellaneous | 1
Alternate Scenario | 2033 | C&I Curtailment | Small Industrial | Winter Evening | C&I Curtailment-Turnkey-Manual HVAC Control | ENS | Miscellaneous | 4
Alternate Scenario | 2033 | C&I Curtailment | Small Industrial | Winter Evening | C&I Curtailment-Turnkey-Auto-DR HVAC Control | ENS | Miscellaneous | 1
Alternate Scenario | 2033 | C&I Curtailment | Small Industrial | Winter Evening | C&I Curtailment-Turnkey-Standard Lighting Control | ENS | Miscellaneous | 1
Alternate Scenario | 2033 | C&I Curtailment | Small Industrial | Winter Evening | C&I Curtailment-Turnkey-Other | ENS | Miscellaneous | 1
Alternate Scenario | 2033 | C&I Curtailment | Medium Industrial | Winter Morning | C&I Curtailment-Turnkey-Manual HVAC Control | ENS | Miscellaneous | 12
Alternate Scenario | 2033 | C&I Curtailment | Medium Industrial | Winter Morning | C&I Curtailment-Turnkey-Manual HVAC Control | ENS | Retail Trade | 3
Alternate Scenario | 2033 | C&I Curtailment | Medium Industrial | Winter Morning | C&I Curtailment-Turnkey-Auto-DR HVAC Control | ENS | Miscellaneous | 2
Alternate Scenario | 2033 | C&I Curtailment | Medium Industrial | Winter Morning | C&I Curtailment-Turnkey-Standard Lighting Control | ENS | Miscellaneous | 4
Alternate Scenario | 2033 | C&I Curtailment | Medium Industrial | Winter Morning | C&I Curtailment-Turnkey-Standard Lighting Control | ENS | Retail Trade | 1
Alternate Scenario | 2033 | C&I Curtailment | Medium Industrial | Winter Morning | C&I Curtailment-Turnkey-Other | ENS | Miscellaneous | 5
Alternate Scenario | 2033 | C&I Curtailment | Medium Industrial | Winter Morning | C&I Curtailment-Turnkey-Other | ENS | Retail Trade | 2
Alternate Scenario | 2033 | C&I Curtailment | Medium Industrial | Winter Morning | C&I Curtailment-Turnkey-Industrial | ENS | Manufacturing | 4
Alternate Scenario | 2033 | C&I Curtailment | Medium Industrial | Winter Evening | C&I Curtailment-Turnkey-Manual HVAC Control | ENS | Miscellaneous | 12
Alternate Scenario | 2033 | C&I Curtailment | Medium Industrial | Winter Evening | C&I Curtailment-Turnkey-Manual HVAC Control | ENS | Retail Trade | 3
Alternate Scenario | 2033 | C&I Curtailment | Medium Industrial | Winter Evening | C&I Curtailment-Turnkey-Auto-DR HVAC Control | ENS | Miscellaneous | 2
Alternate Scenario | 2033 | C&I Curtailment | Medium Industrial | Winter Evening | C&I Curtailment-Turnkey-Standard Lighting Control | ENS | Miscellaneous | 4
Alternate Scenario | 2033 | C&I Curtailment | Medium Industrial | Winter Evening | C&I Curtailment-Turnkey-Standard Lighting Control | ENS | Retail Trade | 1
Alternate Scenario | 2033 | C&I Curtailment | Medium Industrial | Winter Evening | C&I Curtailment-Turnkey-Other | ENS | Miscellaneous | 5
Alternate Scenario | 2033 | C&I Curtailment | Medium Industrial | Winter Evening | C&I Curtailment-Turnkey-Other | ENS | Retail Trade | 2
Alternate Scenario | 2033 | C&I Curtailment | Medium Industrial | Winter Evening | C&I Curtailment-Turnkey-Industrial | ENS | Manufacturing | 4
Alternate Scenario | 2033 | C&I Curtailment | Large Industrial | Winter Morning | C&I Curtailment-Turnkey-Manual HVAC Control | ENS | Miscellaneous | 1
Alternate Scenario | 2033 | C&I Curtailment | Large Industrial | Winter Evening | C&I Curtailment-Turnkey-Manual HVAC Control | ENS | Miscellaneous | 1
Alternate Scenario | 2033 | C&I Loadshift to BUGs | Large General | Winter Morning | C&I Loadshift to BUGs | ENS | Miscellaneous | 2
Alternate Scenario | 2033 | C&I Loadshift to BUGs | Large General | Winter Evening | C&I Loadshift to BUGs | ENS | Miscellaneous | 2
Alternate Scenario | 2033 | C&I Loadshift to BUGs | Small Industrial | Winter Morning | C&I Loadshift to BUGs | ENS | Miscellaneous | 3
Alternate Scenario | 2033 | C&I Loadshift to BUGs | Small Industrial | Winter Evening | C&I Loadshift to BUGs | ENS | Miscellaneous | 3
Alternate Scenario | 2033 | C&I Loadshift to BUGs | Medium Industrial | Winter Morning | C&I Loadshift to BUGs | ENS | Manufacturing | 2
Alternate Scenario | 2033 | C&I Loadshift to BUGs | Medium Industrial | Winter Morning | C&I Loadshift to BUGs | ENS | Miscellaneous | 4
Alternate Scenario | 2033 | C&I Loadshift to BUGs | Medium Industrial | Winter Evening | C&I Loadshift to BUGs | ENS | Manufacturing | 2
Alternate Scenario | 2033 | C&I Loadshift to BUGs | Medium Industrial | Winter Evening | C&I Loadshift to BUGs | ENS | Miscellaneous | 4
Alternate Scenario | 2033 | Dynamic Pricing | Small General | Winter Morning | Dynamic Pricing with enabling tech. | ENS | Manufacturing | 17
Alternate Scenario | 2033 | Dynamic Pricing | Small General | Winter Evening | Dynamic Pricing with enabling tech. | ENS | Manufacturing | 17
Alternate Scenario | 2033 | Dynamic Pricing | Residential Charitable | Winter Morning | Dynamic Pricing with enabling tech. | ENS | Residential LI | 11174
Alternate Scenario | 2033 | Dynamic Pricing | Residential Charitable | Winter Morning | Dynamic Pricing with enabling tech. | ENS | Residential Market Rate | 63822
Alternate Scenario | 2033 | Dynamic Pricing | Residential Charitable | Winter Evening | Dynamic Pricing with enabling tech. | ENS | Residential LI | 11174
Alternate Scenario | 2033 | Dynamic Pricing | Residential Charitable | Winter Evening | Dynamic Pricing with enabling tech. | ENS | Residential Market Rate | 63822
Alternate Scenario | 2033 | Behavioral DR | Residential Charitable | Winter Morning | Behavioral DR | ENS | Residential LI | 12664
Alternate Scenario | 2033 | Behavioral DR | Residential Charitable | Winter Morning | Behavioral DR | ENS | Residential Market Rate | 72331
Alternate Scenario | 2033 | Behavioral DR | Residential Charitable | Winter Evening | Behavioral DR | ENS | Residential LI | 12664
Alternate Scenario | 2033 | Behavioral DR | Residential Charitable | Winter Evening | Behavioral DR | ENS | Residential Market Rate | 72331
Alternate Scenario | 2033 | Time-of-Use Rates (TOU) | Residential Charitable | Winter Morning | Time-of-Use Rates (TOU) | ENS | Residential LI | 8865
Alternate Scenario | 2033 | Time-of-Use Rates (TOU) | Residential Charitable | Winter Morning | Time-of-Use Rates (TOU) | ENS | Residential Market Rate | 50632
Alternate Scenario | 2033 | Time-of-Use Rates (TOU) | Residential Charitable | Winter Evening | Time-of-Use Rates (TOU) | ENS | Residential LI | 8865
Alternate Scenario | 2033 | Time-of-Use Rates (TOU) | Residential Charitable | Winter Evening | Time-of-Use Rates (TOU) | ENS | Residential Market Rate | 50632
Preferred Plan | 2025 | DLC-Thermostat | Residential Charitable | Winter Morning | DLC-Thermostat-BYOT-Central Heat Pump | ENS | Residential LI | 18
Preferred Plan | 2025 | DLC-Thermostat | Residential Charitable | Winter Morning | DLC-Thermostat-BYOT-Central Heat Pump | ENS | Residential Market Rate | 111
Preferred Plan | 2025 | DLC-Thermostat | Residential Charitable | Winter Morning | DLC-Thermostat-DI-Baseboard Heating | ENS | Residential LI | 176
Preferred Plan | 2025 | DLC-Thermostat | Residential Charitable | Winter Morning | DLC-Thermostat-DI-Baseboard Heating | ENS | Residential Market Rate | 1676
Preferred Plan | 2025 | DLC-Thermostat | Residential Charitable | Winter Morning | DLC-Thermostat-BYOT-Baseboard Heating | ENS | Residential LI | 23
Preferred Plan | 2025 | DLC-Thermostat | Residential Charitable | Winter Morning | DLC-Thermostat-BYOT-Baseboard Heating | ENS | Residential Market Rate | 217
Preferred Plan | 2025 | DLC-Thermostat | Residential Charitable | Winter Morning | DLC-Thermostat-DI-MSHP | ENS | Residential LI | 94
Preferred Plan | 2025 | DLC-Thermostat | Residential Charitable | Winter Morning | DLC-Thermostat-DI-MSHP | ENS | Residential Market Rate | 891
Preferred Plan | 2025 | DLC-Thermostat | Residential Charitable | Winter Morning | DLC-Thermostat-BYOT-MSHP | ENS | Residential LI | 17
Preferred Plan | 2025 | DLC-Thermostat | Residential Charitable | Winter Morning | DLC-Thermostat-BYOT-MSHP | ENS | Residential Market Rate | 157
Preferred Plan | 2025 | DLC-Thermostat | Residential Charitable | Winter Evening | DLC-Thermostat-BYOT-Central Heat Pump | ENS | Residential LI | 18
Preferred Plan | 2025 | DLC-Thermostat | Residential Charitable | Winter Evening | DLC-Thermostat-BYOT-Central Heat Pump | ENS | Residential Market Rate | 111
Preferred Plan | 2025 | DLC-Thermostat | Residential Charitable | Winter Evening | DLC-Thermostat-DI-Baseboard Heating | ENS | Residential LI | 176
Preferred Plan | 2025 | DLC-Thermostat | Residential Charitable | Winter Evening | DLC-Thermostat-DI-Baseboard Heating | ENS | Residential Market Rate | 1676
Preferred Plan | 2025 | DLC-Thermostat | Residential Charitable | Winter Evening | DLC-Thermostat-BYOT-Baseboard Heating | ENS | Residential LI | 23
Preferred Plan | 2025 | DLC-Thermostat | Residential Charitable | Winter Evening | DLC-Thermostat-BYOT-Baseboard Heating | ENS | Residential Market Rate | 217
Preferred Plan | 2025 | DLC-Thermostat | Residential Charitable | Winter Evening | DLC-Thermostat-DI-MSHP | ENS | Residential LI | 94
Preferred Plan | 2025 | DLC-Thermostat | Residential Charitable | Winter Evening | DLC-Thermostat-DI-MSHP | ENS | Residential Market Rate | 891
Preferred Plan | 2025 | DLC-Thermostat | Residential Charitable | Winter Evening | DLC-Thermostat-BYOT-MSHP | ENS | Residential LI | 17
Preferred Plan | 2025 | DLC-Thermostat | Residential Charitable | Winter Evening | DLC-Thermostat-BYOT-MSHP | ENS | Residential Market Rate | 157
Preferred Plan | 2025 | DLC-Water Heating | Residential Charitable | Winter Morning | DLC-Switch-Water Heating | ENS | Residential LI | 52
Preferred Plan | 2025 | DLC-Water Heating | Residential Charitable | Winter Morning | DLC-Switch-Water Heating | ENS | Residential Market Rate | 589
Preferred Plan | 2025 | DLC-Water Heating | Residential Charitable | Winter Evening | DLC-Switch-Water Heating | ENS | Residential LI | 52
Preferred Plan | 2025 | DLC-Water Heating | Residential Charitable | Winter Evening | DLC-Switch-Water Heating | ENS | Residential Market Rate | 589
Preferred Plan | 2025 | C&I Curtailment | General | Winter Morning | C&I Curtailment-Turnkey-Manual HVAC Control | ENS | Miscellaneous | 32
Preferred Plan | 2025 | C&I Curtailment | General | Winter Morning | C&I Curtailment-Turnkey-Manual HVAC Control | ENS | Offices | 2
Preferred Plan | 2025 | C&I Curtailment | General | Winter Morning | C&I Curtailment-Turnkey-Manual HVAC Control | ENS | Retail Trade | 8
Preferred Plan | 2025 | C&I Curtailment | General | Winter Morning | C&I Curtailment-Turnkey-Manual HVAC Control | ENS | Services | 5
Preferred Plan | 2025 | C&I Curtailment | General | Winter Morning | C&I Curtailment-Turnkey-Auto-DR HVAC Control | ENS | Miscellaneous | 1
Preferred Plan | 2025 | C&I Curtailment | General | Winter Morning | C&I Curtailment-Turnkey-Standard Lighting Control | ENS | Miscellaneous | 14
Preferred Plan | 2025 | C&I Curtailment | General | Winter Morning | C&I Curtailment-Turnkey-Standard Lighting Control | ENS | Retail Trade | 3
Preferred Plan | 2025 | C&I Curtailment | General | Winter Morning | C&I Curtailment-Turnkey-Standard Lighting Control | ENS | Services | 2
Preferred Plan | 2025 | C&I Curtailment | General | Winter Morning | C&I Curtailment-Turnkey-Water Heating Control | ENS | Miscellaneous | 1
Preferred Plan | 2025 | C&I Curtailment | General | Winter Morning | C&I Curtailment-Turnkey-Other | ENS | Miscellaneous | 14
Preferred Plan | 2025 | C&I Curtailment | General | Winter Morning | C&I Curtailment-Turnkey-Other | ENS | Retail Trade | 4
Preferred Plan | 2025 | C&I Curtailment | General | Winter Morning | C&I Curtailment-Turnkey-Other | ENS | Services | 3
Preferred Plan | 2025 | C&I Curtailment | General | Winter Evening | C&I Curtailment-Turnkey-Manual HVAC Control | ENS | Miscellaneous | 37
Preferred Plan | 2025 | C&I Curtailment | General | Winter Evening | C&I Curtailment-Turnkey-Manual HVAC Control | ENS | Offices | 2
Preferred Plan | 2025 | C&I Curtailment | General | Winter Evening | C&I Curtailment-Turnkey-Manual HVAC Control | ENS | Retail Trade | 9
Preferred Plan | 2025 | C&I Curtailment | General | Winter Evening | C&I Curtailment-Turnkey-Manual HVAC Control | ENS | Services | 6
Preferred Plan | 2025 | C&I Curtailment | General | Winter Evening | C&I Curtailment-Turnkey-Auto-DR HVAC Control | ENS | Miscellaneous | 1
Preferred Plan | 2025 | C&I Curtailment | General | Winter Evening | C&I Curtailment-Turnkey-Standard Lighting Control | ENS | Miscellaneous | 16
Preferred Plan | 2025 | C&I Curtailment | General | Winter Evening | C&I Curtailment-Turnkey-Standard Lighting Control | ENS | Retail Trade | 4
Preferred Plan | 2025 | C&I Curtailment | General | Winter Evening | C&I Curtailment-Turnkey-Standard Lighting Control | ENS | Services | 2
Preferred Plan | 2025 | C&I Curtailment | General | Winter Evening | C&I Curtailment-Turnkey-Water Heating Control | ENS | Miscellaneous | 1
Preferred Plan | 2025 | C&I Curtailment | General | Winter Evening | C&I Curtailment-Turnkey-Other | ENS | Miscellaneous | 16
Preferred Plan | 2025 | C&I Curtailment | General | Winter Evening | C&I Curtailment-Turnkey-Other | ENS | Retail Trade | 5
Preferred Plan | 2025 | C&I Curtailment | General | Winter Evening | C&I Curtailment-Turnkey-Other | ENS | Services | 3
Preferred Plan | 2025 | C&I Curtailment | Large General | Winter Morning | C&I Curtailment-Turnkey-Manual HVAC Control | ENS | Miscellaneous | 2
Preferred Plan | 2025 | C&I Curtailment | Large General | Winter Morning | C&I Curtailment-Turnkey-Standard Lighting Control | ENS | Miscellaneous | 1
Preferred Plan | 2025 | C&I Curtailment | Large General | Winter Morning | C&I Curtailment-Turnkey-Other | ENS | Miscellaneous | 1
Preferred Plan | 2025 | C&I Curtailment | Large General | Winter Evening | C&I Curtailment-Turnkey-Manual HVAC Control | ENS | Miscellaneous | 2
Preferred Plan | 2025 | C&I Curtailment | Large General | Winter Evening | C&I Curtailment-Turnkey-Standard Lighting Control | ENS | Miscellaneous | 1
Preferred Plan | 2025 | C&I Curtailment | Large General | Winter Evening | C&I Curtailment-Turnkey-Other | ENS | Miscellaneous | 1
Preferred Plan | 2025 | C&I Curtailment | Small Industrial | Winter Morning | C&I Curtailment-Turnkey-Manual HVAC Control | ENS | Miscellaneous | 3
Preferred Plan | 2025 | C&I Curtailment | Small Industrial | Winter Morning | C&I Curtailment-Turnkey-Standard Lighting Control | ENS | Miscellaneous | 1
Preferred Plan | 2025 | C&I Curtailment | Small Industrial | Winter Morning | C&I Curtailment-Turnkey-Other | ENS | Miscellaneous | 1
Preferred Plan | 2025 | C&I Curtailment | Small Industrial | Winter Evening | C&I Curtailment-Turnkey-Manual HVAC Control | ENS | Miscellaneous | 4
Preferred Plan | 2025 | C&I Curtailment | Small Industrial | Winter Evening | C&I Curtailment-Turnkey-Standard Lighting Control | ENS | Miscellaneous | 1
Preferred Plan | 2025 | C&I Curtailment | Small Industrial | Winter Evening | C&I Curtailment-Turnkey-Other | ENS | Miscellaneous | 1
Preferred Plan | 2025 | C&I Curtailment | Medium Industrial | Winter Morning | C&I Curtailment-Turnkey-Manual HVAC Control | ENS | Miscellaneous | 12
Preferred Plan | 2025 | C&I Curtailment | Medium Industrial | Winter Morning | C&I Curtailment-Turnkey-Manual HVAC Control | ENS | Retail Trade | 3
Preferred Plan | 2025 | C&I Curtailment | Medium Industrial | Winter Morning | C&I Curtailment-Turnkey-Standard Lighting Control | ENS | Miscellaneous | 4
Preferred Plan | 2025 | C&I Curtailment | Medium Industrial | Winter Morning | C&I Curtailment-Turnkey-Standard Lighting Control | ENS | Retail Trade | 1
Preferred Plan | 2025 | C&I Curtailment | Medium Industrial | Winter Morning | C&I Curtailment-Turnkey-Other | ENS | Miscellaneous | 4
Preferred Plan | 2025 | C&I Curtailment | Medium Industrial | Winter Morning | C&I Curtailment-Turnkey-Other | ENS | Retail Trade | 2
Preferred Plan | 2025 | C&I Curtailment | Medium Industrial | Winter Morning | C&I Curtailment-Turnkey-Industrial | ENS | Manufacturing | 4
Preferred Plan | 2025 | C&I Curtailment | Medium Industrial | Winter Evening | C&I Curtailment-Turnkey-Manual HVAC Control | ENS | Miscellaneous | 12
Preferred Plan | 2025 | C&I Curtailment | Medium Industrial | Winter Evening | C&I Curtailment-Turnkey-Manual HVAC Control | ENS | Retail Trade | 3
Preferred Plan | 2025 | C&I Curtailment | Medium Industrial | Winter Evening | C&I Curtailment-Turnkey-Standard Lighting Control | ENS | Miscellaneous | 4
Preferred Plan | 2025 | C&I Curtailment | Medium Industrial | Winter Evening | C&I Curtailment-Turnkey-Standard Lighting Control | ENS | Retail Trade | 1
Preferred Plan | 2025 | C&I Curtailment | Medium Industrial | Winter Evening | C&I Curtailment-Turnkey-Other | ENS | Miscellaneous | 4
Preferred Plan | 2025 | C&I Curtailment | Medium Industrial | Winter Evening | C&I Curtailment-Turnkey-Other | ENS | Retail Trade | 2
Preferred Plan | 2025 | C&I Curtailment | Medium Industrial | Winter Evening | C&I Curtailment-Turnkey-Industrial | ENS | Manufacturing | 4
Preferred Plan | 2025 | C&I Curtailment | Large Industrial | Winter Morning | C&I Curtailment-Turnkey-Manual HVAC Control | ENS | Miscellaneous | 1
Preferred Plan | 2025 | C&I Curtailment | Large Industrial | Winter Evening | C&I Curtailment-Turnkey-Manual HVAC Control | ENS | Miscellaneous | 1
Preferred Plan | 2025 | Dynamic Pricing | Small General | Winter Morning | Dynamic Pricing with enabling tech. | ENS | Manufacturing | 3
Preferred Plan | 2025 | Dynamic Pricing | Small General | Winter Evening | Dynamic Pricing with enabling tech. | ENS | Manufacturing | 3
Preferred Plan | 2025 | Dynamic Pricing | Residential Charitable | Winter Morning | Dynamic Pricing with enabling tech. | ENS | Residential LI | 65
Preferred Plan | 2025 | Dynamic Pricing | Residential Charitable | Winter Morning | Dynamic Pricing with enabling tech. | ENS | Residential Market Rate | 370
Preferred Plan | 2025 | Dynamic Pricing | Residential Charitable | Winter Morning | Dynamic Pricing w/o enabling tech. | ENS | Residential LI | 6033
Preferred Plan | 2025 | Dynamic Pricing | Residential Charitable | Winter Morning | Dynamic Pricing w/o enabling tech. | ENS | Residential Market Rate | 34356
Preferred Plan | 2025 | Dynamic Pricing | Residential Charitable | Winter Evening | Dynamic Pricing with enabling tech. | ENS | Residential LI | 65
Preferred Plan | 2025 | Dynamic Pricing | Residential Charitable | Winter Evening | Dynamic Pricing with enabling tech. | ENS | Residential Market Rate | 370
Preferred Plan | 2025 | Dynamic Pricing | Residential Charitable | Winter Evening | Dynamic Pricing w/o enabling tech. | ENS | Residential LI | 6033
Preferred Plan | 2025 | Dynamic Pricing | Residential Charitable | Winter Evening | Dynamic Pricing w/o enabling tech. | ENS | Residential Market Rate | 34356
Preferred Plan | 2025 | BTM Battery Control | Residential Charitable | Winter Morning | BTM Battery Control-BYOB | ENS | Residential Market Rate | 13
Preferred Plan | 2025 | BTM Battery Control | Residential Charitable | Winter Evening | BTM Battery Control-BYOB | ENS | Residential Market Rate | 13
Preferred Plan | 2025 | EV Charging Control | EV Res LDV | Winter Morning | EV Charging Control | ENS | EV | 147
Preferred Plan | 2025 | EV Charging Control | EV Res LDV | Winter Evening | EV Charging Control | ENS | EV | 147
Preferred Plan | 2025 | EV Charging Control | EV Com LDV | Winter Morning | EV Charging Control | ENS | EV | 50
Preferred Plan | 2025 | EV Charging Control | EV Com LDV | Winter Evening | EV Charging Control | ENS | EV | 50
Preferred Plan | 2025 | Time-of-Use Rates (TOU) | Residential Charitable | Winter Morning | Time-of-Use Rates (TOU) | ENS | Residential LI | 7482
Preferred Plan | 2025 | Time-of-Use Rates (TOU) | Residential Charitable | Winter Morning | Time-of-Use Rates (TOU) | ENS | Residential Market Rate | 42665
Preferred Plan | 2025 | Time-of-Use Rates (TOU) | Residential Charitable | Winter Evening | Time-of-Use Rates (TOU) | ENS | Residential LI | 7482
Preferred Plan | 2025 | Time-of-Use Rates (TOU) | Residential Charitable | Winter Evening | Time-of-Use Rates (TOU) | ENS | Residential Market Rate | 42665
Preferred Plan | 2026 | DLC-Thermostat | Residential Charitable | Winter Morning | DLC-Thermostat-BYOT-Central Heat Pump | ENS | Residential LI | 35
Preferred Plan | 2026 | DLC-Thermostat | Residential Charitable | Winter Morning | DLC-Thermostat-BYOT-Central Heat Pump | ENS | Residential Market Rate | 213
Preferred Plan | 2026 | DLC-Thermostat | Residential Charitable | Winter Morning | DLC-Thermostat-DI-Baseboard Heating | ENS | Residential LI | 334
Preferred Plan | 2026 | DLC-Thermostat | Residential Charitable | Winter Morning | DLC-Thermostat-DI-Baseboard Heating | ENS | Residential Market Rate | 3179
Preferred Plan | 2026 | DLC-Thermostat | Residential Charitable | Winter Morning | DLC-Thermostat-BYOT-Baseboard Heating | ENS | Residential LI | 73
Preferred Plan | 2026 | DLC-Thermostat | Residential Charitable | Winter Morning | DLC-Thermostat-BYOT-Baseboard Heating | ENS | Residential Market Rate | 695
Preferred Plan | 2026 | DLC-Thermostat | Residential Charitable | Winter Morning | DLC-Thermostat-DI-MSHP | ENS | Residential LI | 261
Preferred Plan | 2026 | DLC-Thermostat | Residential Charitable | Winter Morning | DLC-Thermostat-DI-MSHP | ENS | Residential Market Rate | 2482
Preferred Plan | 2026 | DLC-Thermostat | Residential Charitable | Winter Morning | DLC-Thermostat-BYOT-MSHP | ENS | Residential LI | 24
Preferred Plan | 2026 | DLC-Thermostat | Residential Charitable | Winter Morning | DLC-Thermostat-BYOT-MSHP | ENS | Residential Market Rate | 224
Preferred Plan | 2026 | DLC-Thermostat | Residential Charitable | Winter Evening | DLC-Thermostat-BYOT-Central Heat Pump | ENS | Residential LI | 35
Preferred Plan | 2026 | DLC-Thermostat | Residential Charitable | Winter Evening | DLC-Thermostat-BYOT-Central Heat Pump | ENS | Residential Market Rate | 213
Preferred Plan | 2026 | DLC-Thermostat | Residential Charitable | Winter Evening | DLC-Thermostat-DI-Baseboard Heating | ENS | Residential LI | 334
Preferred Plan | 2026 | DLC-Thermostat | Residential Charitable | Winter Evening | DLC-Thermostat-DI-Baseboard Heating | ENS | Residential Market Rate | 3179
Preferred Plan | 2026 | DLC-Thermostat | Residential Charitable | Winter Evening | DLC-Thermostat-BYOT-Baseboard Heating | ENS | Residential LI | 73
Preferred Plan | 2026 | DLC-Thermostat | Residential Charitable | Winter Evening | DLC-Thermostat-BYOT-Baseboard Heating | ENS | Residential Market Rate | 695
Preferred Plan | 2026 | DLC-Thermostat | Residential Charitable | Winter Evening | DLC-Thermostat-DI-MSHP | ENS | Residential LI | 261
Preferred Plan | 2026 | DLC-Thermostat | Residential Charitable | Winter Evening | DLC-Thermostat-DI-MSHP | ENS | Residential Market Rate | 2482
Preferred Plan | 2026 | DLC-Thermostat | Residential Charitable | Winter Evening | DLC-Thermostat-BYOT-MSHP | ENS | Residential LI | 24
Preferred Plan | 2026 | DLC-Thermostat | Residential Charitable | Winter Evening | DLC-Thermostat-BYOT-MSHP | ENS | Residential Market Rate | 224
Preferred Plan | 2026 | DLC-Water Heating | Residential Charitable | Winter Morning | DLC-Switch-Water Heating | ENS | Residential LI | 179
Preferred Plan | 2026 | DLC-Water Heating | Residential Charitable | Winter Morning | DLC-Switch-Water Heating | ENS | Residential Market Rate | 2040
Preferred Plan | 2026 | DLC-Water Heating | Residential Charitable | Winter Evening | DLC-Switch-Water Heating | ENS | Residential LI | 179
Preferred Plan | 2026 | DLC-Water Heating | Residential Charitable | Winter Evening | DLC-Switch-Water Heating | ENS | Residential Market Rate | 2040
Preferred Plan | 2026 | C&I Curtailment | General | Winter Morning | C&I Curtailment-Turnkey-Manual HVAC Control | ENS | Miscellaneous | 32
Preferred Plan | 2026 | C&I Curtailment | General | Winter Morning | C&I Curtailment-Turnkey-Manual HVAC Control | ENS | Offices | 2
Preferred Plan | 2026 | C&I Curtailment | General | Winter Morning | C&I Curtailment-Turnkey-Manual HVAC Control | ENS | Retail Trade | 7
Preferred Plan | 2026 | C&I Curtailment | General | Winter Morning | C&I Curtailment-Turnkey-Manual HVAC Control | ENS | Services | 5
Preferred Plan | 2026 | C&I Curtailment | General | Winter Morning | C&I Curtailment-Turnkey-Auto-DR HVAC Control | ENS | Miscellaneous | 1
Preferred Plan | 2026 | C&I Curtailment | General | Winter Morning | C&I Curtailment-Turnkey-Standard Lighting Control | ENS | Miscellaneous | 13
Preferred Plan | 2026 | C&I Curtailment | General | Winter Morning | C&I Curtailment-Turnkey-Standard Lighting Control | ENS | Retail Trade | 3
Preferred Plan | 2026 | C&I Curtailment | General | Winter Morning | C&I Curtailment-Turnkey-Standard Lighting Control | ENS | Services | 2
Preferred Plan | 2026 | C&I Curtailment | General | Winter Morning | C&I Curtailment-Turnkey-Water Heating Control | ENS | Miscellaneous | 1
Preferred Plan | 2026 | C&I Curtailment | General | Winter Morning | C&I Curtailment-Turnkey-Other | ENS | Miscellaneous | 14
Preferred Plan | 2026 | C&I Curtailment | General | Winter Morning | C&I Curtailment-Turnkey-Other | ENS | Retail Trade | 4
Preferred Plan | 2026 | C&I Curtailment | General | Winter Morning | C&I Curtailment-Turnkey-Other | ENS | Services | 3
Preferred Plan | 2026 | C&I Curtailment | General | Winter Evening | C&I Curtailment-Turnkey-Manual HVAC Control | ENS | Miscellaneous | 37
Preferred Plan | 2026 | C&I Curtailment | General | Winter Evening | C&I Curtailment-Turnkey-Manual HVAC Control | ENS | Offices | 2
Preferred Plan | 2026 | C&I Curtailment | General | Winter Evening | C&I Curtailment-Turnkey-Manual HVAC Control | ENS | Retail Trade | 9
Preferred Plan | 2026 | C&I Curtailment | General | Winter Evening | C&I Curtailment-Turnkey-Manual HVAC Control | ENS | Services | 6
Preferred Plan | 2026 | C&I Curtailment | General | Winter Evening | C&I Curtailment-Turnkey-Auto-DR HVAC Control | ENS | Miscellaneous | 1
Preferred Plan | 2026 | C&I Curtailment | General | Winter Evening | C&I Curtailment-Turnkey-Standard Lighting Control | ENS | Miscellaneous | 16
Preferred Plan | 2026 | C&I Curtailment | General | Winter Evening | C&I Curtailment-Turnkey-Standard Lighting Control | ENS | Retail Trade | 4
Preferred Plan | 2026 | C&I Curtailment | General | Winter Evening | C&I Curtailment-Turnkey-Standard Lighting Control | ENS | Services | 2
Preferred Plan | 2026 | C&I Curtailment | General | Winter Evening | C&I Curtailment-Turnkey-Water Heating Control | ENS | Miscellaneous | 1
Preferred Plan | 2026 | C&I Curtailment | General | Winter Evening | C&I Curtailment-Turnkey-Other | ENS | Miscellaneous | 17
Preferred Plan | 2026 | C&I Curtailment | General | Winter Evening | C&I Curtailment-Turnkey-Other | ENS | Retail Trade | 5
Preferred Plan | 2026 | C&I Curtailment | General | Winter Evening | C&I Curtailment-Turnkey-Other | ENS | Services | 3
Preferred Plan | 2026 | C&I Curtailment | Large General | Winter Morning | C&I Curtailment-Turnkey-Manual HVAC Control | ENS | Miscellaneous | 2
Preferred Plan | 2026 | C&I Curtailment | Large General | Winter Morning | C&I Curtailment-Turnkey-Standard Lighting Control | ENS | Miscellaneous | 1
Preferred Plan | 2026 | C&I Curtailment | Large General | Winter Morning | C&I Curtailment-Turnkey-Other | ENS | Miscellaneous | 1
Preferred Plan | 2026 | C&I Curtailment | Large General | Winter Evening | C&I Curtailment-Turnkey-Manual HVAC Control | ENS | Miscellaneous | 2
Preferred Plan | 2026 | C&I Curtailment | Large General | Winter Evening | C&I Curtailment-Turnkey-Standard Lighting Control | ENS | Miscellaneous | 1
Preferred Plan | 2026 | C&I Curtailment | Large General | Winter Evening | C&I Curtailment-Turnkey-Other | ENS | Miscellaneous | 1
Preferred Plan | 2026 | C&I Curtailment | Small Industrial | Winter Morning | C&I Curtailment-Turnkey-Manual HVAC Control | ENS | Miscellaneous | 3
Preferred Plan | 2026 | C&I Curtailment | Small Industrial | Winter Morning | C&I Curtailment-Turnkey-Standard Lighting Control | ENS | Miscellaneous | 1
Preferred Plan | 2026 | C&I Curtailment | Small Industrial | Winter Morning | C&I Curtailment-Turnkey-Other | ENS | Miscellaneous | 1
Preferred Plan | 2026 | C&I Curtailment | Small Industrial | Winter Evening | C&I Curtailment-Turnkey-Manual HVAC Control | ENS | Miscellaneous | 4
Preferred Plan | 2026 | C&I Curtailment | Small Industrial | Winter Evening | C&I Curtailment-Turnkey-Standard Lighting Control | ENS | Miscellaneous | 1
Preferred Plan | 2026 | C&I Curtailment | Small Industrial | Winter Evening | C&I Curtailment-Turnkey-Other | ENS | Miscellaneous | 1
Preferred Plan | 2026 | C&I Curtailment | Medium Industrial | Winter Morning | C&I Curtailment-Turnkey-Manual HVAC Control | ENS | Miscellaneous | 12
Preferred Plan | 2026 | C&I Curtailment | Medium Industrial | Winter Morning | C&I Curtailment-Turnkey-Manual HVAC Control | ENS | Retail Trade | 3
Preferred Plan | 2026 | C&I Curtailment | Medium Industrial | Winter Morning | C&I Curtailment-Turnkey-Standard Lighting Control | ENS | Miscellaneous | 4
Preferred Plan | 2026 | C&I Curtailment | Medium Industrial | Winter Morning | C&I Curtailment-Turnkey-Standard Lighting Control | ENS | Retail Trade | 1
Preferred Plan | 2026 | C&I Curtailment | Medium Industrial | Winter Morning | C&I Curtailment-Turnkey-Other | ENS | Miscellaneous | 4
Preferred Plan | 2026 | C&I Curtailment | Medium Industrial | Winter Morning | C&I Curtailment-Turnkey-Other | ENS | Retail Trade | 2
Preferred Plan | 2026 | C&I Curtailment | Medium Industrial | Winter Morning | C&I Curtailment-Turnkey-Industrial | ENS | Manufacturing | 4
Preferred Plan | 2026 | C&I Curtailment | Medium Industrial | Winter Evening | C&I Curtailment-Turnkey-Manual HVAC Control | ENS | Miscellaneous | 11
Preferred Plan | 2026 | C&I Curtailment | Medium Industrial | Winter Evening | C&I Curtailment-Turnkey-Manual HVAC Control | ENS | Retail Trade | 3
Preferred Plan | 2026 | C&I Curtailment | Medium Industrial | Winter Evening | C&I Curtailment-Turnkey-Standard Lighting Control | ENS | Miscellaneous | 4
Preferred Plan | 2026 | C&I Curtailment | Medium Industrial | Winter Evening | C&I Curtailment-Turnkey-Standard Lighting Control | ENS | Retail Trade | 1
Preferred Plan | 2026 | C&I Curtailment | Medium Industrial | Winter Evening | C&I Curtailment-Turnkey-Other | ENS | Miscellaneous | 4
Preferred Plan | 2026 | C&I Curtailment | Medium Industrial | Winter Evening | C&I Curtailment-Turnkey-Other | ENS | Retail Trade | 2
Preferred Plan | 2026 | C&I Curtailment | Medium Industrial | Winter Evening | C&I Curtailment-Turnkey-Industrial | ENS | Manufacturing | 4
Preferred Plan | 2026 | C&I Curtailment | Large Industrial | Winter Morning | C&I Curtailment-Turnkey-Manual HVAC Control | ENS | Miscellaneous | 1
Preferred Plan | 2026 | C&I Curtailment | Large Industrial | Winter Evening | C&I Curtailment-Turnkey-Manual HVAC Control | ENS | Miscellaneous | 1
Preferred Plan | 2026 | C&I Loadshift to BUGs | Large General | Winter Morning | C&I Loadshift to BUGs | ENS | Miscellaneous | 2
Preferred Plan | 2026 | C&I Loadshift to BUGs | Large General | Winter Evening | C&I Loadshift to BUGs | ENS | Miscellaneous | 2
Preferred Plan | 2026 | C&I Loadshift to BUGs | Small Industrial | Winter Morning | C&I Loadshift to BUGs | ENS | Miscellaneous | 3
Preferred Plan | 2026 | C&I Loadshift to BUGs | Small Industrial | Winter Evening | C&I Loadshift to BUGs | ENS | Miscellaneous | 3
Preferred Plan | 2026 | C&I Loadshift to BUGs | Medium Industrial | Winter Morning | C&I Loadshift to BUGs | ENS | Manufacturing | 2
Preferred Plan | 2026 | C&I Loadshift to BUGs | Medium Industrial | Winter Morning | C&I Loadshift to BUGs | ENS | Miscellaneous | 4
Preferred Plan | 2026 | C&I Loadshift to BUGs | Medium Industrial | Winter Evening | C&I Loadshift to BUGs | ENS | Manufacturing | 2
Preferred Plan | 2026 | C&I Loadshift to BUGs | Medium Industrial | Winter Evening | C&I Loadshift to BUGs | ENS | Miscellaneous | 4
Preferred Plan | 2026 | Dynamic Pricing | Small General | Winter Morning | Dynamic Pricing with enabling tech. | ENS | Manufacturing | 7
Preferred Plan | 2026 | Dynamic Pricing | Small General | Winter Evening | Dynamic Pricing with enabling tech. | ENS | Manufacturing | 7
Preferred Plan | 2026 | Dynamic Pricing | Residential Charitable | Winter Morning | Dynamic Pricing with enabling tech. | ENS | Residential LI | 276
Preferred Plan | 2026 | Dynamic Pricing | Residential Charitable | Winter Morning | Dynamic Pricing with enabling tech. | ENS | Residential Market Rate | 1568
Preferred Plan | 2026 | Dynamic Pricing | Residential Charitable | Winter Morning | Dynamic Pricing w/o enabling tech. | ENS | Residential LI | 9346
Preferred Plan | 2026 | Dynamic Pricing | Residential Charitable | Winter Morning | Dynamic Pricing w/o enabling tech. | ENS | Residential Market Rate | 53024
Preferred Plan | 2026 | Dynamic Pricing | Residential Charitable | Winter Evening | Dynamic Pricing with enabling tech. | ENS | Residential LI | 276
Preferred Plan | 2026 | Dynamic Pricing | Residential Charitable | Winter Evening | Dynamic Pricing with enabling tech. | ENS | Residential Market Rate | 1568
Preferred Plan | 2026 | Dynamic Pricing | Residential Charitable | Winter Evening | Dynamic Pricing w/o enabling tech. | ENS | Residential LI | 9346
Preferred Plan | 2026 | Dynamic Pricing | Residential Charitable | Winter Evening | Dynamic Pricing w/o enabling tech. | ENS | Residential Market Rate | 53024
Preferred Plan | 2026 | BTM Battery Control | Residential Charitable | Winter Morning | BTM Battery Control-BYOB | ENS | Residential Market Rate | 72
Preferred Plan | 2026 | BTM Battery Control | Residential Charitable | Winter Evening | BTM Battery Control-BYOB | ENS | Residential Market Rate | 72
Preferred Plan | 2026 | EV Charging Control | EV Res LDV | Winter Morning | EV Charging Control | ENS | EV | 260
Preferred Plan | 2026 | EV Charging Control | EV Res LDV | Winter Evening | EV Charging Control | ENS | EV | 260
Preferred Plan | 2026 | EV Charging Control | EV Com LDV | Winter Morning | EV Charging Control | ENS | EV | 91
Preferred Plan | 2026 | EV Charging Control | EV Com LDV | Winter Evening | EV Charging Control | ENS | EV | 91
Preferred Plan | 2026 | Behavioral DR | Residential Charitable | Winter Morning | Behavioral DR | ENS | Residential LI | 1397
Preferred Plan | 2026 | Behavioral DR | Residential Charitable | Winter Morning | Behavioral DR | ENS | Residential Market Rate | 7958
Preferred Plan | 2026 | Behavioral DR | Residential Charitable | Winter Evening | Behavioral DR | ENS | Residential LI | 1397
Preferred Plan | 2026 | Behavioral DR | Residential Charitable | Winter Evening | Behavioral DR | ENS | Residential Market Rate | 7958
Preferred Plan | 2026 | Time-of-Use Rates (TOU) | Residential Charitable | Winter Morning | Time-of-Use Rates (TOU) | ENS | Residential LI | 9723
Preferred Plan | 2026 | Time-of-Use Rates (TOU) | Residential Charitable | Winter Morning | Time-of-Use Rates (TOU) | ENS | Residential Market Rate | 55375
Preferred Plan | 2026 | Time-of-Use Rates (TOU) | Residential Charitable | Winter Evening | Time-of-Use Rates (TOU) | ENS | Residential LI | 9723
Preferred Plan | 2026 | Time-of-Use Rates (TOU) | Residential Charitable | Winter Evening | Time-of-Use Rates (TOU) | ENS | Residential Market Rate | 55375
Preferred Plan | 2027 | DLC-Thermostat | Residential Charitable | Winter Morning | DLC-Thermostat-BYOT-Central Heat Pump | ENS | Residential LI | 34
Preferred Plan | 2027 | DLC-Thermostat | Residential Charitable | Winter Morning | DLC-Thermostat-BYOT-Central Heat Pump | ENS | Residential Market Rate | 209
Preferred Plan | 2027 | DLC-Thermostat | Residential Charitable | Winter Morning | DLC-Thermostat-DI-Baseboard Heating | ENS | Residential LI | 327
Preferred Plan | 2027 | DLC-Thermostat | Residential Charitable | Winter Morning | DLC-Thermostat-DI-Baseboard Heating | ENS | Residential Market Rate | 3115
Preferred Plan | 2027 | DLC-Thermostat | Residential Charitable | Winter Morning | DLC-Thermostat-BYOT-Baseboard Heating | ENS | Residential LI | 72
Preferred Plan | 2027 | DLC-Thermostat | Residential Charitable | Winter Morning | DLC-Thermostat-BYOT-Baseboard Heating | ENS | Residential Market Rate | 681
Preferred Plan | 2027 | DLC-Thermostat | Residential Charitable | Winter Morning | DLC-Thermostat-DI-MSHP | ENS | Residential LI | 256
Preferred Plan | 2027 | DLC-Thermostat | Residential Charitable | Winter Morning | DLC-Thermostat-DI-MSHP | ENS | Residential Market Rate | 2433
Preferred Plan | 2027 | DLC-Thermostat | Residential Charitable | Winter Morning | DLC-Thermostat-BYOT-MSHP | ENS | Residential LI | 23
Preferred Plan | 2027 | DLC-Thermostat | Residential Charitable | Winter Morning | DLC-Thermostat-BYOT-MSHP | ENS | Residential Market Rate | 220
Preferred Plan | 2027 | DLC-Thermostat | Residential Charitable | Winter Evening | DLC-Thermostat-BYOT-Central Heat Pump | ENS | Residential LI | 34
Preferred Plan | 2027 | DLC-Thermostat | Residential Charitable | Winter Evening | DLC-Thermostat-BYOT-Central Heat Pump | ENS | Residential Market Rate | 209
Preferred Plan | 2027 | DLC-Thermostat | Residential Charitable | Winter Evening | DLC-Thermostat-DI-Baseboard Heating | ENS | Residential LI | 327
Preferred Plan | 2027 | DLC-Thermostat | Residential Charitable | Winter Evening | DLC-Thermostat-DI-Baseboard Heating | ENS | Residential Market Rate | 3115
Preferred Plan | 2027 | DLC-Thermostat | Residential Charitable | Winter Evening | DLC-Thermostat-BYOT-Baseboard Heating | ENS | Residential LI | 72
Preferred Plan | 2027 | DLC-Thermostat | Residential Charitable | Winter Evening | DLC-Thermostat-BYOT-Baseboard Heating | ENS | Residential Market Rate | 681
Preferred Plan | 2027 | DLC-Thermostat | Residential Charitable | Winter Evening | DLC-Thermostat-DI-MSHP | ENS | Residential LI | 256
Preferred Plan | 2027 | DLC-Thermostat | Residential Charitable | Winter Evening | DLC-Thermostat-DI-MSHP | ENS | Residential Market Rate | 2433
Preferred Plan | 2027 | DLC-Thermostat | Residential Charitable | Winter Evening | DLC-Thermostat-BYOT-MSHP | ENS | Residential LI | 23
Preferred Plan | 2027 | DLC-Thermostat | Residential Charitable | Winter Evening | DLC-Thermostat-BYOT-MSHP | ENS | Residential Market Rate | 220
Preferred Plan | 2027 | DLC-Water Heating | Residential Charitable | Winter Morning | DLC-Switch-Water Heating | ENS | Residential LI | 215
Preferred Plan | 2027 | DLC-Water Heating | Residential Charitable | Winter Morning | DLC-Switch-Water Heating | ENS | Residential Market Rate | 2459
Preferred Plan | 2027 | DLC-Water Heating | Residential Charitable | Winter Evening | DLC-Switch-Water Heating | ENS | Residential LI | 215
Preferred Plan | 2027 | DLC-Water Heating | Residential Charitable | Winter Evening | DLC-Switch-Water Heating | ENS | Residential Market Rate | 2459
Preferred Plan | 2027 | C&I Curtailment | General | Winter Morning | C&I Curtailment-Turnkey-Manual HVAC Control | ENS | Miscellaneous | 32
Preferred Plan | 2027 | C&I Curtailment | General | Winter Morning | C&I Curtailment-Turnkey-Manual HVAC Control | ENS | Offices | 2
Preferred Plan | 2027 | C&I Curtailment | General | Winter Morning | C&I Curtailment-Turnkey-Manual HVAC Control | ENS | Retail Trade | 7
Preferred Plan | 2027 | C&I Curtailment | General | Winter Morning | C&I Curtailment-Turnkey-Manual HVAC Control | ENS | Services | 5
Preferred Plan | 2027 | C&I Curtailment | General | Winter Morning | C&I Curtailment-Turnkey-Auto-DR HVAC Control | ENS | Miscellaneous | 1
Preferred Plan | 2027 | C&I Curtailment | General | Winter Morning | C&I Curtailment-Turnkey-Standard Lighting Control | ENS | Miscellaneous | 13
Preferred Plan | 2027 | C&I Curtailment | General | Winter Morning | C&I Curtailment-Turnkey-Standard Lighting Control | ENS | Retail Trade | 3
Preferred Plan | 2027 | C&I Curtailment | General | Winter Morning | C&I Curtailment-Turnkey-Standard Lighting Control | ENS | Services | 2
Preferred Plan | 2027 | C&I Curtailment | General | Winter Morning | C&I Curtailment-Turnkey-Water Heating Control | ENS | Miscellaneous | 1
Preferred Plan | 2027 | C&I Curtailment | General | Winter Morning | C&I Curtailment-Turnkey-Other | ENS | Miscellaneous | 15
Preferred Plan | 2027 | C&I Curtailment | General | Winter Morning | C&I Curtailment-Turnkey-Other | ENS | Retail Trade | 5
Preferred Plan | 2027 | C&I Curtailment | General | Winter Morning | C&I Curtailment-Turnkey-Other | ENS | Services | 3
Preferred Plan | 2027 | C&I Curtailment | General | Winter Evening | C&I Curtailment-Turnkey-Manual HVAC Control | ENS | Miscellaneous | 37
Preferred Plan | 2027 | C&I Curtailment | General | Winter Evening | C&I Curtailment-Turnkey-Manual HVAC Control | ENS | Offices | 2
Preferred Plan | 2027 | C&I Curtailment | General | Winter Evening | C&I Curtailment-Turnkey-Manual HVAC Control | ENS | Retail Trade | 9
Preferred Plan | 2027 | C&I Curtailment | General | Winter Evening | C&I Curtailment-Turnkey-Manual HVAC Control | ENS | Services | 6
Preferred Plan | 2027 | C&I Curtailment | General | Winter Evening | C&I Curtailment-Turnkey-Auto-DR HVAC Control | ENS | Miscellaneous | 1
Preferred Plan | 2027 | C&I Curtailment | General | Winter Evening | C&I Curtailment-Turnkey-Standard Lighting Control | ENS | Miscellaneous | 16
Preferred Plan | 2027 | C&I Curtailment | General | Winter Evening | C&I Curtailment-Turnkey-Standard Lighting Control | ENS | Retail Trade | 4
Preferred Plan | 2027 | C&I Curtailment | General | Winter Evening | C&I Curtailment-Turnkey-Standard Lighting Control | ENS | Services | 2
Preferred Plan | 2027 | C&I Curtailment | General | Winter Evening | C&I Curtailment-Turnkey-Water Heating Control | ENS | Miscellaneous | 1
Preferred Plan | 2027 | C&I Curtailment | General | Winter Evening | C&I Curtailment-Turnkey-Water Heating Control | ENS | Retail Trade | 1
Preferred Plan | 2027 | C&I Curtailment | General | Winter Evening | C&I Curtailment-Turnkey-Other | ENS | Miscellaneous | 17
Preferred Plan | 2027 | C&I Curtailment | General | Winter Evening | C&I Curtailment-Turnkey-Other | ENS | Retail Trade | 5
Preferred Plan | 2027 | C&I Curtailment | General | Winter Evening | C&I Curtailment-Turnkey-Other | ENS | Services | 3
Preferred Plan | 2027 | C&I Curtailment | Large General | Winter Morning | C&I Curtailment-Turnkey-Manual HVAC Control | ENS | Miscellaneous | 2
Preferred Plan | 2027 | C&I Curtailment | Large General | Winter Morning | C&I Curtailment-Turnkey-Standard Lighting Control | ENS | Miscellaneous | 1
Preferred Plan | 2027 | C&I Curtailment | Large General | Winter Morning | C&I Curtailment-Turnkey-Other | ENS | Miscellaneous | 1
Preferred Plan | 2027 | C&I Curtailment | Large General | Winter Evening | C&I Curtailment-Turnkey-Manual HVAC Control | ENS | Miscellaneous | 2
Preferred Plan | 2027 | C&I Curtailment | Large General | Winter Evening | C&I Curtailment-Turnkey-Standard Lighting Control | ENS | Miscellaneous | 1
Preferred Plan | 2027 | C&I Curtailment | Large General | Winter Evening | C&I Curtailment-Turnkey-Other | ENS | Miscellaneous | 1
Preferred Plan | 2027 | C&I Curtailment | Small Industrial | Winter Morning | C&I Curtailment-Turnkey-Manual HVAC Control | ENS | Miscellaneous | 2
Preferred Plan | 2027 | C&I Curtailment | Small Industrial | Winter Morning | C&I Curtailment-Turnkey-Standard Lighting Control | ENS | Miscellaneous | 1
Preferred Plan | 2027 | C&I Curtailment | Small Industrial | Winter Morning | C&I Curtailment-Turnkey-Other | ENS | Miscellaneous | 1
Preferred Plan | 2027 | C&I Curtailment | Small Industrial | Winter Evening | C&I Curtailment-Turnkey-Manual HVAC Control | ENS | Miscellaneous | 3
Preferred Plan | 2027 | C&I Curtailment | Small Industrial | Winter Evening | C&I Curtailment-Turnkey-Standard Lighting Control | ENS | Miscellaneous | 1
Preferred Plan | 2027 | C&I Curtailment | Small Industrial | Winter Evening | C&I Curtailment-Turnkey-Other | ENS | Miscellaneous | 1
Preferred Plan | 2027 | C&I Curtailment | Medium Industrial | Winter Morning | C&I Curtailment-Turnkey-Manual HVAC Control | ENS | Miscellaneous | 12
Preferred Plan | 2027 | C&I Curtailment | Medium Industrial | Winter Morning | C&I Curtailment-Turnkey-Manual HVAC Control | ENS | Retail Trade | 3
Preferred Plan | 2027 | C&I Curtailment | Medium Industrial | Winter Morning | C&I Curtailment-Turnkey-Standard Lighting Control | ENS | Miscellaneous | 4
Preferred Plan | 2027 | C&I Curtailment | Medium Industrial | Winter Morning | C&I Curtailment-Turnkey-Standard Lighting Control | ENS | Retail Trade | 1
Preferred Plan | 2027 | C&I Curtailment | Medium Industrial | Winter Morning | C&I Curtailment-Turnkey-Other | ENS | Miscellaneous | 4
Preferred Plan | 2027 | C&I Curtailment | Medium Industrial | Winter Morning | C&I Curtailment-Turnkey-Other | ENS | Retail Trade | 2
Preferred Plan | 2027 | C&I Curtailment | Medium Industrial | Winter Morning | C&I Curtailment-Turnkey-Industrial | ENS | Manufacturing | 4
Preferred Plan | 2027 | C&I Curtailment | Medium Industrial | Winter Evening | C&I Curtailment-Turnkey-Manual HVAC Control | ENS | Miscellaneous | 11
Preferred Plan | 2027 | C&I Curtailment | Medium Industrial | Winter Evening | C&I Curtailment-Turnkey-Manual HVAC Control | ENS | Retail Trade | 3
Preferred Plan | 2027 | C&I Curtailment | Medium Industrial | Winter Evening | C&I Curtailment-Turnkey-Standard Lighting Control | ENS | Miscellaneous | 4
Preferred Plan | 2027 | C&I Curtailment | Medium Industrial | Winter Evening | C&I Curtailment-Turnkey-Standard Lighting Control | ENS | Retail Trade | 1
Preferred Plan | 2027 | C&I Curtailment | Medium Industrial | Winter Evening | C&I Curtailment-Turnkey-Other | ENS | Miscellaneous | 4
Preferred Plan | 2027 | C&I Curtailment | Medium Industrial | Winter Evening | C&I Curtailment-Turnkey-Other | ENS | Retail Trade | 2
Preferred Plan | 2027 | C&I Curtailment | Medium Industrial | Winter Evening | C&I Curtailment-Turnkey-Industrial | ENS | Manufacturing | 4
Preferred Plan | 2027 | C&I Curtailment | Large Industrial | Winter Morning | C&I Curtailment-Turnkey-Manual HVAC Control | ENS | Miscellaneous | 1
Preferred Plan | 2027 | C&I Curtailment | Large Industrial | Winter Evening | C&I Curtailment-Turnkey-Manual HVAC Control | ENS | Miscellaneous | 1
Preferred Plan | 2027 | C&I Loadshift to BUGs | Large General | Winter Morning | C&I Loadshift to BUGs | ENS | Miscellaneous | 2
Preferred Plan | 2027 | C&I Loadshift to BUGs | Large General | Winter Evening | C&I Loadshift to BUGs | ENS | Miscellaneous | 2
Preferred Plan | 2027 | C&I Loadshift to BUGs | Small Industrial | Winter Morning | C&I Loadshift to BUGs | ENS | Miscellaneous | 3
Preferred Plan | 2027 | C&I Loadshift to BUGs | Small Industrial | Winter Evening | C&I Loadshift to BUGs | ENS | Miscellaneous | 3
Preferred Plan | 2027 | C&I Loadshift to BUGs | Medium Industrial | Winter Morning | C&I Loadshift to BUGs | ENS | Manufacturing | 2
Preferred Plan | 2027 | C&I Loadshift to BUGs | Medium Industrial | Winter Morning | C&I Loadshift to BUGs | ENS | Miscellaneous | 4
Preferred Plan | 2027 | C&I Loadshift to BUGs | Medium Industrial | Winter Evening | C&I Loadshift to BUGs | ENS | Manufacturing | 2
Preferred Plan | 2027 | C&I Loadshift to BUGs | Medium Industrial | Winter Evening | C&I Loadshift to BUGs | ENS | Miscellaneous | 4
Preferred Plan | 2027 | Dynamic Pricing | Small General | Winter Morning | Dynamic Pricing with enabling tech. | ENS | Manufacturing | 12
Preferred Plan | 2027 | Dynamic Pricing | Small General | Winter Evening | Dynamic Pricing with enabling tech. | ENS | Manufacturing | 12
Preferred Plan | 2027 | Dynamic Pricing | Residential Charitable | Winter Morning | Dynamic Pricing with enabling tech. | ENS | Residential LI | 823
Preferred Plan | 2027 | Dynamic Pricing | Residential Charitable | Winter Morning | Dynamic Pricing with enabling tech. | ENS | Residential Market Rate | 4670
Preferred Plan | 2027 | Dynamic Pricing | Residential Charitable | Winter Morning | Dynamic Pricing w/o enabling tech. | ENS | Residential LI | 10958
Preferred Plan | 2027 | Dynamic Pricing | Residential Charitable | Winter Morning | Dynamic Pricing w/o enabling tech. | ENS | Residential Market Rate | 62180
Preferred Plan | 2027 | Dynamic Pricing | Residential Charitable | Winter Evening | Dynamic Pricing with enabling tech. | ENS | Residential LI | 823
Preferred Plan | 2027 | Dynamic Pricing | Residential Charitable | Winter Evening | Dynamic Pricing with enabling tech. | ENS | Residential Market Rate | 4670
Preferred Plan | 2027 | Dynamic Pricing | Residential Charitable | Winter Evening | Dynamic Pricing w/o enabling tech. | ENS | Residential LI | 10958
Preferred Plan | 2027 | Dynamic Pricing | Residential Charitable | Winter Evening | Dynamic Pricing w/o enabling tech. | ENS | Residential Market Rate | 62180
Preferred Plan | 2027 | Behavioral DR | Residential Charitable | Winter Morning | Behavioral DR | ENS | Residential LI | 3101
Preferred Plan | 2027 | Behavioral DR | Residential Charitable | Winter Morning | Behavioral DR | ENS | Residential Market Rate | 17669
Preferred Plan | 2027 | Behavioral DR | Residential Charitable | Winter Evening | Behavioral DR | ENS | Residential LI | 3101
Preferred Plan | 2027 | Behavioral DR | Residential Charitable | Winter Evening | Behavioral DR | ENS | Residential Market Rate | 17669
Preferred Plan | 2027 | Time-of-Use Rates (TOU) | Residential Charitable | Winter Morning | Time-of-Use Rates (TOU) | ENS | Residential LI | 10491
Preferred Plan | 2027 | Time-of-Use Rates (TOU) | Residential Charitable | Winter Morning | Time-of-Use Rates (TOU) | ENS | Residential Market Rate | 59770
Preferred Plan | 2027 | Time-of-Use Rates (TOU) | Residential Charitable | Winter Evening | Time-of-Use Rates (TOU) | ENS | Residential LI | 10491
Preferred Plan | 2027 | Time-of-Use Rates (TOU) | Residential Charitable | Winter Evening | Time-of-Use Rates (TOU) | ENS | Residential Market Rate | 59770
Preferred Plan | 2028 | DLC-Thermostat | Residential Charitable | Winter Morning | DLC-Thermostat-BYOT-Central Heat Pump | ENS | Residential LI | 34
Preferred Plan | 2028 | DLC-Thermostat | Residential Charitable | Winter Morning | DLC-Thermostat-BYOT-Central Heat Pump | ENS | Residential Market Rate | 206
Preferred Plan | 2028 | DLC-Thermostat | Residential Charitable | Winter Morning | DLC-Thermostat-DI-Baseboard Heating | ENS | Residential LI | 321
Preferred Plan | 2028 | DLC-Thermostat | Residential Charitable | Winter Morning | DLC-Thermostat-DI-Baseboard Heating | ENS | Residential Market Rate | 3053
Preferred Plan | 2028 | DLC-Thermostat | Residential Charitable | Winter Morning | DLC-Thermostat-BYOT-Baseboard Heating | ENS | Residential LI | 70
Preferred Plan | 2028 | DLC-Thermostat | Residential Charitable | Winter Morning | DLC-Thermostat-BYOT-Baseboard Heating | ENS | Residential Market Rate | 668
Preferred Plan | 2028 | DLC-Thermostat | Residential Charitable | Winter Morning | DLC-Thermostat-DI-MSHP | ENS | Residential LI | 250
Preferred Plan | 2028 | DLC-Thermostat | Residential Charitable | Winter Morning | DLC-Thermostat-DI-MSHP | ENS | Residential Market Rate | 2384
Preferred Plan | 2028 | DLC-Thermostat | Residential Charitable | Winter Morning | DLC-Thermostat-BYOT-MSHP | ENS | Residential LI | 23
Preferred Plan | 2028 | DLC-Thermostat | Residential Charitable | Winter Morning | DLC-Thermostat-BYOT-MSHP | ENS | Residential Market Rate | 215
Preferred Plan | 2028 | DLC-Thermostat | Residential Charitable | Winter Evening | DLC-Thermostat-BYOT-Central Heat Pump | ENS | Residential LI | 34
Preferred Plan | 2028 | DLC-Thermostat | Residential Charitable | Winter Evening | DLC-Thermostat-BYOT-Central Heat Pump | ENS | Residential Market Rate | 206
Preferred Plan | 2028 | DLC-Thermostat | Residential Charitable | Winter Evening | DLC-Thermostat-DI-Baseboard Heating | ENS | Residential LI | 321
Preferred Plan | 2028 | DLC-Thermostat | Residential Charitable | Winter Evening | DLC-Thermostat-DI-Baseboard Heating | ENS | Residential Market Rate | 3053
Preferred Plan | 2028 | DLC-Thermostat | Residential Charitable | Winter Evening | DLC-Thermostat-BYOT-Baseboard Heating | ENS | Residential LI | 70
Preferred Plan | 2028 | DLC-Thermostat | Residential Charitable | Winter Evening | DLC-Thermostat-BYOT-Baseboard Heating | ENS | Residential Market Rate | 668
Preferred Plan | 2028 | DLC-Thermostat | Residential Charitable | Winter Evening | DLC-Thermostat-DI-MSHP | ENS | Residential LI | 250
Preferred Plan | 2028 | DLC-Thermostat | Residential Charitable | Winter Evening | DLC-Thermostat-DI-MSHP | ENS | Residential Market Rate | 2384
Preferred Plan | 2028 | DLC-Thermostat | Residential Charitable | Winter Evening | DLC-Thermostat-BYOT-MSHP | ENS | Residential LI | 23
Preferred Plan | 2028 | DLC-Thermostat | Residential Charitable | Winter Evening | DLC-Thermostat-BYOT-MSHP | ENS | Residential Market Rate | 215
Preferred Plan | 2028 | DLC-Water Heating | Residential Charitable | Winter Morning | DLC-Switch-Water Heating | ENS | Residential LI | 211
Preferred Plan | 2028 | DLC-Water Heating | Residential Charitable | Winter Morning | DLC-Switch-Water Heating | ENS | Residential Market Rate | 2409
Preferred Plan | 2028 | DLC-Water Heating | Residential Charitable | Winter Evening | DLC-Switch-Water Heating | ENS | Residential LI | 211
Preferred Plan | 2028 | DLC-Water Heating | Residential Charitable | Winter Evening | DLC-Switch-Water Heating | ENS | Residential Market Rate | 2409
Preferred Plan | 2028 | C&I Curtailment | General | Winter Morning | C&I Curtailment-Turnkey-Manual HVAC Control | ENS | Miscellaneous | 32
Preferred Plan | 2028 | C&I Curtailment | General | Winter Morning | C&I Curtailment-Turnkey-Manual HVAC Control | ENS | Offices | 2
Preferred Plan | 2028 | C&I Curtailment | General | Winter Morning | C&I Curtailment-Turnkey-Manual HVAC Control | ENS | Retail Trade | 8
Preferred Plan | 2028 | C&I Curtailment | General | Winter Morning | C&I Curtailment-Turnkey-Manual HVAC Control | ENS | Services | 5
Preferred Plan | 2028 | C&I Curtailment | General | Winter Morning | C&I Curtailment-Turnkey-Auto-DR HVAC Control | ENS | Miscellaneous | 2
Preferred Plan | 2028 | C&I Curtailment | General | Winter Morning | C&I Curtailment-Turnkey-Standard Lighting Control | ENS | Miscellaneous | 13
Preferred Plan | 2028 | C&I Curtailment | General | Winter Morning | C&I Curtailment-Turnkey-Standard Lighting Control | ENS | Retail Trade | 3
Preferred Plan | 2028 | C&I Curtailment | General | Winter Morning | C&I Curtailment-Turnkey-Standard Lighting Control | ENS | Services | 2
Preferred Plan | 2028 | C&I Curtailment | General | Winter Morning | C&I Curtailment-Turnkey-Water Heating Control | ENS | Miscellaneous | 1
Preferred Plan | 2028 | C&I Curtailment | General | Winter Morning | C&I Curtailment-Turnkey-Other | ENS | Miscellaneous | 15
Preferred Plan | 2028 | C&I Curtailment | General | Winter Morning | C&I Curtailment-Turnkey-Other | ENS | Retail Trade | 5
Preferred Plan | 2028 | C&I Curtailment | General | Winter Morning | C&I Curtailment-Turnkey-Other | ENS | Services | 3
Preferred Plan | 2028 | C&I Curtailment | General | Winter Evening | C&I Curtailment-Turnkey-Manual HVAC Control | ENS | Miscellaneous | 37
Preferred Plan | 2028 | C&I Curtailment | General | Winter Evening | C&I Curtailment-Turnkey-Manual HVAC Control | ENS | Offices | 3
Preferred Plan | 2028 | C&I Curtailment | General | Winter Evening | C&I Curtailment-Turnkey-Manual HVAC Control | ENS | Retail Trade | 9
Preferred Plan | 2028 | C&I Curtailment | General | Winter Evening | C&I Curtailment-Turnkey-Manual HVAC Control | ENS | Services | 6
Preferred Plan | 2028 | C&I Curtailment | General | Winter Evening | C&I Curtailment-Turnkey-Auto-DR HVAC Control | ENS | Miscellaneous | 2
Preferred Plan | 2028 | C&I Curtailment | General | Winter Evening | C&I Curtailment-Turnkey-Standard Lighting Control | ENS | Miscellaneous | 16
Preferred Plan | 2028 | C&I Curtailment | General | Winter Evening | C&I Curtailment-Turnkey-Standard Lighting Control | ENS | Retail Trade | 3
Preferred Plan | 2028 | C&I Curtailment | General | Winter Evening | C&I Curtailment-Turnkey-Standard Lighting Control | ENS | Services | 2
Preferred Plan | 2028 | C&I Curtailment | General | Winter Evening | C&I Curtailment-Turnkey-Water Heating Control | ENS | Miscellaneous | 1
Preferred Plan | 2028 | C&I Curtailment | General | Winter Evening | C&I Curtailment-Turnkey-Water Heating Control | ENS | Retail Trade | 1
Preferred Plan | 2028 | C&I Curtailment | General | Winter Evening | C&I Curtailment-Turnkey-Other | ENS | Miscellaneous | 17
Preferred Plan | 2028 | C&I Curtailment | General | Winter Evening | C&I Curtailment-Turnkey-Other | ENS | Retail Trade | 6
Preferred Plan | 2028 | C&I Curtailment | General | Winter Evening | C&I Curtailment-Turnkey-Other | ENS | Services | 4
Preferred Plan | 2028 | C&I Curtailment | Large General | Winter Morning | C&I Curtailment-Turnkey-Manual HVAC Control | ENS | Miscellaneous | 2
Preferred Plan | 2028 | C&I Curtailment | Large General | Winter Morning | C&I Curtailment-Turnkey-Standard Lighting Control | ENS | Miscellaneous | 1
Preferred Plan | 2028 | C&I Curtailment | Large General | Winter Morning | C&I Curtailment-Turnkey-Other | ENS | Miscellaneous | 1
Preferred Plan | 2028 | C&I Curtailment | Large General | Winter Evening | C&I Curtailment-Turnkey-Manual HVAC Control | ENS | Miscellaneous | 2
Preferred Plan | 2028 | C&I Curtailment | Large General | Winter Evening | C&I Curtailment-Turnkey-Standard Lighting Control | ENS | Miscellaneous | 1
Preferred Plan | 2028 | C&I Curtailment | Large General | Winter Evening | C&I Curtailment-Turnkey-Other | ENS | Miscellaneous | 1
Preferred Plan | 2028 | C&I Curtailment | Small Industrial | Winter Morning | C&I Curtailment-Turnkey-Manual HVAC Control | ENS | Miscellaneous | 3
Preferred Plan | 2028 | C&I Curtailment | Small Industrial | Winter Morning | C&I Curtailment-Turnkey-Standard Lighting Control | ENS | Miscellaneous | 1
Preferred Plan | 2028 | C&I Curtailment | Small Industrial | Winter Morning | C&I Curtailment-Turnkey-Other | ENS | Miscellaneous | 1
Preferred Plan | 2028 | C&I Curtailment | Small Industrial | Winter Evening | C&I Curtailment-Turnkey-Manual HVAC Control | ENS | Miscellaneous | 4
Preferred Plan | 2028 | C&I Curtailment | Small Industrial | Winter Evening | C&I Curtailment-Turnkey-Standard Lighting Control | ENS | Miscellaneous | 1
Preferred Plan | 2028 | C&I Curtailment | Small Industrial | Winter Evening | C&I Curtailment-Turnkey-Other | ENS | Miscellaneous | 1
Preferred Plan | 2028 | C&I Curtailment | Medium Industrial | Winter Morning | C&I Curtailment-Turnkey-Manual HVAC Control | ENS | Miscellaneous | 12
Preferred Plan | 2028 | C&I Curtailment | Medium Industrial | Winter Morning | C&I Curtailment-Turnkey-Manual HVAC Control | ENS | Retail Trade | 3
Preferred Plan | 2028 | C&I Curtailment | Medium Industrial | Winter Morning | C&I Curtailment-Turnkey-Auto-DR HVAC Control | ENS | Miscellaneous | 1
Preferred Plan | 2028 | C&I Curtailment | Medium Industrial | Winter Morning | C&I Curtailment-Turnkey-Standard Lighting Control | ENS | Miscellaneous | 4
Preferred Plan | 2028 | C&I Curtailment | Medium Industrial | Winter Morning | C&I Curtailment-Turnkey-Standard Lighting Control | ENS | Retail Trade | 1
Preferred Plan | 2028 | C&I Curtailment | Medium Industrial | Winter Morning | C&I Curtailment-Turnkey-Other | ENS | Miscellaneous | 5
Preferred Plan | 2028 | C&I Curtailment | Medium Industrial | Winter Morning | C&I Curtailment-Turnkey-Other | ENS | Retail Trade | 2
Preferred Plan | 2028 | C&I Curtailment | Medium Industrial | Winter Morning | C&I Curtailment-Turnkey-Industrial | ENS | Manufacturing | 4
Preferred Plan | 2028 | C&I Curtailment | Medium Industrial | Winter Evening | C&I Curtailment-Turnkey-Manual HVAC Control | ENS | Miscellaneous | 12
Preferred Plan | 2028 | C&I Curtailment | Medium Industrial | Winter Evening | C&I Curtailment-Turnkey-Manual HVAC Control | ENS | Retail Trade | 3
Preferred Plan | 2028 | C&I Curtailment | Medium Industrial | Winter Evening | C&I Curtailment-Turnkey-Auto-DR HVAC Control | ENS | Miscellaneous | 1
Preferred Plan | 2028 | C&I Curtailment | Medium Industrial | Winter Evening | C&I Curtailment-Turnkey-Standard Lighting Control | ENS | Miscellaneous | 4
Preferred Plan | 2028 | C&I Curtailment | Medium Industrial | Winter Evening | C&I Curtailment-Turnkey-Standard Lighting Control | ENS | Retail Trade | 1
Preferred Plan | 2028 | C&I Curtailment | Medium Industrial | Winter Evening | C&I Curtailment-Turnkey-Other | ENS | Miscellaneous | 5
Preferred Plan | 2028 | C&I Curtailment | Medium Industrial | Winter Evening | C&I Curtailment-Turnkey-Other | ENS | Retail Trade | 2
Preferred Plan | 2028 | C&I Curtailment | Medium Industrial | Winter Evening | C&I Curtailment-Turnkey-Industrial | ENS | Manufacturing | 4
Preferred Plan | 2028 | C&I Curtailment | Large Industrial | Winter Morning | C&I Curtailment-Turnkey-Manual HVAC Control | ENS | Miscellaneous | 1
Preferred Plan | 2028 | C&I Curtailment | Large Industrial | Winter Evening | C&I Curtailment-Turnkey-Manual HVAC Control | ENS | Miscellaneous | 1
Preferred Plan | 2028 | C&I Loadshift to BUGs | Large General | Winter Morning | C&I Loadshift to BUGs | ENS | Miscellaneous | 2
Preferred Plan | 2028 | C&I Loadshift to BUGs | Large General | Winter Evening | C&I Loadshift to BUGs | ENS | Miscellaneous | 2
Preferred Plan | 2028 | C&I Loadshift to BUGs | Small Industrial | Winter Morning | C&I Loadshift to BUGs | ENS | Miscellaneous | 3
Preferred Plan | 2028 | C&I Loadshift to BUGs | Small Industrial | Winter Evening | C&I Loadshift to BUGs | ENS | Miscellaneous | 3
Preferred Plan | 2028 | C&I Loadshift to BUGs | Medium Industrial | Winter Morning | C&I Loadshift to BUGs | ENS | Manufacturing | 2
Preferred Plan | 2028 | C&I Loadshift to BUGs | Medium Industrial | Winter Morning | C&I Loadshift to BUGs | ENS | Miscellaneous | 4
Preferred Plan | 2028 | C&I Loadshift to BUGs | Medium Industrial | Winter Evening | C&I Loadshift to BUGs | ENS | Manufacturing | 2
Preferred Plan | 2028 | C&I Loadshift to BUGs | Medium Industrial | Winter Evening | C&I Loadshift to BUGs | ENS | Miscellaneous | 4
Preferred Plan | 2028 | Dynamic Pricing | Small General | Winter Morning | Dynamic Pricing with enabling tech. | ENS | Manufacturing | 15
Preferred Plan | 2028 | Dynamic Pricing | Small General | Winter Evening | Dynamic Pricing with enabling tech. | ENS | Manufacturing | 15
Preferred Plan | 2028 | Dynamic Pricing | Residential Charitable | Winter Morning | Dynamic Pricing with enabling tech. | ENS | Residential LI | 1834
Preferred Plan | 2028 | Dynamic Pricing | Residential Charitable | Winter Morning | Dynamic Pricing with enabling tech. | ENS | Residential Market Rate | 10407
Preferred Plan | 2028 | Dynamic Pricing | Residential Charitable | Winter Morning | Dynamic Pricing w/o enabling tech. | ENS | Residential LI | 12284
Preferred Plan | 2028 | Dynamic Pricing | Residential Charitable | Winter Morning | Dynamic Pricing w/o enabling tech. | ENS | Residential Market Rate | 69720
Preferred Plan | 2028 | Dynamic Pricing | Residential Charitable | Winter Evening | Dynamic Pricing with enabling tech. | ENS | Residential LI | 1834
Preferred Plan | 2028 | Dynamic Pricing | Residential Charitable | Winter Evening | Dynamic Pricing with enabling tech. | ENS | Residential Market Rate | 10407
Preferred Plan | 2028 | Dynamic Pricing | Residential Charitable | Winter Evening | Dynamic Pricing w/o enabling tech. | ENS | Residential LI | 12284
Preferred Plan | 2028 | Dynamic Pricing | Residential Charitable | Winter Evening | Dynamic Pricing w/o enabling tech. | ENS | Residential Market Rate | 69720
Preferred Plan | 2028 | Behavioral DR | Residential Charitable | Winter Morning | Behavioral DR | ENS | Residential LI | 6820
Preferred Plan | 2028 | Behavioral DR | Residential Charitable | Winter Morning | Behavioral DR | ENS | Residential Market Rate | 38862
Preferred Plan | 2028 | Behavioral DR | Residential Charitable | Winter Evening | Behavioral DR | ENS | Residential LI | 6820
Preferred Plan | 2028 | Behavioral DR | Residential Charitable | Winter Evening | Behavioral DR | ENS | Residential Market Rate | 38862
Preferred Plan | 2028 | Time-of-Use Rates (TOU) | Residential Charitable | Winter Morning | Time-of-Use Rates (TOU) | ENS | Residential LI | 10562
Preferred Plan | 2028 | Time-of-Use Rates (TOU) | Residential Charitable | Winter Morning | Time-of-Use Rates (TOU) | ENS | Residential Market Rate | 60187
Preferred Plan | 2028 | Time-of-Use Rates (TOU) | Residential Charitable | Winter Evening | Time-of-Use Rates (TOU) | ENS | Residential LI | 10562
Preferred Plan | 2028 | Time-of-Use Rates (TOU) | Residential Charitable | Winter Evening | Time-of-Use Rates (TOU) | ENS | Residential Market Rate | 60187
Preferred Plan | 2029 | DLC-Thermostat | Residential Charitable | Winter Morning | DLC-Thermostat-BYOT-Central Heat Pump | ENS | Residential LI | 33
Preferred Plan | 2029 | DLC-Thermostat | Residential Charitable | Winter Morning | DLC-Thermostat-BYOT-Central Heat Pump | ENS | Residential Market Rate | 201
Preferred Plan | 2029 | DLC-Thermostat | Residential Charitable | Winter Morning | DLC-Thermostat-DI-Baseboard Heating | ENS | Residential LI | 314
Preferred Plan | 2029 | DLC-Thermostat | Residential Charitable | Winter Morning | DLC-Thermostat-DI-Baseboard Heating | ENS | Residential Market Rate | 2991
Preferred Plan | 2029 | DLC-Thermostat | Residential Charitable | Winter Morning | DLC-Thermostat-BYOT-Baseboard Heating | ENS | Residential LI | 69
Preferred Plan | 2029 | DLC-Thermostat | Residential Charitable | Winter Morning | DLC-Thermostat-BYOT-Baseboard Heating | ENS | Residential Market Rate | 654
Preferred Plan | 2029 | DLC-Thermostat | Residential Charitable | Winter Morning | DLC-Thermostat-DI-MSHP | ENS | Residential LI | 245
Preferred Plan | 2029 | DLC-Thermostat | Residential Charitable | Winter Morning | DLC-Thermostat-DI-MSHP | ENS | Residential Market Rate | 2337
Preferred Plan | 2029 | DLC-Thermostat | Residential Charitable | Winter Morning | DLC-Thermostat-BYOT-MSHP | ENS | Residential LI | 22
Preferred Plan | 2029 | DLC-Thermostat | Residential Charitable | Winter Morning | DLC-Thermostat-BYOT-MSHP | ENS | Residential Market Rate | 212
Preferred Plan | 2029 | DLC-Thermostat | Residential Charitable | Winter Evening | DLC-Thermostat-BYOT-Central Heat Pump | ENS | Residential LI | 33
Preferred Plan | 2029 | DLC-Thermostat | Residential Charitable | Winter Evening | DLC-Thermostat-BYOT-Central Heat Pump | ENS | Residential Market Rate | 201
Preferred Plan | 2029 | DLC-Thermostat | Residential Charitable | Winter Evening | DLC-Thermostat-DI-Baseboard Heating | ENS | Residential LI | 314
Preferred Plan | 2029 | DLC-Thermostat | Residential Charitable | Winter Evening | DLC-Thermostat-DI-Baseboard Heating | ENS | Residential Market Rate | 2991
Preferred Plan | 2029 | DLC-Thermostat | Residential Charitable | Winter Evening | DLC-Thermostat-BYOT-Baseboard Heating | ENS | Residential LI | 69
Preferred Plan | 2029 | DLC-Thermostat | Residential Charitable | Winter Evening | DLC-Thermostat-BYOT-Baseboard Heating | ENS | Residential Market Rate | 654
Preferred Plan | 2029 | DLC-Thermostat | Residential Charitable | Winter Evening | DLC-Thermostat-DI-MSHP | ENS | Residential LI | 245
Preferred Plan | 2029 | DLC-Thermostat | Residential Charitable | Winter Evening | DLC-Thermostat-DI-MSHP | ENS | Residential Market Rate | 2337
Preferred Plan | 2029 | DLC-Thermostat | Residential Charitable | Winter Evening | DLC-Thermostat-BYOT-MSHP | ENS | Residential LI | 22
Preferred Plan | 2029 | DLC-Thermostat | Residential Charitable | Winter Evening | DLC-Thermostat-BYOT-MSHP | ENS | Residential Market Rate | 212
Preferred Plan | 2029 | DLC-Water Heating | Residential Charitable | Winter Morning | DLC-Switch-Water Heating | ENS | Residential LI | 207
Preferred Plan | 2029 | DLC-Water Heating | Residential Charitable | Winter Morning | DLC-Switch-Water Heating | ENS | Residential Market Rate | 2361
Preferred Plan | 2029 | DLC-Water Heating | Residential Charitable | Winter Evening | DLC-Switch-Water Heating | ENS | Residential LI | 207
Preferred Plan | 2029 | DLC-Water Heating | Residential Charitable | Winter Evening | DLC-Switch-Water Heating | ENS | Residential Market Rate | 2361
Preferred Plan | 2029 | C&I Curtailment | General | Winter Morning | C&I Curtailment-Turnkey-Manual HVAC Control | ENS | Miscellaneous | 32
Preferred Plan | 2029 | C&I Curtailment | General | Winter Morning | C&I Curtailment-Turnkey-Manual HVAC Control | ENS | Offices | 2
Preferred Plan | 2029 | C&I Curtailment | General | Winter Morning | C&I Curtailment-Turnkey-Manual HVAC Control | ENS | Retail Trade | 7
Preferred Plan | 2029 | C&I Curtailment | General | Winter Morning | C&I Curtailment-Turnkey-Manual HVAC Control | ENS | Services | 5
Preferred Plan | 2029 | C&I Curtailment | General | Winter Morning | C&I Curtailment-Turnkey-Auto-DR HVAC Control | ENS | Miscellaneous | 2
Preferred Plan | 2029 | C&I Curtailment | General | Winter Morning | C&I Curtailment-Turnkey-Standard Lighting Control | ENS | Miscellaneous | 13
Preferred Plan | 2029 | C&I Curtailment | General | Winter Morning | C&I Curtailment-Turnkey-Standard Lighting Control | ENS | Retail Trade | 3
Preferred Plan | 2029 | C&I Curtailment | General | Winter Morning | C&I Curtailment-Turnkey-Standard Lighting Control | ENS | Services | 2
Preferred Plan | 2029 | C&I Curtailment | General | Winter Morning | C&I Curtailment-Turnkey-Water Heating Control | ENS | Miscellaneous | 1
Preferred Plan | 2029 | C&I Curtailment | General | Winter Morning | C&I Curtailment-Turnkey-Other | ENS | Miscellaneous | 15
Preferred Plan | 2029 | C&I Curtailment | General | Winter Morning | C&I Curtailment-Turnkey-Other | ENS | Retail Trade | 5
Preferred Plan | 2029 | C&I Curtailment | General | Winter Morning | C&I Curtailment-Turnkey-Other | ENS | Services | 3
Preferred Plan | 2029 | C&I Curtailment | General | Winter Evening | C&I Curtailment-Turnkey-Manual HVAC Control | ENS | Miscellaneous | 37
Preferred Plan | 2029 | C&I Curtailment | General | Winter Evening | C&I Curtailment-Turnkey-Manual HVAC Control | ENS | Offices | 3
Preferred Plan | 2029 | C&I Curtailment | General | Winter Evening | C&I Curtailment-Turnkey-Manual HVAC Control | ENS | Retail Trade | 9
Preferred Plan | 2029 | C&I Curtailment | General | Winter Evening | C&I Curtailment-Turnkey-Manual HVAC Control | ENS | Services | 6
Preferred Plan | 2029 | C&I Curtailment | General | Winter Evening | C&I Curtailment-Turnkey-Auto-DR HVAC Control | ENS | Miscellaneous | 2
Preferred Plan | 2029 | C&I Curtailment | General | Winter Evening | C&I Curtailment-Turnkey-Auto-DR HVAC Control | ENS | Retail Trade | 1
Preferred Plan | 2029 | C&I Curtailment | General | Winter Evening | C&I Curtailment-Turnkey-Standard Lighting Control | ENS | Miscellaneous | 16
Preferred Plan | 2029 | C&I Curtailment | General | Winter Evening | C&I Curtailment-Turnkey-Standard Lighting Control | ENS | Retail Trade | 3
Preferred Plan | 2029 | C&I Curtailment | General | Winter Evening | C&I Curtailment-Turnkey-Standard Lighting Control | ENS | Services | 2
Preferred Plan | 2029 | C&I Curtailment | General | Winter Evening | C&I Curtailment-Turnkey-Water Heating Control | ENS | Miscellaneous | 1
Preferred Plan | 2029 | C&I Curtailment | General | Winter Evening | C&I Curtailment-Turnkey-Water Heating Control | ENS | Retail Trade | 1
Preferred Plan | 2029 | C&I Curtailment | General | Winter Evening | C&I Curtailment-Turnkey-Other | ENS | Miscellaneous | 18
Preferred Plan | 2029 | C&I Curtailment | General | Winter Evening | C&I Curtailment-Turnkey-Other | ENS | Retail Trade | 6
Preferred Plan | 2029 | C&I Curtailment | General | Winter Evening | C&I Curtailment-Turnkey-Other | ENS | Services | 4
Preferred Plan | 2029 | C&I Curtailment | Large General | Winter Morning | C&I Curtailment-Turnkey-Manual HVAC Control | ENS | Miscellaneous | 2
Preferred Plan | 2029 | C&I Curtailment | Large General | Winter Morning | C&I Curtailment-Turnkey-Standard Lighting Control | ENS | Miscellaneous | 1
Preferred Plan | 2029 | C&I Curtailment | Large General | Winter Morning | C&I Curtailment-Turnkey-Other | ENS | Miscellaneous | 1
Preferred Plan | 2029 | C&I Curtailment | Large General | Winter Evening | C&I Curtailment-Turnkey-Manual HVAC Control | ENS | Miscellaneous | 2
Preferred Plan | 2029 | C&I Curtailment | Large General | Winter Evening | C&I Curtailment-Turnkey-Standard Lighting Control | ENS | Miscellaneous | 1
Preferred Plan | 2029 | C&I Curtailment | Large General | Winter Evening | C&I Curtailment-Turnkey-Other | ENS | Miscellaneous | 1
Preferred Plan | 2029 | C&I Curtailment | Small Industrial | Winter Morning | C&I Curtailment-Turnkey-Manual HVAC Control | ENS | Miscellaneous | 3
Preferred Plan | 2029 | C&I Curtailment | Small Industrial | Winter Morning | C&I Curtailment-Turnkey-Standard Lighting Control | ENS | Miscellaneous | 1
Preferred Plan | 2029 | C&I Curtailment | Small Industrial | Winter Morning | C&I Curtailment-Turnkey-Other | ENS | Miscellaneous | 1
Preferred Plan | 2029 | C&I Curtailment | Small Industrial | Winter Evening | C&I Curtailment-Turnkey-Manual HVAC Control | ENS | Miscellaneous | 4
Preferred Plan | 2029 | C&I Curtailment | Small Industrial | Winter Evening | C&I Curtailment-Turnkey-Standard Lighting Control | ENS | Miscellaneous | 1
Preferred Plan | 2029 | C&I Curtailment | Small Industrial | Winter Evening | C&I Curtailment-Turnkey-Other | ENS | Miscellaneous | 2
Preferred Plan | 2029 | C&I Curtailment | Medium Industrial | Winter Morning | C&I Curtailment-Turnkey-Manual HVAC Control | ENS | Miscellaneous | 12
Preferred Plan | 2029 | C&I Curtailment | Medium Industrial | Winter Morning | C&I Curtailment-Turnkey-Manual HVAC Control | ENS | Retail Trade | 3
Preferred Plan | 2029 | C&I Curtailment | Medium Industrial | Winter Morning | C&I Curtailment-Turnkey-Auto-DR HVAC Control | ENS | Miscellaneous | 1
Preferred Plan | 2029 | C&I Curtailment | Medium Industrial | Winter Morning | C&I Curtailment-Turnkey-Standard Lighting Control | ENS | Miscellaneous | 4
Preferred Plan | 2029 | C&I Curtailment | Medium Industrial | Winter Morning | C&I Curtailment-Turnkey-Standard Lighting Control | ENS | Retail Trade | 1
Preferred Plan | 2029 | C&I Curtailment | Medium Industrial | Winter Morning | C&I Curtailment-Turnkey-Other | ENS | Miscellaneous | 5
Preferred Plan | 2029 | C&I Curtailment | Medium Industrial | Winter Morning | C&I Curtailment-Turnkey-Other | ENS | Retail Trade | 2
Preferred Plan | 2029 | C&I Curtailment | Medium Industrial | Winter Morning | C&I Curtailment-Turnkey-Industrial | ENS | Manufacturing | 4
Preferred Plan | 2029 | C&I Curtailment | Medium Industrial | Winter Evening | C&I Curtailment-Turnkey-Manual HVAC Control | ENS | Miscellaneous | 11
Preferred Plan | 2029 | C&I Curtailment | Medium Industrial | Winter Evening | C&I Curtailment-Turnkey-Manual HVAC Control | ENS | Retail Trade | 3
Preferred Plan | 2029 | C&I Curtailment | Medium Industrial | Winter Evening | C&I Curtailment-Turnkey-Auto-DR HVAC Control | ENS | Miscellaneous | 1
Preferred Plan | 2029 | C&I Curtailment | Medium Industrial | Winter Evening | C&I Curtailment-Turnkey-Standard Lighting Control | ENS | Miscellaneous | 4
Preferred Plan | 2029 | C&I Curtailment | Medium Industrial | Winter Evening | C&I Curtailment-Turnkey-Standard Lighting Control | ENS | Retail Trade | 1
Preferred Plan | 2029 | C&I Curtailment | Medium Industrial | Winter Evening | C&I Curtailment-Turnkey-Other | ENS | Miscellaneous | 4
Preferred Plan | 2029 | C&I Curtailment | Medium Industrial | Winter Evening | C&I Curtailment-Turnkey-Other | ENS | Retail Trade | 2
Preferred Plan | 2029 | C&I Curtailment | Medium Industrial | Winter Evening | C&I Curtailment-Turnkey-Industrial | ENS | Manufacturing | 4
Preferred Plan | 2029 | C&I Curtailment | Large Industrial | Winter Morning | C&I Curtailment-Turnkey-Manual HVAC Control | ENS | Miscellaneous | 1
Preferred Plan | 2029 | C&I Curtailment | Large Industrial | Winter Evening | C&I Curtailment-Turnkey-Manual HVAC Control | ENS | Miscellaneous | 1
Preferred Plan | 2029 | C&I Loadshift to BUGs | Large General | Winter Morning | C&I Loadshift to BUGs | ENS | Miscellaneous | 2
Preferred Plan | 2029 | C&I Loadshift to BUGs | Large General | Winter Evening | C&I Loadshift to BUGs | ENS | Miscellaneous | 2
Preferred Plan | 2029 | C&I Loadshift to BUGs | Small Industrial | Winter Morning | C&I Loadshift to BUGs | ENS | Miscellaneous | 3
Preferred Plan | 2029 | C&I Loadshift to BUGs | Small Industrial | Winter Evening | C&I Loadshift to BUGs | ENS | Miscellaneous | 3
Preferred Plan | 2029 | C&I Loadshift to BUGs | Medium Industrial | Winter Morning | C&I Loadshift to BUGs | ENS | Manufacturing | 2
Preferred Plan | 2029 | C&I Loadshift to BUGs | Medium Industrial | Winter Morning | C&I Loadshift to BUGs | ENS | Miscellaneous | 4
Preferred Plan | 2029 | C&I Loadshift to BUGs | Medium Industrial | Winter Evening | C&I Loadshift to BUGs | ENS | Manufacturing | 2
Preferred Plan | 2029 | C&I Loadshift to BUGs | Medium Industrial | Winter Evening | C&I Loadshift to BUGs | ENS | Miscellaneous | 4
Preferred Plan | 2029 | Dynamic Pricing | Small General | Winter Morning | Dynamic Pricing with enabling tech. | ENS | Manufacturing | 18
Preferred Plan | 2029 | Dynamic Pricing | Small General | Winter Evening | Dynamic Pricing with enabling tech. | ENS | Manufacturing | 18
Preferred Plan | 2029 | Dynamic Pricing | Residential Charitable | Winter Morning | Dynamic Pricing with enabling tech. | ENS | Residential LI | 3905
Preferred Plan | 2029 | Dynamic Pricing | Residential Charitable | Winter Morning | Dynamic Pricing with enabling tech. | ENS | Residential Market Rate | 22170
Preferred Plan | 2029 | Dynamic Pricing | Residential Charitable | Winter Morning | Dynamic Pricing w/o enabling tech. | ENS | Residential LI | 12395
Preferred Plan | 2029 | Dynamic Pricing | Residential Charitable | Winter Morning | Dynamic Pricing w/o enabling tech. | ENS | Residential Market Rate | 70362
Preferred Plan | 2029 | Dynamic Pricing | Residential Charitable | Winter Evening | Dynamic Pricing with enabling tech. | ENS | Residential LI | 3905
Preferred Plan | 2029 | Dynamic Pricing | Residential Charitable | Winter Evening | Dynamic Pricing with enabling tech. | ENS | Residential Market Rate | 22170
Preferred Plan | 2029 | Dynamic Pricing | Residential Charitable | Winter Evening | Dynamic Pricing w/o enabling tech. | ENS | Residential LI | 12395
Preferred Plan | 2029 | Dynamic Pricing | Residential Charitable | Winter Evening | Dynamic Pricing w/o enabling tech. | ENS | Residential Market Rate | 70362
Preferred Plan | 2029 | Behavioral DR | Residential Charitable | Winter Morning | Behavioral DR | ENS | Residential LI | 10664
Preferred Plan | 2029 | Behavioral DR | Residential Charitable | Winter Morning | Behavioral DR | ENS | Residential Market Rate | 60772
Preferred Plan | 2029 | Behavioral DR | Residential Charitable | Winter Evening | Behavioral DR | ENS | Residential LI | 10664
Preferred Plan | 2029 | Behavioral DR | Residential Charitable | Winter Evening | Behavioral DR | ENS | Residential Market Rate | 60772
Preferred Plan | 2029 | Time-of-Use Rates (TOU) | Residential Charitable | Winter Morning | Time-of-Use Rates (TOU) | ENS | Residential LI | 9894
Preferred Plan | 2029 | Time-of-Use Rates (TOU) | Residential Charitable | Winter Morning | Time-of-Use Rates (TOU) | ENS | Residential Market Rate | 56383
Preferred Plan | 2029 | Time-of-Use Rates (TOU) | Residential Charitable | Winter Evening | Time-of-Use Rates (TOU) | ENS | Residential LI | 9894
Preferred Plan | 2029 | Time-of-Use Rates (TOU) | Residential Charitable | Winter Evening | Time-of-Use Rates (TOU) | ENS | Residential Market Rate | 56383
Preferred Plan | 2030 | DLC-Thermostat | Residential Charitable | Winter Morning | DLC-Thermostat-BYOT-Central Heat Pump | ENS | Residential LI | 32
Preferred Plan | 2030 | DLC-Thermostat | Residential Charitable | Winter Morning | DLC-Thermostat-BYOT-Central Heat Pump | ENS | Residential Market Rate | 197
Preferred Plan | 2030 | DLC-Thermostat | Residential Charitable | Winter Morning | DLC-Thermostat-DI-Baseboard Heating | ENS | Residential LI | 308
Preferred Plan | 2030 | DLC-Thermostat | Residential Charitable | Winter Morning | DLC-Thermostat-DI-Baseboard Heating | ENS | Residential Market Rate | 2932
Preferred Plan | 2030 | DLC-Thermostat | Residential Charitable | Winter Morning | DLC-Thermostat-BYOT-Baseboard Heating | ENS | Residential LI | 67
Preferred Plan | 2030 | DLC-Thermostat | Residential Charitable | Winter Morning | DLC-Thermostat-BYOT-Baseboard Heating | ENS | Residential Market Rate | 641
Preferred Plan | 2030 | DLC-Thermostat | Residential Charitable | Winter Morning | DLC-Thermostat-DI-MSHP | ENS | Residential LI | 241
Preferred Plan | 2030 | DLC-Thermostat | Residential Charitable | Winter Morning | DLC-Thermostat-DI-MSHP | ENS | Residential Market Rate | 2290
Preferred Plan | 2030 | DLC-Thermostat | Residential Charitable | Winter Morning | DLC-Thermostat-BYOT-MSHP | ENS | Residential LI | 22
Preferred Plan | 2030 | DLC-Thermostat | Residential Charitable | Winter Morning | DLC-Thermostat-BYOT-MSHP | ENS | Residential Market Rate | 207
Preferred Plan | 2030 | DLC-Thermostat | Residential Charitable | Winter Evening | DLC-Thermostat-BYOT-Central Heat Pump | ENS | Residential LI | 32
Preferred Plan | 2030 | DLC-Thermostat | Residential Charitable | Winter Evening | DLC-Thermostat-BYOT-Central Heat Pump | ENS | Residential Market Rate | 197
Preferred Plan | 2030 | DLC-Thermostat | Residential Charitable | Winter Evening | DLC-Thermostat-DI-Baseboard Heating | ENS | Residential LI | 308
Preferred Plan | 2030 | DLC-Thermostat | Residential Charitable | Winter Evening | DLC-Thermostat-DI-Baseboard Heating | ENS | Residential Market Rate | 2932
Preferred Plan | 2030 | DLC-Thermostat | Residential Charitable | Winter Evening | DLC-Thermostat-BYOT-Baseboard Heating | ENS | Residential LI | 67
Preferred Plan | 2030 | DLC-Thermostat | Residential Charitable | Winter Evening | DLC-Thermostat-BYOT-Baseboard Heating | ENS | Residential Market Rate | 641
Preferred Plan | 2030 | DLC-Thermostat | Residential Charitable | Winter Evening | DLC-Thermostat-DI-MSHP | ENS | Residential LI | 241
Preferred Plan | 2030 | DLC-Thermostat | Residential Charitable | Winter Evening | DLC-Thermostat-DI-MSHP | ENS | Residential Market Rate | 2290
Preferred Plan | 2030 | DLC-Thermostat | Residential Charitable | Winter Evening | DLC-Thermostat-BYOT-MSHP | ENS | Residential LI | 22
Preferred Plan | 2030 | DLC-Thermostat | Residential Charitable | Winter Evening | DLC-Thermostat-BYOT-MSHP | ENS | Residential Market Rate | 207
Preferred Plan | 2030 | DLC-Water Heating | Residential Charitable | Winter Morning | DLC-Switch-Water Heating | ENS | Residential LI | 203
Preferred Plan | 2030 | DLC-Water Heating | Residential Charitable | Winter Morning | DLC-Switch-Water Heating | ENS | Residential Market Rate | 2314
Preferred Plan | 2030 | DLC-Water Heating | Residential Charitable | Winter Evening | DLC-Switch-Water Heating | ENS | Residential LI | 203
Preferred Plan | 2030 | DLC-Water Heating | Residential Charitable | Winter Evening | DLC-Switch-Water Heating | ENS | Residential Market Rate | 2314
Preferred Plan | 2030 | C&I Curtailment | General | Winter Morning | C&I Curtailment-Turnkey-Manual HVAC Control | ENS | Miscellaneous | 32
Preferred Plan | 2030 | C&I Curtailment | General | Winter Morning | C&I Curtailment-Turnkey-Manual HVAC Control | ENS | Offices | 2
Preferred Plan | 2030 | C&I Curtailment | General | Winter Morning | C&I Curtailment-Turnkey-Manual HVAC Control | ENS | Retail Trade | 7
Preferred Plan | 2030 | C&I Curtailment | General | Winter Morning | C&I Curtailment-Turnkey-Manual HVAC Control | ENS | Services | 5
Preferred Plan | 2030 | C&I Curtailment | General | Winter Morning | C&I Curtailment-Turnkey-Auto-DR HVAC Control | ENS | Miscellaneous | 3
Preferred Plan | 2030 | C&I Curtailment | General | Winter Morning | C&I Curtailment-Turnkey-Auto-DR HVAC Control | ENS | Retail Trade | 1
Preferred Plan | 2030 | C&I Curtailment | General | Winter Morning | C&I Curtailment-Turnkey-Standard Lighting Control | ENS | Miscellaneous | 13
Preferred Plan | 2030 | C&I Curtailment | General | Winter Morning | C&I Curtailment-Turnkey-Standard Lighting Control | ENS | Retail Trade | 3
Preferred Plan | 2030 | C&I Curtailment | General | Winter Morning | C&I Curtailment-Turnkey-Standard Lighting Control | ENS | Services | 2
Preferred Plan | 2030 | C&I Curtailment | General | Winter Morning | C&I Curtailment-Turnkey-Water Heating Control | ENS | Miscellaneous | 1
Preferred Plan | 2030 | C&I Curtailment | General | Winter Morning | C&I Curtailment-Turnkey-Other | ENS | Miscellaneous | 16
Preferred Plan | 2030 | C&I Curtailment | General | Winter Morning | C&I Curtailment-Turnkey-Other | ENS | Retail Trade | 5
Preferred Plan | 2030 | C&I Curtailment | General | Winter Morning | C&I Curtailment-Turnkey-Other | ENS | Services | 3
Preferred Plan | 2030 | C&I Curtailment | General | Winter Evening | C&I Curtailment-Turnkey-Manual HVAC Control | ENS | Miscellaneous | 38
Preferred Plan | 2030 | C&I Curtailment | General | Winter Evening | C&I Curtailment-Turnkey-Manual HVAC Control | ENS | Offices | 3
Preferred Plan | 2030 | C&I Curtailment | General | Winter Evening | C&I Curtailment-Turnkey-Manual HVAC Control | ENS | Retail Trade | 9
Preferred Plan | 2030 | C&I Curtailment | General | Winter Evening | C&I Curtailment-Turnkey-Manual HVAC Control | ENS | Services | 6
Preferred Plan | 2030 | C&I Curtailment | General | Winter Evening | C&I Curtailment-Turnkey-Auto-DR HVAC Control | ENS | Miscellaneous | 3
Preferred Plan | 2030 | C&I Curtailment | General | Winter Evening | C&I Curtailment-Turnkey-Auto-DR HVAC Control | ENS | Retail Trade | 1
Preferred Plan | 2030 | C&I Curtailment | General | Winter Evening | C&I Curtailment-Turnkey-Standard Lighting Control | ENS | Miscellaneous | 16
Preferred Plan | 2030 | C&I Curtailment | General | Winter Evening | C&I Curtailment-Turnkey-Standard Lighting Control | ENS | Retail Trade | 3
Preferred Plan | 2030 | C&I Curtailment | General | Winter Evening | C&I Curtailment-Turnkey-Standard Lighting Control | ENS | Services | 2
Preferred Plan | 2030 | C&I Curtailment | General | Winter Evening | C&I Curtailment-Turnkey-Water Heating Control | ENS | Miscellaneous | 1
Preferred Plan | 2030 | C&I Curtailment | General | Winter Evening | C&I Curtailment-Turnkey-Water Heating Control | ENS | Retail Trade | 1
Preferred Plan | 2030 | C&I Curtailment | General | Winter Evening | C&I Curtailment-Turnkey-Other | ENS | Miscellaneous | 18
Preferred Plan | 2030 | C&I Curtailment | General | Winter Evening | C&I Curtailment-Turnkey-Other | ENS | Retail Trade | 6
Preferred Plan | 2030 | C&I Curtailment | General | Winter Evening | C&I Curtailment-Turnkey-Other | ENS | Services | 4
Preferred Plan | 2030 | C&I Curtailment | Large General | Winter Morning | C&I Curtailment-Turnkey-Manual HVAC Control | ENS | Miscellaneous | 2
Preferred Plan | 2030 | C&I Curtailment | Large General | Winter Morning | C&I Curtailment-Turnkey-Standard Lighting Control | ENS | Miscellaneous | 1
Preferred Plan | 2030 | C&I Curtailment | Large General | Winter Morning | C&I Curtailment-Turnkey-Other | ENS | Miscellaneous | 1
Preferred Plan | 2030 | C&I Curtailment | Large General | Winter Evening | C&I Curtailment-Turnkey-Manual HVAC Control | ENS | Miscellaneous | 2
Preferred Plan | 2030 | C&I Curtailment | Large General | Winter Evening | C&I Curtailment-Turnkey-Standard Lighting Control | ENS | Miscellaneous | 1
Preferred Plan | 2030 | C&I Curtailment | Large General | Winter Evening | C&I Curtailment-Turnkey-Other | ENS | Miscellaneous | 1
Preferred Plan | 2030 | C&I Curtailment | Small Industrial | Winter Morning | C&I Curtailment-Turnkey-Manual HVAC Control | ENS | Miscellaneous | 3
Preferred Plan | 2030 | C&I Curtailment | Small Industrial | Winter Morning | C&I Curtailment-Turnkey-Standard Lighting Control | ENS | Miscellaneous | 1
Preferred Plan | 2030 | C&I Curtailment | Small Industrial | Winter Morning | C&I Curtailment-Turnkey-Other | ENS | Miscellaneous | 1
Preferred Plan | 2030 | C&I Curtailment | Small Industrial | Winter Evening | C&I Curtailment-Turnkey-Manual HVAC Control | ENS | Miscellaneous | 4
Preferred Plan | 2030 | C&I Curtailment | Small Industrial | Winter Evening | C&I Curtailment-Turnkey-Standard Lighting Control | ENS | Miscellaneous | 1
Preferred Plan | 2030 | C&I Curtailment | Small Industrial | Winter Evening | C&I Curtailment-Turnkey-Other | ENS | Miscellaneous | 2
Preferred Plan | 2030 | C&I Curtailment | Medium Industrial | Winter Morning | C&I Curtailment-Turnkey-Manual HVAC Control | ENS | Miscellaneous | 12
Preferred Plan | 2030 | C&I Curtailment | Medium Industrial | Winter Morning | C&I Curtailment-Turnkey-Manual HVAC Control | ENS | Retail Trade | 3
Preferred Plan | 2030 | C&I Curtailment | Medium Industrial | Winter Morning | C&I Curtailment-Turnkey-Auto-DR HVAC Control | ENS | Miscellaneous | 1
Preferred Plan | 2030 | C&I Curtailment | Medium Industrial | Winter Morning | C&I Curtailment-Turnkey-Standard Lighting Control | ENS | Miscellaneous | 4
Preferred Plan | 2030 | C&I Curtailment | Medium Industrial | Winter Morning | C&I Curtailment-Turnkey-Standard Lighting Control | ENS | Retail Trade | 1
Preferred Plan | 2030 | C&I Curtailment | Medium Industrial | Winter Morning | C&I Curtailment-Turnkey-Other | ENS | Miscellaneous | 5
Preferred Plan | 2030 | C&I Curtailment | Medium Industrial | Winter Morning | C&I Curtailment-Turnkey-Other | ENS | Retail Trade | 2
Preferred Plan | 2030 | C&I Curtailment | Medium Industrial | Winter Morning | C&I Curtailment-Turnkey-Industrial | ENS | Manufacturing | 4
Preferred Plan | 2030 | C&I Curtailment | Medium Industrial | Winter Evening | C&I Curtailment-Turnkey-Manual HVAC Control | ENS | Miscellaneous | 11
Preferred Plan | 2030 | C&I Curtailment | Medium Industrial | Winter Evening | C&I Curtailment-Turnkey-Manual HVAC Control | ENS | Retail Trade | 2
Preferred Plan | 2030 | C&I Curtailment | Medium Industrial | Winter Evening | C&I Curtailment-Turnkey-Auto-DR HVAC Control | ENS | Miscellaneous | 1
Preferred Plan | 2030 | C&I Curtailment | Medium Industrial | Winter Evening | C&I Curtailment-Turnkey-Standard Lighting Control | ENS | Miscellaneous | 3
Preferred Plan | 2030 | C&I Curtailment | Medium Industrial | Winter Evening | C&I Curtailment-Turnkey-Standard Lighting Control | ENS | Retail Trade | 1
Preferred Plan | 2030 | C&I Curtailment | Medium Industrial | Winter Evening | C&I Curtailment-Turnkey-Other | ENS | Miscellaneous | 4
Preferred Plan | 2030 | C&I Curtailment | Medium Industrial | Winter Evening | C&I Curtailment-Turnkey-Other | ENS | Retail Trade | 2
Preferred Plan | 2030 | C&I Curtailment | Medium Industrial | Winter Evening | C&I Curtailment-Turnkey-Industrial | ENS | Manufacturing | 4
Preferred Plan | 2030 | C&I Curtailment | Large Industrial | Winter Morning | C&I Curtailment-Turnkey-Manual HVAC Control | ENS | Miscellaneous | 1
Preferred Plan | 2030 | C&I Curtailment | Large Industrial | Winter Evening | C&I Curtailment-Turnkey-Manual HVAC Control | ENS | Miscellaneous | 1
Preferred Plan | 2030 | C&I Loadshift to BUGs | Large General | Winter Morning | C&I Loadshift to BUGs | ENS | Miscellaneous | 2
Preferred Plan | 2030 | C&I Loadshift to BUGs | Large General | Winter Evening | C&I Loadshift to BUGs | ENS | Miscellaneous | 2
Preferred Plan | 2030 | C&I Loadshift to BUGs | Small Industrial | Winter Morning | C&I Loadshift to BUGs | ENS | Miscellaneous | 3
Preferred Plan | 2030 | C&I Loadshift to BUGs | Small Industrial | Winter Evening | C&I Loadshift to BUGs | ENS | Miscellaneous | 3
Preferred Plan | 2030 | C&I Loadshift to BUGs | Medium Industrial | Winter Morning | C&I Loadshift to BUGs | ENS | Manufacturing | 2
Preferred Plan | 2030 | C&I Loadshift to BUGs | Medium Industrial | Winter Morning | C&I Loadshift to BUGs | ENS | Miscellaneous | 4
Preferred Plan | 2030 | C&I Loadshift to BUGs | Medium Industrial | Winter Evening | C&I Loadshift to BUGs | ENS | Manufacturing | 2
Preferred Plan | 2030 | C&I Loadshift to BUGs | Medium Industrial | Winter Evening | C&I Loadshift to BUGs | ENS | Miscellaneous | 4
Preferred Plan | 2030 | Dynamic Pricing | Small General | Winter Morning | Dynamic Pricing with enabling tech. | ENS | Manufacturing | 19
Preferred Plan | 2030 | Dynamic Pricing | Small General | Winter Evening | Dynamic Pricing with enabling tech. | ENS | Manufacturing | 19
Preferred Plan | 2030 | Dynamic Pricing | Residential Charitable | Winter Morning | Dynamic Pricing with enabling tech. | ENS | Residential LI | 7480
Preferred Plan | 2030 | Dynamic Pricing | Residential Charitable | Winter Morning | Dynamic Pricing with enabling tech. | ENS | Residential Market Rate | 42467
Preferred Plan | 2030 | Dynamic Pricing | Residential Charitable | Winter Morning | Dynamic Pricing w/o enabling tech. | ENS | Residential LI | 12496
Preferred Plan | 2030 | Dynamic Pricing | Residential Charitable | Winter Morning | Dynamic Pricing w/o enabling tech. | ENS | Residential Market Rate | 70946
Preferred Plan | 2030 | Dynamic Pricing | Residential Charitable | Winter Evening | Dynamic Pricing with enabling tech. | ENS | Residential LI | 7480
Preferred Plan | 2030 | Dynamic Pricing | Residential Charitable | Winter Evening | Dynamic Pricing with enabling tech. | ENS | Residential Market Rate | 42467
Preferred Plan | 2030 | Dynamic Pricing | Residential Charitable | Winter Evening | Dynamic Pricing w/o enabling tech. | ENS | Residential LI | 12496
Preferred Plan | 2030 | Dynamic Pricing | Residential Charitable | Winter Evening | Dynamic Pricing w/o enabling tech. | ENS | Residential Market Rate | 70946
Preferred Plan | 2030 | Behavioral DR | Residential Charitable | Winter Morning | Behavioral DR | ENS | Residential LI | 12483
Preferred Plan | 2030 | Behavioral DR | Residential Charitable | Winter Morning | Behavioral DR | ENS | Residential Market Rate | 71140
Preferred Plan | 2030 | Behavioral DR | Residential Charitable | Winter Evening | Behavioral DR | ENS | Residential LI | 12483
Preferred Plan | 2030 | Behavioral DR | Residential Charitable | Winter Evening | Behavioral DR | ENS | Residential Market Rate | 71140
Preferred Plan | 2030 | Time-of-Use Rates (TOU) | Residential Charitable | Winter Morning | Time-of-Use Rates (TOU) | ENS | Residential LI | 9624
Preferred Plan | 2030 | Time-of-Use Rates (TOU) | Residential Charitable | Winter Morning | Time-of-Use Rates (TOU) | ENS | Residential Market Rate | 54847
Preferred Plan | 2030 | Time-of-Use Rates (TOU) | Residential Charitable | Winter Evening | Time-of-Use Rates (TOU) | ENS | Residential LI | 9624
Preferred Plan | 2030 | Time-of-Use Rates (TOU) | Residential Charitable | Winter Evening | Time-of-Use Rates (TOU) | ENS | Residential Market Rate | 54847
Preferred Plan | 2031 | DLC-Thermostat | Residential Charitable | Winter Morning | DLC-Thermostat-BYOT-Central Heat Pump | ENS | Residential LI | 32
Preferred Plan | 2031 | DLC-Thermostat | Residential Charitable | Winter Morning | DLC-Thermostat-BYOT-Central Heat Pump | ENS | Residential Market Rate | 194
Preferred Plan | 2031 | DLC-Thermostat | Residential Charitable | Winter Morning | DLC-Thermostat-DI-Baseboard Heating | ENS | Residential LI | 302
Preferred Plan | 2031 | DLC-Thermostat | Residential Charitable | Winter Morning | DLC-Thermostat-DI-Baseboard Heating | ENS | Residential Market Rate | 2873
Preferred Plan | 2031 | DLC-Thermostat | Residential Charitable | Winter Morning | DLC-Thermostat-BYOT-Baseboard Heating | ENS | Residential LI | 66
Preferred Plan | 2031 | DLC-Thermostat | Residential Charitable | Winter Morning | DLC-Thermostat-BYOT-Baseboard Heating | ENS | Residential Market Rate | 628
Preferred Plan | 2031 | DLC-Thermostat | Residential Charitable | Winter Morning | DLC-Thermostat-DI-MSHP | ENS | Residential LI | 236
Preferred Plan | 2031 | DLC-Thermostat | Residential Charitable | Winter Morning | DLC-Thermostat-DI-MSHP | ENS | Residential Market Rate | 2244
Preferred Plan | 2031 | DLC-Thermostat | Residential Charitable | Winter Morning | DLC-Thermostat-BYOT-MSHP | ENS | Residential LI | 21
Preferred Plan | 2031 | DLC-Thermostat | Residential Charitable | Winter Morning | DLC-Thermostat-BYOT-MSHP | ENS | Residential Market Rate | 203
Preferred Plan | 2031 | DLC-Thermostat | Residential Charitable | Winter Evening | DLC-Thermostat-BYOT-Central Heat Pump | ENS | Residential LI | 32
Preferred Plan | 2031 | DLC-Thermostat | Residential Charitable | Winter Evening | DLC-Thermostat-BYOT-Central Heat Pump | ENS | Residential Market Rate | 194
Preferred Plan | 2031 | DLC-Thermostat | Residential Charitable | Winter Evening | DLC-Thermostat-DI-Baseboard Heating | ENS | Residential LI | 302
Preferred Plan | 2031 | DLC-Thermostat | Residential Charitable | Winter Evening | DLC-Thermostat-DI-Baseboard Heating | ENS | Residential Market Rate | 2873
Preferred Plan | 2031 | DLC-Thermostat | Residential Charitable | Winter Evening | DLC-Thermostat-BYOT-Baseboard Heating | ENS | Residential LI | 66
Preferred Plan | 2031 | DLC-Thermostat | Residential Charitable | Winter Evening | DLC-Thermostat-BYOT-Baseboard Heating | ENS | Residential Market Rate | 628
Preferred Plan | 2031 | DLC-Thermostat | Residential Charitable | Winter Evening | DLC-Thermostat-DI-MSHP | ENS | Residential LI | 236
Preferred Plan | 2031 | DLC-Thermostat | Residential Charitable | Winter Evening | DLC-Thermostat-DI-MSHP | ENS | Residential Market Rate | 2244
Preferred Plan | 2031 | DLC-Thermostat | Residential Charitable | Winter Evening | DLC-Thermostat-BYOT-MSHP | ENS | Residential LI | 21
Preferred Plan | 2031 | DLC-Thermostat | Residential Charitable | Winter Evening | DLC-Thermostat-BYOT-MSHP | ENS | Residential Market Rate | 203
Preferred Plan | 2031 | DLC-Water Heating | Residential Charitable | Winter Morning | DLC-Switch-Water Heating | ENS | Residential LI | 199
Preferred Plan | 2031 | DLC-Water Heating | Residential Charitable | Winter Morning | DLC-Switch-Water Heating | ENS | Residential Market Rate | 2268
Preferred Plan | 2031 | DLC-Water Heating | Residential Charitable | Winter Evening | DLC-Switch-Water Heating | ENS | Residential LI | 199
Preferred Plan | 2031 | DLC-Water Heating | Residential Charitable | Winter Evening | DLC-Switch-Water Heating | ENS | Residential Market Rate | 2268
Preferred Plan | 2031 | C&I Curtailment | General | Winter Morning | C&I Curtailment-Turnkey-Manual HVAC Control | ENS | Miscellaneous | 32
Preferred Plan | 2031 | C&I Curtailment | General | Winter Morning | C&I Curtailment-Turnkey-Manual HVAC Control | ENS | Offices | 2
Preferred Plan | 2031 | C&I Curtailment | General | Winter Morning | C&I Curtailment-Turnkey-Manual HVAC Control | ENS | Retail Trade | 7
Preferred Plan | 2031 | C&I Curtailment | General | Winter Morning | C&I Curtailment-Turnkey-Manual HVAC Control | ENS | Services | 5
Preferred Plan | 2031 | C&I Curtailment | General | Winter Morning | C&I Curtailment-Turnkey-Auto-DR HVAC Control | ENS | Miscellaneous | 3
Preferred Plan | 2031 | C&I Curtailment | General | Winter Morning | C&I Curtailment-Turnkey-Auto-DR HVAC Control | ENS | Retail Trade | 1
Preferred Plan | 2031 | C&I Curtailment | General | Winter Morning | C&I Curtailment-Turnkey-Standard Lighting Control | ENS | Miscellaneous | 13
Preferred Plan | 2031 | C&I Curtailment | General | Winter Morning | C&I Curtailment-Turnkey-Standard Lighting Control | ENS | Retail Trade | 3
Preferred Plan | 2031 | C&I Curtailment | General | Winter Morning | C&I Curtailment-Turnkey-Standard Lighting Control | ENS | Services | 2
Preferred Plan | 2031 | C&I Curtailment | General | Winter Morning | C&I Curtailment-Turnkey-Water Heating Control | ENS | Miscellaneous | 1
Preferred Plan | 2031 | C&I Curtailment | General | Winter Morning | C&I Curtailment-Turnkey-Other | ENS | Miscellaneous | 16
Preferred Plan | 2031 | C&I Curtailment | General | Winter Morning | C&I Curtailment-Turnkey-Other | ENS | Retail Trade | 5
Preferred Plan | 2031 | C&I Curtailment | General | Winter Morning | C&I Curtailment-Turnkey-Other | ENS | Services | 3
Preferred Plan | 2031 | C&I Curtailment | General | Winter Evening | C&I Curtailment-Turnkey-Manual HVAC Control | ENS | Miscellaneous | 38
Preferred Plan | 2031 | C&I Curtailment | General | Winter Evening | C&I Curtailment-Turnkey-Manual HVAC Control | ENS | Offices | 3
Preferred Plan | 2031 | C&I Curtailment | General | Winter Evening | C&I Curtailment-Turnkey-Manual HVAC Control | ENS | Retail Trade | 9
Preferred Plan | 2031 | C&I Curtailment | General | Winter Evening | C&I Curtailment-Turnkey-Manual HVAC Control | ENS | Services | 6
Preferred Plan | 2031 | C&I Curtailment | General | Winter Evening | C&I Curtailment-Turnkey-Auto-DR HVAC Control | ENS | Miscellaneous | 4
Preferred Plan | 2031 | C&I Curtailment | General | Winter Evening | C&I Curtailment-Turnkey-Auto-DR HVAC Control | ENS | Retail Trade | 1
Preferred Plan | 2031 | C&I Curtailment | General | Winter Evening | C&I Curtailment-Turnkey-Auto-DR HVAC Control | ENS | Services | 1
Preferred Plan | 2031 | C&I Curtailment | General | Winter Evening | C&I Curtailment-Turnkey-Standard Lighting Control | ENS | Miscellaneous | 16
Preferred Plan | 2031 | C&I Curtailment | General | Winter Evening | C&I Curtailment-Turnkey-Standard Lighting Control | ENS | Retail Trade | 3
Preferred Plan | 2031 | C&I Curtailment | General | Winter Evening | C&I Curtailment-Turnkey-Standard Lighting Control | ENS | Services | 2
Preferred Plan | 2031 | C&I Curtailment | General | Winter Evening | C&I Curtailment-Turnkey-Water Heating Control | ENS | Miscellaneous | 1
Preferred Plan | 2031 | C&I Curtailment | General | Winter Evening | C&I Curtailment-Turnkey-Water Heating Control | ENS | Retail Trade | 1
Preferred Plan | 2031 | C&I Curtailment | General | Winter Evening | C&I Curtailment-Turnkey-Other | ENS | Miscellaneous | 18
Preferred Plan | 2031 | C&I Curtailment | General | Winter Evening | C&I Curtailment-Turnkey-Other | ENS | Retail Trade | 6
Preferred Plan | 2031 | C&I Curtailment | General | Winter Evening | C&I Curtailment-Turnkey-Other | ENS | Services | 4
Preferred Plan | 2031 | C&I Curtailment | Large General | Winter Morning | C&I Curtailment-Turnkey-Manual HVAC Control | ENS | Miscellaneous | 2
Preferred Plan | 2031 | C&I Curtailment | Large General | Winter Morning | C&I Curtailment-Turnkey-Standard Lighting Control | ENS | Miscellaneous | 1
Preferred Plan | 2031 | C&I Curtailment | Large General | Winter Morning | C&I Curtailment-Turnkey-Other | ENS | Miscellaneous | 1
Preferred Plan | 2031 | C&I Curtailment | Large General | Winter Evening | C&I Curtailment-Turnkey-Manual HVAC Control | ENS | Miscellaneous | 2
Preferred Plan | 2031 | C&I Curtailment | Large General | Winter Evening | C&I Curtailment-Turnkey-Standard Lighting Control | ENS | Miscellaneous | 1
Preferred Plan | 2031 | C&I Curtailment | Large General | Winter Evening | C&I Curtailment-Turnkey-Other | ENS | Miscellaneous | 1
Preferred Plan | 2031 | C&I Curtailment | Small Industrial | Winter Morning | C&I Curtailment-Turnkey-Manual HVAC Control | ENS | Miscellaneous | 3
Preferred Plan | 2031 | C&I Curtailment | Small Industrial | Winter Morning | C&I Curtailment-Turnkey-Standard Lighting Control | ENS | Miscellaneous | 1
Preferred Plan | 2031 | C&I Curtailment | Small Industrial | Winter Morning | C&I Curtailment-Turnkey-Other | ENS | Miscellaneous | 1
Preferred Plan | 2031 | C&I Curtailment | Small Industrial | Winter Evening | C&I Curtailment-Turnkey-Manual HVAC Control | ENS | Miscellaneous | 4
Preferred Plan | 2031 | C&I Curtailment | Small Industrial | Winter Evening | C&I Curtailment-Turnkey-Standard Lighting Control | ENS | Miscellaneous | 1
Preferred Plan | 2031 | C&I Curtailment | Small Industrial | Winter Evening | C&I Curtailment-Turnkey-Other | ENS | Miscellaneous | 1
Preferred Plan | 2031 | C&I Curtailment | Medium Industrial | Winter Morning | C&I Curtailment-Turnkey-Manual HVAC Control | ENS | Miscellaneous | 12
Preferred Plan | 2031 | C&I Curtailment | Medium Industrial | Winter Morning | C&I Curtailment-Turnkey-Manual HVAC Control | ENS | Retail Trade | 3
Preferred Plan | 2031 | C&I Curtailment | Medium Industrial | Winter Morning | C&I Curtailment-Turnkey-Auto-DR HVAC Control | ENS | Miscellaneous | 1
Preferred Plan | 2031 | C&I Curtailment | Medium Industrial | Winter Morning | C&I Curtailment-Turnkey-Standard Lighting Control | ENS | Miscellaneous | 4
Preferred Plan | 2031 | C&I Curtailment | Medium Industrial | Winter Morning | C&I Curtailment-Turnkey-Standard Lighting Control | ENS | Retail Trade | 1
Preferred Plan | 2031 | C&I Curtailment | Medium Industrial | Winter Morning | C&I Curtailment-Turnkey-Other | ENS | Miscellaneous | 5
Preferred Plan | 2031 | C&I Curtailment | Medium Industrial | Winter Morning | C&I Curtailment-Turnkey-Other | ENS | Retail Trade | 2
Preferred Plan | 2031 | C&I Curtailment | Medium Industrial | Winter Morning | C&I Curtailment-Turnkey-Industrial | ENS | Manufacturing | 4
Preferred Plan | 2031 | C&I Curtailment | Medium Industrial | Winter Evening | C&I Curtailment-Turnkey-Manual HVAC Control | ENS | Miscellaneous | 12
Preferred Plan | 2031 | C&I Curtailment | Medium Industrial | Winter Evening | C&I Curtailment-Turnkey-Manual HVAC Control | ENS | Retail Trade | 3
Preferred Plan | 2031 | C&I Curtailment | Medium Industrial | Winter Evening | C&I Curtailment-Turnkey-Auto-DR HVAC Control | ENS | Miscellaneous | 1
Preferred Plan | 2031 | C&I Curtailment | Medium Industrial | Winter Evening | C&I Curtailment-Turnkey-Standard Lighting Control | ENS | Miscellaneous | 4
Preferred Plan | 2031 | C&I Curtailment | Medium Industrial | Winter Evening | C&I Curtailment-Turnkey-Standard Lighting Control | ENS | Retail Trade | 1
Preferred Plan | 2031 | C&I Curtailment | Medium Industrial | Winter Evening | C&I Curtailment-Turnkey-Other | ENS | Miscellaneous | 5
Preferred Plan | 2031 | C&I Curtailment | Medium Industrial | Winter Evening | C&I Curtailment-Turnkey-Other | ENS | Retail Trade | 2
Preferred Plan | 2031 | C&I Curtailment | Medium Industrial | Winter Evening | C&I Curtailment-Turnkey-Industrial | ENS | Manufacturing | 4
Preferred Plan | 2031 | C&I Curtailment | Large Industrial | Winter Morning | C&I Curtailment-Turnkey-Manual HVAC Control | ENS | Miscellaneous | 1
Preferred Plan | 2031 | C&I Curtailment | Large Industrial | Winter Evening | C&I Curtailment-Turnkey-Manual HVAC Control | ENS | Miscellaneous | 1
Preferred Plan | 2031 | C&I Loadshift to BUGs | Large General | Winter Morning | C&I Loadshift to BUGs | ENS | Miscellaneous | 2
Preferred Plan | 2031 | C&I Loadshift to BUGs | Large General | Winter Evening | C&I Loadshift to BUGs | ENS | Miscellaneous | 2
Preferred Plan | 2031 | C&I Loadshift to BUGs | Small Industrial | Winter Morning | C&I Loadshift to BUGs | ENS | Miscellaneous | 3
Preferred Plan | 2031 | C&I Loadshift to BUGs | Small Industrial | Winter Evening | C&I Loadshift to BUGs | ENS | Miscellaneous | 3
Preferred Plan | 2031 | C&I Loadshift to BUGs | Medium Industrial | Winter Morning | C&I Loadshift to BUGs | ENS | Manufacturing | 2
Preferred Plan | 2031 | C&I Loadshift to BUGs | Medium Industrial | Winter Morning | C&I Loadshift to BUGs | ENS | Miscellaneous | 4
Preferred Plan | 2031 | C&I Loadshift to BUGs | Medium Industrial | Winter Evening | C&I Loadshift to BUGs | ENS | Manufacturing | 2
Preferred Plan | 2031 | C&I Loadshift to BUGs | Medium Industrial | Winter Evening | C&I Loadshift to BUGs | ENS | Miscellaneous | 4
Preferred Plan | 2031 | Dynamic Pricing | Small General | Winter Morning | Dynamic Pricing with enabling tech. | ENS | Manufacturing | 19
Preferred Plan | 2031 | Dynamic Pricing | Small General | Winter Evening | Dynamic Pricing with enabling tech. | ENS | Manufacturing | 19
Preferred Plan | 2031 | Dynamic Pricing | Residential Charitable | Winter Morning | Dynamic Pricing with enabling tech. | ENS | Residential LI | 12588
Preferred Plan | 2031 | Dynamic Pricing | Residential Charitable | Winter Morning | Dynamic Pricing with enabling tech. | ENS | Residential Market Rate | 71481
Preferred Plan | 2031 | Dynamic Pricing | Residential Charitable | Winter Morning | Dynamic Pricing w/o enabling tech. | ENS | Residential LI | 12588
Preferred Plan | 2031 | Dynamic Pricing | Residential Charitable | Winter Morning | Dynamic Pricing w/o enabling tech. | ENS | Residential Market Rate | 71481
Preferred Plan | 2031 | Dynamic Pricing | Residential Charitable | Winter Evening | Dynamic Pricing with enabling tech. | ENS | Residential LI | 12588
Preferred Plan | 2031 | Dynamic Pricing | Residential Charitable | Winter Evening | Dynamic Pricing with enabling tech. | ENS | Residential Market Rate | 71481
Preferred Plan | 2031 | Dynamic Pricing | Residential Charitable | Winter Evening | Dynamic Pricing w/o enabling tech. | ENS | Residential LI | 12588
Preferred Plan | 2031 | Dynamic Pricing | Residential Charitable | Winter Evening | Dynamic Pricing w/o enabling tech. | ENS | Residential Market Rate | 71481
Preferred Plan | 2031 | Behavioral DR | Residential Charitable | Winter Morning | Behavioral DR | ENS | Residential LI | 13970
Preferred Plan | 2031 | Behavioral DR | Residential Charitable | Winter Morning | Behavioral DR | ENS | Residential Market Rate | 79620
Preferred Plan | 2031 | Behavioral DR | Residential Charitable | Winter Evening | Behavioral DR | ENS | Residential LI | 13970
Preferred Plan | 2031 | Behavioral DR | Residential Charitable | Winter Evening | Behavioral DR | ENS | Residential Market Rate | 79620
Preferred Plan | 2031 | Time-of-Use Rates (TOU) | Residential Charitable | Winter Morning | Time-of-Use Rates (TOU) | ENS | Residential LI | 9412
Preferred Plan | 2031 | Time-of-Use Rates (TOU) | Residential Charitable | Winter Morning | Time-of-Use Rates (TOU) | ENS | Residential Market Rate | 53644
Preferred Plan | 2031 | Time-of-Use Rates (TOU) | Residential Charitable | Winter Evening | Time-of-Use Rates (TOU) | ENS | Residential LI | 9412
Preferred Plan | 2031 | Time-of-Use Rates (TOU) | Residential Charitable | Winter Evening | Time-of-Use Rates (TOU) | ENS | Residential Market Rate | 53644
Preferred Plan | 2032 | DLC-Thermostat | Residential Charitable | Winter Morning | DLC-Thermostat-BYOT-Central Heat Pump | ENS | Residential LI | 32
Preferred Plan | 2032 | DLC-Thermostat | Residential Charitable | Winter Morning | DLC-Thermostat-BYOT-Central Heat Pump | ENS | Residential Market Rate | 193
Preferred Plan | 2032 | DLC-Thermostat | Residential Charitable | Winter Morning | DLC-Thermostat-DI-Baseboard Heating | ENS | Residential LI | 302
Preferred Plan | 2032 | DLC-Thermostat | Residential Charitable | Winter Morning | DLC-Thermostat-DI-Baseboard Heating | ENS | Residential Market Rate | 2873
Preferred Plan | 2032 | DLC-Thermostat | Residential Charitable | Winter Morning | DLC-Thermostat-BYOT-Baseboard Heating | ENS | Residential LI | 66
Preferred Plan | 2032 | DLC-Thermostat | Residential Charitable | Winter Morning | DLC-Thermostat-BYOT-Baseboard Heating | ENS | Residential Market Rate | 628
Preferred Plan | 2032 | DLC-Thermostat | Residential Charitable | Winter Morning | DLC-Thermostat-DI-MSHP | ENS | Residential LI | 236
Preferred Plan | 2032 | DLC-Thermostat | Residential Charitable | Winter Morning | DLC-Thermostat-DI-MSHP | ENS | Residential Market Rate | 2244
Preferred Plan | 2032 | DLC-Thermostat | Residential Charitable | Winter Morning | DLC-Thermostat-BYOT-MSHP | ENS | Residential LI | 21
Preferred Plan | 2032 | DLC-Thermostat | Residential Charitable | Winter Morning | DLC-Thermostat-BYOT-MSHP | ENS | Residential Market Rate | 204
Preferred Plan | 2032 | DLC-Thermostat | Residential Charitable | Winter Evening | DLC-Thermostat-BYOT-Central Heat Pump | ENS | Residential LI | 32
Preferred Plan | 2032 | DLC-Thermostat | Residential Charitable | Winter Evening | DLC-Thermostat-BYOT-Central Heat Pump | ENS | Residential Market Rate | 193
Preferred Plan | 2032 | DLC-Thermostat | Residential Charitable | Winter Evening | DLC-Thermostat-DI-Baseboard Heating | ENS | Residential LI | 302
Preferred Plan | 2032 | DLC-Thermostat | Residential Charitable | Winter Evening | DLC-Thermostat-DI-Baseboard Heating | ENS | Residential Market Rate | 2873
Preferred Plan | 2032 | DLC-Thermostat | Residential Charitable | Winter Evening | DLC-Thermostat-BYOT-Baseboard Heating | ENS | Residential LI | 66
Preferred Plan | 2032 | DLC-Thermostat | Residential Charitable | Winter Evening | DLC-Thermostat-BYOT-Baseboard Heating | ENS | Residential Market Rate | 628
Preferred Plan | 2032 | DLC-Thermostat | Residential Charitable | Winter Evening | DLC-Thermostat-DI-MSHP | ENS | Residential LI | 236
Preferred Plan | 2032 | DLC-Thermostat | Residential Charitable | Winter Evening | DLC-Thermostat-DI-MSHP | ENS | Residential Market Rate | 2244
Preferred Plan | 2032 | DLC-Thermostat | Residential Charitable | Winter Evening | DLC-Thermostat-BYOT-MSHP | ENS | Residential LI | 21
Preferred Plan | 2032 | DLC-Thermostat | Residential Charitable | Winter Evening | DLC-Thermostat-BYOT-MSHP | ENS | Residential Market Rate | 204
Preferred Plan | 2032 | DLC-Water Heating | Residential Charitable | Winter Morning | DLC-Switch-Water Heating | ENS | Residential LI | 199
Preferred Plan | 2032 | DLC-Water Heating | Residential Charitable | Winter Morning | DLC-Switch-Water Heating | ENS | Residential Market Rate | 2268
Preferred Plan | 2032 | DLC-Water Heating | Residential Charitable | Winter Evening | DLC-Switch-Water Heating | ENS | Residential LI | 199
Preferred Plan | 2032 | DLC-Water Heating | Residential Charitable | Winter Evening | DLC-Switch-Water Heating | ENS | Residential Market Rate | 2268
Preferred Plan | 2032 | C&I Curtailment | General | Winter Morning | C&I Curtailment-Turnkey-Manual HVAC Control | ENS | Miscellaneous | 32
Preferred Plan | 2032 | C&I Curtailment | General | Winter Morning | C&I Curtailment-Turnkey-Manual HVAC Control | ENS | Offices | 2
Preferred Plan | 2032 | C&I Curtailment | General | Winter Morning | C&I Curtailment-Turnkey-Manual HVAC Control | ENS | Retail Trade | 7
Preferred Plan | 2032 | C&I Curtailment | General | Winter Morning | C&I Curtailment-Turnkey-Manual HVAC Control | ENS | Services | 5
Preferred Plan | 2032 | C&I Curtailment | General | Winter Morning | C&I Curtailment-Turnkey-Auto-DR HVAC Control | ENS | Miscellaneous | 4
Preferred Plan | 2032 | C&I Curtailment | General | Winter Morning | C&I Curtailment-Turnkey-Auto-DR HVAC Control | ENS | Retail Trade | 1
Preferred Plan | 2032 | C&I Curtailment | General | Winter Morning | C&I Curtailment-Turnkey-Auto-DR HVAC Control | ENS | Services | 1
Preferred Plan | 2032 | C&I Curtailment | General | Winter Morning | C&I Curtailment-Turnkey-Standard Lighting Control | ENS | Miscellaneous | 13
Preferred Plan | 2032 | C&I Curtailment | General | Winter Morning | C&I Curtailment-Turnkey-Standard Lighting Control | ENS | Retail Trade | 3
Preferred Plan | 2032 | C&I Curtailment | General | Winter Morning | C&I Curtailment-Turnkey-Standard Lighting Control | ENS | Services | 2
Preferred Plan | 2032 | C&I Curtailment | General | Winter Morning | C&I Curtailment-Turnkey-Water Heating Control | ENS | Miscellaneous | 1
Preferred Plan | 2032 | C&I Curtailment | General | Winter Morning | C&I Curtailment-Turnkey-Other | ENS | Miscellaneous | 16
Preferred Plan | 2032 | C&I Curtailment | General | Winter Morning | C&I Curtailment-Turnkey-Other | ENS | Retail Trade | 5
Preferred Plan | 2032 | C&I Curtailment | General | Winter Morning | C&I Curtailment-Turnkey-Other | ENS | Services | 3
Preferred Plan | 2032 | C&I Curtailment | General | Winter Evening | C&I Curtailment-Turnkey-Manual HVAC Control | ENS | Miscellaneous | 38
Preferred Plan | 2032 | C&I Curtailment | General | Winter Evening | C&I Curtailment-Turnkey-Manual HVAC Control | ENS | Offices | 3
Preferred Plan | 2032 | C&I Curtailment | General | Winter Evening | C&I Curtailment-Turnkey-Manual HVAC Control | ENS | Retail Trade | 9
Preferred Plan | 2032 | C&I Curtailment | General | Winter Evening | C&I Curtailment-Turnkey-Manual HVAC Control | ENS | Services | 6
Preferred Plan | 2032 | C&I Curtailment | General | Winter Evening | C&I Curtailment-Turnkey-Auto-DR HVAC Control | ENS | Miscellaneous | 5
Preferred Plan | 2032 | C&I Curtailment | General | Winter Evening | C&I Curtailment-Turnkey-Auto-DR HVAC Control | ENS | Retail Trade | 1
Preferred Plan | 2032 | C&I Curtailment | General | Winter Evening | C&I Curtailment-Turnkey-Auto-DR HVAC Control | ENS | Services | 1
Preferred Plan | 2032 | C&I Curtailment | General | Winter Evening | C&I Curtailment-Turnkey-Standard Lighting Control | ENS | Miscellaneous | 16
Preferred Plan | 2032 | C&I Curtailment | General | Winter Evening | C&I Curtailment-Turnkey-Standard Lighting Control | ENS | Retail Trade | 3
Preferred Plan | 2032 | C&I Curtailment | General | Winter Evening | C&I Curtailment-Turnkey-Standard Lighting Control | ENS | Services | 2
Preferred Plan | 2032 | C&I Curtailment | General | Winter Evening | C&I Curtailment-Turnkey-Water Heating Control | ENS | Miscellaneous | 1
Preferred Plan | 2032 | C&I Curtailment | General | Winter Evening | C&I Curtailment-Turnkey-Water Heating Control | ENS | Retail Trade | 1
Preferred Plan | 2032 | C&I Curtailment | General | Winter Evening | C&I Curtailment-Turnkey-Other | ENS | Miscellaneous | 18
Preferred Plan | 2032 | C&I Curtailment | General | Winter Evening | C&I Curtailment-Turnkey-Other | ENS | Offices | 1
Preferred Plan | 2032 | C&I Curtailment | General | Winter Evening | C&I Curtailment-Turnkey-Other | ENS | Retail Trade | 6
Preferred Plan | 2032 | C&I Curtailment | General | Winter Evening | C&I Curtailment-Turnkey-Other | ENS | Services | 4
Preferred Plan | 2032 | C&I Curtailment | Large General | Winter Morning | C&I Curtailment-Turnkey-Manual HVAC Control | ENS | Miscellaneous | 2
Preferred Plan | 2032 | C&I Curtailment | Large General | Winter Morning | C&I Curtailment-Turnkey-Standard Lighting Control | ENS | Miscellaneous | 1
Preferred Plan | 2032 | C&I Curtailment | Large General | Winter Morning | C&I Curtailment-Turnkey-Other | ENS | Miscellaneous | 1
Preferred Plan | 2032 | C&I Curtailment | Large General | Winter Evening | C&I Curtailment-Turnkey-Manual HVAC Control | ENS | Miscellaneous | 2
Preferred Plan | 2032 | C&I Curtailment | Large General | Winter Evening | C&I Curtailment-Turnkey-Standard Lighting Control | ENS | Miscellaneous | 1
Preferred Plan | 2032 | C&I Curtailment | Large General | Winter Evening | C&I Curtailment-Turnkey-Other | ENS | Miscellaneous | 1
Preferred Plan | 2032 | C&I Curtailment | Small Industrial | Winter Morning | C&I Curtailment-Turnkey-Manual HVAC Control | ENS | Miscellaneous | 3
Preferred Plan | 2032 | C&I Curtailment | Small Industrial | Winter Morning | C&I Curtailment-Turnkey-Standard Lighting Control | ENS | Miscellaneous | 1
Preferred Plan | 2032 | C&I Curtailment | Small Industrial | Winter Morning | C&I Curtailment-Turnkey-Other | ENS | Miscellaneous | 1
Preferred Plan | 2032 | C&I Curtailment | Small Industrial | Winter Evening | C&I Curtailment-Turnkey-Manual HVAC Control | ENS | Miscellaneous | 4
Preferred Plan | 2032 | C&I Curtailment | Small Industrial | Winter Evening | C&I Curtailment-Turnkey-Standard Lighting Control | ENS | Miscellaneous | 1
Preferred Plan | 2032 | C&I Curtailment | Small Industrial | Winter Evening | C&I Curtailment-Turnkey-Other | ENS | Miscellaneous | 1
Preferred Plan | 2032 | C&I Curtailment | Medium Industrial | Winter Morning | C&I Curtailment-Turnkey-Manual HVAC Control | ENS | Miscellaneous | 12
Preferred Plan | 2032 | C&I Curtailment | Medium Industrial | Winter Morning | C&I Curtailment-Turnkey-Manual HVAC Control | ENS | Retail Trade | 3
Preferred Plan | 2032 | C&I Curtailment | Medium Industrial | Winter Morning | C&I Curtailment-Turnkey-Auto-DR HVAC Control | ENS | Miscellaneous | 1
Preferred Plan | 2032 | C&I Curtailment | Medium Industrial | Winter Morning | C&I Curtailment-Turnkey-Standard Lighting Control | ENS | Miscellaneous | 4
Preferred Plan | 2032 | C&I Curtailment | Medium Industrial | Winter Morning | C&I Curtailment-Turnkey-Standard Lighting Control | ENS | Retail Trade | 1
Preferred Plan | 2032 | C&I Curtailment | Medium Industrial | Winter Morning | C&I Curtailment-Turnkey-Other | ENS | Miscellaneous | 5
Preferred Plan | 2032 | C&I Curtailment | Medium Industrial | Winter Morning | C&I Curtailment-Turnkey-Other | ENS | Retail Trade | 2
Preferred Plan | 2032 | C&I Curtailment | Medium Industrial | Winter Morning | C&I Curtailment-Turnkey-Industrial | ENS | Manufacturing | 4
Preferred Plan | 2032 | C&I Curtailment | Medium Industrial | Winter Evening | C&I Curtailment-Turnkey-Manual HVAC Control | ENS | Miscellaneous | 12
Preferred Plan | 2032 | C&I Curtailment | Medium Industrial | Winter Evening | C&I Curtailment-Turnkey-Manual HVAC Control | ENS | Retail Trade | 3
Preferred Plan | 2032 | C&I Curtailment | Medium Industrial | Winter Evening | C&I Curtailment-Turnkey-Auto-DR HVAC Control | ENS | Miscellaneous | 1
Preferred Plan | 2032 | C&I Curtailment | Medium Industrial | Winter Evening | C&I Curtailment-Turnkey-Standard Lighting Control | ENS | Miscellaneous | 4
Preferred Plan | 2032 | C&I Curtailment | Medium Industrial | Winter Evening | C&I Curtailment-Turnkey-Standard Lighting Control | ENS | Retail Trade | 1
Preferred Plan | 2032 | C&I Curtailment | Medium Industrial | Winter Evening | C&I Curtailment-Turnkey-Other | ENS | Miscellaneous | 5
Preferred Plan | 2032 | C&I Curtailment | Medium Industrial | Winter Evening | C&I Curtailment-Turnkey-Other | ENS | Retail Trade | 2
Preferred Plan | 2032 | C&I Curtailment | Medium Industrial | Winter Evening | C&I Curtailment-Turnkey-Industrial | ENS | Manufacturing | 4
Preferred Plan | 2032 | C&I Curtailment | Large Industrial | Winter Morning | C&I Curtailment-Turnkey-Manual HVAC Control | ENS | Miscellaneous | 1
Preferred Plan | 2032 | C&I Curtailment | Large Industrial | Winter Evening | C&I Curtailment-Turnkey-Manual HVAC Control | ENS | Miscellaneous | 1
Preferred Plan | 2032 | C&I Loadshift to BUGs | Large General | Winter Morning | C&I Loadshift to BUGs | ENS | Miscellaneous | 2
Preferred Plan | 2032 | C&I Loadshift to BUGs | Large General | Winter Evening | C&I Loadshift to BUGs | ENS | Miscellaneous | 2
Preferred Plan | 2032 | C&I Loadshift to BUGs | Small Industrial | Winter Morning | C&I Loadshift to BUGs | ENS | Miscellaneous | 3
Preferred Plan | 2032 | C&I Loadshift to BUGs | Small Industrial | Winter Evening | C&I Loadshift to BUGs | ENS | Miscellaneous | 3
Preferred Plan | 2032 | C&I Loadshift to BUGs | Medium Industrial | Winter Morning | C&I Loadshift to BUGs | ENS | Manufacturing | 2
Preferred Plan | 2032 | C&I Loadshift to BUGs | Medium Industrial | Winter Morning | C&I Loadshift to BUGs | ENS | Miscellaneous | 4
Preferred Plan | 2032 | C&I Loadshift to BUGs | Medium Industrial | Winter Evening | C&I Loadshift to BUGs | ENS | Manufacturing | 2
Preferred Plan | 2032 | C&I Loadshift to BUGs | Medium Industrial | Winter Evening | C&I Loadshift to BUGs | ENS | Miscellaneous | 4
Preferred Plan | 2032 | Dynamic Pricing | Small General | Winter Morning | Dynamic Pricing with enabling tech. | ENS | Manufacturing | 19
Preferred Plan | 2032 | Dynamic Pricing | Small General | Winter Evening | Dynamic Pricing with enabling tech. | ENS | Manufacturing | 19
Preferred Plan | 2032 | Dynamic Pricing | Residential Charitable | Winter Morning | Dynamic Pricing with enabling tech. | ENS | Residential LI | 12662
Preferred Plan | 2032 | Dynamic Pricing | Residential Charitable | Winter Morning | Dynamic Pricing with enabling tech. | ENS | Residential Market Rate | 71907
Preferred Plan | 2032 | Dynamic Pricing | Residential Charitable | Winter Morning | Dynamic Pricing w/o enabling tech. | ENS | Residential LI | 12662
Preferred Plan | 2032 | Dynamic Pricing | Residential Charitable | Winter Morning | Dynamic Pricing w/o enabling tech. | ENS | Residential Market Rate | 71907
Preferred Plan | 2032 | Dynamic Pricing | Residential Charitable | Winter Evening | Dynamic Pricing with enabling tech. | ENS | Residential LI | 12662
Preferred Plan | 2032 | Dynamic Pricing | Residential Charitable | Winter Evening | Dynamic Pricing with enabling tech. | ENS | Residential Market Rate | 71907
Preferred Plan | 2032 | Dynamic Pricing | Residential Charitable | Winter Evening | Dynamic Pricing w/o enabling tech. | ENS | Residential LI | 12662
Preferred Plan | 2032 | Dynamic Pricing | Residential Charitable | Winter Evening | Dynamic Pricing w/o enabling tech. | ENS | Residential Market Rate | 71907
Preferred Plan | 2032 | Behavioral DR | Residential Charitable | Winter Morning | Behavioral DR | ENS | Residential LI | 14052
Preferred Plan | 2032 | Behavioral DR | Residential Charitable | Winter Morning | Behavioral DR | ENS | Residential Market Rate | 80089
Preferred Plan | 2032 | Behavioral DR | Residential Charitable | Winter Evening | Behavioral DR | ENS | Residential LI | 14052
Preferred Plan | 2032 | Behavioral DR | Residential Charitable | Winter Evening | Behavioral DR | ENS | Residential Market Rate | 80089
Preferred Plan | 2032 | Time-of-Use Rates (TOU) | Residential Charitable | Winter Morning | Time-of-Use Rates (TOU) | ENS | Residential LI | 9468
Preferred Plan | 2032 | Time-of-Use Rates (TOU) | Residential Charitable | Winter Morning | Time-of-Use Rates (TOU) | ENS | Residential Market Rate | 53960
Preferred Plan | 2032 | Time-of-Use Rates (TOU) | Residential Charitable | Winter Evening | Time-of-Use Rates (TOU) | ENS | Residential LI | 9468
Preferred Plan | 2032 | Time-of-Use Rates (TOU) | Residential Charitable | Winter Evening | Time-of-Use Rates (TOU) | ENS | Residential Market Rate | 53960
Preferred Plan | 2033 | DLC-Thermostat | Residential Charitable | Winter Morning | DLC-Thermostat-BYOT-Central Heat Pump | ENS | Residential LI | 32
Preferred Plan | 2033 | DLC-Thermostat | Residential Charitable | Winter Morning | DLC-Thermostat-BYOT-Central Heat Pump | ENS | Residential Market Rate | 193
Preferred Plan | 2033 | DLC-Thermostat | Residential Charitable | Winter Morning | DLC-Thermostat-DI-Baseboard Heating | ENS | Residential LI | 302
Preferred Plan | 2033 | DLC-Thermostat | Residential Charitable | Winter Morning | DLC-Thermostat-DI-Baseboard Heating | ENS | Residential Market Rate | 2873
Preferred Plan | 2033 | DLC-Thermostat | Residential Charitable | Winter Morning | DLC-Thermostat-BYOT-Baseboard Heating | ENS | Residential LI | 66
Preferred Plan | 2033 | DLC-Thermostat | Residential Charitable | Winter Morning | DLC-Thermostat-BYOT-Baseboard Heating | ENS | Residential Market Rate | 628
Preferred Plan | 2033 | DLC-Thermostat | Residential Charitable | Winter Morning | DLC-Thermostat-DI-MSHP | ENS | Residential LI | 236
Preferred Plan | 2033 | DLC-Thermostat | Residential Charitable | Winter Morning | DLC-Thermostat-DI-MSHP | ENS | Residential Market Rate | 2244
Preferred Plan | 2033 | DLC-Thermostat | Residential Charitable | Winter Morning | DLC-Thermostat-BYOT-MSHP | ENS | Residential LI | 22
Preferred Plan | 2033 | DLC-Thermostat | Residential Charitable | Winter Morning | DLC-Thermostat-BYOT-MSHP | ENS | Residential Market Rate | 205
Preferred Plan | 2033 | DLC-Thermostat | Residential Charitable | Winter Evening | DLC-Thermostat-BYOT-Central Heat Pump | ENS | Residential LI | 32
Preferred Plan | 2033 | DLC-Thermostat | Residential Charitable | Winter Evening | DLC-Thermostat-BYOT-Central Heat Pump | ENS | Residential Market Rate | 193
Preferred Plan | 2033 | DLC-Thermostat | Residential Charitable | Winter Evening | DLC-Thermostat-DI-Baseboard Heating | ENS | Residential LI | 302
Preferred Plan | 2033 | DLC-Thermostat | Residential Charitable | Winter Evening | DLC-Thermostat-DI-Baseboard Heating | ENS | Residential Market Rate | 2873
Preferred Plan | 2033 | DLC-Thermostat | Residential Charitable | Winter Evening | DLC-Thermostat-BYOT-Baseboard Heating | ENS | Residential LI | 66
Preferred Plan | 2033 | DLC-Thermostat | Residential Charitable | Winter Evening | DLC-Thermostat-BYOT-Baseboard Heating | ENS | Residential Market Rate | 628
Preferred Plan | 2033 | DLC-Thermostat | Residential Charitable | Winter Evening | DLC-Thermostat-DI-MSHP | ENS | Residential LI | 236
Preferred Plan | 2033 | DLC-Thermostat | Residential Charitable | Winter Evening | DLC-Thermostat-DI-MSHP | ENS | Residential Market Rate | 2244
Preferred Plan | 2033 | DLC-Thermostat | Residential Charitable | Winter Evening | DLC-Thermostat-BYOT-MSHP | ENS | Residential LI | 22
Preferred Plan | 2033 | DLC-Thermostat | Residential Charitable | Winter Evening | DLC-Thermostat-BYOT-MSHP | ENS | Residential Market Rate | 205
Preferred Plan | 2033 | DLC-Water Heating | Residential Charitable | Winter Morning | DLC-Switch-Water Heating | ENS | Residential LI | 199
Preferred Plan | 2033 | DLC-Water Heating | Residential Charitable | Winter Morning | DLC-Switch-Water Heating | ENS | Residential Market Rate | 2268
Preferred Plan | 2033 | DLC-Water Heating | Residential Charitable | Winter Evening | DLC-Switch-Water Heating | ENS | Residential LI | 199
Preferred Plan | 2033 | DLC-Water Heating | Residential Charitable | Winter Evening | DLC-Switch-Water Heating | ENS | Residential Market Rate | 2268
Preferred Plan | 2033 | C&I Curtailment | General | Winter Morning | C&I Curtailment-Turnkey-Manual HVAC Control | ENS | Miscellaneous | 32
Preferred Plan | 2033 | C&I Curtailment | General | Winter Morning | C&I Curtailment-Turnkey-Manual HVAC Control | ENS | Offices | 2
Preferred Plan | 2033 | C&I Curtailment | General | Winter Morning | C&I Curtailment-Turnkey-Manual HVAC Control | ENS | Retail Trade | 7
Preferred Plan | 2033 | C&I Curtailment | General | Winter Morning | C&I Curtailment-Turnkey-Manual HVAC Control | ENS | Services | 5
Preferred Plan | 2033 | C&I Curtailment | General | Winter Morning | C&I Curtailment-Turnkey-Auto-DR HVAC Control | ENS | Miscellaneous | 5
Preferred Plan | 2033 | C&I Curtailment | General | Winter Morning | C&I Curtailment-Turnkey-Auto-DR HVAC Control | ENS | Retail Trade | 1
Preferred Plan | 2033 | C&I Curtailment | General | Winter Morning | C&I Curtailment-Turnkey-Auto-DR HVAC Control | ENS | Services | 1
Preferred Plan | 2033 | C&I Curtailment | General | Winter Morning | C&I Curtailment-Turnkey-Standard Lighting Control | ENS | Miscellaneous | 13
Preferred Plan | 2033 | C&I Curtailment | General | Winter Morning | C&I Curtailment-Turnkey-Standard Lighting Control | ENS | Retail Trade | 3
Preferred Plan | 2033 | C&I Curtailment | General | Winter Morning | C&I Curtailment-Turnkey-Standard Lighting Control | ENS | Services | 2
Preferred Plan | 2033 | C&I Curtailment | General | Winter Morning | C&I Curtailment-Turnkey-Water Heating Control | ENS | Miscellaneous | 1
Preferred Plan | 2033 | C&I Curtailment | General | Winter Morning | C&I Curtailment-Turnkey-Other | ENS | Miscellaneous | 16
Preferred Plan | 2033 | C&I Curtailment | General | Winter Morning | C&I Curtailment-Turnkey-Other | ENS | Retail Trade | 5
Preferred Plan | 2033 | C&I Curtailment | General | Winter Morning | C&I Curtailment-Turnkey-Other | ENS | Services | 3
Preferred Plan | 2033 | C&I Curtailment | General | Winter Evening | C&I Curtailment-Turnkey-Manual HVAC Control | ENS | Miscellaneous | 38
Preferred Plan | 2033 | C&I Curtailment | General | Winter Evening | C&I Curtailment-Turnkey-Manual HVAC Control | ENS | Offices | 3
Preferred Plan | 2033 | C&I Curtailment | General | Winter Evening | C&I Curtailment-Turnkey-Manual HVAC Control | ENS | Retail Trade | 9
Preferred Plan | 2033 | C&I Curtailment | General | Winter Evening | C&I Curtailment-Turnkey-Manual HVAC Control | ENS | Services | 6
Preferred Plan | 2033 | C&I Curtailment | General | Winter Evening | C&I Curtailment-Turnkey-Auto-DR HVAC Control | ENS | Miscellaneous | 6
Preferred Plan | 2033 | C&I Curtailment | General | Winter Evening | C&I Curtailment-Turnkey-Auto-DR HVAC Control | ENS | Retail Trade | 1
Preferred Plan | 2033 | C&I Curtailment | General | Winter Evening | C&I Curtailment-Turnkey-Auto-DR HVAC Control | ENS | Services | 1
Preferred Plan | 2033 | C&I Curtailment | General | Winter Evening | C&I Curtailment-Turnkey-Standard Lighting Control | ENS | Miscellaneous | 16
Preferred Plan | 2033 | C&I Curtailment | General | Winter Evening | C&I Curtailment-Turnkey-Standard Lighting Control | ENS | Retail Trade | 3
Preferred Plan | 2033 | C&I Curtailment | General | Winter Evening | C&I Curtailment-Turnkey-Standard Lighting Control | ENS | Services | 2
Preferred Plan | 2033 | C&I Curtailment | General | Winter Evening | C&I Curtailment-Turnkey-Water Heating Control | ENS | Miscellaneous | 1
Preferred Plan | 2033 | C&I Curtailment | General | Winter Evening | C&I Curtailment-Turnkey-Water Heating Control | ENS | Retail Trade | 1
Preferred Plan | 2033 | C&I Curtailment | General | Winter Evening | C&I Curtailment-Turnkey-Other | ENS | Miscellaneous | 18
Preferred Plan | 2033 | C&I Curtailment | General | Winter Evening | C&I Curtailment-Turnkey-Other | ENS | Offices | 1
Preferred Plan | 2033 | C&I Curtailment | General | Winter Evening | C&I Curtailment-Turnkey-Other | ENS | Retail Trade | 6
Preferred Plan | 2033 | C&I Curtailment | General | Winter Evening | C&I Curtailment-Turnkey-Other | ENS | Services | 4
Preferred Plan | 2033 | C&I Curtailment | Large General | Winter Morning | C&I Curtailment-Turnkey-Manual HVAC Control | ENS | Miscellaneous | 2
Preferred Plan | 2033 | C&I Curtailment | Large General | Winter Morning | C&I Curtailment-Turnkey-Standard Lighting Control | ENS | Miscellaneous | 1
Preferred Plan | 2033 | C&I Curtailment | Large General | Winter Morning | C&I Curtailment-Turnkey-Other | ENS | Miscellaneous | 1
Preferred Plan | 2033 | C&I Curtailment | Large General | Winter Evening | C&I Curtailment-Turnkey-Manual HVAC Control | ENS | Miscellaneous | 2
Preferred Plan | 2033 | C&I Curtailment | Large General | Winter Evening | C&I Curtailment-Turnkey-Standard Lighting Control | ENS | Miscellaneous | 1
Preferred Plan | 2033 | C&I Curtailment | Large General | Winter Evening | C&I Curtailment-Turnkey-Other | ENS | Miscellaneous | 1
Preferred Plan | 2033 | C&I Curtailment | Small Industrial | Winter Morning | C&I Curtailment-Turnkey-Manual HVAC Control | ENS | Miscellaneous | 3
Preferred Plan | 2033 | C&I Curtailment | Small Industrial | Winter Morning | C&I Curtailment-Turnkey-Standard Lighting Control | ENS | Miscellaneous | 1
Preferred Plan | 2033 | C&I Curtailment | Small Industrial | Winter Morning | C&I Curtailment-Turnkey-Other | ENS | Miscellaneous | 1
Preferred Plan | 2033 | C&I Curtailment | Small Industrial | Winter Evening | C&I Curtailment-Turnkey-Manual HVAC Control | ENS | Miscellaneous | 4
Preferred Plan | 2033 | C&I Curtailment | Small Industrial | Winter Evening | C&I Curtailment-Turnkey-Auto-DR HVAC Control | ENS | Miscellaneous | 1
Preferred Plan | 2033 | C&I Curtailment | Small Industrial | Winter Evening | C&I Curtailment-Turnkey-Standard Lighting Control | ENS | Miscellaneous | 1
Preferred Plan | 2033 | C&I Curtailment | Small Industrial | Winter Evening | C&I Curtailment-Turnkey-Other | ENS | Miscellaneous | 1
Preferred Plan | 2033 | C&I Curtailment | Medium Industrial | Winter Morning | C&I Curtailment-Turnkey-Manual HVAC Control | ENS | Miscellaneous | 12
Preferred Plan | 2033 | C&I Curtailment | Medium Industrial | Winter Morning | C&I Curtailment-Turnkey-Manual HVAC Control | ENS | Retail Trade | 3
Preferred Plan | 2033 | C&I Curtailment | Medium Industrial | Winter Morning | C&I Curtailment-Turnkey-Auto-DR HVAC Control | ENS | Miscellaneous | 2
Preferred Plan | 2033 | C&I Curtailment | Medium Industrial | Winter Morning | C&I Curtailment-Turnkey-Standard Lighting Control | ENS | Miscellaneous | 4
Preferred Plan | 2033 | C&I Curtailment | Medium Industrial | Winter Morning | C&I Curtailment-Turnkey-Standard Lighting Control | ENS | Retail Trade | 1
Preferred Plan | 2033 | C&I Curtailment | Medium Industrial | Winter Morning | C&I Curtailment-Turnkey-Other | ENS | Miscellaneous | 5
Preferred Plan | 2033 | C&I Curtailment | Medium Industrial | Winter Morning | C&I Curtailment-Turnkey-Other | ENS | Retail Trade | 2
Preferred Plan | 2033 | C&I Curtailment | Medium Industrial | Winter Morning | C&I Curtailment-Turnkey-Industrial | ENS | Manufacturing | 4
Preferred Plan | 2033 | C&I Curtailment | Medium Industrial | Winter Evening | C&I Curtailment-Turnkey-Manual HVAC Control | ENS | Miscellaneous | 12
Preferred Plan | 2033 | C&I Curtailment | Medium Industrial | Winter Evening | C&I Curtailment-Turnkey-Manual HVAC Control | ENS | Retail Trade | 3
Preferred Plan | 2033 | C&I Curtailment | Medium Industrial | Winter Evening | C&I Curtailment-Turnkey-Auto-DR HVAC Control | ENS | Miscellaneous | 2
Preferred Plan | 2033 | C&I Curtailment | Medium Industrial | Winter Evening | C&I Curtailment-Turnkey-Standard Lighting Control | ENS | Miscellaneous | 4
Preferred Plan | 2033 | C&I Curtailment | Medium Industrial | Winter Evening | C&I Curtailment-Turnkey-Standard Lighting Control | ENS | Retail Trade | 1
Preferred Plan | 2033 | C&I Curtailment | Medium Industrial | Winter Evening | C&I Curtailment-Turnkey-Other | ENS | Miscellaneous | 5
Preferred Plan | 2033 | C&I Curtailment | Medium Industrial | Winter Evening | C&I Curtailment-Turnkey-Other | ENS | Retail Trade | 2
Preferred Plan | 2033 | C&I Curtailment | Medium Industrial | Winter Evening | C&I Curtailment-Turnkey-Industrial | ENS | Manufacturing | 4
Preferred Plan | 2033 | C&I Curtailment | Large Industrial | Winter Morning | C&I Curtailment-Turnkey-Manual HVAC Control | ENS | Miscellaneous | 1
Preferred Plan | 2033 | C&I Curtailment | Large Industrial | Winter Evening | C&I Curtailment-Turnkey-Manual HVAC Control | ENS | Miscellaneous | 1
Preferred Plan | 2033 | C&I Loadshift to BUGs | Large General | Winter Morning | C&I Loadshift to BUGs | ENS | Miscellaneous | 2
Preferred Plan | 2033 | C&I Loadshift to BUGs | Large General | Winter Evening | C&I Loadshift to BUGs | ENS | Miscellaneous | 2
Preferred Plan | 2033 | C&I Loadshift to BUGs | Small Industrial | Winter Morning | C&I Loadshift to BUGs | ENS | Miscellaneous | 3
Preferred Plan | 2033 | C&I Loadshift to BUGs | Small Industrial | Winter Evening | C&I Loadshift to BUGs | ENS | Miscellaneous | 3
Preferred Plan | 2033 | C&I Loadshift to BUGs | Medium Industrial | Winter Morning | C&I Loadshift to BUGs | ENS | Manufacturing | 2
Preferred Plan | 2033 | C&I Loadshift to BUGs | Medium Industrial | Winter Morning | C&I Loadshift to BUGs | ENS | Miscellaneous | 4
Preferred Plan | 2033 | C&I Loadshift to BUGs | Medium Industrial | Winter Evening | C&I Loadshift to BUGs | ENS | Manufacturing | 2
Preferred Plan | 2033 | C&I Loadshift to BUGs | Medium Industrial | Winter Evening | C&I Loadshift to BUGs | ENS | Miscellaneous | 4
Preferred Plan | 2033 | Dynamic Pricing | Small General | Winter Morning | Dynamic Pricing with enabling tech. | ENS | Manufacturing | 19
Preferred Plan | 2033 | Dynamic Pricing | Small General | Winter Evening | Dynamic Pricing with enabling tech. | ENS | Manufacturing | 19
Preferred Plan | 2033 | Dynamic Pricing | Residential Charitable | Winter Morning | Dynamic Pricing with enabling tech. | ENS | Residential LI | 12737
Preferred Plan | 2033 | Dynamic Pricing | Residential Charitable | Winter Morning | Dynamic Pricing with enabling tech. | ENS | Residential Market Rate | 72335
Preferred Plan | 2033 | Dynamic Pricing | Residential Charitable | Winter Morning | Dynamic Pricing w/o enabling tech. | ENS | Residential LI | 12737
Preferred Plan | 2033 | Dynamic Pricing | Residential Charitable | Winter Morning | Dynamic Pricing w/o enabling tech. | ENS | Residential Market Rate | 72335
Preferred Plan | 2033 | Dynamic Pricing | Residential Charitable | Winter Evening | Dynamic Pricing with enabling tech. | ENS | Residential LI | 12737
Preferred Plan | 2033 | Dynamic Pricing | Residential Charitable | Winter Evening | Dynamic Pricing with enabling tech. | ENS | Residential Market Rate | 72335
Preferred Plan | 2033 | Dynamic Pricing | Residential Charitable | Winter Evening | Dynamic Pricing w/o enabling tech. | ENS | Residential LI | 12737
Preferred Plan | 2033 | Dynamic Pricing | Residential Charitable | Winter Evening | Dynamic Pricing w/o enabling tech. | ENS | Residential Market Rate | 72335
Preferred Plan | 2033 | Behavioral DR | Residential Charitable | Winter Morning | Behavioral DR | ENS | Residential LI | 14135
Preferred Plan | 2033 | Behavioral DR | Residential Charitable | Winter Morning | Behavioral DR | ENS | Residential Market Rate | 80562
Preferred Plan | 2033 | Behavioral DR | Residential Charitable | Winter Evening | Behavioral DR | ENS | Residential LI | 14135
Preferred Plan | 2033 | Behavioral DR | Residential Charitable | Winter Evening | Behavioral DR | ENS | Residential Market Rate | 80562
Preferred Plan | 2033 | Time-of-Use Rates (TOU) | Residential Charitable | Winter Morning | Time-of-Use Rates (TOU) | ENS | Residential LI | 9524
Preferred Plan | 2033 | Time-of-Use Rates (TOU) | Residential Charitable | Winter Morning | Time-of-Use Rates (TOU) | ENS | Residential Market Rate | 54279
Preferred Plan | 2033 | Time-of-Use Rates (TOU) | Residential Charitable | Winter Evening | Time-of-Use Rates (TOU) | ENS | Residential LI | 9524
Preferred Plan | 2033 | Time-of-Use Rates (TOU) | Residential Charitable | Winter Evening | Time-of-Use Rates (TOU) | ENS | Residential Market Rate | 54279

## C&I Participants (hidden)
Selected_Scenarios | All_Forecast_Years | All_DR_Options | All_Customer_Classes | Peak Period | Building_Type | Participants
Alternate Scenario | 2025 | DLC-Thermostat | Residential Charitable | Winter Morning | Residential LI | 161
Alternate Scenario | 2025 | DLC-Thermostat | Residential Charitable | Winter Morning | Residential Market Rate | 1691
Alternate Scenario | 2025 | DLC-Thermostat | Residential Charitable | Winter Evening | Residential LI | 161
Alternate Scenario | 2025 | DLC-Thermostat | Residential Charitable | Winter Evening | Residential Market Rate | 1691
Alternate Scenario | 2025 | DLC-Water Heating | Residential Charitable | Winter Morning | Residential LI | 51
Alternate Scenario | 2025 | DLC-Water Heating | Residential Charitable | Winter Morning | Residential Market Rate | 590
Alternate Scenario | 2025 | DLC-Water Heating | Residential Charitable | Winter Evening | Residential LI | 51
Alternate Scenario | 2025 | DLC-Water Heating | Residential Charitable | Winter Evening | Residential Market Rate | 590
Alternate Scenario | 2025 | C&I Curtailment | General | Winter Morning | Miscellaneous | 37
Alternate Scenario | 2025 | C&I Curtailment | General | Winter Morning | Offices | 2
Alternate Scenario | 2025 | C&I Curtailment | General | Winter Morning | Retail Trade | 9
Alternate Scenario | 2025 | C&I Curtailment | General | Winter Morning | Services | 6
Alternate Scenario | 2025 | C&I Curtailment | General | Winter Evening | Miscellaneous | 37
Alternate Scenario | 2025 | C&I Curtailment | General | Winter Evening | Offices | 2
Alternate Scenario | 2025 | C&I Curtailment | General | Winter Evening | Retail Trade | 9
Alternate Scenario | 2025 | C&I Curtailment | General | Winter Evening | Services | 6
Alternate Scenario | 2025 | C&I Curtailment | Large General | Winter Morning | Miscellaneous | 2
Alternate Scenario | 2025 | C&I Curtailment | Large General | Winter Evening | Miscellaneous | 2
Alternate Scenario | 2025 | C&I Curtailment | Small Industrial | Winter Morning | Miscellaneous | 4
Alternate Scenario | 2025 | C&I Curtailment | Small Industrial | Winter Evening | Miscellaneous | 4
Alternate Scenario | 2025 | C&I Curtailment | Medium Industrial | Winter Morning | Miscellaneous | 12
Alternate Scenario | 2025 | C&I Curtailment | Medium Industrial | Winter Morning | Retail Trade | 3
Alternate Scenario | 2025 | C&I Curtailment | Medium Industrial | Winter Morning | Manufacturing | 4
Alternate Scenario | 2025 | C&I Curtailment | Medium Industrial | Winter Evening | Miscellaneous | 12
Alternate Scenario | 2025 | C&I Curtailment | Medium Industrial | Winter Evening | Retail Trade | 3
Alternate Scenario | 2025 | C&I Curtailment | Medium Industrial | Winter Evening | Manufacturing | 4
Alternate Scenario | 2025 | C&I Curtailment | Large Industrial | Winter Morning | Miscellaneous | 1
Alternate Scenario | 2025 | C&I Curtailment | Large Industrial | Winter Evening | Miscellaneous | 1
Alternate Scenario | 2025 | Dynamic Pricing | Small General | Winter Morning | Manufacturing | 3
Alternate Scenario | 2025 | Dynamic Pricing | Small General | Winter Evening | Manufacturing | 3
Alternate Scenario | 2025 | Dynamic Pricing | Residential Charitable | Winter Morning | Residential LI | 5123
Alternate Scenario | 2025 | Dynamic Pricing | Residential Charitable | Winter Morning | Residential Market Rate | 29149
Alternate Scenario | 2025 | Dynamic Pricing | Residential Charitable | Winter Evening | Residential LI | 5123
Alternate Scenario | 2025 | Dynamic Pricing | Residential Charitable | Winter Evening | Residential Market Rate | 29149
Alternate Scenario | 2025 | BTM Battery Control | Residential Charitable | Winter Morning | Residential Market Rate | 13
Alternate Scenario | 2025 | BTM Battery Control | Residential Charitable | Winter Evening | Residential Market Rate | 13
Alternate Scenario | 2025 | EV Charging Control | EV Res LDV | Winter Morning | EV | 147
Alternate Scenario | 2025 | EV Charging Control | EV Res LDV | Winter Evening | EV | 147
Alternate Scenario | 2025 | EV Charging Control | EV Com LDV | Winter Morning | EV | 50
Alternate Scenario | 2025 | EV Charging Control | EV Com LDV | Winter Evening | EV | 50
Alternate Scenario | 2025 | Time-of-Use Rates (TOU) | Residential Charitable | Winter Morning | Residential LI | 6601
Alternate Scenario | 2025 | Time-of-Use Rates (TOU) | Residential Charitable | Winter Morning | Residential Market Rate | 37633
Alternate Scenario | 2025 | Time-of-Use Rates (TOU) | Residential Charitable | Winter Evening | Residential LI | 6601
Alternate Scenario | 2025 | Time-of-Use Rates (TOU) | Residential Charitable | Winter Evening | Residential Market Rate | 37633
Alternate Scenario | 2026 | DLC-Thermostat | Residential Charitable | Winter Morning | Residential LI | 306
Alternate Scenario | 2026 | DLC-Thermostat | Residential Charitable | Winter Morning | Residential Market Rate | 3206
Alternate Scenario | 2026 | DLC-Thermostat | Residential Charitable | Winter Evening | Residential LI | 306
Alternate Scenario | 2026 | DLC-Thermostat | Residential Charitable | Winter Evening | Residential Market Rate | 3206
Alternate Scenario | 2026 | DLC-Water Heating | Residential Charitable | Winter Morning | Residential LI | 176
Alternate Scenario | 2026 | DLC-Water Heating | Residential Charitable | Winter Morning | Residential Market Rate | 2041
Alternate Scenario | 2026 | DLC-Water Heating | Residential Charitable | Winter Evening | Residential LI | 176
Alternate Scenario | 2026 | DLC-Water Heating | Residential Charitable | Winter Evening | Residential Market Rate | 2041
Alternate Scenario | 2026 | C&I Curtailment | General | Winter Morning | Miscellaneous | 37
Alternate Scenario | 2026 | C&I Curtailment | General | Winter Morning | Offices | 2
Alternate Scenario | 2026 | C&I Curtailment | General | Winter Morning | Retail Trade | 9
Alternate Scenario | 2026 | C&I Curtailment | General | Winter Morning | Services | 6
Alternate Scenario | 2026 | C&I Curtailment | General | Winter Evening | Miscellaneous | 37
Alternate Scenario | 2026 | C&I Curtailment | General | Winter Evening | Offices | 2
Alternate Scenario | 2026 | C&I Curtailment | General | Winter Evening | Retail Trade | 9
Alternate Scenario | 2026 | C&I Curtailment | General | Winter Evening | Services | 6
Alternate Scenario | 2026 | C&I Curtailment | Large General | Winter Morning | Miscellaneous | 2
Alternate Scenario | 2026 | C&I Curtailment | Large General | Winter Evening | Miscellaneous | 2
Alternate Scenario | 2026 | C&I Curtailment | Small Industrial | Winter Morning | Miscellaneous | 4
Alternate Scenario | 2026 | C&I Curtailment | Small Industrial | Winter Evening | Miscellaneous | 4
Alternate Scenario | 2026 | C&I Curtailment | Medium Industrial | Winter Morning | Miscellaneous | 12
Alternate Scenario | 2026 | C&I Curtailment | Medium Industrial | Winter Morning | Retail Trade | 3
Alternate Scenario | 2026 | C&I Curtailment | Medium Industrial | Winter Morning | Manufacturing | 4
Alternate Scenario | 2026 | C&I Curtailment | Medium Industrial | Winter Evening | Miscellaneous | 12
Alternate Scenario | 2026 | C&I Curtailment | Medium Industrial | Winter Evening | Retail Trade | 3
Alternate Scenario | 2026 | C&I Curtailment | Medium Industrial | Winter Evening | Manufacturing | 4
Alternate Scenario | 2026 | C&I Curtailment | Large Industrial | Winter Morning | Miscellaneous | 1
Alternate Scenario | 2026 | C&I Curtailment | Large Industrial | Winter Evening | Miscellaneous | 1
Alternate Scenario | 2026 | C&I Loadshift to BUGs | Large General | Winter Morning | Miscellaneous | 2
Alternate Scenario | 2026 | C&I Loadshift to BUGs | Large General | Winter Evening | Miscellaneous | 2
Alternate Scenario | 2026 | C&I Loadshift to BUGs | Small Industrial | Winter Morning | Miscellaneous | 3
Alternate Scenario | 2026 | C&I Loadshift to BUGs | Small Industrial | Winter Evening | Miscellaneous | 3
Alternate Scenario | 2026 | C&I Loadshift to BUGs | Medium Industrial | Winter Morning | Manufacturing | 2
Alternate Scenario | 2026 | C&I Loadshift to BUGs | Medium Industrial | Winter Morning | Miscellaneous | 4
Alternate Scenario | 2026 | C&I Loadshift to BUGs | Medium Industrial | Winter Evening | Manufacturing | 2
Alternate Scenario | 2026 | C&I Loadshift to BUGs | Medium Industrial | Winter Evening | Miscellaneous | 4
Alternate Scenario | 2026 | Dynamic Pricing | Small General | Winter Morning | Manufacturing | 6
Alternate Scenario | 2026 | Dynamic Pricing | Small General | Winter Evening | Manufacturing | 6
Alternate Scenario | 2026 | Dynamic Pricing | Residential Charitable | Winter Morning | Residential LI | 7765
Alternate Scenario | 2026 | Dynamic Pricing | Residential Charitable | Winter Morning | Residential Market Rate | 43978
Alternate Scenario | 2026 | Dynamic Pricing | Residential Charitable | Winter Evening | Residential LI | 7765
Alternate Scenario | 2026 | Dynamic Pricing | Residential Charitable | Winter Evening | Residential Market Rate | 43978
Alternate Scenario | 2026 | BTM Battery Control | Residential Charitable | Winter Morning | Residential Market Rate | 72
Alternate Scenario | 2026 | BTM Battery Control | Residential Charitable | Winter Evening | Residential Market Rate | 72
Alternate Scenario | 2026 | EV Charging Control | EV Res LDV | Winter Morning | EV | 260
Alternate Scenario | 2026 | EV Charging Control | EV Res LDV | Winter Evening | EV | 260
Alternate Scenario | 2026 | EV Charging Control | EV Com LDV | Winter Morning | EV | 91
Alternate Scenario | 2026 | EV Charging Control | EV Com LDV | Winter Evening | EV | 91
Alternate Scenario | 2026 | Behavioral DR | Residential Charitable | Winter Morning | Residential LI | 1247
Alternate Scenario | 2026 | Behavioral DR | Residential Charitable | Winter Morning | Residential Market Rate | 7100
Alternate Scenario | 2026 | Behavioral DR | Residential Charitable | Winter Evening | Residential LI | 1247
Alternate Scenario | 2026 | Behavioral DR | Residential Charitable | Winter Evening | Residential Market Rate | 7100
Alternate Scenario | 2026 | Time-of-Use Rates (TOU) | Residential Charitable | Winter Morning | Residential LI | 8706
Alternate Scenario | 2026 | Time-of-Use Rates (TOU) | Residential Charitable | Winter Morning | Residential Market Rate | 49559
Alternate Scenario | 2026 | Time-of-Use Rates (TOU) | Residential Charitable | Winter Evening | Residential LI | 8706
Alternate Scenario | 2026 | Time-of-Use Rates (TOU) | Residential Charitable | Winter Evening | Residential Market Rate | 49559
Alternate Scenario | 2027 | C&I Curtailment | General | Winter Morning | Miscellaneous | 37
Alternate Scenario | 2027 | C&I Curtailment | General | Winter Morning | Offices | 2
Alternate Scenario | 2027 | C&I Curtailment | General | Winter Morning | Retail Trade | 9
Alternate Scenario | 2027 | C&I Curtailment | General | Winter Morning | Services | 6
Alternate Scenario | 2027 | C&I Curtailment | General | Winter Evening | Miscellaneous | 37
Alternate Scenario | 2027 | C&I Curtailment | General | Winter Evening | Offices | 2
Alternate Scenario | 2027 | C&I Curtailment | General | Winter Evening | Retail Trade | 9
Alternate Scenario | 2027 | C&I Curtailment | General | Winter Evening | Services | 6
Alternate Scenario | 2027 | C&I Curtailment | Large General | Winter Morning | Miscellaneous | 2
Alternate Scenario | 2027 | C&I Curtailment | Large General | Winter Evening | Miscellaneous | 2
Alternate Scenario | 2027 | C&I Curtailment | Small Industrial | Winter Morning | Miscellaneous | 3
Alternate Scenario | 2027 | C&I Curtailment | Small Industrial | Winter Evening | Miscellaneous | 3
Alternate Scenario | 2027 | C&I Curtailment | Medium Industrial | Winter Morning | Miscellaneous | 12
Alternate Scenario | 2027 | C&I Curtailment | Medium Industrial | Winter Morning | Retail Trade | 3
Alternate Scenario | 2027 | C&I Curtailment | Medium Industrial | Winter Morning | Manufacturing | 4
Alternate Scenario | 2027 | C&I Curtailment | Medium Industrial | Winter Evening | Miscellaneous | 12
Alternate Scenario | 2027 | C&I Curtailment | Medium Industrial | Winter Evening | Retail Trade | 3
Alternate Scenario | 2027 | C&I Curtailment | Medium Industrial | Winter Evening | Manufacturing | 4
Alternate Scenario | 2027 | C&I Curtailment | Large Industrial | Winter Morning | Miscellaneous | 1
Alternate Scenario | 2027 | C&I Curtailment | Large Industrial | Winter Evening | Miscellaneous | 1
Alternate Scenario | 2027 | C&I Loadshift to BUGs | Large General | Winter Morning | Miscellaneous | 2
Alternate Scenario | 2027 | C&I Loadshift to BUGs | Large General | Winter Evening | Miscellaneous | 2
Alternate Scenario | 2027 | C&I Loadshift to BUGs | Small Industrial | Winter Morning | Miscellaneous | 3
Alternate Scenario | 2027 | C&I Loadshift to BUGs | Small Industrial | Winter Evening | Miscellaneous | 3
Alternate Scenario | 2027 | C&I Loadshift to BUGs | Medium Industrial | Winter Morning | Manufacturing | 2
Alternate Scenario | 2027 | C&I Loadshift to BUGs | Medium Industrial | Winter Morning | Miscellaneous | 4
Alternate Scenario | 2027 | C&I Loadshift to BUGs | Medium Industrial | Winter Evening | Manufacturing | 2
Alternate Scenario | 2027 | C&I Loadshift to BUGs | Medium Industrial | Winter Evening | Miscellaneous | 4
Alternate Scenario | 2027 | Dynamic Pricing | Small General | Winter Morning | Manufacturing | 10
Alternate Scenario | 2027 | Dynamic Pricing | Small General | Winter Evening | Manufacturing | 10
Alternate Scenario | 2027 | Dynamic Pricing | Residential Charitable | Winter Morning | Residential LI | 8784
Alternate Scenario | 2027 | Dynamic Pricing | Residential Charitable | Winter Morning | Residential Market Rate | 50170
Alternate Scenario | 2027 | Dynamic Pricing | Residential Charitable | Winter Evening | Residential LI | 8784
Alternate Scenario | 2027 | Dynamic Pricing | Residential Charitable | Winter Evening | Residential Market Rate | 50170
Alternate Scenario | 2027 | Behavioral DR | Residential Charitable | Winter Morning | Residential LI | 2809
Alternate Scenario | 2027 | Behavioral DR | Residential Charitable | Winter Morning | Residential Market Rate | 16045
Alternate Scenario | 2027 | Behavioral DR | Residential Charitable | Winter Evening | Residential LI | 2809
Alternate Scenario | 2027 | Behavioral DR | Residential Charitable | Winter Evening | Residential Market Rate | 16045
Alternate Scenario | 2027 | Time-of-Use Rates (TOU) | Residential Charitable | Winter Morning | Residential LI | 9571
Alternate Scenario | 2027 | Time-of-Use Rates (TOU) | Residential Charitable | Winter Morning | Residential Market Rate | 54663
Alternate Scenario | 2027 | Time-of-Use Rates (TOU) | Residential Charitable | Winter Evening | Residential LI | 9571
Alternate Scenario | 2027 | Time-of-Use Rates (TOU) | Residential Charitable | Winter Evening | Residential Market Rate | 54663
Alternate Scenario | 2028 | C&I Curtailment | General | Winter Morning | Miscellaneous | 37
Alternate Scenario | 2028 | C&I Curtailment | General | Winter Morning | Offices | 3
Alternate Scenario | 2028 | C&I Curtailment | General | Winter Morning | Retail Trade | 9
Alternate Scenario | 2028 | C&I Curtailment | General | Winter Morning | Services | 6
Alternate Scenario | 2028 | C&I Curtailment | General | Winter Evening | Miscellaneous | 37
Alternate Scenario | 2028 | C&I Curtailment | General | Winter Evening | Offices | 3
Alternate Scenario | 2028 | C&I Curtailment | General | Winter Evening | Retail Trade | 9
Alternate Scenario | 2028 | C&I Curtailment | General | Winter Evening | Services | 6
Alternate Scenario | 2028 | C&I Curtailment | Large General | Winter Morning | Miscellaneous | 2
Alternate Scenario | 2028 | C&I Curtailment | Large General | Winter Evening | Miscellaneous | 2
Alternate Scenario | 2028 | C&I Curtailment | Small Industrial | Winter Morning | Miscellaneous | 4
Alternate Scenario | 2028 | C&I Curtailment | Small Industrial | Winter Evening | Miscellaneous | 4
Alternate Scenario | 2028 | C&I Curtailment | Medium Industrial | Winter Morning | Miscellaneous | 12
Alternate Scenario | 2028 | C&I Curtailment | Medium Industrial | Winter Morning | Retail Trade | 3
Alternate Scenario | 2028 | C&I Curtailment | Medium Industrial | Winter Morning | Manufacturing | 4
Alternate Scenario | 2028 | C&I Curtailment | Medium Industrial | Winter Evening | Miscellaneous | 12
Alternate Scenario | 2028 | C&I Curtailment | Medium Industrial | Winter Evening | Retail Trade | 3
Alternate Scenario | 2028 | C&I Curtailment | Medium Industrial | Winter Evening | Manufacturing | 4
Alternate Scenario | 2028 | C&I Curtailment | Large Industrial | Winter Morning | Miscellaneous | 1
Alternate Scenario | 2028 | C&I Curtailment | Large Industrial | Winter Evening | Miscellaneous | 1
Alternate Scenario | 2028 | C&I Loadshift to BUGs | Large General | Winter Morning | Miscellaneous | 2
Alternate Scenario | 2028 | C&I Loadshift to BUGs | Large General | Winter Evening | Miscellaneous | 2
Alternate Scenario | 2028 | C&I Loadshift to BUGs | Small Industrial | Winter Morning | Miscellaneous | 3
Alternate Scenario | 2028 | C&I Loadshift to BUGs | Small Industrial | Winter Evening | Miscellaneous | 3
Alternate Scenario | 2028 | C&I Loadshift to BUGs | Medium Industrial | Winter Morning | Manufacturing | 2
Alternate Scenario | 2028 | C&I Loadshift to BUGs | Medium Industrial | Winter Morning | Miscellaneous | 4
Alternate Scenario | 2028 | C&I Loadshift to BUGs | Medium Industrial | Winter Evening | Manufacturing | 2
Alternate Scenario | 2028 | C&I Loadshift to BUGs | Medium Industrial | Winter Evening | Miscellaneous | 4
Alternate Scenario | 2028 | Dynamic Pricing | Small General | Winter Morning | Manufacturing | 13
Alternate Scenario | 2028 | Dynamic Pricing | Small General | Winter Evening | Manufacturing | 13
Alternate Scenario | 2028 | Dynamic Pricing | Residential Charitable | Winter Morning | Residential LI | 8997
Alternate Scenario | 2028 | Dynamic Pricing | Residential Charitable | Winter Morning | Residential Market Rate | 51387
Alternate Scenario | 2028 | Dynamic Pricing | Residential Charitable | Winter Evening | Residential LI | 8997
Alternate Scenario | 2028 | Dynamic Pricing | Residential Charitable | Winter Evening | Residential Market Rate | 51387
Alternate Scenario | 2028 | Behavioral DR | Residential Charitable | Winter Morning | Residential LI | 6291
Alternate Scenario | 2028 | Behavioral DR | Residential Charitable | Winter Morning | Residential Market Rate | 35931
Alternate Scenario | 2028 | Behavioral DR | Residential Charitable | Winter Evening | Residential LI | 6291
Alternate Scenario | 2028 | Behavioral DR | Residential Charitable | Winter Evening | Residential Market Rate | 35931
Alternate Scenario | 2028 | Time-of-Use Rates (TOU) | Residential Charitable | Winter Morning | Residential LI | 9909
Alternate Scenario | 2028 | Time-of-Use Rates (TOU) | Residential Charitable | Winter Morning | Residential Market Rate | 56592
Alternate Scenario | 2028 | Time-of-Use Rates (TOU) | Residential Charitable | Winter Evening | Residential LI | 9909
Alternate Scenario | 2028 | Time-of-Use Rates (TOU) | Residential Charitable | Winter Evening | Residential Market Rate | 56592
Alternate Scenario | 2029 | C&I Curtailment | General | Winter Morning | Miscellaneous | 37
Alternate Scenario | 2029 | C&I Curtailment | General | Winter Morning | Offices | 3
Alternate Scenario | 2029 | C&I Curtailment | General | Winter Morning | Retail Trade | 9
Alternate Scenario | 2029 | C&I Curtailment | General | Winter Morning | Services | 6
Alternate Scenario | 2029 | C&I Curtailment | General | Winter Evening | Miscellaneous | 37
Alternate Scenario | 2029 | C&I Curtailment | General | Winter Evening | Offices | 3
Alternate Scenario | 2029 | C&I Curtailment | General | Winter Evening | Retail Trade | 9
Alternate Scenario | 2029 | C&I Curtailment | General | Winter Evening | Services | 6
Alternate Scenario | 2029 | C&I Curtailment | Large General | Winter Morning | Miscellaneous | 2
Alternate Scenario | 2029 | C&I Curtailment | Large General | Winter Evening | Miscellaneous | 2
Alternate Scenario | 2029 | C&I Curtailment | Small Industrial | Winter Morning | Miscellaneous | 4
Alternate Scenario | 2029 | C&I Curtailment | Small Industrial | Winter Evening | Miscellaneous | 4
Alternate Scenario | 2029 | C&I Curtailment | Medium Industrial | Winter Morning | Miscellaneous | 12
Alternate Scenario | 2029 | C&I Curtailment | Medium Industrial | Winter Morning | Retail Trade | 3
Alternate Scenario | 2029 | C&I Curtailment | Medium Industrial | Winter Morning | Manufacturing | 4
Alternate Scenario | 2029 | C&I Curtailment | Medium Industrial | Winter Evening | Miscellaneous | 12
Alternate Scenario | 2029 | C&I Curtailment | Medium Industrial | Winter Evening | Retail Trade | 3
Alternate Scenario | 2029 | C&I Curtailment | Medium Industrial | Winter Evening | Manufacturing | 4
Alternate Scenario | 2029 | C&I Curtailment | Large Industrial | Winter Morning | Miscellaneous | 1
Alternate Scenario | 2029 | C&I Curtailment | Large Industrial | Winter Evening | Miscellaneous | 1
Alternate Scenario | 2029 | C&I Loadshift to BUGs | Large General | Winter Morning | Miscellaneous | 2
Alternate Scenario | 2029 | C&I Loadshift to BUGs | Large General | Winter Evening | Miscellaneous | 2
Alternate Scenario | 2029 | C&I Loadshift to BUGs | Small Industrial | Winter Morning | Miscellaneous | 3
Alternate Scenario | 2029 | C&I Loadshift to BUGs | Small Industrial | Winter Evening | Miscellaneous | 3
Alternate Scenario | 2029 | C&I Loadshift to BUGs | Medium Industrial | Winter Morning | Manufacturing | 2
Alternate Scenario | 2029 | C&I Loadshift to BUGs | Medium Industrial | Winter Morning | Miscellaneous | 4
Alternate Scenario | 2029 | C&I Loadshift to BUGs | Medium Industrial | Winter Evening | Manufacturing | 2
Alternate Scenario | 2029 | C&I Loadshift to BUGs | Medium Industrial | Winter Evening | Miscellaneous | 4
Alternate Scenario | 2029 | Dynamic Pricing | Small General | Winter Morning | Manufacturing | 15
Alternate Scenario | 2029 | Dynamic Pricing | Small General | Winter Evening | Manufacturing | 15
Alternate Scenario | 2029 | Dynamic Pricing | Residential Charitable | Winter Morning | Residential LI | 7452
Alternate Scenario | 2029 | Dynamic Pricing | Residential Charitable | Winter Morning | Residential Market Rate | 42563
Alternate Scenario | 2029 | Dynamic Pricing | Residential Charitable | Winter Evening | Residential LI | 7452
Alternate Scenario | 2029 | Dynamic Pricing | Residential Charitable | Winter Evening | Residential Market Rate | 42563
Alternate Scenario | 2029 | Behavioral DR | Residential Charitable | Winter Morning | Residential LI | 10088
Alternate Scenario | 2029 | Behavioral DR | Residential Charitable | Winter Morning | Residential Market Rate | 57618
Alternate Scenario | 2029 | Behavioral DR | Residential Charitable | Winter Evening | Residential LI | 10088
Alternate Scenario | 2029 | Behavioral DR | Residential Charitable | Winter Evening | Residential Market Rate | 57618
Alternate Scenario | 2029 | Time-of-Use Rates (TOU) | Residential Charitable | Winter Morning | Residential LI | 9624
Alternate Scenario | 2029 | Time-of-Use Rates (TOU) | Residential Charitable | Winter Morning | Residential Market Rate | 54969
Alternate Scenario | 2029 | Time-of-Use Rates (TOU) | Residential Charitable | Winter Evening | Residential LI | 9624
Alternate Scenario | 2029 | Time-of-Use Rates (TOU) | Residential Charitable | Winter Evening | Residential Market Rate | 54969
Alternate Scenario | 2030 | C&I Curtailment | General | Winter Morning | Miscellaneous | 38
Alternate Scenario | 2030 | C&I Curtailment | General | Winter Morning | Offices | 3
Alternate Scenario | 2030 | C&I Curtailment | General | Winter Morning | Retail Trade | 9
Alternate Scenario | 2030 | C&I Curtailment | General | Winter Morning | Services | 6
Alternate Scenario | 2030 | C&I Curtailment | General | Winter Evening | Miscellaneous | 38
Alternate Scenario | 2030 | C&I Curtailment | General | Winter Evening | Offices | 3
Alternate Scenario | 2030 | C&I Curtailment | General | Winter Evening | Retail Trade | 9
Alternate Scenario | 2030 | C&I Curtailment | General | Winter Evening | Services | 6
Alternate Scenario | 2030 | C&I Curtailment | Large General | Winter Morning | Miscellaneous | 2
Alternate Scenario | 2030 | C&I Curtailment | Large General | Winter Evening | Miscellaneous | 2
Alternate Scenario | 2030 | C&I Curtailment | Small Industrial | Winter Morning | Miscellaneous | 4
Alternate Scenario | 2030 | C&I Curtailment | Small Industrial | Winter Evening | Miscellaneous | 4
Alternate Scenario | 2030 | C&I Curtailment | Medium Industrial | Winter Morning | Miscellaneous | 12
Alternate Scenario | 2030 | C&I Curtailment | Medium Industrial | Winter Morning | Retail Trade | 3
Alternate Scenario | 2030 | C&I Curtailment | Medium Industrial | Winter Morning | Manufacturing | 4
Alternate Scenario | 2030 | C&I Curtailment | Medium Industrial | Winter Evening | Miscellaneous | 12
Alternate Scenario | 2030 | C&I Curtailment | Medium Industrial | Winter Evening | Retail Trade | 3
Alternate Scenario | 2030 | C&I Curtailment | Medium Industrial | Winter Evening | Manufacturing | 4
Alternate Scenario | 2030 | C&I Curtailment | Large Industrial | Winter Morning | Miscellaneous | 1
Alternate Scenario | 2030 | C&I Curtailment | Large Industrial | Winter Evening | Miscellaneous | 1
Alternate Scenario | 2030 | C&I Loadshift to BUGs | Large General | Winter Morning | Miscellaneous | 2
Alternate Scenario | 2030 | C&I Loadshift to BUGs | Large General | Winter Evening | Miscellaneous | 2
Alternate Scenario | 2030 | C&I Loadshift to BUGs | Small Industrial | Winter Morning | Miscellaneous | 3
Alternate Scenario | 2030 | C&I Loadshift to BUGs | Small Industrial | Winter Evening | Miscellaneous | 3
Alternate Scenario | 2030 | C&I Loadshift to BUGs | Medium Industrial | Winter Morning | Manufacturing | 2
Alternate Scenario | 2030 | C&I Loadshift to BUGs | Medium Industrial | Winter Morning | Miscellaneous | 4
Alternate Scenario | 2030 | C&I Loadshift to BUGs | Medium Industrial | Winter Evening | Manufacturing | 2
Alternate Scenario | 2030 | C&I Loadshift to BUGs | Medium Industrial | Winter Evening | Miscellaneous | 4
Alternate Scenario | 2030 | Dynamic Pricing | Small General | Winter Morning | Manufacturing | 16
Alternate Scenario | 2030 | Dynamic Pricing | Small General | Winter Evening | Manufacturing | 16
Alternate Scenario | 2030 | Dynamic Pricing | Residential Charitable | Winter Morning | Residential LI | 6564
Alternate Scenario | 2030 | Dynamic Pricing | Residential Charitable | Winter Morning | Residential Market Rate | 37491
Alternate Scenario | 2030 | Dynamic Pricing | Residential Charitable | Winter Evening | Residential LI | 6564
Alternate Scenario | 2030 | Dynamic Pricing | Residential Charitable | Winter Evening | Residential Market Rate | 37491
Alternate Scenario | 2030 | Behavioral DR | Residential Charitable | Winter Morning | Residential LI | 11978
Alternate Scenario | 2030 | Behavioral DR | Residential Charitable | Winter Morning | Residential Market Rate | 68411
Alternate Scenario | 2030 | Behavioral DR | Residential Charitable | Winter Evening | Residential LI | 11978
Alternate Scenario | 2030 | Behavioral DR | Residential Charitable | Winter Evening | Residential Market Rate | 68411
Alternate Scenario | 2030 | Time-of-Use Rates (TOU) | Residential Charitable | Winter Morning | Residential LI | 9549
Alternate Scenario | 2030 | Time-of-Use Rates (TOU) | Residential Charitable | Winter Morning | Residential Market Rate | 54539
Alternate Scenario | 2030 | Time-of-Use Rates (TOU) | Residential Charitable | Winter Evening | Residential LI | 9549
Alternate Scenario | 2030 | Time-of-Use Rates (TOU) | Residential Charitable | Winter Evening | Residential Market Rate | 54539
Alternate Scenario | 2031 | C&I Curtailment | General | Winter Morning | Miscellaneous | 38
Alternate Scenario | 2031 | C&I Curtailment | General | Winter Morning | Offices | 3
Alternate Scenario | 2031 | C&I Curtailment | General | Winter Morning | Retail Trade | 9
Alternate Scenario | 2031 | C&I Curtailment | General | Winter Morning | Services | 6
Alternate Scenario | 2031 | C&I Curtailment | General | Winter Evening | Miscellaneous | 38
Alternate Scenario | 2031 | C&I Curtailment | General | Winter Evening | Offices | 3
Alternate Scenario | 2031 | C&I Curtailment | General | Winter Evening | Retail Trade | 9
Alternate Scenario | 2031 | C&I Curtailment | General | Winter Evening | Services | 6
Alternate Scenario | 2031 | C&I Curtailment | Large General | Winter Morning | Miscellaneous | 2
Alternate Scenario | 2031 | C&I Curtailment | Large General | Winter Evening | Miscellaneous | 2
Alternate Scenario | 2031 | C&I Curtailment | Small Industrial | Winter Morning | Miscellaneous | 4
Alternate Scenario | 2031 | C&I Curtailment | Small Industrial | Winter Evening | Miscellaneous | 4
Alternate Scenario | 2031 | C&I Curtailment | Medium Industrial | Winter Morning | Miscellaneous | 12
Alternate Scenario | 2031 | C&I Curtailment | Medium Industrial | Winter Morning | Retail Trade | 3
Alternate Scenario | 2031 | C&I Curtailment | Medium Industrial | Winter Morning | Manufacturing | 4
Alternate Scenario | 2031 | C&I Curtailment | Medium Industrial | Winter Evening | Miscellaneous | 12
Alternate Scenario | 2031 | C&I Curtailment | Medium Industrial | Winter Evening | Retail Trade | 3
Alternate Scenario | 2031 | C&I Curtailment | Medium Industrial | Winter Evening | Manufacturing | 4
Alternate Scenario | 2031 | C&I Curtailment | Large Industrial | Winter Morning | Miscellaneous | 1
Alternate Scenario | 2031 | C&I Curtailment | Large Industrial | Winter Evening | Miscellaneous | 1
Alternate Scenario | 2031 | C&I Loadshift to BUGs | Large General | Winter Morning | Miscellaneous | 2
Alternate Scenario | 2031 | C&I Loadshift to BUGs | Large General | Winter Evening | Miscellaneous | 2
Alternate Scenario | 2031 | C&I Loadshift to BUGs | Small Industrial | Winter Morning | Miscellaneous | 3
Alternate Scenario | 2031 | C&I Loadshift to BUGs | Small Industrial | Winter Evening | Miscellaneous | 3
Alternate Scenario | 2031 | C&I Loadshift to BUGs | Medium Industrial | Winter Morning | Manufacturing | 2
Alternate Scenario | 2031 | C&I Loadshift to BUGs | Medium Industrial | Winter Morning | Miscellaneous | 4
Alternate Scenario | 2031 | C&I Loadshift to BUGs | Medium Industrial | Winter Evening | Manufacturing | 2
Alternate Scenario | 2031 | C&I Loadshift to BUGs | Medium Industrial | Winter Evening | Miscellaneous | 4
Alternate Scenario | 2031 | Dynamic Pricing | Small General | Winter Morning | Manufacturing | 17
Alternate Scenario | 2031 | Dynamic Pricing | Small General | Winter Evening | Manufacturing | 17
Alternate Scenario | 2031 | Dynamic Pricing | Residential Charitable | Winter Morning | Residential LI | 11044
Alternate Scenario | 2031 | Dynamic Pricing | Residential Charitable | Winter Morning | Residential Market Rate | 63079
Alternate Scenario | 2031 | Dynamic Pricing | Residential Charitable | Winter Evening | Residential LI | 11044
Alternate Scenario | 2031 | Dynamic Pricing | Residential Charitable | Winter Evening | Residential Market Rate | 63079
Alternate Scenario | 2031 | Behavioral DR | Residential Charitable | Winter Morning | Residential LI | 12517
Alternate Scenario | 2031 | Behavioral DR | Residential Charitable | Winter Morning | Residential Market Rate | 71490
Alternate Scenario | 2031 | Behavioral DR | Residential Charitable | Winter Evening | Residential LI | 12517
Alternate Scenario | 2031 | Behavioral DR | Residential Charitable | Winter Evening | Residential Market Rate | 71490
Alternate Scenario | 2031 | Time-of-Use Rates (TOU) | Residential Charitable | Winter Morning | Residential LI | 8762
Alternate Scenario | 2031 | Time-of-Use Rates (TOU) | Residential Charitable | Winter Morning | Residential Market Rate | 50043
Alternate Scenario | 2031 | Time-of-Use Rates (TOU) | Residential Charitable | Winter Evening | Residential LI | 8762
Alternate Scenario | 2031 | Time-of-Use Rates (TOU) | Residential Charitable | Winter Evening | Residential Market Rate | 50043
Alternate Scenario | 2032 | C&I Curtailment | General | Winter Morning | Miscellaneous | 38
Alternate Scenario | 2032 | C&I Curtailment | General | Winter Morning | Offices | 3
Alternate Scenario | 2032 | C&I Curtailment | General | Winter Morning | Retail Trade | 9
Alternate Scenario | 2032 | C&I Curtailment | General | Winter Morning | Services | 6
Alternate Scenario | 2032 | C&I Curtailment | General | Winter Evening | Miscellaneous | 38
Alternate Scenario | 2032 | C&I Curtailment | General | Winter Evening | Offices | 3
Alternate Scenario | 2032 | C&I Curtailment | General | Winter Evening | Retail Trade | 9
Alternate Scenario | 2032 | C&I Curtailment | General | Winter Evening | Services | 6
Alternate Scenario | 2032 | C&I Curtailment | Large General | Winter Morning | Miscellaneous | 2
Alternate Scenario | 2032 | C&I Curtailment | Large General | Winter Evening | Miscellaneous | 2
Alternate Scenario | 2032 | C&I Curtailment | Small Industrial | Winter Morning | Miscellaneous | 4
Alternate Scenario | 2032 | C&I Curtailment | Small Industrial | Winter Evening | Miscellaneous | 4
Alternate Scenario | 2032 | C&I Curtailment | Medium Industrial | Winter Morning | Miscellaneous | 12
Alternate Scenario | 2032 | C&I Curtailment | Medium Industrial | Winter Morning | Retail Trade | 3
Alternate Scenario | 2032 | C&I Curtailment | Medium Industrial | Winter Morning | Manufacturing | 4
Alternate Scenario | 2032 | C&I Curtailment | Medium Industrial | Winter Evening | Miscellaneous | 12
Alternate Scenario | 2032 | C&I Curtailment | Medium Industrial | Winter Evening | Retail Trade | 3
Alternate Scenario | 2032 | C&I Curtailment | Medium Industrial | Winter Evening | Manufacturing | 4
Alternate Scenario | 2032 | C&I Curtailment | Large Industrial | Winter Morning | Miscellaneous | 1
Alternate Scenario | 2032 | C&I Curtailment | Large Industrial | Winter Evening | Miscellaneous | 1
Alternate Scenario | 2032 | C&I Loadshift to BUGs | Large General | Winter Morning | Miscellaneous | 2
Alternate Scenario | 2032 | C&I Loadshift to BUGs | Large General | Winter Evening | Miscellaneous | 2
Alternate Scenario | 2032 | C&I Loadshift to BUGs | Small Industrial | Winter Morning | Miscellaneous | 3
Alternate Scenario | 2032 | C&I Loadshift to BUGs | Small Industrial | Winter Evening | Miscellaneous | 3
Alternate Scenario | 2032 | C&I Loadshift to BUGs | Medium Industrial | Winter Morning | Manufacturing | 2
Alternate Scenario | 2032 | C&I Loadshift to BUGs | Medium Industrial | Winter Morning | Miscellaneous | 4
Alternate Scenario | 2032 | C&I Loadshift to BUGs | Medium Industrial | Winter Evening | Manufacturing | 2
Alternate Scenario | 2032 | C&I Loadshift to BUGs | Medium Industrial | Winter Evening | Miscellaneous | 4
Alternate Scenario | 2032 | Dynamic Pricing | Small General | Winter Morning | Manufacturing | 17
Alternate Scenario | 2032 | Dynamic Pricing | Small General | Winter Evening | Manufacturing | 17
Alternate Scenario | 2032 | Dynamic Pricing | Residential Charitable | Winter Morning | Residential LI | 11109
Alternate Scenario | 2032 | Dynamic Pricing | Residential Charitable | Winter Morning | Residential Market Rate | 63449
Alternate Scenario | 2032 | Dynamic Pricing | Residential Charitable | Winter Evening | Residential LI | 11109
Alternate Scenario | 2032 | Dynamic Pricing | Residential Charitable | Winter Evening | Residential Market Rate | 63449
Alternate Scenario | 2032 | Behavioral DR | Residential Charitable | Winter Morning | Residential LI | 12590
Alternate Scenario | 2032 | Behavioral DR | Residential Charitable | Winter Morning | Residential Market Rate | 71909
Alternate Scenario | 2032 | Behavioral DR | Residential Charitable | Winter Evening | Residential LI | 12590
Alternate Scenario | 2032 | Behavioral DR | Residential Charitable | Winter Evening | Residential Market Rate | 71909
Alternate Scenario | 2032 | Time-of-Use Rates (TOU) | Residential Charitable | Winter Morning | Residential LI | 8813
Alternate Scenario | 2032 | Time-of-Use Rates (TOU) | Residential Charitable | Winter Morning | Residential Market Rate | 50336
Alternate Scenario | 2032 | Time-of-Use Rates (TOU) | Residential Charitable | Winter Evening | Residential LI | 8813
Alternate Scenario | 2032 | Time-of-Use Rates (TOU) | Residential Charitable | Winter Evening | Residential Market Rate | 50336
Alternate Scenario | 2033 | C&I Curtailment | General | Winter Morning | Miscellaneous | 38
Alternate Scenario | 2033 | C&I Curtailment | General | Winter Morning | Offices | 3
Alternate Scenario | 2033 | C&I Curtailment | General | Winter Morning | Retail Trade | 9
Alternate Scenario | 2033 | C&I Curtailment | General | Winter Morning | Services | 6
Alternate Scenario | 2033 | C&I Curtailment | General | Winter Evening | Miscellaneous | 38
Alternate Scenario | 2033 | C&I Curtailment | General | Winter Evening | Offices | 3
Alternate Scenario | 2033 | C&I Curtailment | General | Winter Evening | Retail Trade | 9
Alternate Scenario | 2033 | C&I Curtailment | General | Winter Evening | Services | 6
Alternate Scenario | 2033 | C&I Curtailment | Large General | Winter Morning | Miscellaneous | 2
Alternate Scenario | 2033 | C&I Curtailment | Large General | Winter Evening | Miscellaneous | 2
Alternate Scenario | 2033 | C&I Curtailment | Small Industrial | Winter Morning | Miscellaneous | 4
Alternate Scenario | 2033 | C&I Curtailment | Small Industrial | Winter Evening | Miscellaneous | 4
Alternate Scenario | 2033 | C&I Curtailment | Medium Industrial | Winter Morning | Miscellaneous | 12
Alternate Scenario | 2033 | C&I Curtailment | Medium Industrial | Winter Morning | Retail Trade | 3
Alternate Scenario | 2033 | C&I Curtailment | Medium Industrial | Winter Morning | Manufacturing | 4
Alternate Scenario | 2033 | C&I Curtailment | Medium Industrial | Winter Evening | Miscellaneous | 12
Alternate Scenario | 2033 | C&I Curtailment | Medium Industrial | Winter Evening | Retail Trade | 3
Alternate Scenario | 2033 | C&I Curtailment | Medium Industrial | Winter Evening | Manufacturing | 4
Alternate Scenario | 2033 | C&I Curtailment | Large Industrial | Winter Morning | Miscellaneous | 1
Alternate Scenario | 2033 | C&I Curtailment | Large Industrial | Winter Evening | Miscellaneous | 1
Alternate Scenario | 2033 | C&I Loadshift to BUGs | Large General | Winter Morning | Miscellaneous | 2
Alternate Scenario | 2033 | C&I Loadshift to BUGs | Large General | Winter Evening | Miscellaneous | 2
Alternate Scenario | 2033 | C&I Loadshift to BUGs | Small Industrial | Winter Morning | Miscellaneous | 3
Alternate Scenario | 2033 | C&I Loadshift to BUGs | Small Industrial | Winter Evening | Miscellaneous | 3
Alternate Scenario | 2033 | C&I Loadshift to BUGs | Medium Industrial | Winter Morning | Manufacturing | 2
Alternate Scenario | 2033 | C&I Loadshift to BUGs | Medium Industrial | Winter Morning | Miscellaneous | 4
Alternate Scenario | 2033 | C&I Loadshift to BUGs | Medium Industrial | Winter Evening | Manufacturing | 2
Alternate Scenario | 2033 | C&I Loadshift to BUGs | Medium Industrial | Winter Evening | Miscellaneous | 4
Alternate Scenario | 2033 | Dynamic Pricing | Small General | Winter Morning | Manufacturing | 17
Alternate Scenario | 2033 | Dynamic Pricing | Small General | Winter Evening | Manufacturing | 17
Alternate Scenario | 2033 | Dynamic Pricing | Residential Charitable | Winter Morning | Residential LI | 11174
Alternate Scenario | 2033 | Dynamic Pricing | Residential Charitable | Winter Morning | Residential Market Rate | 63822
Alternate Scenario | 2033 | Dynamic Pricing | Residential Charitable | Winter Evening | Residential LI | 11174
Alternate Scenario | 2033 | Dynamic Pricing | Residential Charitable | Winter Evening | Residential Market Rate | 63822
Alternate Scenario | 2033 | Behavioral DR | Residential Charitable | Winter Morning | Residential LI | 12664
Alternate Scenario | 2033 | Behavioral DR | Residential Charitable | Winter Morning | Residential Market Rate | 72331
Alternate Scenario | 2033 | Behavioral DR | Residential Charitable | Winter Evening | Residential LI | 12664
Alternate Scenario | 2033 | Behavioral DR | Residential Charitable | Winter Evening | Residential Market Rate | 72331
Alternate Scenario | 2033 | Time-of-Use Rates (TOU) | Residential Charitable | Winter Morning | Residential LI | 8865
Alternate Scenario | 2033 | Time-of-Use Rates (TOU) | Residential Charitable | Winter Morning | Residential Market Rate | 50632
Alternate Scenario | 2033 | Time-of-Use Rates (TOU) | Residential Charitable | Winter Evening | Residential LI | 8865
Alternate Scenario | 2033 | Time-of-Use Rates (TOU) | Residential Charitable | Winter Evening | Residential Market Rate | 50632
Preferred Plan | 2025 | DLC-Thermostat | Residential Charitable | Winter Morning | Residential LI | 176
Preferred Plan | 2025 | DLC-Thermostat | Residential Charitable | Winter Morning | Residential Market Rate | 1676
Preferred Plan | 2025 | DLC-Thermostat | Residential Charitable | Winter Evening | Residential LI | 176
Preferred Plan | 2025 | DLC-Thermostat | Residential Charitable | Winter Evening | Residential Market Rate | 1676
Preferred Plan | 2025 | DLC-Water Heating | Residential Charitable | Winter Morning | Residential LI | 52
Preferred Plan | 2025 | DLC-Water Heating | Residential Charitable | Winter Morning | Residential Market Rate | 589
Preferred Plan | 2025 | DLC-Water Heating | Residential Charitable | Winter Evening | Residential LI | 52
Preferred Plan | 2025 | DLC-Water Heating | Residential Charitable | Winter Evening | Residential Market Rate | 589
Preferred Plan | 2025 | C&I Curtailment | General | Winter Morning | Miscellaneous | 37
Preferred Plan | 2025 | C&I Curtailment | General | Winter Morning | Offices | 2
Preferred Plan | 2025 | C&I Curtailment | General | Winter Morning | Retail Trade | 9
Preferred Plan | 2025 | C&I Curtailment | General | Winter Morning | Services | 6
Preferred Plan | 2025 | C&I Curtailment | General | Winter Evening | Miscellaneous | 37
Preferred Plan | 2025 | C&I Curtailment | General | Winter Evening | Offices | 2
Preferred Plan | 2025 | C&I Curtailment | General | Winter Evening | Retail Trade | 9
Preferred Plan | 2025 | C&I Curtailment | General | Winter Evening | Services | 6
Preferred Plan | 2025 | C&I Curtailment | Large General | Winter Morning | Miscellaneous | 2
Preferred Plan | 2025 | C&I Curtailment | Large General | Winter Evening | Miscellaneous | 2
Preferred Plan | 2025 | C&I Curtailment | Small Industrial | Winter Morning | Miscellaneous | 4
Preferred Plan | 2025 | C&I Curtailment | Small Industrial | Winter Evening | Miscellaneous | 4
Preferred Plan | 2025 | C&I Curtailment | Medium Industrial | Winter Morning | Miscellaneous | 12
Preferred Plan | 2025 | C&I Curtailment | Medium Industrial | Winter Morning | Retail Trade | 3
Preferred Plan | 2025 | C&I Curtailment | Medium Industrial | Winter Morning | Manufacturing | 4
Preferred Plan | 2025 | C&I Curtailment | Medium Industrial | Winter Evening | Miscellaneous | 12
Preferred Plan | 2025 | C&I Curtailment | Medium Industrial | Winter Evening | Retail Trade | 3
Preferred Plan | 2025 | C&I Curtailment | Medium Industrial | Winter Evening | Manufacturing | 4
Preferred Plan | 2025 | C&I Curtailment | Large Industrial | Winter Morning | Miscellaneous | 1
Preferred Plan | 2025 | C&I Curtailment | Large Industrial | Winter Evening | Miscellaneous | 1
Preferred Plan | 2025 | Dynamic Pricing | Small General | Winter Morning | Manufacturing | 3
Preferred Plan | 2025 | Dynamic Pricing | Small General | Winter Evening | Manufacturing | 3
Preferred Plan | 2025 | Dynamic Pricing | Residential Charitable | Winter Morning | Residential LI | 6033
Preferred Plan | 2025 | Dynamic Pricing | Residential Charitable | Winter Morning | Residential Market Rate | 34356
Preferred Plan | 2025 | Dynamic Pricing | Residential Charitable | Winter Evening | Residential LI | 6033
Preferred Plan | 2025 | Dynamic Pricing | Residential Charitable | Winter Evening | Residential Market Rate | 34356
Preferred Plan | 2025 | BTM Battery Control | Residential Charitable | Winter Morning | Residential Market Rate | 13
Preferred Plan | 2025 | BTM Battery Control | Residential Charitable | Winter Evening | Residential Market Rate | 13
Preferred Plan | 2025 | EV Charging Control | EV Res LDV | Winter Morning | EV | 147
Preferred Plan | 2025 | EV Charging Control | EV Res LDV | Winter Evening | EV | 147
Preferred Plan | 2025 | EV Charging Control | EV Com LDV | Winter Morning | EV | 50
Preferred Plan | 2025 | EV Charging Control | EV Com LDV | Winter Evening | EV | 50
Preferred Plan | 2025 | Time-of-Use Rates (TOU) | Residential Charitable | Winter Morning | Residential LI | 7482
Preferred Plan | 2025 | Time-of-Use Rates (TOU) | Residential Charitable | Winter Morning | Residential Market Rate | 42665
Preferred Plan | 2025 | Time-of-Use Rates (TOU) | Residential Charitable | Winter Evening | Residential LI | 7482
Preferred Plan | 2025 | Time-of-Use Rates (TOU) | Residential Charitable | Winter Evening | Residential Market Rate | 42665
Preferred Plan | 2026 | DLC-Thermostat | Residential Charitable | Winter Morning | Residential LI | 334
Preferred Plan | 2026 | DLC-Thermostat | Residential Charitable | Winter Morning | Residential Market Rate | 3179
Preferred Plan | 2026 | DLC-Thermostat | Residential Charitable | Winter Evening | Residential LI | 334
Preferred Plan | 2026 | DLC-Thermostat | Residential Charitable | Winter Evening | Residential Market Rate | 3179
Preferred Plan | 2026 | DLC-Water Heating | Residential Charitable | Winter Morning | Residential LI | 179
Preferred Plan | 2026 | DLC-Water Heating | Residential Charitable | Winter Morning | Residential Market Rate | 2040
Preferred Plan | 2026 | DLC-Water Heating | Residential Charitable | Winter Evening | Residential LI | 179
Preferred Plan | 2026 | DLC-Water Heating | Residential Charitable | Winter Evening | Residential Market Rate | 2040
Preferred Plan | 2026 | C&I Curtailment | General | Winter Morning | Miscellaneous | 37
Preferred Plan | 2026 | C&I Curtailment | General | Winter Morning | Offices | 2
Preferred Plan | 2026 | C&I Curtailment | General | Winter Morning | Retail Trade | 9
Preferred Plan | 2026 | C&I Curtailment | General | Winter Morning | Services | 6
Preferred Plan | 2026 | C&I Curtailment | General | Winter Evening | Miscellaneous | 37
Preferred Plan | 2026 | C&I Curtailment | General | Winter Evening | Offices | 2
Preferred Plan | 2026 | C&I Curtailment | General | Winter Evening | Retail Trade | 9
Preferred Plan | 2026 | C&I Curtailment | General | Winter Evening | Services | 6
Preferred Plan | 2026 | C&I Curtailment | Large General | Winter Morning | Miscellaneous | 2
Preferred Plan | 2026 | C&I Curtailment | Large General | Winter Evening | Miscellaneous | 2
Preferred Plan | 2026 | C&I Curtailment | Small Industrial | Winter Morning | Miscellaneous | 4
Preferred Plan | 2026 | C&I Curtailment | Small Industrial | Winter Evening | Miscellaneous | 4
Preferred Plan | 2026 | C&I Curtailment | Medium Industrial | Winter Morning | Miscellaneous | 12
Preferred Plan | 2026 | C&I Curtailment | Medium Industrial | Winter Morning | Retail Trade | 3
Preferred Plan | 2026 | C&I Curtailment | Medium Industrial | Winter Morning | Manufacturing | 4
Preferred Plan | 2026 | C&I Curtailment | Medium Industrial | Winter Evening | Miscellaneous | 12
Preferred Plan | 2026 | C&I Curtailment | Medium Industrial | Winter Evening | Retail Trade | 3
Preferred Plan | 2026 | C&I Curtailment | Medium Industrial | Winter Evening | Manufacturing | 4
Preferred Plan | 2026 | C&I Curtailment | Large Industrial | Winter Morning | Miscellaneous | 1
Preferred Plan | 2026 | C&I Curtailment | Large Industrial | Winter Evening | Miscellaneous | 1
Preferred Plan | 2026 | C&I Loadshift to BUGs | Large General | Winter Morning | Miscellaneous | 2
Preferred Plan | 2026 | C&I Loadshift to BUGs | Large General | Winter Evening | Miscellaneous | 2
Preferred Plan | 2026 | C&I Loadshift to BUGs | Small Industrial | Winter Morning | Miscellaneous | 3
Preferred Plan | 2026 | C&I Loadshift to BUGs | Small Industrial | Winter Evening | Miscellaneous | 3
Preferred Plan | 2026 | C&I Loadshift to BUGs | Medium Industrial | Winter Morning | Manufacturing | 2
Preferred Plan | 2026 | C&I Loadshift to BUGs | Medium Industrial | Winter Morning | Miscellaneous | 4
Preferred Plan | 2026 | C&I Loadshift to BUGs | Medium Industrial | Winter Evening | Manufacturing | 2
Preferred Plan | 2026 | C&I Loadshift to BUGs | Medium Industrial | Winter Evening | Miscellaneous | 4
Preferred Plan | 2026 | Dynamic Pricing | Small General | Winter Morning | Manufacturing | 7
Preferred Plan | 2026 | Dynamic Pricing | Small General | Winter Evening | Manufacturing | 7
Preferred Plan | 2026 | Dynamic Pricing | Residential Charitable | Winter Morning | Residential LI | 9346
Preferred Plan | 2026 | Dynamic Pricing | Residential Charitable | Winter Morning | Residential Market Rate | 53024
Preferred Plan | 2026 | Dynamic Pricing | Residential Charitable | Winter Evening | Residential LI | 9346
Preferred Plan | 2026 | Dynamic Pricing | Residential Charitable | Winter Evening | Residential Market Rate | 53024
Preferred Plan | 2026 | BTM Battery Control | Residential Charitable | Winter Morning | Residential Market Rate | 72
Preferred Plan | 2026 | BTM Battery Control | Residential Charitable | Winter Evening | Residential Market Rate | 72
Preferred Plan | 2026 | EV Charging Control | EV Res LDV | Winter Morning | EV | 260
Preferred Plan | 2026 | EV Charging Control | EV Res LDV | Winter Evening | EV | 260
Preferred Plan | 2026 | EV Charging Control | EV Com LDV | Winter Morning | EV | 91
Preferred Plan | 2026 | EV Charging Control | EV Com LDV | Winter Evening | EV | 91
Preferred Plan | 2026 | Behavioral DR | Residential Charitable | Winter Morning | Residential LI | 1397
Preferred Plan | 2026 | Behavioral DR | Residential Charitable | Winter Morning | Residential Market Rate | 7958
Preferred Plan | 2026 | Behavioral DR | Residential Charitable | Winter Evening | Residential LI | 1397
Preferred Plan | 2026 | Behavioral DR | Residential Charitable | Winter Evening | Residential Market Rate | 7958
Preferred Plan | 2026 | Time-of-Use Rates (TOU) | Residential Charitable | Winter Morning | Residential LI | 9723
Preferred Plan | 2026 | Time-of-Use Rates (TOU) | Residential Charitable | Winter Morning | Residential Market Rate | 55375
Preferred Plan | 2026 | Time-of-Use Rates (TOU) | Residential Charitable | Winter Evening | Residential LI | 9723
Preferred Plan | 2026 | Time-of-Use Rates (TOU) | Residential Charitable | Winter Evening | Residential Market Rate | 55375
Preferred Plan | 2027 | DLC-Thermostat | Residential Charitable | Winter Morning | Residential LI | 327
Preferred Plan | 2027 | DLC-Thermostat | Residential Charitable | Winter Morning | Residential Market Rate | 3115
Preferred Plan | 2027 | DLC-Thermostat | Residential Charitable | Winter Evening | Residential LI | 327
Preferred Plan | 2027 | DLC-Thermostat | Residential Charitable | Winter Evening | Residential Market Rate | 3115
Preferred Plan | 2027 | DLC-Water Heating | Residential Charitable | Winter Morning | Residential LI | 215
Preferred Plan | 2027 | DLC-Water Heating | Residential Charitable | Winter Morning | Residential Market Rate | 2459
Preferred Plan | 2027 | DLC-Water Heating | Residential Charitable | Winter Evening | Residential LI | 215
Preferred Plan | 2027 | DLC-Water Heating | Residential Charitable | Winter Evening | Residential Market Rate | 2459
Preferred Plan | 2027 | C&I Curtailment | General | Winter Morning | Miscellaneous | 37
Preferred Plan | 2027 | C&I Curtailment | General | Winter Morning | Offices | 2
Preferred Plan | 2027 | C&I Curtailment | General | Winter Morning | Retail Trade | 9
Preferred Plan | 2027 | C&I Curtailment | General | Winter Morning | Services | 6
Preferred Plan | 2027 | C&I Curtailment | General | Winter Evening | Miscellaneous | 37
Preferred Plan | 2027 | C&I Curtailment | General | Winter Evening | Offices | 2
Preferred Plan | 2027 | C&I Curtailment | General | Winter Evening | Retail Trade | 9
Preferred Plan | 2027 | C&I Curtailment | General | Winter Evening | Services | 6
Preferred Plan | 2027 | C&I Curtailment | Large General | Winter Morning | Miscellaneous | 2
Preferred Plan | 2027 | C&I Curtailment | Large General | Winter Evening | Miscellaneous | 2
Preferred Plan | 2027 | C&I Curtailment | Small Industrial | Winter Morning | Miscellaneous | 3
Preferred Plan | 2027 | C&I Curtailment | Small Industrial | Winter Evening | Miscellaneous | 3
Preferred Plan | 2027 | C&I Curtailment | Medium Industrial | Winter Morning | Miscellaneous | 12
Preferred Plan | 2027 | C&I Curtailment | Medium Industrial | Winter Morning | Retail Trade | 3
Preferred Plan | 2027 | C&I Curtailment | Medium Industrial | Winter Morning | Manufacturing | 4
Preferred Plan | 2027 | C&I Curtailment | Medium Industrial | Winter Evening | Miscellaneous | 12
Preferred Plan | 2027 | C&I Curtailment | Medium Industrial | Winter Evening | Retail Trade | 3
Preferred Plan | 2027 | C&I Curtailment | Medium Industrial | Winter Evening | Manufacturing | 4
Preferred Plan | 2027 | C&I Curtailment | Large Industrial | Winter Morning | Miscellaneous | 1
Preferred Plan | 2027 | C&I Curtailment | Large Industrial | Winter Evening | Miscellaneous | 1
Preferred Plan | 2027 | C&I Loadshift to BUGs | Large General | Winter Morning | Miscellaneous | 2
Preferred Plan | 2027 | C&I Loadshift to BUGs | Large General | Winter Evening | Miscellaneous | 2
Preferred Plan | 2027 | C&I Loadshift to BUGs | Small Industrial | Winter Morning | Miscellaneous | 3
Preferred Plan | 2027 | C&I Loadshift to BUGs | Small Industrial | Winter Evening | Miscellaneous | 3
Preferred Plan | 2027 | C&I Loadshift to BUGs | Medium Industrial | Winter Morning | Manufacturing | 2
Preferred Plan | 2027 | C&I Loadshift to BUGs | Medium Industrial | Winter Morning | Miscellaneous | 4
Preferred Plan | 2027 | C&I Loadshift to BUGs | Medium Industrial | Winter Evening | Manufacturing | 2
Preferred Plan | 2027 | C&I Loadshift to BUGs | Medium Industrial | Winter Evening | Miscellaneous | 4
Preferred Plan | 2027 | Dynamic Pricing | Small General | Winter Morning | Manufacturing | 12
Preferred Plan | 2027 | Dynamic Pricing | Small General | Winter Evening | Manufacturing | 12
Preferred Plan | 2027 | Dynamic Pricing | Residential Charitable | Winter Morning | Residential LI | 10958
Preferred Plan | 2027 | Dynamic Pricing | Residential Charitable | Winter Morning | Residential Market Rate | 62180
Preferred Plan | 2027 | Dynamic Pricing | Residential Charitable | Winter Evening | Residential LI | 10958
Preferred Plan | 2027 | Dynamic Pricing | Residential Charitable | Winter Evening | Residential Market Rate | 62180
Preferred Plan | 2027 | Behavioral DR | Residential Charitable | Winter Morning | Residential LI | 3101
Preferred Plan | 2027 | Behavioral DR | Residential Charitable | Winter Morning | Residential Market Rate | 17669
Preferred Plan | 2027 | Behavioral DR | Residential Charitable | Winter Evening | Residential LI | 3101
Preferred Plan | 2027 | Behavioral DR | Residential Charitable | Winter Evening | Residential Market Rate | 17669
Preferred Plan | 2027 | Time-of-Use Rates (TOU) | Residential Charitable | Winter Morning | Residential LI | 10491
Preferred Plan | 2027 | Time-of-Use Rates (TOU) | Residential Charitable | Winter Morning | Residential Market Rate | 59770
Preferred Plan | 2027 | Time-of-Use Rates (TOU) | Residential Charitable | Winter Evening | Residential LI | 10491
Preferred Plan | 2027 | Time-of-Use Rates (TOU) | Residential Charitable | Winter Evening | Residential Market Rate | 59770
Preferred Plan | 2028 | DLC-Thermostat | Residential Charitable | Winter Morning | Residential LI | 321
Preferred Plan | 2028 | DLC-Thermostat | Residential Charitable | Winter Morning | Residential Market Rate | 3053
Preferred Plan | 2028 | DLC-Thermostat | Residential Charitable | Winter Evening | Residential LI | 321
Preferred Plan | 2028 | DLC-Thermostat | Residential Charitable | Winter Evening | Residential Market Rate | 3053
Preferred Plan | 2028 | DLC-Water Heating | Residential Charitable | Winter Morning | Residential LI | 211
Preferred Plan | 2028 | DLC-Water Heating | Residential Charitable | Winter Morning | Residential Market Rate | 2409
Preferred Plan | 2028 | DLC-Water Heating | Residential Charitable | Winter Evening | Residential LI | 211
Preferred Plan | 2028 | DLC-Water Heating | Residential Charitable | Winter Evening | Residential Market Rate | 2409
Preferred Plan | 2028 | C&I Curtailment | General | Winter Morning | Miscellaneous | 37
Preferred Plan | 2028 | C&I Curtailment | General | Winter Morning | Offices | 3
Preferred Plan | 2028 | C&I Curtailment | General | Winter Morning | Retail Trade | 9
Preferred Plan | 2028 | C&I Curtailment | General | Winter Morning | Services | 6
Preferred Plan | 2028 | C&I Curtailment | General | Winter Evening | Miscellaneous | 37
Preferred Plan | 2028 | C&I Curtailment | General | Winter Evening | Offices | 3
Preferred Plan | 2028 | C&I Curtailment | General | Winter Evening | Retail Trade | 9
Preferred Plan | 2028 | C&I Curtailment | General | Winter Evening | Services | 6
Preferred Plan | 2028 | C&I Curtailment | Large General | Winter Morning | Miscellaneous | 2
Preferred Plan | 2028 | C&I Curtailment | Large General | Winter Evening | Miscellaneous | 2
Preferred Plan | 2028 | C&I Curtailment | Small Industrial | Winter Morning | Miscellaneous | 4
Preferred Plan | 2028 | C&I Curtailment | Small Industrial | Winter Evening | Miscellaneous | 4
Preferred Plan | 2028 | C&I Curtailment | Medium Industrial | Winter Morning | Miscellaneous | 12
Preferred Plan | 2028 | C&I Curtailment | Medium Industrial | Winter Morning | Retail Trade | 3
Preferred Plan | 2028 | C&I Curtailment | Medium Industrial | Winter Morning | Manufacturing | 4
Preferred Plan | 2028 | C&I Curtailment | Medium Industrial | Winter Evening | Miscellaneous | 12
Preferred Plan | 2028 | C&I Curtailment | Medium Industrial | Winter Evening | Retail Trade | 3
Preferred Plan | 2028 | C&I Curtailment | Medium Industrial | Winter Evening | Manufacturing | 4
Preferred Plan | 2028 | C&I Curtailment | Large Industrial | Winter Morning | Miscellaneous | 1
Preferred Plan | 2028 | C&I Curtailment | Large Industrial | Winter Evening | Miscellaneous | 1
Preferred Plan | 2028 | C&I Loadshift to BUGs | Large General | Winter Morning | Miscellaneous | 2
Preferred Plan | 2028 | C&I Loadshift to BUGs | Large General | Winter Evening | Miscellaneous | 2
Preferred Plan | 2028 | C&I Loadshift to BUGs | Small Industrial | Winter Morning | Miscellaneous | 3
Preferred Plan | 2028 | C&I Loadshift to BUGs | Small Industrial | Winter Evening | Miscellaneous | 3
Preferred Plan | 2028 | C&I Loadshift to BUGs | Medium Industrial | Winter Morning | Manufacturing | 2
Preferred Plan | 2028 | C&I Loadshift to BUGs | Medium Industrial | Winter Morning | Miscellaneous | 4
Preferred Plan | 2028 | C&I Loadshift to BUGs | Medium Industrial | Winter Evening | Manufacturing | 2
Preferred Plan | 2028 | C&I Loadshift to BUGs | Medium Industrial | Winter Evening | Miscellaneous | 4
Preferred Plan | 2028 | Dynamic Pricing | Small General | Winter Morning | Manufacturing | 15
Preferred Plan | 2028 | Dynamic Pricing | Small General | Winter Evening | Manufacturing | 15
Preferred Plan | 2028 | Dynamic Pricing | Residential Charitable | Winter Morning | Residential LI | 12284
Preferred Plan | 2028 | Dynamic Pricing | Residential Charitable | Winter Morning | Residential Market Rate | 69720
Preferred Plan | 2028 | Dynamic Pricing | Residential Charitable | Winter Evening | Residential LI | 12284
Preferred Plan | 2028 | Dynamic Pricing | Residential Charitable | Winter Evening | Residential Market Rate | 69720
Preferred Plan | 2028 | Behavioral DR | Residential Charitable | Winter Morning | Residential LI | 6820
Preferred Plan | 2028 | Behavioral DR | Residential Charitable | Winter Morning | Residential Market Rate | 38862
Preferred Plan | 2028 | Behavioral DR | Residential Charitable | Winter Evening | Residential LI | 6820
Preferred Plan | 2028 | Behavioral DR | Residential Charitable | Winter Evening | Residential Market Rate | 38862
Preferred Plan | 2028 | Time-of-Use Rates (TOU) | Residential Charitable | Winter Morning | Residential LI | 10562
Preferred Plan | 2028 | Time-of-Use Rates (TOU) | Residential Charitable | Winter Morning | Residential Market Rate | 60187
Preferred Plan | 2028 | Time-of-Use Rates (TOU) | Residential Charitable | Winter Evening | Residential LI | 10562
Preferred Plan | 2028 | Time-of-Use Rates (TOU) | Residential Charitable | Winter Evening | Residential Market Rate | 60187
Preferred Plan | 2029 | DLC-Thermostat | Residential Charitable | Winter Morning | Residential LI | 314
Preferred Plan | 2029 | DLC-Thermostat | Residential Charitable | Winter Morning | Residential Market Rate | 2991
Preferred Plan | 2029 | DLC-Thermostat | Residential Charitable | Winter Evening | Residential LI | 314
Preferred Plan | 2029 | DLC-Thermostat | Residential Charitable | Winter Evening | Residential Market Rate | 2991
Preferred Plan | 2029 | DLC-Water Heating | Residential Charitable | Winter Morning | Residential LI | 207
Preferred Plan | 2029 | DLC-Water Heating | Residential Charitable | Winter Morning | Residential Market Rate | 2361
Preferred Plan | 2029 | DLC-Water Heating | Residential Charitable | Winter Evening | Residential LI | 207
Preferred Plan | 2029 | DLC-Water Heating | Residential Charitable | Winter Evening | Residential Market Rate | 2361
Preferred Plan | 2029 | C&I Curtailment | General | Winter Morning | Miscellaneous | 37
Preferred Plan | 2029 | C&I Curtailment | General | Winter Morning | Offices | 3
Preferred Plan | 2029 | C&I Curtailment | General | Winter Morning | Retail Trade | 9
Preferred Plan | 2029 | C&I Curtailment | General | Winter Morning | Services | 6
Preferred Plan | 2029 | C&I Curtailment | General | Winter Evening | Miscellaneous | 37
Preferred Plan | 2029 | C&I Curtailment | General | Winter Evening | Offices | 3
Preferred Plan | 2029 | C&I Curtailment | General | Winter Evening | Retail Trade | 9
Preferred Plan | 2029 | C&I Curtailment | General | Winter Evening | Services | 6
Preferred Plan | 2029 | C&I Curtailment | Large General | Winter Morning | Miscellaneous | 2
Preferred Plan | 2029 | C&I Curtailment | Large General | Winter Evening | Miscellaneous | 2
Preferred Plan | 2029 | C&I Curtailment | Small Industrial | Winter Morning | Miscellaneous | 4
Preferred Plan | 2029 | C&I Curtailment | Small Industrial | Winter Evening | Miscellaneous | 4
Preferred Plan | 2029 | C&I Curtailment | Medium Industrial | Winter Morning | Miscellaneous | 12
Preferred Plan | 2029 | C&I Curtailment | Medium Industrial | Winter Morning | Retail Trade | 3
Preferred Plan | 2029 | C&I Curtailment | Medium Industrial | Winter Morning | Manufacturing | 4
Preferred Plan | 2029 | C&I Curtailment | Medium Industrial | Winter Evening | Miscellaneous | 12
Preferred Plan | 2029 | C&I Curtailment | Medium Industrial | Winter Evening | Retail Trade | 3
Preferred Plan | 2029 | C&I Curtailment | Medium Industrial | Winter Evening | Manufacturing | 4
Preferred Plan | 2029 | C&I Curtailment | Large Industrial | Winter Morning | Miscellaneous | 1
Preferred Plan | 2029 | C&I Curtailment | Large Industrial | Winter Evening | Miscellaneous | 1
Preferred Plan | 2029 | C&I Loadshift to BUGs | Large General | Winter Morning | Miscellaneous | 2
Preferred Plan | 2029 | C&I Loadshift to BUGs | Large General | Winter Evening | Miscellaneous | 2
Preferred Plan | 2029 | C&I Loadshift to BUGs | Small Industrial | Winter Morning | Miscellaneous | 3
Preferred Plan | 2029 | C&I Loadshift to BUGs | Small Industrial | Winter Evening | Miscellaneous | 3
Preferred Plan | 2029 | C&I Loadshift to BUGs | Medium Industrial | Winter Morning | Manufacturing | 2
Preferred Plan | 2029 | C&I Loadshift to BUGs | Medium Industrial | Winter Morning | Miscellaneous | 4
Preferred Plan | 2029 | C&I Loadshift to BUGs | Medium Industrial | Winter Evening | Manufacturing | 2
Preferred Plan | 2029 | C&I Loadshift to BUGs | Medium Industrial | Winter Evening | Miscellaneous | 4
Preferred Plan | 2029 | Dynamic Pricing | Small General | Winter Morning | Manufacturing | 18
Preferred Plan | 2029 | Dynamic Pricing | Small General | Winter Evening | Manufacturing | 18
Preferred Plan | 2029 | Dynamic Pricing | Residential Charitable | Winter Morning | Residential LI | 12395
Preferred Plan | 2029 | Dynamic Pricing | Residential Charitable | Winter Morning | Residential Market Rate | 70362
Preferred Plan | 2029 | Dynamic Pricing | Residential Charitable | Winter Evening | Residential LI | 12395
Preferred Plan | 2029 | Dynamic Pricing | Residential Charitable | Winter Evening | Residential Market Rate | 70362
Preferred Plan | 2029 | Behavioral DR | Residential Charitable | Winter Morning | Residential LI | 10664
Preferred Plan | 2029 | Behavioral DR | Residential Charitable | Winter Morning | Residential Market Rate | 60772
Preferred Plan | 2029 | Behavioral DR | Residential Charitable | Winter Evening | Residential LI | 10664
Preferred Plan | 2029 | Behavioral DR | Residential Charitable | Winter Evening | Residential Market Rate | 60772
Preferred Plan | 2029 | Time-of-Use Rates (TOU) | Residential Charitable | Winter Morning | Residential LI | 9894
Preferred Plan | 2029 | Time-of-Use Rates (TOU) | Residential Charitable | Winter Morning | Residential Market Rate | 56383
Preferred Plan | 2029 | Time-of-Use Rates (TOU) | Residential Charitable | Winter Evening | Residential LI | 9894
Preferred Plan | 2029 | Time-of-Use Rates (TOU) | Residential Charitable | Winter Evening | Residential Market Rate | 56383
Preferred Plan | 2030 | DLC-Thermostat | Residential Charitable | Winter Morning | Residential LI | 308
Preferred Plan | 2030 | DLC-Thermostat | Residential Charitable | Winter Morning | Residential Market Rate | 2932
Preferred Plan | 2030 | DLC-Thermostat | Residential Charitable | Winter Evening | Residential LI | 308
Preferred Plan | 2030 | DLC-Thermostat | Residential Charitable | Winter Evening | Residential Market Rate | 2932
Preferred Plan | 2030 | DLC-Water Heating | Residential Charitable | Winter Morning | Residential LI | 203
Preferred Plan | 2030 | DLC-Water Heating | Residential Charitable | Winter Morning | Residential Market Rate | 2314
Preferred Plan | 2030 | DLC-Water Heating | Residential Charitable | Winter Evening | Residential LI | 203
Preferred Plan | 2030 | DLC-Water Heating | Residential Charitable | Winter Evening | Residential Market Rate | 2314
Preferred Plan | 2030 | C&I Curtailment | General | Winter Morning | Miscellaneous | 38
Preferred Plan | 2030 | C&I Curtailment | General | Winter Morning | Offices | 3
Preferred Plan | 2030 | C&I Curtailment | General | Winter Morning | Retail Trade | 9
Preferred Plan | 2030 | C&I Curtailment | General | Winter Morning | Services | 6
Preferred Plan | 2030 | C&I Curtailment | General | Winter Evening | Miscellaneous | 38
Preferred Plan | 2030 | C&I Curtailment | General | Winter Evening | Offices | 3
Preferred Plan | 2030 | C&I Curtailment | General | Winter Evening | Retail Trade | 9
Preferred Plan | 2030 | C&I Curtailment | General | Winter Evening | Services | 6
Preferred Plan | 2030 | C&I Curtailment | Large General | Winter Morning | Miscellaneous | 2
Preferred Plan | 2030 | C&I Curtailment | Large General | Winter Evening | Miscellaneous | 2
Preferred Plan | 2030 | C&I Curtailment | Small Industrial | Winter Morning | Miscellaneous | 4
Preferred Plan | 2030 | C&I Curtailment | Small Industrial | Winter Evening | Miscellaneous | 4
Preferred Plan | 2030 | C&I Curtailment | Medium Industrial | Winter Morning | Miscellaneous | 12
Preferred Plan | 2030 | C&I Curtailment | Medium Industrial | Winter Morning | Retail Trade | 3
Preferred Plan | 2030 | C&I Curtailment | Medium Industrial | Winter Morning | Manufacturing | 4
Preferred Plan | 2030 | C&I Curtailment | Medium Industrial | Winter Evening | Miscellaneous | 12
Preferred Plan | 2030 | C&I Curtailment | Medium Industrial | Winter Evening | Retail Trade | 3
Preferred Plan | 2030 | C&I Curtailment | Medium Industrial | Winter Evening | Manufacturing | 4
Preferred Plan | 2030 | C&I Curtailment | Large Industrial | Winter Morning | Miscellaneous | 1
Preferred Plan | 2030 | C&I Curtailment | Large Industrial | Winter Evening | Miscellaneous | 1
Preferred Plan | 2030 | C&I Loadshift to BUGs | Large General | Winter Morning | Miscellaneous | 2
Preferred Plan | 2030 | C&I Loadshift to BUGs | Large General | Winter Evening | Miscellaneous | 2
Preferred Plan | 2030 | C&I Loadshift to BUGs | Small Industrial | Winter Morning | Miscellaneous | 3
Preferred Plan | 2030 | C&I Loadshift to BUGs | Small Industrial | Winter Evening | Miscellaneous | 3
Preferred Plan | 2030 | C&I Loadshift to BUGs | Medium Industrial | Winter Morning | Manufacturing | 2
Preferred Plan | 2030 | C&I Loadshift to BUGs | Medium Industrial | Winter Morning | Miscellaneous | 4
Preferred Plan | 2030 | C&I Loadshift to BUGs | Medium Industrial | Winter Evening | Manufacturing | 2
Preferred Plan | 2030 | C&I Loadshift to BUGs | Medium Industrial | Winter Evening | Miscellaneous | 4
Preferred Plan | 2030 | Dynamic Pricing | Small General | Winter Morning | Manufacturing | 19
Preferred Plan | 2030 | Dynamic Pricing | Small General | Winter Evening | Manufacturing | 19
Preferred Plan | 2030 | Dynamic Pricing | Residential Charitable | Winter Morning | Residential LI | 12496
Preferred Plan | 2030 | Dynamic Pricing | Residential Charitable | Winter Morning | Residential Market Rate | 70946
Preferred Plan | 2030 | Dynamic Pricing | Residential Charitable | Winter Evening | Residential LI | 12496
Preferred Plan | 2030 | Dynamic Pricing | Residential Charitable | Winter Evening | Residential Market Rate | 70946
Preferred Plan | 2030 | Behavioral DR | Residential Charitable | Winter Morning | Residential LI | 12483
Preferred Plan | 2030 | Behavioral DR | Residential Charitable | Winter Morning | Residential Market Rate | 71140
Preferred Plan | 2030 | Behavioral DR | Residential Charitable | Winter Evening | Residential LI | 12483
Preferred Plan | 2030 | Behavioral DR | Residential Charitable | Winter Evening | Residential Market Rate | 71140
Preferred Plan | 2030 | Time-of-Use Rates (TOU) | Residential Charitable | Winter Morning | Residential LI | 9624
Preferred Plan | 2030 | Time-of-Use Rates (TOU) | Residential Charitable | Winter Morning | Residential Market Rate | 54847
Preferred Plan | 2030 | Time-of-Use Rates (TOU) | Residential Charitable | Winter Evening | Residential LI | 9624
Preferred Plan | 2030 | Time-of-Use Rates (TOU) | Residential Charitable | Winter Evening | Residential Market Rate | 54847
Preferred Plan | 2031 | DLC-Thermostat | Residential Charitable | Winter Morning | Residential LI | 302
Preferred Plan | 2031 | DLC-Thermostat | Residential Charitable | Winter Morning | Residential Market Rate | 2873
Preferred Plan | 2031 | DLC-Thermostat | Residential Charitable | Winter Evening | Residential LI | 302
Preferred Plan | 2031 | DLC-Thermostat | Residential Charitable | Winter Evening | Residential Market Rate | 2873
Preferred Plan | 2031 | DLC-Water Heating | Residential Charitable | Winter Morning | Residential LI | 199
Preferred Plan | 2031 | DLC-Water Heating | Residential Charitable | Winter Morning | Residential Market Rate | 2268
Preferred Plan | 2031 | DLC-Water Heating | Residential Charitable | Winter Evening | Residential LI | 199
Preferred Plan | 2031 | DLC-Water Heating | Residential Charitable | Winter Evening | Residential Market Rate | 2268
Preferred Plan | 2031 | C&I Curtailment | General | Winter Morning | Miscellaneous | 38
Preferred Plan | 2031 | C&I Curtailment | General | Winter Morning | Offices | 3
Preferred Plan | 2031 | C&I Curtailment | General | Winter Morning | Retail Trade | 9
Preferred Plan | 2031 | C&I Curtailment | General | Winter Morning | Services | 6
Preferred Plan | 2031 | C&I Curtailment | General | Winter Evening | Miscellaneous | 38
Preferred Plan | 2031 | C&I Curtailment | General | Winter Evening | Offices | 3
Preferred Plan | 2031 | C&I Curtailment | General | Winter Evening | Retail Trade | 9
Preferred Plan | 2031 | C&I Curtailment | General | Winter Evening | Services | 6
Preferred Plan | 2031 | C&I Curtailment | Large General | Winter Morning | Miscellaneous | 2
Preferred Plan | 2031 | C&I Curtailment | Large General | Winter Evening | Miscellaneous | 2
Preferred Plan | 2031 | C&I Curtailment | Small Industrial | Winter Morning | Miscellaneous | 4
Preferred Plan | 2031 | C&I Curtailment | Small Industrial | Winter Evening | Miscellaneous | 4
Preferred Plan | 2031 | C&I Curtailment | Medium Industrial | Winter Morning | Miscellaneous | 12
Preferred Plan | 2031 | C&I Curtailment | Medium Industrial | Winter Morning | Retail Trade | 3
Preferred Plan | 2031 | C&I Curtailment | Medium Industrial | Winter Morning | Manufacturing | 4
Preferred Plan | 2031 | C&I Curtailment | Medium Industrial | Winter Evening | Miscellaneous | 12
Preferred Plan | 2031 | C&I Curtailment | Medium Industrial | Winter Evening | Retail Trade | 3
Preferred Plan | 2031 | C&I Curtailment | Medium Industrial | Winter Evening | Manufacturing | 4
Preferred Plan | 2031 | C&I Curtailment | Large Industrial | Winter Morning | Miscellaneous | 1
Preferred Plan | 2031 | C&I Curtailment | Large Industrial | Winter Evening | Miscellaneous | 1
Preferred Plan | 2031 | C&I Loadshift to BUGs | Large General | Winter Morning | Miscellaneous | 2
Preferred Plan | 2031 | C&I Loadshift to BUGs | Large General | Winter Evening | Miscellaneous | 2
Preferred Plan | 2031 | C&I Loadshift to BUGs | Small Industrial | Winter Morning | Miscellaneous | 3
Preferred Plan | 2031 | C&I Loadshift to BUGs | Small Industrial | Winter Evening | Miscellaneous | 3
Preferred Plan | 2031 | C&I Loadshift to BUGs | Medium Industrial | Winter Morning | Manufacturing | 2
Preferred Plan | 2031 | C&I Loadshift to BUGs | Medium Industrial | Winter Morning | Miscellaneous | 4
Preferred Plan | 2031 | C&I Loadshift to BUGs | Medium Industrial | Winter Evening | Manufacturing | 2
Preferred Plan | 2031 | C&I Loadshift to BUGs | Medium Industrial | Winter Evening | Miscellaneous | 4
Preferred Plan | 2031 | Dynamic Pricing | Small General | Winter Morning | Manufacturing | 19
Preferred Plan | 2031 | Dynamic Pricing | Small General | Winter Evening | Manufacturing | 19
Preferred Plan | 2031 | Dynamic Pricing | Residential Charitable | Winter Morning | Residential LI | 12588
Preferred Plan | 2031 | Dynamic Pricing | Residential Charitable | Winter Morning | Residential Market Rate | 71481
Preferred Plan | 2031 | Dynamic Pricing | Residential Charitable | Winter Evening | Residential LI | 12588
Preferred Plan | 2031 | Dynamic Pricing | Residential Charitable | Winter Evening | Residential Market Rate | 71481
Preferred Plan | 2031 | Behavioral DR | Residential Charitable | Winter Morning | Residential LI | 13970
Preferred Plan | 2031 | Behavioral DR | Residential Charitable | Winter Morning | Residential Market Rate | 79620
Preferred Plan | 2031 | Behavioral DR | Residential Charitable | Winter Evening | Residential LI | 13970
Preferred Plan | 2031 | Behavioral DR | Residential Charitable | Winter Evening | Residential Market Rate | 79620
Preferred Plan | 2031 | Time-of-Use Rates (TOU) | Residential Charitable | Winter Morning | Residential LI | 9412
Preferred Plan | 2031 | Time-of-Use Rates (TOU) | Residential Charitable | Winter Morning | Residential Market Rate | 53644
Preferred Plan | 2031 | Time-of-Use Rates (TOU) | Residential Charitable | Winter Evening | Residential LI | 9412
Preferred Plan | 2031 | Time-of-Use Rates (TOU) | Residential Charitable | Winter Evening | Residential Market Rate | 53644
Preferred Plan | 2032 | DLC-Thermostat | Residential Charitable | Winter Morning | Residential LI | 302
Preferred Plan | 2032 | DLC-Thermostat | Residential Charitable | Winter Morning | Residential Market Rate | 2873
Preferred Plan | 2032 | DLC-Thermostat | Residential Charitable | Winter Evening | Residential LI | 302
Preferred Plan | 2032 | DLC-Thermostat | Residential Charitable | Winter Evening | Residential Market Rate | 2873
Preferred Plan | 2032 | DLC-Water Heating | Residential Charitable | Winter Morning | Residential LI | 199
Preferred Plan | 2032 | DLC-Water Heating | Residential Charitable | Winter Morning | Residential Market Rate | 2268
Preferred Plan | 2032 | DLC-Water Heating | Residential Charitable | Winter Evening | Residential LI | 199
Preferred Plan | 2032 | DLC-Water Heating | Residential Charitable | Winter Evening | Residential Market Rate | 2268
Preferred Plan | 2032 | C&I Curtailment | General | Winter Morning | Miscellaneous | 38
Preferred Plan | 2032 | C&I Curtailment | General | Winter Morning | Offices | 3
Preferred Plan | 2032 | C&I Curtailment | General | Winter Morning | Retail Trade | 9
Preferred Plan | 2032 | C&I Curtailment | General | Winter Morning | Services | 6
Preferred Plan | 2032 | C&I Curtailment | General | Winter Evening | Miscellaneous | 38
Preferred Plan | 2032 | C&I Curtailment | General | Winter Evening | Offices | 3
Preferred Plan | 2032 | C&I Curtailment | General | Winter Evening | Retail Trade | 9
Preferred Plan | 2032 | C&I Curtailment | General | Winter Evening | Services | 6
Preferred Plan | 2032 | C&I Curtailment | Large General | Winter Morning | Miscellaneous | 2
Preferred Plan | 2032 | C&I Curtailment | Large General | Winter Evening | Miscellaneous | 2
Preferred Plan | 2032 | C&I Curtailment | Small Industrial | Winter Morning | Miscellaneous | 4
Preferred Plan | 2032 | C&I Curtailment | Small Industrial | Winter Evening | Miscellaneous | 4
Preferred Plan | 2032 | C&I Curtailment | Medium Industrial | Winter Morning | Miscellaneous | 12
Preferred Plan | 2032 | C&I Curtailment | Medium Industrial | Winter Morning | Retail Trade | 3
Preferred Plan | 2032 | C&I Curtailment | Medium Industrial | Winter Morning | Manufacturing | 4
Preferred Plan | 2032 | C&I Curtailment | Medium Industrial | Winter Evening | Miscellaneous | 12
Preferred Plan | 2032 | C&I Curtailment | Medium Industrial | Winter Evening | Retail Trade | 3
Preferred Plan | 2032 | C&I Curtailment | Medium Industrial | Winter Evening | Manufacturing | 4
Preferred Plan | 2032 | C&I Curtailment | Large Industrial | Winter Morning | Miscellaneous | 1
Preferred Plan | 2032 | C&I Curtailment | Large Industrial | Winter Evening | Miscellaneous | 1
Preferred Plan | 2032 | C&I Loadshift to BUGs | Large General | Winter Morning | Miscellaneous | 2
Preferred Plan | 2032 | C&I Loadshift to BUGs | Large General | Winter Evening | Miscellaneous | 2
Preferred Plan | 2032 | C&I Loadshift to BUGs | Small Industrial | Winter Morning | Miscellaneous | 3
Preferred Plan | 2032 | C&I Loadshift to BUGs | Small Industrial | Winter Evening | Miscellaneous | 3
Preferred Plan | 2032 | C&I Loadshift to BUGs | Medium Industrial | Winter Morning | Manufacturing | 2
Preferred Plan | 2032 | C&I Loadshift to BUGs | Medium Industrial | Winter Morning | Miscellaneous | 4
Preferred Plan | 2032 | C&I Loadshift to BUGs | Medium Industrial | Winter Evening | Manufacturing | 2
Preferred Plan | 2032 | C&I Loadshift to BUGs | Medium Industrial | Winter Evening | Miscellaneous | 4
Preferred Plan | 2032 | Dynamic Pricing | Small General | Winter Morning | Manufacturing | 19
Preferred Plan | 2032 | Dynamic Pricing | Small General | Winter Evening | Manufacturing | 19
Preferred Plan | 2032 | Dynamic Pricing | Residential Charitable | Winter Morning | Residential LI | 12662
Preferred Plan | 2032 | Dynamic Pricing | Residential Charitable | Winter Morning | Residential Market Rate | 71907
Preferred Plan | 2032 | Dynamic Pricing | Residential Charitable | Winter Evening | Residential LI | 12662
Preferred Plan | 2032 | Dynamic Pricing | Residential Charitable | Winter Evening | Residential Market Rate | 71907
Preferred Plan | 2032 | Behavioral DR | Residential Charitable | Winter Morning | Residential LI | 14052
Preferred Plan | 2032 | Behavioral DR | Residential Charitable | Winter Morning | Residential Market Rate | 80089
Preferred Plan | 2032 | Behavioral DR | Residential Charitable | Winter Evening | Residential LI | 14052
Preferred Plan | 2032 | Behavioral DR | Residential Charitable | Winter Evening | Residential Market Rate | 80089
Preferred Plan | 2032 | Time-of-Use Rates (TOU) | Residential Charitable | Winter Morning | Residential LI | 9468
Preferred Plan | 2032 | Time-of-Use Rates (TOU) | Residential Charitable | Winter Morning | Residential Market Rate | 53960
Preferred Plan | 2032 | Time-of-Use Rates (TOU) | Residential Charitable | Winter Evening | Residential LI | 9468
Preferred Plan | 2032 | Time-of-Use Rates (TOU) | Residential Charitable | Winter Evening | Residential Market Rate | 53960
Preferred Plan | 2033 | DLC-Thermostat | Residential Charitable | Winter Morning | Residential LI | 302
Preferred Plan | 2033 | DLC-Thermostat | Residential Charitable | Winter Morning | Residential Market Rate | 2873
Preferred Plan | 2033 | DLC-Thermostat | Residential Charitable | Winter Evening | Residential LI | 302
Preferred Plan | 2033 | DLC-Thermostat | Residential Charitable | Winter Evening | Residential Market Rate | 2873
Preferred Plan | 2033 | DLC-Water Heating | Residential Charitable | Winter Morning | Residential LI | 199
Preferred Plan | 2033 | DLC-Water Heating | Residential Charitable | Winter Morning | Residential Market Rate | 2268
Preferred Plan | 2033 | DLC-Water Heating | Residential Charitable | Winter Evening | Residential LI | 199
Preferred Plan | 2033 | DLC-Water Heating | Residential Charitable | Winter Evening | Residential Market Rate | 2268
Preferred Plan | 2033 | C&I Curtailment | General | Winter Morning | Miscellaneous | 38
Preferred Plan | 2033 | C&I Curtailment | General | Winter Morning | Offices | 3
Preferred Plan | 2033 | C&I Curtailment | General | Winter Morning | Retail Trade | 9
Preferred Plan | 2033 | C&I Curtailment | General | Winter Morning | Services | 6
Preferred Plan | 2033 | C&I Curtailment | General | Winter Evening | Miscellaneous | 38
Preferred Plan | 2033 | C&I Curtailment | General | Winter Evening | Offices | 3
Preferred Plan | 2033 | C&I Curtailment | General | Winter Evening | Retail Trade | 9
Preferred Plan | 2033 | C&I Curtailment | General | Winter Evening | Services | 6
Preferred Plan | 2033 | C&I Curtailment | Large General | Winter Morning | Miscellaneous | 2
Preferred Plan | 2033 | C&I Curtailment | Large General | Winter Evening | Miscellaneous | 2
Preferred Plan | 2033 | C&I Curtailment | Small Industrial | Winter Morning | Miscellaneous | 4
Preferred Plan | 2033 | C&I Curtailment | Small Industrial | Winter Evening | Miscellaneous | 4
Preferred Plan | 2033 | C&I Curtailment | Medium Industrial | Winter Morning | Miscellaneous | 12
Preferred Plan | 2033 | C&I Curtailment | Medium Industrial | Winter Morning | Retail Trade | 3
Preferred Plan | 2033 | C&I Curtailment | Medium Industrial | Winter Morning | Manufacturing | 4
Preferred Plan | 2033 | C&I Curtailment | Medium Industrial | Winter Evening | Miscellaneous | 12
Preferred Plan | 2033 | C&I Curtailment | Medium Industrial | Winter Evening | Retail Trade | 3
Preferred Plan | 2033 | C&I Curtailment | Medium Industrial | Winter Evening | Manufacturing | 4
Preferred Plan | 2033 | C&I Curtailment | Large Industrial | Winter Morning | Miscellaneous | 1
Preferred Plan | 2033 | C&I Curtailment | Large Industrial | Winter Evening | Miscellaneous | 1
Preferred Plan | 2033 | C&I Loadshift to BUGs | Large General | Winter Morning | Miscellaneous | 2
Preferred Plan | 2033 | C&I Loadshift to BUGs | Large General | Winter Evening | Miscellaneous | 2
Preferred Plan | 2033 | C&I Loadshift to BUGs | Small Industrial | Winter Morning | Miscellaneous | 3
Preferred Plan | 2033 | C&I Loadshift to BUGs | Small Industrial | Winter Evening | Miscellaneous | 3
Preferred Plan | 2033 | C&I Loadshift to BUGs | Medium Industrial | Winter Morning | Manufacturing | 2
Preferred Plan | 2033 | C&I Loadshift to BUGs | Medium Industrial | Winter Morning | Miscellaneous | 4
Preferred Plan | 2033 | C&I Loadshift to BUGs | Medium Industrial | Winter Evening | Manufacturing | 2
Preferred Plan | 2033 | C&I Loadshift to BUGs | Medium Industrial | Winter Evening | Miscellaneous | 4
Preferred Plan | 2033 | Dynamic Pricing | Small General | Winter Morning | Manufacturing | 19
Preferred Plan | 2033 | Dynamic Pricing | Small General | Winter Evening | Manufacturing | 19
Preferred Plan | 2033 | Dynamic Pricing | Residential Charitable | Winter Morning | Residential LI | 12737
Preferred Plan | 2033 | Dynamic Pricing | Residential Charitable | Winter Morning | Residential Market Rate | 72335
Preferred Plan | 2033 | Dynamic Pricing | Residential Charitable | Winter Evening | Residential LI | 12737
Preferred Plan | 2033 | Dynamic Pricing | Residential Charitable | Winter Evening | Residential Market Rate | 72335
Preferred Plan | 2033 | Behavioral DR | Residential Charitable | Winter Morning | Residential LI | 14135
Preferred Plan | 2033 | Behavioral DR | Residential Charitable | Winter Morning | Residential Market Rate | 80562
Preferred Plan | 2033 | Behavioral DR | Residential Charitable | Winter Evening | Residential LI | 14135
Preferred Plan | 2033 | Behavioral DR | Residential Charitable | Winter Evening | Residential Market Rate | 80562
Preferred Plan | 2033 | Time-of-Use Rates (TOU) | Residential Charitable | Winter Morning | Residential LI | 9524
Preferred Plan | 2033 | Time-of-Use Rates (TOU) | Residential Charitable | Winter Morning | Residential Market Rate | 54279
Preferred Plan | 2033 | Time-of-Use Rates (TOU) | Residential Charitable | Winter Evening | Residential LI | 9524
Preferred Plan | 2033 | Time-of-Use Rates (TOU) | Residential Charitable | Winter Evening | Residential Market Rate | 54279

## Ecoshift Devices (hidden)
Selected_Scenarios | All_Forecast_Years | All_Customer_Classes | Peak Period | All_DR_Suboptions | Utility | Building_Type | Devices
Alternate Scenario | 2025 | Residential Charitable | Winter Morning | DLC-Switch-Water Heating | ENS | Residential LI | 50.9722
Alternate Scenario | 2025 | Residential Charitable | Winter Morning | DLC-Switch-Water Heating | ENS | Residential Market Rate | 589.5983
Alternate Scenario | 2025 | Residential Charitable | Winter Morning | DLC-Thermostat-BYOT-Central Heat Pump | ENS | Residential LI | 14.5156
Alternate Scenario | 2025 | Residential Charitable | Winter Morning | DLC-Thermostat-BYOT-Central Heat Pump | ENS | Residential Market Rate | 115.0658
Alternate Scenario | 2025 | Residential Charitable | Winter Morning | DLC-Thermostat-DI-Baseboard Heating | ENS | Residential LI | 532.2679
Alternate Scenario | 2025 | Residential Charitable | Winter Morning | DLC-Thermostat-DI-Baseboard Heating | ENS | Residential Market Rate | 5581.36
Alternate Scenario | 2025 | Residential Charitable | Winter Morning | DLC-Thermostat-BYOT-Baseboard Heating | ENS | Residential LI | 93.834
Alternate Scenario | 2025 | Residential Charitable | Winter Morning | DLC-Thermostat-BYOT-Baseboard Heating | ENS | Residential Market Rate | 983.9431
Alternate Scenario | 2025 | Residential Charitable | Winter Morning | DLC-Thermostat-DI-MSHP | ENS | Residential LI | 133.1065
Alternate Scenario | 2025 | Residential Charitable | Winter Morning | DLC-Thermostat-DI-MSHP | ENS | Residential Market Rate | 1641.3328
Alternate Scenario | 2025 | Residential Charitable | Winter Morning | DLC-Thermostat-BYOT-MSHP | ENS | Residential LI | 23.5025
Alternate Scenario | 2025 | Residential Charitable | Winter Morning | DLC-Thermostat-BYOT-MSHP | ENS | Residential Market Rate | 289.8091
Alternate Scenario | 2025 | Residential Charitable | Winter Morning | BTM Battery Control-BYOB | ENS | Residential Market Rate | 13
Alternate Scenario | 2025 | Residential Charitable | Winter Evening | DLC-Switch-Water Heating | ENS | Residential LI | 50.9722
Alternate Scenario | 2025 | Residential Charitable | Winter Evening | DLC-Switch-Water Heating | ENS | Residential Market Rate | 589.5983
Alternate Scenario | 2025 | Residential Charitable | Winter Evening | DLC-Thermostat-BYOT-Central Heat Pump | ENS | Residential LI | 14.5156
Alternate Scenario | 2025 | Residential Charitable | Winter Evening | DLC-Thermostat-BYOT-Central Heat Pump | ENS | Residential Market Rate | 115.0658
Alternate Scenario | 2025 | Residential Charitable | Winter Evening | DLC-Thermostat-DI-Baseboard Heating | ENS | Residential LI | 532.2679
Alternate Scenario | 2025 | Residential Charitable | Winter Evening | DLC-Thermostat-DI-Baseboard Heating | ENS | Residential Market Rate | 5581.36
Alternate Scenario | 2025 | Residential Charitable | Winter Evening | DLC-Thermostat-BYOT-Baseboard Heating | ENS | Residential LI | 93.834
Alternate Scenario | 2025 | Residential Charitable | Winter Evening | DLC-Thermostat-BYOT-Baseboard Heating | ENS | Residential Market Rate | 983.9431
Alternate Scenario | 2025 | Residential Charitable | Winter Evening | DLC-Thermostat-DI-MSHP | ENS | Residential LI | 133.1065
Alternate Scenario | 2025 | Residential Charitable | Winter Evening | DLC-Thermostat-DI-MSHP | ENS | Residential Market Rate | 1641.3328
Alternate Scenario | 2025 | Residential Charitable | Winter Evening | DLC-Thermostat-BYOT-MSHP | ENS | Residential LI | 23.5025
Alternate Scenario | 2025 | Residential Charitable | Winter Evening | DLC-Thermostat-BYOT-MSHP | ENS | Residential Market Rate | 289.8091
Alternate Scenario | 2025 | Residential Charitable | Winter Evening | BTM Battery Control-BYOB | ENS | Residential Market Rate | 13
Alternate Scenario | 2025 | EV Res LDV | Winter Morning | EV Charging Control | ENS | EV | 146.9914
Alternate Scenario | 2025 | EV Res LDV | Winter Evening | EV Charging Control | ENS | EV | 146.9914
Alternate Scenario | 2025 | EV Com LDV | Winter Morning | EV Charging Control | ENS | EV | 49.6969
Alternate Scenario | 2025 | EV Com LDV | Winter Evening | EV Charging Control | ENS | EV | 49.6969
Alternate Scenario | 2026 | Residential Charitable | Winter Morning | DLC-Switch-Water Heating | ENS | Residential LI | 176.4621
Alternate Scenario | 2026 | Residential Charitable | Winter Morning | DLC-Switch-Water Heating | ENS | Residential Market Rate | 2041.1456
Alternate Scenario | 2026 | Residential Charitable | Winter Morning | DLC-Thermostat-BYOT-Central Heat Pump | ENS | Residential LI | 27.8162
Alternate Scenario | 2026 | Residential Charitable | Winter Morning | DLC-Thermostat-BYOT-Central Heat Pump | ENS | Residential Market Rate | 220.5002
Alternate Scenario | 2026 | Residential Charitable | Winter Morning | DLC-Thermostat-DI-Baseboard Heating | ENS | Residential LI | 1008.9945
Alternate Scenario | 2026 | Residential Charitable | Winter Morning | DLC-Thermostat-DI-Baseboard Heating | ENS | Residential Market Rate | 10580.3139
Alternate Scenario | 2026 | Residential Charitable | Winter Morning | DLC-Thermostat-BYOT-Baseboard Heating | ENS | Residential LI | 301.0874
Alternate Scenario | 2026 | Residential Charitable | Winter Morning | DLC-Thermostat-BYOT-Baseboard Heating | ENS | Residential Market Rate | 3157.2022
Alternate Scenario | 2026 | Residential Charitable | Winter Morning | DLC-Thermostat-DI-MSHP | ENS | Residential LI | 370.359
Alternate Scenario | 2026 | Residential Charitable | Winter Morning | DLC-Thermostat-DI-MSHP | ENS | Residential Market Rate | 4566.8868
Alternate Scenario | 2026 | Residential Charitable | Winter Morning | DLC-Thermostat-BYOT-MSHP | ENS | Residential LI | 33.3806
Alternate Scenario | 2026 | Residential Charitable | Winter Morning | DLC-Thermostat-BYOT-MSHP | ENS | Residential Market Rate | 411.6147
Alternate Scenario | 2026 | Residential Charitable | Winter Morning | BTM Battery Control-BYOB | ENS | Residential Market Rate | 72
Alternate Scenario | 2026 | Residential Charitable | Winter Evening | DLC-Switch-Water Heating | ENS | Residential LI | 176.4621
Alternate Scenario | 2026 | Residential Charitable | Winter Evening | DLC-Switch-Water Heating | ENS | Residential Market Rate | 2041.1456
Alternate Scenario | 2026 | Residential Charitable | Winter Evening | DLC-Thermostat-BYOT-Central Heat Pump | ENS | Residential LI | 27.8162
Alternate Scenario | 2026 | Residential Charitable | Winter Evening | DLC-Thermostat-BYOT-Central Heat Pump | ENS | Residential Market Rate | 220.5002
Alternate Scenario | 2026 | Residential Charitable | Winter Evening | DLC-Thermostat-DI-Baseboard Heating | ENS | Residential LI | 1008.9945
Alternate Scenario | 2026 | Residential Charitable | Winter Evening | DLC-Thermostat-DI-Baseboard Heating | ENS | Residential Market Rate | 10580.3139
Alternate Scenario | 2026 | Residential Charitable | Winter Evening | DLC-Thermostat-BYOT-Baseboard Heating | ENS | Residential LI | 301.0874
Alternate Scenario | 2026 | Residential Charitable | Winter Evening | DLC-Thermostat-BYOT-Baseboard Heating | ENS | Residential Market Rate | 3157.2022
Alternate Scenario | 2026 | Residential Charitable | Winter Evening | DLC-Thermostat-DI-MSHP | ENS | Residential LI | 370.359
Alternate Scenario | 2026 | Residential Charitable | Winter Evening | DLC-Thermostat-DI-MSHP | ENS | Residential Market Rate | 4566.8868
Alternate Scenario | 2026 | Residential Charitable | Winter Evening | DLC-Thermostat-BYOT-MSHP | ENS | Residential LI | 33.3806
Alternate Scenario | 2026 | Residential Charitable | Winter Evening | DLC-Thermostat-BYOT-MSHP | ENS | Residential Market Rate | 411.6147
Alternate Scenario | 2026 | Residential Charitable | Winter Evening | BTM Battery Control-BYOB | ENS | Residential Market Rate | 72
Alternate Scenario | 2026 | EV Res LDV | Winter Morning | EV Charging Control | ENS | EV | 260.0557
Alternate Scenario | 2026 | EV Res LDV | Winter Evening | EV Charging Control | ENS | EV | 260.0557
Alternate Scenario | 2026 | EV Com LDV | Winter Morning | EV Charging Control | ENS | EV | 91.046
Alternate Scenario | 2026 | EV Com LDV | Winter Evening | EV Charging Control | ENS | EV | 91.046
Preferred Plan | 2025 | Residential Charitable | Winter Morning | DLC-Switch-Water Heating | ENS | Residential LI | 51.5843
Preferred Plan | 2025 | Residential Charitable | Winter Morning | DLC-Switch-Water Heating | ENS | Residential Market Rate | 589.2377
Preferred Plan | 2025 | Residential Charitable | Winter Morning | DLC-Thermostat-BYOT-Central Heat Pump | ENS | Residential LI | 18.1664
Preferred Plan | 2025 | Residential Charitable | Winter Morning | DLC-Thermostat-BYOT-Central Heat Pump | ENS | Residential Market Rate | 111.1668
Preferred Plan | 2025 | Residential Charitable | Winter Morning | DLC-Thermostat-DI-Baseboard Heating | ENS | Residential LI | 581.1804
Preferred Plan | 2025 | Residential Charitable | Winter Morning | DLC-Thermostat-DI-Baseboard Heating | ENS | Residential Market Rate | 5532.265
Preferred Plan | 2025 | Residential Charitable | Winter Morning | DLC-Thermostat-BYOT-Baseboard Heating | ENS | Residential LI | 102.5589
Preferred Plan | 2025 | Residential Charitable | Winter Morning | DLC-Thermostat-BYOT-Baseboard Heating | ENS | Residential Market Rate | 976.2593
Preferred Plan | 2025 | Residential Charitable | Winter Morning | DLC-Thermostat-DI-MSHP | ENS | Residential LI | 168.5221
Preferred Plan | 2025 | Residential Charitable | Winter Morning | DLC-Thermostat-DI-MSHP | ENS | Residential Market Rate | 1604.1649
Preferred Plan | 2025 | Residential Charitable | Winter Morning | DLC-Thermostat-BYOT-MSHP | ENS | Residential LI | 29.7746
Preferred Plan | 2025 | Residential Charitable | Winter Morning | DLC-Thermostat-BYOT-MSHP | ENS | Residential Market Rate | 283.4254
Preferred Plan | 2025 | Residential Charitable | Winter Morning | BTM Battery Control-BYOB | ENS | Residential Market Rate | 13
Preferred Plan | 2025 | Residential Charitable | Winter Evening | DLC-Switch-Water Heating | ENS | Residential LI | 51.5843
Preferred Plan | 2025 | Residential Charitable | Winter Evening | DLC-Switch-Water Heating | ENS | Residential Market Rate | 589.2377
Preferred Plan | 2025 | Residential Charitable | Winter Evening | DLC-Thermostat-BYOT-Central Heat Pump | ENS | Residential LI | 18.1664
Preferred Plan | 2025 | Residential Charitable | Winter Evening | DLC-Thermostat-BYOT-Central Heat Pump | ENS | Residential Market Rate | 111.1668
Preferred Plan | 2025 | Residential Charitable | Winter Evening | DLC-Thermostat-DI-Baseboard Heating | ENS | Residential LI | 581.1804
Preferred Plan | 2025 | Residential Charitable | Winter Evening | DLC-Thermostat-DI-Baseboard Heating | ENS | Residential Market Rate | 5532.265
Preferred Plan | 2025 | Residential Charitable | Winter Evening | DLC-Thermostat-BYOT-Baseboard Heating | ENS | Residential LI | 102.5589
Preferred Plan | 2025 | Residential Charitable | Winter Evening | DLC-Thermostat-BYOT-Baseboard Heating | ENS | Residential Market Rate | 976.2593
Preferred Plan | 2025 | Residential Charitable | Winter Evening | DLC-Thermostat-DI-MSHP | ENS | Residential LI | 168.5221
Preferred Plan | 2025 | Residential Charitable | Winter Evening | DLC-Thermostat-DI-MSHP | ENS | Residential Market Rate | 1604.1649
Preferred Plan | 2025 | Residential Charitable | Winter Evening | DLC-Thermostat-BYOT-MSHP | ENS | Residential LI | 29.7746
Preferred Plan | 2025 | Residential Charitable | Winter Evening | DLC-Thermostat-BYOT-MSHP | ENS | Residential Market Rate | 283.4254
Preferred Plan | 2025 | Residential Charitable | Winter Evening | BTM Battery Control-BYOB | ENS | Residential Market Rate | 13
Preferred Plan | 2025 | EV Res LDV | Winter Morning | EV Charging Control | ENS | EV | 146.9914
Preferred Plan | 2025 | EV Res LDV | Winter Evening | EV Charging Control | ENS | EV | 146.9914
Preferred Plan | 2025 | EV Com LDV | Winter Morning | EV Charging Control | ENS | EV | 49.6969
Preferred Plan | 2025 | EV Com LDV | Winter Evening | EV Charging Control | ENS | EV | 49.6969
Preferred Plan | 2026 | Residential Charitable | Winter Morning | DLC-Switch-Water Heating | ENS | Residential LI | 178.5615
Preferred Plan | 2026 | Residential Charitable | Winter Morning | DLC-Switch-Water Heating | ENS | Residential Market Rate | 2039.6751
Preferred Plan | 2026 | Residential Charitable | Winter Morning | DLC-Thermostat-BYOT-Central Heat Pump | ENS | Residential LI | 34.7605
Preferred Plan | 2026 | Residential Charitable | Winter Morning | DLC-Thermostat-BYOT-Central Heat Pump | ENS | Residential Market Rate | 212.7124
Preferred Plan | 2026 | Residential Charitable | Winter Morning | DLC-Thermostat-DI-Baseboard Heating | ENS | Residential LI | 1102.0339
Preferred Plan | 2026 | Residential Charitable | Winter Morning | DLC-Thermostat-DI-Baseboard Heating | ENS | Residential Market Rate | 10490.2778
Preferred Plan | 2026 | Residential Charitable | Winter Morning | DLC-Thermostat-BYOT-Baseboard Heating | ENS | Residential LI | 328.6606
Preferred Plan | 2026 | Residential Charitable | Winter Morning | DLC-Thermostat-BYOT-Baseboard Heating | ENS | Residential Market Rate | 3128.5255
Preferred Plan | 2026 | Residential Charitable | Winter Morning | DLC-Thermostat-DI-MSHP | ENS | Residential LI | 469.3491
Preferred Plan | 2026 | Residential Charitable | Winter Morning | DLC-Thermostat-DI-MSHP | ENS | Residential Market Rate | 4467.7418
Preferred Plan | 2026 | Residential Charitable | Winter Morning | DLC-Thermostat-BYOT-MSHP | ENS | Residential LI | 42.4374
Preferred Plan | 2026 | Residential Charitable | Winter Morning | DLC-Thermostat-BYOT-MSHP | ENS | Residential Market Rate | 403.9626
Preferred Plan | 2026 | Residential Charitable | Winter Morning | BTM Battery Control-BYOB | ENS | Residential Market Rate | 72
Preferred Plan | 2026 | Residential Charitable | Winter Evening | DLC-Switch-Water Heating | ENS | Residential LI | 178.5615
Preferred Plan | 2026 | Residential Charitable | Winter Evening | DLC-Switch-Water Heating | ENS | Residential Market Rate | 2039.6751
Preferred Plan | 2026 | Residential Charitable | Winter Evening | DLC-Thermostat-BYOT-Central Heat Pump | ENS | Residential LI | 34.7605
Preferred Plan | 2026 | Residential Charitable | Winter Evening | DLC-Thermostat-BYOT-Central Heat Pump | ENS | Residential Market Rate | 212.7124
Preferred Plan | 2026 | Residential Charitable | Winter Evening | DLC-Thermostat-DI-Baseboard Heating | ENS | Residential LI | 1102.0339
Preferred Plan | 2026 | Residential Charitable | Winter Evening | DLC-Thermostat-DI-Baseboard Heating | ENS | Residential Market Rate | 10490.2778
Preferred Plan | 2026 | Residential Charitable | Winter Evening | DLC-Thermostat-BYOT-Baseboard Heating | ENS | Residential LI | 328.6606
Preferred Plan | 2026 | Residential Charitable | Winter Evening | DLC-Thermostat-BYOT-Baseboard Heating | ENS | Residential Market Rate | 3128.5255
Preferred Plan | 2026 | Residential Charitable | Winter Evening | DLC-Thermostat-DI-MSHP | ENS | Residential LI | 469.3491
Preferred Plan | 2026 | Residential Charitable | Winter Evening | DLC-Thermostat-DI-MSHP | ENS | Residential Market Rate | 4467.7418
Preferred Plan | 2026 | Residential Charitable | Winter Evening | DLC-Thermostat-BYOT-MSHP | ENS | Residential LI | 42.4374
Preferred Plan | 2026 | Residential Charitable | Winter Evening | DLC-Thermostat-BYOT-MSHP | ENS | Residential Market Rate | 403.9626
Preferred Plan | 2026 | Residential Charitable | Winter Evening | BTM Battery Control-BYOB | ENS | Residential Market Rate | 72
Preferred Plan | 2026 | EV Res LDV | Winter Morning | EV Charging Control | ENS | EV | 260.0557
Preferred Plan | 2026 | EV Res LDV | Winter Evening | EV Charging Control | ENS | EV | 260.0557
Preferred Plan | 2026 | EV Com LDV | Winter Morning | EV Charging Control | ENS | EV | 91.046
Preferred Plan | 2026 | EV Com LDV | Winter Evening | EV Charging Control | ENS | EV | 91.046
Preferred Plan | 2027 | Residential Charitable | Winter Morning | DLC-Switch-Water Heating | ENS | Residential LI | 215.2327
Preferred Plan | 2027 | Residential Charitable | Winter Morning | DLC-Switch-Water Heating | ENS | Residential Market Rate | 2458.5636
Preferred Plan | 2027 | Residential Charitable | Winter Morning | DLC-Thermostat-BYOT-Central Heat Pump | ENS | Residential LI | 34.1432
Preferred Plan | 2027 | Residential Charitable | Winter Morning | DLC-Thermostat-BYOT-Central Heat Pump | ENS | Residential Market Rate | 208.9346
Preferred Plan | 2027 | Residential Charitable | Winter Morning | DLC-Thermostat-DI-Baseboard Heating | ENS | Residential LI | 1079.8282
Preferred Plan | 2027 | Residential Charitable | Winter Morning | DLC-Thermostat-DI-Baseboard Heating | ENS | Residential Market Rate | 10278.902
Preferred Plan | 2027 | Residential Charitable | Winter Morning | DLC-Thermostat-BYOT-Baseboard Heating | ENS | Residential LI | 321.9874
Preferred Plan | 2027 | Residential Charitable | Winter Morning | DLC-Thermostat-BYOT-Baseboard Heating | ENS | Residential Market Rate | 3065.0031
Preferred Plan | 2027 | Residential Charitable | Winter Morning | DLC-Thermostat-DI-MSHP | ENS | Residential LI | 460.0845
Preferred Plan | 2027 | Residential Charitable | Winter Morning | DLC-Thermostat-DI-MSHP | ENS | Residential Market Rate | 4379.5517
Preferred Plan | 2027 | Residential Charitable | Winter Morning | DLC-Thermostat-BYOT-MSHP | ENS | Residential LI | 41.5818
Preferred Plan | 2027 | Residential Charitable | Winter Morning | DLC-Thermostat-BYOT-MSHP | ENS | Residential Market Rate | 395.8182
Preferred Plan | 2027 | Residential Charitable | Winter Evening | DLC-Switch-Water Heating | ENS | Residential LI | 215.2327
Preferred Plan | 2027 | Residential Charitable | Winter Evening | DLC-Switch-Water Heating | ENS | Residential Market Rate | 2458.5636
Preferred Plan | 2027 | Residential Charitable | Winter Evening | DLC-Thermostat-BYOT-Central Heat Pump | ENS | Residential LI | 34.1432
Preferred Plan | 2027 | Residential Charitable | Winter Evening | DLC-Thermostat-BYOT-Central Heat Pump | ENS | Residential Market Rate | 208.9346
Preferred Plan | 2027 | Residential Charitable | Winter Evening | DLC-Thermostat-DI-Baseboard Heating | ENS | Residential LI | 1079.8282
Preferred Plan | 2027 | Residential Charitable | Winter Evening | DLC-Thermostat-DI-Baseboard Heating | ENS | Residential Market Rate | 10278.902
Preferred Plan | 2027 | Residential Charitable | Winter Evening | DLC-Thermostat-BYOT-Baseboard Heating | ENS | Residential LI | 321.9874
Preferred Plan | 2027 | Residential Charitable | Winter Evening | DLC-Thermostat-BYOT-Baseboard Heating | ENS | Residential Market Rate | 3065.0031
Preferred Plan | 2027 | Residential Charitable | Winter Evening | DLC-Thermostat-DI-MSHP | ENS | Residential LI | 460.0845
Preferred Plan | 2027 | Residential Charitable | Winter Evening | DLC-Thermostat-DI-MSHP | ENS | Residential Market Rate | 4379.5517
Preferred Plan | 2027 | Residential Charitable | Winter Evening | DLC-Thermostat-BYOT-MSHP | ENS | Residential LI | 41.5818
Preferred Plan | 2027 | Residential Charitable | Winter Evening | DLC-Thermostat-BYOT-MSHP | ENS | Residential Market Rate | 395.8182
Preferred Plan | 2028 | Residential Charitable | Winter Morning | DLC-Switch-Water Heating | ENS | Residential LI | 210.9117
Preferred Plan | 2028 | Residential Charitable | Winter Morning | DLC-Switch-Water Heating | ENS | Residential Market Rate | 2409.2062
Preferred Plan | 2028 | Residential Charitable | Winter Morning | DLC-Thermostat-BYOT-Central Heat Pump | ENS | Residential LI | 33.6295
Preferred Plan | 2028 | Residential Charitable | Winter Morning | DLC-Thermostat-BYOT-Central Heat Pump | ENS | Residential Market Rate | 205.7913
Preferred Plan | 2028 | Residential Charitable | Winter Morning | DLC-Thermostat-DI-Baseboard Heating | ENS | Residential LI | 1058.2532
Preferred Plan | 2028 | Residential Charitable | Winter Morning | DLC-Thermostat-DI-Baseboard Heating | ENS | Residential Market Rate | 10073.5283
Preferred Plan | 2028 | Residential Charitable | Winter Morning | DLC-Thermostat-BYOT-Baseboard Heating | ENS | Residential LI | 315.6574
Preferred Plan | 2028 | Residential Charitable | Winter Morning | DLC-Thermostat-BYOT-Baseboard Heating | ENS | Residential Market Rate | 3004.7477
Preferred Plan | 2028 | Residential Charitable | Winter Morning | DLC-Thermostat-DI-MSHP | ENS | Residential LI | 450.8854
Preferred Plan | 2028 | Residential Charitable | Winter Morning | DLC-Thermostat-DI-MSHP | ENS | Residential Market Rate | 4291.9853
Preferred Plan | 2028 | Residential Charitable | Winter Morning | DLC-Thermostat-BYOT-MSHP | ENS | Residential LI | 40.7262
Preferred Plan | 2028 | Residential Charitable | Winter Morning | DLC-Thermostat-BYOT-MSHP | ENS | Residential Market Rate | 387.6738
Preferred Plan | 2028 | Residential Charitable | Winter Evening | DLC-Switch-Water Heating | ENS | Residential LI | 210.9117
Preferred Plan | 2028 | Residential Charitable | Winter Evening | DLC-Switch-Water Heating | ENS | Residential Market Rate | 2409.2062
Preferred Plan | 2028 | Residential Charitable | Winter Evening | DLC-Thermostat-BYOT-Central Heat Pump | ENS | Residential LI | 33.6295
Preferred Plan | 2028 | Residential Charitable | Winter Evening | DLC-Thermostat-BYOT-Central Heat Pump | ENS | Residential Market Rate | 205.7913
Preferred Plan | 2028 | Residential Charitable | Winter Evening | DLC-Thermostat-DI-Baseboard Heating | ENS | Residential LI | 1058.2532
Preferred Plan | 2028 | Residential Charitable | Winter Evening | DLC-Thermostat-DI-Baseboard Heating | ENS | Residential Market Rate | 10073.5283
Preferred Plan | 2028 | Residential Charitable | Winter Evening | DLC-Thermostat-BYOT-Baseboard Heating | ENS | Residential LI | 315.6574
Preferred Plan | 2028 | Residential Charitable | Winter Evening | DLC-Thermostat-BYOT-Baseboard Heating | ENS | Residential Market Rate | 3004.7477
Preferred Plan | 2028 | Residential Charitable | Winter Evening | DLC-Thermostat-DI-MSHP | ENS | Residential LI | 450.8854
Preferred Plan | 2028 | Residential Charitable | Winter Evening | DLC-Thermostat-DI-MSHP | ENS | Residential Market Rate | 4291.9853
Preferred Plan | 2028 | Residential Charitable | Winter Evening | DLC-Thermostat-BYOT-MSHP | ENS | Residential LI | 40.7262
Preferred Plan | 2028 | Residential Charitable | Winter Evening | DLC-Thermostat-BYOT-MSHP | ENS | Residential Market Rate | 387.6738
Preferred Plan | 2029 | Residential Charitable | Winter Morning | DLC-Switch-Water Heating | ENS | Residential LI | 206.7049
Preferred Plan | 2029 | Residential Charitable | Winter Morning | DLC-Switch-Water Heating | ENS | Residential Market Rate | 2361.1524
Preferred Plan | 2029 | Residential Charitable | Winter Morning | DLC-Thermostat-BYOT-Central Heat Pump | ENS | Residential LI | 32.8006
Preferred Plan | 2029 | Residential Charitable | Winter Morning | DLC-Thermostat-BYOT-Central Heat Pump | ENS | Residential Market Rate | 200.7188
Preferred Plan | 2029 | Residential Charitable | Winter Morning | DLC-Thermostat-DI-Baseboard Heating | ENS | Residential LI | 1037.058
Preferred Plan | 2029 | Residential Charitable | Winter Morning | DLC-Thermostat-DI-Baseboard Heating | ENS | Residential Market Rate | 9871.7712
Preferred Plan | 2029 | Residential Charitable | Winter Morning | DLC-Thermostat-BYOT-Baseboard Heating | ENS | Residential LI | 309.3687
Preferred Plan | 2029 | Residential Charitable | Winter Morning | DLC-Thermostat-BYOT-Baseboard Heating | ENS | Residential Market Rate | 2944.8851
Preferred Plan | 2029 | Residential Charitable | Winter Morning | DLC-Thermostat-DI-MSHP | ENS | Residential LI | 441.8679
Preferred Plan | 2029 | Residential Charitable | Winter Morning | DLC-Thermostat-DI-MSHP | ENS | Residential Market Rate | 4206.1474
Preferred Plan | 2029 | Residential Charitable | Winter Morning | DLC-Thermostat-BYOT-MSHP | ENS | Residential LI | 40.0418
Preferred Plan | 2029 | Residential Charitable | Winter Morning | DLC-Thermostat-BYOT-MSHP | ENS | Residential Market Rate | 381.1582
Preferred Plan | 2029 | Residential Charitable | Winter Evening | DLC-Switch-Water Heating | ENS | Residential LI | 206.7049
Preferred Plan | 2029 | Residential Charitable | Winter Evening | DLC-Switch-Water Heating | ENS | Residential Market Rate | 2361.1524
Preferred Plan | 2029 | Residential Charitable | Winter Evening | DLC-Thermostat-BYOT-Central Heat Pump | ENS | Residential LI | 32.8006
Preferred Plan | 2029 | Residential Charitable | Winter Evening | DLC-Thermostat-BYOT-Central Heat Pump | ENS | Residential Market Rate | 200.7188
Preferred Plan | 2029 | Residential Charitable | Winter Evening | DLC-Thermostat-DI-Baseboard Heating | ENS | Residential LI | 1037.058
Preferred Plan | 2029 | Residential Charitable | Winter Evening | DLC-Thermostat-DI-Baseboard Heating | ENS | Residential Market Rate | 9871.7712
Preferred Plan | 2029 | Residential Charitable | Winter Evening | DLC-Thermostat-BYOT-Baseboard Heating | ENS | Residential LI | 309.3687
Preferred Plan | 2029 | Residential Charitable | Winter Evening | DLC-Thermostat-BYOT-Baseboard Heating | ENS | Residential Market Rate | 2944.8851
Preferred Plan | 2029 | Residential Charitable | Winter Evening | DLC-Thermostat-DI-MSHP | ENS | Residential LI | 441.8679
Preferred Plan | 2029 | Residential Charitable | Winter Evening | DLC-Thermostat-DI-MSHP | ENS | Residential Market Rate | 4206.1474
Preferred Plan | 2029 | Residential Charitable | Winter Evening | DLC-Thermostat-BYOT-MSHP | ENS | Residential LI | 40.0418
Preferred Plan | 2029 | Residential Charitable | Winter Evening | DLC-Thermostat-BYOT-MSHP | ENS | Residential Market Rate | 381.1582
Preferred Plan | 2030 | Residential Charitable | Winter Morning | DLC-Switch-Water Heating | ENS | Residential LI | 202.5674
Preferred Plan | 2030 | Residential Charitable | Winter Morning | DLC-Switch-Water Heating | ENS | Residential Market Rate | 2313.8907
Preferred Plan | 2030 | Residential Charitable | Winter Morning | DLC-Thermostat-BYOT-Central Heat Pump | ENS | Residential LI | 32.2368
Preferred Plan | 2030 | Residential Charitable | Winter Morning | DLC-Thermostat-BYOT-Central Heat Pump | ENS | Residential Market Rate | 197.2689
Preferred Plan | 2030 | Residential Charitable | Winter Morning | DLC-Thermostat-DI-Baseboard Heating | ENS | Residential LI | 1016.3403
Preferred Plan | 2030 | Residential Charitable | Winter Morning | DLC-Thermostat-DI-Baseboard Heating | ENS | Residential Market Rate | 9674.5597
Preferred Plan | 2030 | Residential Charitable | Winter Morning | DLC-Thermostat-BYOT-Baseboard Heating | ENS | Residential LI | 303.1644
Preferred Plan | 2030 | Residential Charitable | Winter Morning | DLC-Thermostat-BYOT-Baseboard Heating | ENS | Residential Market Rate | 2885.8263
Preferred Plan | 2030 | Residential Charitable | Winter Morning | DLC-Thermostat-DI-MSHP | ENS | Residential LI | 433.0617
Preferred Plan | 2030 | Residential Charitable | Winter Morning | DLC-Thermostat-DI-MSHP | ENS | Residential Market Rate | 4122.3209
Preferred Plan | 2030 | Residential Charitable | Winter Morning | DLC-Thermostat-BYOT-MSHP | ENS | Residential LI | 39.1862
Preferred Plan | 2030 | Residential Charitable | Winter Morning | DLC-Thermostat-BYOT-MSHP | ENS | Residential Market Rate | 373.0138
Preferred Plan | 2030 | Residential Charitable | Winter Evening | DLC-Switch-Water Heating | ENS | Residential LI | 202.5674
Preferred Plan | 2030 | Residential Charitable | Winter Evening | DLC-Switch-Water Heating | ENS | Residential Market Rate | 2313.8907
Preferred Plan | 2030 | Residential Charitable | Winter Evening | DLC-Thermostat-BYOT-Central Heat Pump | ENS | Residential LI | 32.2368
Preferred Plan | 2030 | Residential Charitable | Winter Evening | DLC-Thermostat-BYOT-Central Heat Pump | ENS | Residential Market Rate | 197.2689
Preferred Plan | 2030 | Residential Charitable | Winter Evening | DLC-Thermostat-DI-Baseboard Heating | ENS | Residential LI | 1016.3403
Preferred Plan | 2030 | Residential Charitable | Winter Evening | DLC-Thermostat-DI-Baseboard Heating | ENS | Residential Market Rate | 9674.5597
Preferred Plan | 2030 | Residential Charitable | Winter Evening | DLC-Thermostat-BYOT-Baseboard Heating | ENS | Residential LI | 303.1644
Preferred Plan | 2030 | Residential Charitable | Winter Evening | DLC-Thermostat-BYOT-Baseboard Heating | ENS | Residential Market Rate | 2885.8263
Preferred Plan | 2030 | Residential Charitable | Winter Evening | DLC-Thermostat-DI-MSHP | ENS | Residential LI | 433.0617
Preferred Plan | 2030 | Residential Charitable | Winter Evening | DLC-Thermostat-DI-MSHP | ENS | Residential Market Rate | 4122.3209
Preferred Plan | 2030 | Residential Charitable | Winter Evening | DLC-Thermostat-BYOT-MSHP | ENS | Residential LI | 39.1862
Preferred Plan | 2030 | Residential Charitable | Winter Evening | DLC-Thermostat-BYOT-MSHP | ENS | Residential Market Rate | 373.0138
Preferred Plan | 2031 | Residential Charitable | Winter Morning | DLC-Switch-Water Heating | ENS | Residential LI | 198.5229
Preferred Plan | 2031 | Residential Charitable | Winter Morning | DLC-Switch-Water Heating | ENS | Residential Market Rate | 2267.6914
Preferred Plan | 2031 | Residential Charitable | Winter Morning | DLC-Thermostat-BYOT-Central Heat Pump | ENS | Residential LI | 31.6327
Preferred Plan | 2031 | Residential Charitable | Winter Morning | DLC-Thermostat-BYOT-Central Heat Pump | ENS | Residential Market Rate | 193.5723
Preferred Plan | 2031 | Residential Charitable | Winter Morning | DLC-Thermostat-DI-Baseboard Heating | ENS | Residential LI | 996.0035
Preferred Plan | 2031 | Residential Charitable | Winter Morning | DLC-Thermostat-DI-Baseboard Heating | ENS | Residential Market Rate | 9480.9726
Preferred Plan | 2031 | Residential Charitable | Winter Morning | DLC-Thermostat-BYOT-Baseboard Heating | ENS | Residential LI | 297.0597
Preferred Plan | 2031 | Residential Charitable | Winter Morning | DLC-Thermostat-BYOT-Baseboard Heating | ENS | Residential Market Rate | 2827.7163
Preferred Plan | 2031 | Residential Charitable | Winter Morning | DLC-Thermostat-DI-MSHP | ENS | Residential LI | 424.3415
Preferred Plan | 2031 | Residential Charitable | Winter Morning | DLC-Thermostat-DI-MSHP | ENS | Residential Market Rate | 4039.3131
Preferred Plan | 2031 | Residential Charitable | Winter Morning | DLC-Thermostat-BYOT-MSHP | ENS | Residential LI | 38.3306
Preferred Plan | 2031 | Residential Charitable | Winter Morning | DLC-Thermostat-BYOT-MSHP | ENS | Residential Market Rate | 364.8694
Preferred Plan | 2031 | Residential Charitable | Winter Evening | DLC-Switch-Water Heating | ENS | Residential LI | 198.5229
Preferred Plan | 2031 | Residential Charitable | Winter Evening | DLC-Switch-Water Heating | ENS | Residential Market Rate | 2267.6914
Preferred Plan | 2031 | Residential Charitable | Winter Evening | DLC-Thermostat-BYOT-Central Heat Pump | ENS | Residential LI | 31.6327
Preferred Plan | 2031 | Residential Charitable | Winter Evening | DLC-Thermostat-BYOT-Central Heat Pump | ENS | Residential Market Rate | 193.5723
Preferred Plan | 2031 | Residential Charitable | Winter Evening | DLC-Thermostat-DI-Baseboard Heating | ENS | Residential LI | 996.0035
Preferred Plan | 2031 | Residential Charitable | Winter Evening | DLC-Thermostat-DI-Baseboard Heating | ENS | Residential Market Rate | 9480.9726
Preferred Plan | 2031 | Residential Charitable | Winter Evening | DLC-Thermostat-BYOT-Baseboard Heating | ENS | Residential LI | 297.0597
Preferred Plan | 2031 | Residential Charitable | Winter Evening | DLC-Thermostat-BYOT-Baseboard Heating | ENS | Residential Market Rate | 2827.7163
Preferred Plan | 2031 | Residential Charitable | Winter Evening | DLC-Thermostat-DI-MSHP | ENS | Residential LI | 424.3415
Preferred Plan | 2031 | Residential Charitable | Winter Evening | DLC-Thermostat-DI-MSHP | ENS | Residential Market Rate | 4039.3131
Preferred Plan | 2031 | Residential Charitable | Winter Evening | DLC-Thermostat-BYOT-MSHP | ENS | Residential LI | 38.3306
Preferred Plan | 2031 | Residential Charitable | Winter Evening | DLC-Thermostat-BYOT-MSHP | ENS | Residential Market Rate | 364.8694
Preferred Plan | 2032 | Residential Charitable | Winter Morning | DLC-Switch-Water Heating | ENS | Residential LI | 198.5285
Preferred Plan | 2032 | Residential Charitable | Winter Morning | DLC-Switch-Water Heating | ENS | Residential Market Rate | 2267.7546
Preferred Plan | 2032 | Residential Charitable | Winter Morning | DLC-Thermostat-BYOT-Central Heat Pump | ENS | Residential LI | 31.6138
Preferred Plan | 2032 | Residential Charitable | Winter Morning | DLC-Thermostat-BYOT-Central Heat Pump | ENS | Residential Market Rate | 193.4565
Preferred Plan | 2032 | Residential Charitable | Winter Morning | DLC-Thermostat-DI-Baseboard Heating | ENS | Residential LI | 995.9989
Preferred Plan | 2032 | Residential Charitable | Winter Morning | DLC-Thermostat-DI-Baseboard Heating | ENS | Residential Market Rate | 9480.9294
Preferred Plan | 2032 | Residential Charitable | Winter Morning | DLC-Thermostat-BYOT-Baseboard Heating | ENS | Residential LI | 297.0827
Preferred Plan | 2032 | Residential Charitable | Winter Morning | DLC-Thermostat-BYOT-Baseboard Heating | ENS | Residential Market Rate | 2827.935
Preferred Plan | 2032 | Residential Charitable | Winter Morning | DLC-Thermostat-DI-MSHP | ENS | Residential LI | 424.3828
Preferred Plan | 2032 | Residential Charitable | Winter Morning | DLC-Thermostat-DI-MSHP | ENS | Residential Market Rate | 4039.7062
Preferred Plan | 2032 | Residential Charitable | Winter Morning | DLC-Thermostat-BYOT-MSHP | ENS | Residential LI | 38.5555
Preferred Plan | 2032 | Residential Charitable | Winter Morning | DLC-Thermostat-BYOT-MSHP | ENS | Residential Market Rate | 367.0108
Preferred Plan | 2032 | Residential Charitable | Winter Evening | DLC-Switch-Water Heating | ENS | Residential LI | 198.5285
Preferred Plan | 2032 | Residential Charitable | Winter Evening | DLC-Switch-Water Heating | ENS | Residential Market Rate | 2267.7546
Preferred Plan | 2032 | Residential Charitable | Winter Evening | DLC-Thermostat-BYOT-Central Heat Pump | ENS | Residential LI | 31.6138
Preferred Plan | 2032 | Residential Charitable | Winter Evening | DLC-Thermostat-BYOT-Central Heat Pump | ENS | Residential Market Rate | 193.4565
Preferred Plan | 2032 | Residential Charitable | Winter Evening | DLC-Thermostat-DI-Baseboard Heating | ENS | Residential LI | 995.9989
Preferred Plan | 2032 | Residential Charitable | Winter Evening | DLC-Thermostat-DI-Baseboard Heating | ENS | Residential Market Rate | 9480.9294
Preferred Plan | 2032 | Residential Charitable | Winter Evening | DLC-Thermostat-BYOT-Baseboard Heating | ENS | Residential LI | 297.0827
Preferred Plan | 2032 | Residential Charitable | Winter Evening | DLC-Thermostat-BYOT-Baseboard Heating | ENS | Residential Market Rate | 2827.935
Preferred Plan | 2032 | Residential Charitable | Winter Evening | DLC-Thermostat-DI-MSHP | ENS | Residential LI | 424.3828
Preferred Plan | 2032 | Residential Charitable | Winter Evening | DLC-Thermostat-DI-MSHP | ENS | Residential Market Rate | 4039.7062
Preferred Plan | 2032 | Residential Charitable | Winter Evening | DLC-Thermostat-BYOT-MSHP | ENS | Residential LI | 38.5555
Preferred Plan | 2032 | Residential Charitable | Winter Evening | DLC-Thermostat-BYOT-MSHP | ENS | Residential Market Rate | 367.0108
Preferred Plan | 2033 | Residential Charitable | Winter Morning | DLC-Switch-Water Heating | ENS | Residential LI | 198.516
Preferred Plan | 2033 | Residential Charitable | Winter Morning | DLC-Switch-Water Heating | ENS | Residential Market Rate | 2267.6127
Preferred Plan | 2033 | Residential Charitable | Winter Morning | DLC-Thermostat-BYOT-Central Heat Pump | ENS | Residential LI | 31.5975
Preferred Plan | 2033 | Residential Charitable | Winter Morning | DLC-Thermostat-BYOT-Central Heat Pump | ENS | Residential Market Rate | 193.3565
Preferred Plan | 2033 | Residential Charitable | Winter Morning | DLC-Thermostat-DI-Baseboard Heating | ENS | Residential LI | 996.0023
Preferred Plan | 2033 | Residential Charitable | Winter Morning | DLC-Thermostat-DI-Baseboard Heating | ENS | Residential Market Rate | 9480.9613
Preferred Plan | 2033 | Residential Charitable | Winter Morning | DLC-Thermostat-BYOT-Baseboard Heating | ENS | Residential LI | 297.0764
Preferred Plan | 2033 | Residential Charitable | Winter Morning | DLC-Thermostat-BYOT-Baseboard Heating | ENS | Residential Market Rate | 2827.8753
Preferred Plan | 2033 | Residential Charitable | Winter Morning | DLC-Thermostat-DI-MSHP | ENS | Residential LI | 424.3724
Preferred Plan | 2033 | Residential Charitable | Winter Morning | DLC-Thermostat-DI-MSHP | ENS | Residential Market Rate | 4039.6079
Preferred Plan | 2033 | Residential Charitable | Winter Morning | DLC-Thermostat-BYOT-MSHP | ENS | Residential LI | 38.7818
Preferred Plan | 2033 | Residential Charitable | Winter Morning | DLC-Thermostat-BYOT-MSHP | ENS | Residential Market Rate | 369.1648
Preferred Plan | 2033 | Residential Charitable | Winter Evening | DLC-Switch-Water Heating | ENS | Residential LI | 198.516
Preferred Plan | 2033 | Residential Charitable | Winter Evening | DLC-Switch-Water Heating | ENS | Residential Market Rate | 2267.6127
Preferred Plan | 2033 | Residential Charitable | Winter Evening | DLC-Thermostat-BYOT-Central Heat Pump | ENS | Residential LI | 31.5975
Preferred Plan | 2033 | Residential Charitable | Winter Evening | DLC-Thermostat-BYOT-Central Heat Pump | ENS | Residential Market Rate | 193.3565
Preferred Plan | 2033 | Residential Charitable | Winter Evening | DLC-Thermostat-DI-Baseboard Heating | ENS | Residential LI | 996.0023
Preferred Plan | 2033 | Residential Charitable | Winter Evening | DLC-Thermostat-DI-Baseboard Heating | ENS | Residential Market Rate | 9480.9613
Preferred Plan | 2033 | Residential Charitable | Winter Evening | DLC-Thermostat-BYOT-Baseboard Heating | ENS | Residential LI | 297.0764
Preferred Plan | 2033 | Residential Charitable | Winter Evening | DLC-Thermostat-BYOT-Baseboard Heating | ENS | Residential Market Rate | 2827.8753
Preferred Plan | 2033 | Residential Charitable | Winter Evening | DLC-Thermostat-DI-MSHP | ENS | Residential LI | 424.3724
Preferred Plan | 2033 | Residential Charitable | Winter Evening | DLC-Thermostat-DI-MSHP | ENS | Residential Market Rate | 4039.6079
Preferred Plan | 2033 | Residential Charitable | Winter Evening | DLC-Thermostat-BYOT-MSHP | ENS | Residential LI | 38.7818
Preferred Plan | 2033 | Residential Charitable | Winter Evening | DLC-Thermostat-BYOT-MSHP | ENS | Residential Market Rate | 369.1648

## BCA by SubOption (hidden)
Utility | Cases | DR Suboption | DR Option | Peak Period | Customer Class | Cost Test | Benefit | Cost | B/C Ratio (DR Sub Option) | Cost-Effective (DR Option)
ENS | Alternate Scenario | C&I Curtailment-Turnkey-Manual HVAC Control | C&I Curtailment | Winter Morning | Small General | TRC | 0 | 0 | 5.6827 | 1
ENS | Alternate Scenario | C&I Curtailment-Turnkey-Manual HVAC Control | C&I Curtailment | Winter Morning | Small General | PAC | 0 | 0 | 2.351 | 1
ENS | Alternate Scenario | C&I Curtailment-Turnkey-Manual HVAC Control | C&I Curtailment | Winter Morning | Small General | PCT | 0 | 0 | 0 | 1
ENS | Alternate Scenario | C&I Curtailment-Turnkey-Manual HVAC Control | C&I Curtailment | Winter Morning | Small General | RIM | 0 | 0 | 2.351 | 1
ENS | Alternate Scenario | C&I Curtailment-Turnkey-Manual HVAC Control | C&I Curtailment | Winter Morning | Small General | SCT | 0 | 0 | 5.6827 | 1
ENS | Alternate Scenario | C&I Curtailment-Turnkey-Manual HVAC Control | C&I Curtailment | Winter Morning | Small General | NS Test Broad | 0 | 0 | 5.6888 | 1
ENS | Alternate Scenario | C&I Curtailment-Turnkey-Auto-DR HVAC Control | C&I Curtailment | Winter Morning | Small General | TRC | 0 | 0 | 5.6827 | 1
ENS | Alternate Scenario | C&I Curtailment-Turnkey-Auto-DR HVAC Control | C&I Curtailment | Winter Morning | Small General | PAC | 0 | 0 | 2.351 | 1
ENS | Alternate Scenario | C&I Curtailment-Turnkey-Auto-DR HVAC Control | C&I Curtailment | Winter Morning | Small General | PCT | 0 | 0 | 0 | 1
ENS | Alternate Scenario | C&I Curtailment-Turnkey-Auto-DR HVAC Control | C&I Curtailment | Winter Morning | Small General | RIM | 0 | 0 | 2.351 | 1
ENS | Alternate Scenario | C&I Curtailment-Turnkey-Auto-DR HVAC Control | C&I Curtailment | Winter Morning | Small General | SCT | 0 | 0 | 5.6827 | 1
ENS | Alternate Scenario | C&I Curtailment-Turnkey-Auto-DR HVAC Control | C&I Curtailment | Winter Morning | Small General | NS Test Broad | 0 | 0 | 5.6888 | 1
ENS | Alternate Scenario | C&I Curtailment-Turnkey-Standard Lighting Control | C&I Curtailment | Winter Morning | Small General | TRC | 0 | 0 | 5.6827 | 1
ENS | Alternate Scenario | C&I Curtailment-Turnkey-Standard Lighting Control | C&I Curtailment | Winter Morning | Small General | PAC | 0 | 0 | 2.351 | 1
ENS | Alternate Scenario | C&I Curtailment-Turnkey-Standard Lighting Control | C&I Curtailment | Winter Morning | Small General | PCT | 0 | 0 | 0 | 1
ENS | Alternate Scenario | C&I Curtailment-Turnkey-Standard Lighting Control | C&I Curtailment | Winter Morning | Small General | RIM | 0 | 0 | 2.351 | 1
ENS | Alternate Scenario | C&I Curtailment-Turnkey-Standard Lighting Control | C&I Curtailment | Winter Morning | Small General | SCT | 0 | 0 | 5.6827 | 1
ENS | Alternate Scenario | C&I Curtailment-Turnkey-Standard Lighting Control | C&I Curtailment | Winter Morning | Small General | NS Test Broad | 0 | 0 | 5.6888 | 1
ENS | Alternate Scenario | C&I Curtailment-Turnkey-Water Heating Control | C&I Curtailment | Winter Morning | Small General | TRC | 0 | 0 | 5.6827 | 1
ENS | Alternate Scenario | C&I Curtailment-Turnkey-Water Heating Control | C&I Curtailment | Winter Morning | Small General | PAC | 0 | 0 | 2.351 | 1
ENS | Alternate Scenario | C&I Curtailment-Turnkey-Water Heating Control | C&I Curtailment | Winter Morning | Small General | PCT | 0 | 0 | 0 | 1
ENS | Alternate Scenario | C&I Curtailment-Turnkey-Water Heating Control | C&I Curtailment | Winter Morning | Small General | RIM | 0 | 0 | 2.351 | 1
ENS | Alternate Scenario | C&I Curtailment-Turnkey-Water Heating Control | C&I Curtailment | Winter Morning | Small General | SCT | 0 | 0 | 5.6827 | 1
ENS | Alternate Scenario | C&I Curtailment-Turnkey-Water Heating Control | C&I Curtailment | Winter Morning | Small General | NS Test Broad | 0 | 0 | 5.6888 | 1
ENS | Alternate Scenario | C&I Curtailment-Turnkey-Other | C&I Curtailment | Winter Morning | Small General | TRC | 0 | 0 | 5.6827 | 1
ENS | Alternate Scenario | C&I Curtailment-Turnkey-Other | C&I Curtailment | Winter Morning | Small General | PAC | 0 | 0 | 2.351 | 1
ENS | Alternate Scenario | C&I Curtailment-Turnkey-Other | C&I Curtailment | Winter Morning | Small General | PCT | 0 | 0 | 0 | 1
ENS | Alternate Scenario | C&I Curtailment-Turnkey-Other | C&I Curtailment | Winter Morning | Small General | RIM | 0 | 0 | 2.351 | 1
ENS | Alternate Scenario | C&I Curtailment-Turnkey-Other | C&I Curtailment | Winter Morning | Small General | SCT | 0 | 0 | 5.6827 | 1
ENS | Alternate Scenario | C&I Curtailment-Turnkey-Other | C&I Curtailment | Winter Morning | Small General | NS Test Broad | 0 | 0 | 5.6888 | 1
ENS | Alternate Scenario | C&I Curtailment-Turnkey-Manual HVAC Control | C&I Curtailment | Winter Evening | Small General | TRC | 0 | 0 | 5.7256 | 1
ENS | Alternate Scenario | C&I Curtailment-Turnkey-Manual HVAC Control | C&I Curtailment | Winter Evening | Small General | PAC | 0 | 0 | 2.3588 | 1
ENS | Alternate Scenario | C&I Curtailment-Turnkey-Manual HVAC Control | C&I Curtailment | Winter Evening | Small General | PCT | 0 | 0 | 0 | 1
ENS | Alternate Scenario | C&I Curtailment-Turnkey-Manual HVAC Control | C&I Curtailment | Winter Evening | Small General | RIM | 0 | 0 | 2.3588 | 1
ENS | Alternate Scenario | C&I Curtailment-Turnkey-Manual HVAC Control | C&I Curtailment | Winter Evening | Small General | SCT | 0 | 0 | 5.7256 | 1
ENS | Alternate Scenario | C&I Curtailment-Turnkey-Manual HVAC Control | C&I Curtailment | Winter Evening | Small General | NS Test Broad | 0 | 0 | 5.7321 | 1
ENS | Alternate Scenario | C&I Curtailment-Turnkey-Auto-DR HVAC Control | C&I Curtailment | Winter Evening | Small General | TRC | 0 | 0 | 5.7256 | 1
ENS | Alternate Scenario | C&I Curtailment-Turnkey-Auto-DR HVAC Control | C&I Curtailment | Winter Evening | Small General | PAC | 0 | 0 | 2.3588 | 1
ENS | Alternate Scenario | C&I Curtailment-Turnkey-Auto-DR HVAC Control | C&I Curtailment | Winter Evening | Small General | PCT | 0 | 0 | 0 | 1
ENS | Alternate Scenario | C&I Curtailment-Turnkey-Auto-DR HVAC Control | C&I Curtailment | Winter Evening | Small General | RIM | 0 | 0 | 2.3588 | 1
ENS | Alternate Scenario | C&I Curtailment-Turnkey-Auto-DR HVAC Control | C&I Curtailment | Winter Evening | Small General | SCT | 0 | 0 | 5.7256 | 1
ENS | Alternate Scenario | C&I Curtailment-Turnkey-Auto-DR HVAC Control | C&I Curtailment | Winter Evening | Small General | NS Test Broad | 0 | 0 | 5.7321 | 1
ENS | Alternate Scenario | C&I Curtailment-Turnkey-Standard Lighting Control | C&I Curtailment | Winter Evening | Small General | TRC | 0 | 0 | 5.7256 | 1
ENS | Alternate Scenario | C&I Curtailment-Turnkey-Standard Lighting Control | C&I Curtailment | Winter Evening | Small General | PAC | 0 | 0 | 2.3588 | 1
ENS | Alternate Scenario | C&I Curtailment-Turnkey-Standard Lighting Control | C&I Curtailment | Winter Evening | Small General | PCT | 0 | 0 | 0 | 1
ENS | Alternate Scenario | C&I Curtailment-Turnkey-Standard Lighting Control | C&I Curtailment | Winter Evening | Small General | RIM | 0 | 0 | 2.3588 | 1
ENS | Alternate Scenario | C&I Curtailment-Turnkey-Standard Lighting Control | C&I Curtailment | Winter Evening | Small General | SCT | 0 | 0 | 5.7256 | 1
ENS | Alternate Scenario | C&I Curtailment-Turnkey-Standard Lighting Control | C&I Curtailment | Winter Evening | Small General | NS Test Broad | 0 | 0 | 5.7321 | 1
ENS | Alternate Scenario | C&I Curtailment-Turnkey-Water Heating Control | C&I Curtailment | Winter Evening | Small General | TRC | 0 | 0 | 5.7256 | 1
ENS | Alternate Scenario | C&I Curtailment-Turnkey-Water Heating Control | C&I Curtailment | Winter Evening | Small General | PAC | 0 | 0 | 2.3588 | 1
ENS | Alternate Scenario | C&I Curtailment-Turnkey-Water Heating Control | C&I Curtailment | Winter Evening | Small General | PCT | 0 | 0 | 0 | 1
ENS | Alternate Scenario | C&I Curtailment-Turnkey-Water Heating Control | C&I Curtailment | Winter Evening | Small General | RIM | 0 | 0 | 2.3588 | 1
ENS | Alternate Scenario | C&I Curtailment-Turnkey-Water Heating Control | C&I Curtailment | Winter Evening | Small General | SCT | 0 | 0 | 5.7256 | 1
ENS | Alternate Scenario | C&I Curtailment-Turnkey-Water Heating Control | C&I Curtailment | Winter Evening | Small General | NS Test Broad | 0 | 0 | 5.7321 | 1
ENS | Alternate Scenario | C&I Curtailment-Turnkey-Other | C&I Curtailment | Winter Evening | Small General | TRC | 0 | 0 | 5.7256 | 1
ENS | Alternate Scenario | C&I Curtailment-Turnkey-Other | C&I Curtailment | Winter Evening | Small General | PAC | 0 | 0 | 2.3588 | 1
ENS | Alternate Scenario | C&I Curtailment-Turnkey-Other | C&I Curtailment | Winter Evening | Small General | PCT | 0 | 0 | 0 | 1
ENS | Alternate Scenario | C&I Curtailment-Turnkey-Other | C&I Curtailment | Winter Evening | Small General | RIM | 0 | 0 | 2.3588 | 1
ENS | Alternate Scenario | C&I Curtailment-Turnkey-Other | C&I Curtailment | Winter Evening | Small General | SCT | 0 | 0 | 5.7256 | 1
ENS | Alternate Scenario | C&I Curtailment-Turnkey-Other | C&I Curtailment | Winter Evening | Small General | NS Test Broad | 0 | 0 | 5.7321 | 1
ENS | Alternate Scenario | C&I Curtailment-Turnkey-Manual HVAC Control | C&I Curtailment | Winter Morning | General | TRC | 3558025.8002 | 626801.8792 | 5.6827 | 1
ENS | Alternate Scenario | C&I Curtailment-Turnkey-Manual HVAC Control | C&I Curtailment | Winter Morning | General | PAC | 3558025.8002 | 1513572.8273 | 2.351 | 1
ENS | Alternate Scenario | C&I Curtailment-Turnkey-Manual HVAC Control | C&I Curtailment | Winter Morning | General | PCT | 886770.9482 | 0 | 0 | 1
ENS | Alternate Scenario | C&I Curtailment-Turnkey-Manual HVAC Control | C&I Curtailment | Winter Morning | General | RIM | 3558025.8002 | 1513572.8273 | 2.351 | 1
ENS | Alternate Scenario | C&I Curtailment-Turnkey-Manual HVAC Control | C&I Curtailment | Winter Morning | General | SCT | 3558025.8002 | 626801.8792 | 5.6827 | 1
ENS | Alternate Scenario | C&I Curtailment-Turnkey-Manual HVAC Control | C&I Curtailment | Winter Morning | General | NS Test Broad | 3749869.3507 | 659902.1695 | 5.6888 | 1
ENS | Alternate Scenario | C&I Curtailment-Turnkey-Auto-DR HVAC Control | C&I Curtailment | Winter Morning | General | TRC | 240797.1658 | 41520.892 | 5.6827 | 1
ENS | Alternate Scenario | C&I Curtailment-Turnkey-Auto-DR HVAC Control | C&I Curtailment | Winter Morning | General | PAC | 240797.1658 | 101989.765 | 2.351 | 1
ENS | Alternate Scenario | C&I Curtailment-Turnkey-Auto-DR HVAC Control | C&I Curtailment | Winter Morning | General | PCT | 60468.873 | 0 | 0 | 1
ENS | Alternate Scenario | C&I Curtailment-Turnkey-Auto-DR HVAC Control | C&I Curtailment | Winter Morning | General | RIM | 240797.1658 | 101989.765 | 2.351 | 1
ENS | Alternate Scenario | C&I Curtailment-Turnkey-Auto-DR HVAC Control | C&I Curtailment | Winter Morning | General | SCT | 240797.1658 | 41520.892 | 5.6827 | 1
ENS | Alternate Scenario | C&I Curtailment-Turnkey-Auto-DR HVAC Control | C&I Curtailment | Winter Morning | General | NS Test Broad | 256604.1198 | 44187.1608 | 5.6888 | 1
ENS | Alternate Scenario | C&I Curtailment-Turnkey-Standard Lighting Control | C&I Curtailment | Winter Morning | General | TRC | 1417087.4289 | 249698.7032 | 5.6827 | 1
ENS | Alternate Scenario | C&I Curtailment-Turnkey-Standard Lighting Control | C&I Curtailment | Winter Morning | General | PAC | 1417087.4289 | 602767.9528 | 2.351 | 1
ENS | Alternate Scenario | C&I Curtailment-Turnkey-Standard Lighting Control | C&I Curtailment | Winter Morning | General | PCT | 353069.2496 | 0 | 0 | 1
ENS | Alternate Scenario | C&I Curtailment-Turnkey-Standard Lighting Control | C&I Curtailment | Winter Morning | General | RIM | 1417087.4289 | 602767.9528 | 2.351 | 1
ENS | Alternate Scenario | C&I Curtailment-Turnkey-Standard Lighting Control | C&I Curtailment | Winter Morning | General | SCT | 1417087.4289 | 249698.7032 | 5.6827 | 1
ENS | Alternate Scenario | C&I Curtailment-Turnkey-Standard Lighting Control | C&I Curtailment | Winter Morning | General | NS Test Broad | 1493346.7725 | 262861.9058 | 5.6888 | 1
ENS | Alternate Scenario | C&I Curtailment-Turnkey-Water Heating Control | C&I Curtailment | Winter Morning | General | TRC | 126715.2894 | 22264.1837 | 5.6827 | 1
ENS | Alternate Scenario | C&I Curtailment-Turnkey-Water Heating Control | C&I Curtailment | Winter Morning | General | PAC | 126715.2894 | 53882.7219 | 2.351 | 1
ENS | Alternate Scenario | C&I Curtailment-Turnkey-Water Heating Control | C&I Curtailment | Winter Morning | General | PCT | 31618.5382 | 0 | 0 | 1
ENS | Alternate Scenario | C&I Curtailment-Turnkey-Water Heating Control | C&I Curtailment | Winter Morning | General | RIM | 126715.2894 | 53882.7219 | 2.351 | 1
ENS | Alternate Scenario | C&I Curtailment-Turnkey-Water Heating Control | C&I Curtailment | Winter Morning | General | SCT | 126715.2894 | 22264.1837 | 5.6827 | 1
ENS | Alternate Scenario | C&I Curtailment-Turnkey-Water Heating Control | C&I Curtailment | Winter Morning | General | NS Test Broad | 133720.2935 | 23468.7559 | 5.6888 | 1
ENS | Alternate Scenario | C&I Curtailment-Turnkey-Other | C&I Curtailment | Winter Morning | General | TRC | 1808121.0278 | 317911.7404 | 5.6827 | 1
ENS | Alternate Scenario | C&I Curtailment-Turnkey-Other | C&I Curtailment | Winter Morning | General | PAC | 1808121.0278 | 768946.1142 | 2.351 | 1
ENS | Alternate Scenario | C&I Curtailment-Turnkey-Other | C&I Curtailment | Winter Morning | General | PCT | 451034.3737 | 0 | 0 | 1
ENS | Alternate Scenario | C&I Curtailment-Turnkey-Other | C&I Curtailment | Winter Morning | General | RIM | 1808121.0278 | 768946.1142 | 2.351 | 1
ENS | Alternate Scenario | C&I Curtailment-Turnkey-Other | C&I Curtailment | Winter Morning | General | SCT | 1808121.0278 | 317911.7404 | 5.6827 | 1
ENS | Alternate Scenario | C&I Curtailment-Turnkey-Other | C&I Curtailment | Winter Morning | General | NS Test Broad | 1907436.3137 | 335004.6675 | 5.6888 | 1
ENS | Alternate Scenario | C&I Curtailment-Turnkey-Manual HVAC Control | C&I Curtailment | Winter Evening | General | TRC | 4155213.093 | 726493.9055 | 5.7256 | 1
ENS | Alternate Scenario | C&I Curtailment-Turnkey-Manual HVAC Control | C&I Curtailment | Winter Evening | General | PAC | 4155213.093 | 1761725.0722 | 2.3588 | 1
ENS | Alternate Scenario | C&I Curtailment-Turnkey-Manual HVAC Control | C&I Curtailment | Winter Evening | General | PCT | 1035231.1667 | 0 | 0 | 1
ENS | Alternate Scenario | C&I Curtailment-Turnkey-Manual HVAC Control | C&I Curtailment | Winter Evening | General | RIM | 4155213.093 | 1761725.0722 | 2.3588 | 1
ENS | Alternate Scenario | C&I Curtailment-Turnkey-Manual HVAC Control | C&I Curtailment | Winter Evening | General | SCT | 4155213.093 | 726493.9055 | 5.7256 | 1
ENS | Alternate Scenario | C&I Curtailment-Turnkey-Manual HVAC Control | C&I Curtailment | Winter Evening | General | NS Test Broad | 4379641.5193 | 764887.9754 | 5.7321 | 1
ENS | Alternate Scenario | C&I Curtailment-Turnkey-Auto-DR HVAC Control | C&I Curtailment | Winter Evening | General | TRC | 281417.2845 | 48142.5746 | 5.7256 | 1
ENS | Alternate Scenario | C&I Curtailment-Turnkey-Auto-DR HVAC Control | C&I Curtailment | Winter Evening | General | PAC | 281417.2845 | 118790.1402 | 2.3588 | 1
ENS | Alternate Scenario | C&I Curtailment-Turnkey-Auto-DR HVAC Control | C&I Curtailment | Winter Evening | General | PCT | 70647.5656 | 0 | 0 | 1
ENS | Alternate Scenario | C&I Curtailment-Turnkey-Auto-DR HVAC Control | C&I Curtailment | Winter Evening | General | RIM | 281417.2845 | 118790.1402 | 2.3588 | 1
ENS | Alternate Scenario | C&I Curtailment-Turnkey-Auto-DR HVAC Control | C&I Curtailment | Winter Evening | General | SCT | 281417.2845 | 48142.5746 | 5.7256 | 1
ENS | Alternate Scenario | C&I Curtailment-Turnkey-Auto-DR HVAC Control | C&I Curtailment | Winter Evening | General | NS Test Broad | 299910.0601 | 51235.7009 | 5.7321 | 1
ENS | Alternate Scenario | C&I Curtailment-Turnkey-Standard Lighting Control | C&I Curtailment | Winter Evening | General | TRC | 1654920.819 | 289411.7604 | 5.7256 | 1
ENS | Alternate Scenario | C&I Curtailment-Turnkey-Standard Lighting Control | C&I Curtailment | Winter Evening | General | PAC | 1654920.819 | 701587.9265 | 2.3588 | 1
ENS | Alternate Scenario | C&I Curtailment-Turnkey-Standard Lighting Control | C&I Curtailment | Winter Evening | General | PCT | 412176.166 | 0 | 0 | 1
ENS | Alternate Scenario | C&I Curtailment-Turnkey-Standard Lighting Control | C&I Curtailment | Winter Evening | General | RIM | 1654920.819 | 701587.9265 | 2.3588 | 1
ENS | Alternate Scenario | C&I Curtailment-Turnkey-Standard Lighting Control | C&I Curtailment | Winter Evening | General | SCT | 1654920.819 | 289411.7604 | 5.7256 | 1
ENS | Alternate Scenario | C&I Curtailment-Turnkey-Standard Lighting Control | C&I Curtailment | Winter Evening | General | NS Test Broad | 1744132.8454 | 304680.1438 | 5.7321 | 1
ENS | Alternate Scenario | C&I Curtailment-Turnkey-Water Heating Control | C&I Curtailment | Winter Evening | General | TRC | 147998.7378 | 25806.5363 | 5.7256 | 1
ENS | Alternate Scenario | C&I Curtailment-Turnkey-Water Heating Control | C&I Curtailment | Winter Evening | General | PAC | 147998.7378 | 62722.4785 | 2.3588 | 1
ENS | Alternate Scenario | C&I Curtailment-Turnkey-Water Heating Control | C&I Curtailment | Winter Evening | General | PCT | 36915.9422 | 0 | 0 | 1
ENS | Alternate Scenario | C&I Curtailment-Turnkey-Water Heating Control | C&I Curtailment | Winter Evening | General | RIM | 147998.7378 | 62722.4785 | 2.3588 | 1
ENS | Alternate Scenario | C&I Curtailment-Turnkey-Water Heating Control | C&I Curtailment | Winter Evening | General | SCT | 147998.7378 | 25806.5363 | 5.7256 | 1
ENS | Alternate Scenario | C&I Curtailment-Turnkey-Water Heating Control | C&I Curtailment | Winter Evening | General | NS Test Broad | 156193.6744 | 27203.7875 | 5.7321 | 1
ENS | Alternate Scenario | C&I Curtailment-Turnkey-Other | C&I Curtailment | Winter Evening | General | TRC | 2111761.1625 | 368488.5089 | 5.7256 | 1
ENS | Alternate Scenario | C&I Curtailment-Turnkey-Other | C&I Curtailment | Winter Evening | General | PAC | 2111761.1625 | 895075.0283 | 2.3588 | 1
ENS | Alternate Scenario | C&I Curtailment-Turnkey-Other | C&I Curtailment | Winter Evening | General | PCT | 526586.5194 | 0 | 0 | 1
ENS | Alternate Scenario | C&I Curtailment-Turnkey-Other | C&I Curtailment | Winter Evening | General | RIM | 2111761.1625 | 895075.0283 | 2.3588 | 1
ENS | Alternate Scenario | C&I Curtailment-Turnkey-Other | C&I Curtailment | Winter Evening | General | SCT | 2111761.1625 | 368488.5089 | 5.7256 | 1
ENS | Alternate Scenario | C&I Curtailment-Turnkey-Other | C&I Curtailment | Winter Evening | General | NS Test Broad | 2227946.5742 | 388315.4493 | 5.7321 | 1
ENS | Alternate Scenario | C&I Curtailment-Turnkey-Manual HVAC Control | C&I Curtailment | Winter Morning | Large General | TRC | 2196679.0461 | 386934.8499 | 5.6827 | 1
ENS | Alternate Scenario | C&I Curtailment-Turnkey-Manual HVAC Control | C&I Curtailment | Winter Morning | Large General | PAC | 2196679.0461 | 934418.477 | 2.351 | 1
ENS | Alternate Scenario | C&I Curtailment-Turnkey-Manual HVAC Control | C&I Curtailment | Winter Morning | Large General | PCT | 547483.6271 | 0 | 0 | 1
ENS | Alternate Scenario | C&I Curtailment-Turnkey-Manual HVAC Control | C&I Curtailment | Winter Morning | Large General | RIM | 2196679.0461 | 934418.477 | 2.351 | 1
ENS | Alternate Scenario | C&I Curtailment-Turnkey-Manual HVAC Control | C&I Curtailment | Winter Morning | Large General | SCT | 2196679.0461 | 386934.8499 | 5.6827 | 1
ENS | Alternate Scenario | C&I Curtailment-Turnkey-Manual HVAC Control | C&I Curtailment | Winter Morning | Large General | NS Test Broad | 2315216.316 | 407384.441 | 5.6888 | 1
ENS | Alternate Scenario | C&I Curtailment-Turnkey-Auto-DR HVAC Control | C&I Curtailment | Winter Morning | Large General | TRC | 148717.5027 | 25641.1924 | 5.6827 | 1
ENS | Alternate Scenario | C&I Curtailment-Turnkey-Auto-DR HVAC Control | C&I Curtailment | Winter Morning | Large General | PAC | 148717.5027 | 62986.8026 | 2.351 | 1
ENS | Alternate Scenario | C&I Curtailment-Turnkey-Auto-DR HVAC Control | C&I Curtailment | Winter Morning | Large General | PCT | 37345.6102 | 0 | 0 | 1
ENS | Alternate Scenario | C&I Curtailment-Turnkey-Auto-DR HVAC Control | C&I Curtailment | Winter Morning | Large General | RIM | 148717.5027 | 62986.8026 | 2.351 | 1
ENS | Alternate Scenario | C&I Curtailment-Turnkey-Auto-DR HVAC Control | C&I Curtailment | Winter Morning | Large General | SCT | 148717.5027 | 25641.1924 | 5.6827 | 1
ENS | Alternate Scenario | C&I Curtailment-Turnkey-Auto-DR HVAC Control | C&I Curtailment | Winter Morning | Large General | NS Test Broad | 158485.2321 | 27288.6788 | 5.6888 | 1
ENS | Alternate Scenario | C&I Curtailment-Turnkey-Standard Lighting Control | C&I Curtailment | Winter Morning | Large General | TRC | 941637.7133 | 165878.6548 | 5.6827 | 1
ENS | Alternate Scenario | C&I Curtailment-Turnkey-Standard Lighting Control | C&I Curtailment | Winter Morning | Large General | PAC | 941637.7133 | 400507.9801 | 2.351 | 1
ENS | Alternate Scenario | C&I Curtailment-Turnkey-Standard Lighting Control | C&I Curtailment | Winter Morning | Large General | PCT | 234629.3252 | 0 | 0 | 1
ENS | Alternate Scenario | C&I Curtailment-Turnkey-Standard Lighting Control | C&I Curtailment | Winter Morning | Large General | RIM | 941637.7133 | 400507.9801 | 2.351 | 1
ENS | Alternate Scenario | C&I Curtailment-Turnkey-Standard Lighting Control | C&I Curtailment | Winter Morning | Large General | SCT | 941637.7133 | 165878.6548 | 5.6827 | 1
ENS | Alternate Scenario | C&I Curtailment-Turnkey-Standard Lighting Control | C&I Curtailment | Winter Morning | Large General | NS Test Broad | 992424.1591 | 174642.1146 | 5.6888 | 1
ENS | Alternate Scenario | C&I Curtailment-Turnkey-Water Heating Control | C&I Curtailment | Winter Morning | Large General | TRC | 56021.32 | 9847.1305 | 5.6827 | 1
ENS | Alternate Scenario | C&I Curtailment-Turnkey-Water Heating Control | C&I Curtailment | Winter Morning | Large General | PAC | 56021.32 | 23822.6711 | 2.351 | 1
ENS | Alternate Scenario | C&I Curtailment-Turnkey-Water Heating Control | C&I Curtailment | Winter Morning | Large General | PCT | 13975.5405 | 0 | 0 | 1
ENS | Alternate Scenario | C&I Curtailment-Turnkey-Water Heating Control | C&I Curtailment | Winter Morning | Large General | RIM | 56021.32 | 23822.6711 | 2.351 | 1
ENS | Alternate Scenario | C&I Curtailment-Turnkey-Water Heating Control | C&I Curtailment | Winter Morning | Large General | SCT | 56021.32 | 9847.1305 | 5.6827 | 1
ENS | Alternate Scenario | C&I Curtailment-Turnkey-Water Heating Control | C&I Curtailment | Winter Morning | Large General | NS Test Broad | 59106.1803 | 10377.8812 | 5.6888 | 1
ENS | Alternate Scenario | C&I Curtailment-Turnkey-Other | C&I Curtailment | Winter Morning | Large General | TRC | 1049767.1891 | 184599.0254 | 5.6827 | 1
ENS | Alternate Scenario | C&I Curtailment-Turnkey-Other | C&I Curtailment | Winter Morning | Large General | PAC | 1049767.1891 | 446437.6256 | 2.351 | 1
ENS | Alternate Scenario | C&I Curtailment-Turnkey-Other | C&I Curtailment | Winter Morning | Large General | PCT | 261838.6002 | 0 | 0 | 1
ENS | Alternate Scenario | C&I Curtailment-Turnkey-Other | C&I Curtailment | Winter Morning | Large General | RIM | 1049767.1891 | 446437.6256 | 2.351 | 1
ENS | Alternate Scenario | C&I Curtailment-Turnkey-Other | C&I Curtailment | Winter Morning | Large General | SCT | 1049767.1891 | 184599.0254 | 5.6827 | 1
ENS | Alternate Scenario | C&I Curtailment-Turnkey-Other | C&I Curtailment | Winter Morning | Large General | NS Test Broad | 1107346.8199 | 194510.737 | 5.6888 | 1
ENS | Alternate Scenario | C&I Curtailment-Turnkey-Manual HVAC Control | C&I Curtailment | Winter Evening | Large General | TRC | 1884671.256 | 329475.6966 | 5.7256 | 1
ENS | Alternate Scenario | C&I Curtailment-Turnkey-Manual HVAC Control | C&I Curtailment | Winter Evening | Large General | PAC | 1884671.256 | 799025.7631 | 2.3588 | 1
ENS | Alternate Scenario | C&I Curtailment-Turnkey-Manual HVAC Control | C&I Curtailment | Winter Evening | Large General | PCT | 469550.0665 | 0 | 0 | 1
ENS | Alternate Scenario | C&I Curtailment-Turnkey-Manual HVAC Control | C&I Curtailment | Winter Evening | Large General | RIM | 1884671.256 | 799025.7631 | 2.3588 | 1
ENS | Alternate Scenario | C&I Curtailment-Turnkey-Manual HVAC Control | C&I Curtailment | Winter Evening | Large General | SCT | 1884671.256 | 329475.6966 | 5.7256 | 1
ENS | Alternate Scenario | C&I Curtailment-Turnkey-Manual HVAC Control | C&I Curtailment | Winter Evening | Large General | NS Test Broad | 1986546.5891 | 346901.8048 | 5.7321 | 1
ENS | Alternate Scenario | C&I Curtailment-Turnkey-Auto-DR HVAC Control | C&I Curtailment | Winter Evening | Large General | TRC | 127686.7518 | 21841.6048 | 5.7256 | 1
ENS | Alternate Scenario | C&I Curtailment-Turnkey-Auto-DR HVAC Control | C&I Curtailment | Winter Evening | Large General | PAC | 127686.7518 | 53896.1319 | 2.3588 | 1
ENS | Alternate Scenario | C&I Curtailment-Turnkey-Auto-DR HVAC Control | C&I Curtailment | Winter Evening | Large General | PCT | 32054.5272 | 0 | 0 | 1
ENS | Alternate Scenario | C&I Curtailment-Turnkey-Auto-DR HVAC Control | C&I Curtailment | Winter Evening | Large General | RIM | 127686.7518 | 53896.1319 | 2.3588 | 1
ENS | Alternate Scenario | C&I Curtailment-Turnkey-Auto-DR HVAC Control | C&I Curtailment | Winter Evening | Large General | SCT | 127686.7518 | 21841.6048 | 5.7256 | 1
ENS | Alternate Scenario | C&I Curtailment-Turnkey-Auto-DR HVAC Control | C&I Curtailment | Winter Evening | Large General | NS Test Broad | 136081.9473 | 23245.7073 | 5.7321 | 1
ENS | Alternate Scenario | C&I Curtailment-Turnkey-Standard Lighting Control | C&I Curtailment | Winter Evening | Large General | TRC | 807889.0644 | 141245.7654 | 5.7256 | 1
ENS | Alternate Scenario | C&I Curtailment-Turnkey-Standard Lighting Control | C&I Curtailment | Winter Evening | Large General | PAC | 807889.0644 | 342475.7683 | 2.3588 | 1
ENS | Alternate Scenario | C&I Curtailment-Turnkey-Standard Lighting Control | C&I Curtailment | Winter Evening | Large General | PCT | 201230.0029 | 0 | 0 | 1
ENS | Alternate Scenario | C&I Curtailment-Turnkey-Standard Lighting Control | C&I Curtailment | Winter Evening | Large General | RIM | 807889.0644 | 342475.7683 | 2.3588 | 1
ENS | Alternate Scenario | C&I Curtailment-Turnkey-Standard Lighting Control | C&I Curtailment | Winter Evening | Large General | SCT | 807889.0644 | 141245.7654 | 5.7256 | 1
ENS | Alternate Scenario | C&I Curtailment-Turnkey-Standard Lighting Control | C&I Curtailment | Winter Evening | Large General | NS Test Broad | 851536.8275 | 148713.5375 | 5.7321 | 1
ENS | Alternate Scenario | C&I Curtailment-Turnkey-Water Heating Control | C&I Curtailment | Winter Evening | Large General | TRC | 48068.2848 | 8385.1803 | 5.7256 | 1
ENS | Alternate Scenario | C&I Curtailment-Turnkey-Water Heating Control | C&I Curtailment | Winter Evening | Large General | PAC | 48068.2848 | 20372.3572 | 2.3588 | 1
ENS | Alternate Scenario | C&I Curtailment-Turnkey-Water Heating Control | C&I Curtailment | Winter Evening | Large General | PCT | 11987.1769 | 0 | 0 | 1
ENS | Alternate Scenario | C&I Curtailment-Turnkey-Water Heating Control | C&I Curtailment | Winter Evening | Large General | RIM | 48068.2848 | 20372.3572 | 2.3588 | 1
ENS | Alternate Scenario | C&I Curtailment-Turnkey-Water Heating Control | C&I Curtailment | Winter Evening | Large General | SCT | 48068.2848 | 8385.1803 | 5.7256 | 1
ENS | Alternate Scenario | C&I Curtailment-Turnkey-Water Heating Control | C&I Curtailment | Winter Evening | Large General | NS Test Broad | 50719.5608 | 8837.467 | 5.7321 | 1
ENS | Alternate Scenario | C&I Curtailment-Turnkey-Other | C&I Curtailment | Winter Evening | Large General | TRC | 900722.697 | 157191.382 | 5.7256 | 1
ENS | Alternate Scenario | C&I Curtailment-Turnkey-Other | C&I Curtailment | Winter Evening | Large General | PAC | 900722.697 | 381773.1669 | 2.3588 | 1
ENS | Alternate Scenario | C&I Curtailment-Turnkey-Other | C&I Curtailment | Winter Evening | Large General | PCT | 224581.7849 | 0 | 0 | 1
ENS | Alternate Scenario | C&I Curtailment-Turnkey-Other | C&I Curtailment | Winter Evening | Large General | RIM | 900722.697 | 381773.1669 | 2.3588 | 1
ENS | Alternate Scenario | C&I Curtailment-Turnkey-Other | C&I Curtailment | Winter Evening | Large General | SCT | 900722.697 | 157191.382 | 5.7256 | 1
ENS | Alternate Scenario | C&I Curtailment-Turnkey-Other | C&I Curtailment | Winter Evening | Large General | NS Test Broad | 950209.2551 | 165637.7597 | 5.7321 | 1
ENS | Alternate Scenario | C&I Curtailment-Turnkey-Manual HVAC Control | C&I Curtailment | Winter Morning | Small Industrial | TRC | 350942.7134 | 62166.1173 | 5.6827 | 1
ENS | Alternate Scenario | C&I Curtailment-Turnkey-Manual HVAC Control | C&I Curtailment | Winter Morning | Small Industrial | PAC | 350942.7134 | 150128.3146 | 2.351 | 1
ENS | Alternate Scenario | C&I Curtailment-Turnkey-Manual HVAC Control | C&I Curtailment | Winter Morning | Small Industrial | PCT | 87962.1974 | 0 | 0 | 1
ENS | Alternate Scenario | C&I Curtailment-Turnkey-Manual HVAC Control | C&I Curtailment | Winter Morning | Small Industrial | RIM | 350942.7134 | 150128.3146 | 2.351 | 1
ENS | Alternate Scenario | C&I Curtailment-Turnkey-Manual HVAC Control | C&I Curtailment | Winter Morning | Small Industrial | SCT | 350942.7134 | 62166.1173 | 5.6827 | 1
ENS | Alternate Scenario | C&I Curtailment-Turnkey-Manual HVAC Control | C&I Curtailment | Winter Morning | Small Industrial | NS Test Broad | 369871.3988 | 65451.7199 | 5.6888 | 1
ENS | Alternate Scenario | C&I Curtailment-Turnkey-Auto-DR HVAC Control | C&I Curtailment | Winter Morning | Small Industrial | TRC | 23752.7651 | 4119.6753 | 5.6827 | 1
ENS | Alternate Scenario | C&I Curtailment-Turnkey-Auto-DR HVAC Control | C&I Curtailment | Winter Morning | Small Industrial | PAC | 23752.7651 | 10119.909 | 2.351 | 1
ENS | Alternate Scenario | C&I Curtailment-Turnkey-Auto-DR HVAC Control | C&I Curtailment | Winter Morning | Small Industrial | PCT | 6000.2337 | 0 | 0 | 1
ENS | Alternate Scenario | C&I Curtailment-Turnkey-Auto-DR HVAC Control | C&I Curtailment | Winter Morning | Small Industrial | RIM | 23752.7651 | 10119.909 | 2.351 | 1
ENS | Alternate Scenario | C&I Curtailment-Turnkey-Auto-DR HVAC Control | C&I Curtailment | Winter Morning | Small Industrial | SCT | 23752.7651 | 4119.6753 | 5.6827 | 1
ENS | Alternate Scenario | C&I Curtailment-Turnkey-Auto-DR HVAC Control | C&I Curtailment | Winter Morning | Small Industrial | NS Test Broad | 25311.9585 | 4384.3735 | 5.6888 | 1
ENS | Alternate Scenario | C&I Curtailment-Turnkey-Standard Lighting Control | C&I Curtailment | Winter Morning | Small Industrial | TRC | 110555.0892 | 19591.6502 | 5.6827 | 1
ENS | Alternate Scenario | C&I Curtailment-Turnkey-Standard Lighting Control | C&I Curtailment | Winter Morning | Small Industrial | PAC | 110555.0892 | 47290.4603 | 2.351 | 1
ENS | Alternate Scenario | C&I Curtailment-Turnkey-Standard Lighting Control | C&I Curtailment | Winter Morning | Small Industrial | PCT | 27698.81 | 0 | 0 | 1
ENS | Alternate Scenario | C&I Curtailment-Turnkey-Standard Lighting Control | C&I Curtailment | Winter Morning | Small Industrial | RIM | 110555.0892 | 47290.4603 | 2.351 | 1
ENS | Alternate Scenario | C&I Curtailment-Turnkey-Standard Lighting Control | C&I Curtailment | Winter Morning | Small Industrial | SCT | 110555.0892 | 19591.6502 | 5.6827 | 1
ENS | Alternate Scenario | C&I Curtailment-Turnkey-Standard Lighting Control | C&I Curtailment | Winter Morning | Small Industrial | NS Test Broad | 116496.5534 | 20623.6371 | 5.6888 | 1
ENS | Alternate Scenario | C&I Curtailment-Turnkey-Water Heating Control | C&I Curtailment | Winter Morning | Small Industrial | TRC | 9460.251 | 1672.5609 | 5.6827 | 1
ENS | Alternate Scenario | C&I Curtailment-Turnkey-Water Heating Control | C&I Curtailment | Winter Morning | Small Industrial | PAC | 9460.251 | 4045.7718 | 2.351 | 1
ENS | Alternate Scenario | C&I Curtailment-Turnkey-Water Heating Control | C&I Curtailment | Winter Morning | Small Industrial | PCT | 2373.2109 | 0 | 0 | 1
ENS | Alternate Scenario | C&I Curtailment-Turnkey-Water Heating Control | C&I Curtailment | Winter Morning | Small Industrial | RIM | 9460.251 | 4045.7718 | 2.351 | 1
ENS | Alternate Scenario | C&I Curtailment-Turnkey-Water Heating Control | C&I Curtailment | Winter Morning | Small Industrial | SCT | 9460.251 | 1672.5609 | 5.6827 | 1
ENS | Alternate Scenario | C&I Curtailment-Turnkey-Water Heating Control | C&I Curtailment | Winter Morning | Small Industrial | NS Test Broad | 9979.9545 | 1762.5484 | 5.6888 | 1
ENS | Alternate Scenario | C&I Curtailment-Turnkey-Other | C&I Curtailment | Winter Morning | Small Industrial | TRC | 141222.4292 | 24976.6154 | 5.6827 | 1
ENS | Alternate Scenario | C&I Curtailment-Turnkey-Other | C&I Curtailment | Winter Morning | Small Industrial | PAC | 141222.4292 | 60399.2302 | 2.351 | 1
ENS | Alternate Scenario | C&I Curtailment-Turnkey-Other | C&I Curtailment | Winter Morning | Small Industrial | PCT | 35422.6148 | 0 | 0 | 1
ENS | Alternate Scenario | C&I Curtailment-Turnkey-Other | C&I Curtailment | Winter Morning | Small Industrial | RIM | 141222.4292 | 60399.2302 | 2.351 | 1
ENS | Alternate Scenario | C&I Curtailment-Turnkey-Other | C&I Curtailment | Winter Morning | Small Industrial | SCT | 141222.4292 | 24976.6154 | 5.6827 | 1
ENS | Alternate Scenario | C&I Curtailment-Turnkey-Other | C&I Curtailment | Winter Morning | Small Industrial | NS Test Broad | 148957.0826 | 26316.4468 | 5.6888 | 1
ENS | Alternate Scenario | C&I Curtailment-Turnkey-Industrial | C&I Curtailment | Winter Morning | Small Industrial | TRC | 30785.4862 | 5447.2537 | 5.6827 | 1
ENS | Alternate Scenario | C&I Curtailment-Turnkey-Industrial | C&I Curtailment | Winter Morning | Small Industrial | PAC | 30785.4862 | 13167.1751 | 2.351 | 1
ENS | Alternate Scenario | C&I Curtailment-Turnkey-Industrial | C&I Curtailment | Winter Morning | Small Industrial | PCT | 7719.9214 | 0 | 0 | 1
ENS | Alternate Scenario | C&I Curtailment-Turnkey-Industrial | C&I Curtailment | Winter Morning | Small Industrial | RIM | 30785.4862 | 13167.1751 | 2.351 | 1
ENS | Alternate Scenario | C&I Curtailment-Turnkey-Industrial | C&I Curtailment | Winter Morning | Small Industrial | SCT | 30785.4862 | 5447.2537 | 5.6827 | 1
ENS | Alternate Scenario | C&I Curtailment-Turnkey-Industrial | C&I Curtailment | Winter Morning | Small Industrial | NS Test Broad | 32464.0698 | 5738.2047 | 5.6888 | 1
ENS | Alternate Scenario | C&I Curtailment-Turnkey-Manual HVAC Control | C&I Curtailment | Winter Evening | Small Industrial | TRC | 480528.7136 | 84479.9948 | 5.7256 | 1
ENS | Alternate Scenario | C&I Curtailment-Turnkey-Manual HVAC Control | C&I Curtailment | Winter Evening | Small Industrial | PAC | 480528.7136 | 204878.5343 | 2.3588 | 1
ENS | Alternate Scenario | C&I Curtailment-Turnkey-Manual HVAC Control | C&I Curtailment | Winter Evening | Small Industrial | PCT | 120398.5394 | 0 | 0 | 1
ENS | Alternate Scenario | C&I Curtailment-Turnkey-Manual HVAC Control | C&I Curtailment | Winter Evening | Small Industrial | RIM | 480528.7136 | 204878.5343 | 2.3588 | 1
ENS | Alternate Scenario | C&I Curtailment-Turnkey-Manual HVAC Control | C&I Curtailment | Winter Evening | Small Industrial | SCT | 480528.7136 | 84479.9948 | 5.7256 | 1
ENS | Alternate Scenario | C&I Curtailment-Turnkey-Manual HVAC Control | C&I Curtailment | Winter Evening | Small Industrial | NS Test Broad | 506491.3609 | 88948.3267 | 5.7321 | 1
ENS | Alternate Scenario | C&I Curtailment-Turnkey-Auto-DR HVAC Control | C&I Curtailment | Winter Evening | Small Industrial | TRC | 32547.0849 | 5600.4627 | 5.7256 | 1
ENS | Alternate Scenario | C&I Curtailment-Turnkey-Auto-DR HVAC Control | C&I Curtailment | Winter Evening | Small Industrial | PAC | 32547.0849 | 13819.7167 | 2.3588 | 1
ENS | Alternate Scenario | C&I Curtailment-Turnkey-Auto-DR HVAC Control | C&I Curtailment | Winter Evening | Small Industrial | PCT | 8219.254 | 0 | 0 | 1
ENS | Alternate Scenario | C&I Curtailment-Turnkey-Auto-DR HVAC Control | C&I Curtailment | Winter Evening | Small Industrial | RIM | 32547.0849 | 13819.7167 | 2.3588 | 1
ENS | Alternate Scenario | C&I Curtailment-Turnkey-Auto-DR HVAC Control | C&I Curtailment | Winter Evening | Small Industrial | SCT | 32547.0849 | 5600.4627 | 5.7256 | 1
ENS | Alternate Scenario | C&I Curtailment-Turnkey-Auto-DR HVAC Control | C&I Curtailment | Winter Evening | Small Industrial | NS Test Broad | 34685.7945 | 5960.496 | 5.7321 | 1
ENS | Alternate Scenario | C&I Curtailment-Turnkey-Standard Lighting Control | C&I Curtailment | Winter Evening | Small Industrial | TRC | 151375.3628 | 26623.6706 | 5.7256 | 1
ENS | Alternate Scenario | C&I Curtailment-Turnkey-Standard Lighting Control | C&I Curtailment | Winter Evening | Small Industrial | PAC | 151375.3628 | 64535.9836 | 2.3588 | 1
ENS | Alternate Scenario | C&I Curtailment-Turnkey-Standard Lighting Control | C&I Curtailment | Winter Evening | Small Industrial | PCT | 37912.313 | 0 | 0 | 1
ENS | Alternate Scenario | C&I Curtailment-Turnkey-Standard Lighting Control | C&I Curtailment | Winter Evening | Small Industrial | RIM | 151375.3628 | 64535.9836 | 2.3588 | 1
ENS | Alternate Scenario | C&I Curtailment-Turnkey-Standard Lighting Control | C&I Curtailment | Winter Evening | Small Industrial | SCT | 151375.3628 | 26623.6706 | 5.7256 | 1
ENS | Alternate Scenario | C&I Curtailment-Turnkey-Standard Lighting Control | C&I Curtailment | Winter Evening | Small Industrial | NS Test Broad | 159524.68 | 28027.1404 | 5.7321 | 1
ENS | Alternate Scenario | C&I Curtailment-Turnkey-Water Heating Control | C&I Curtailment | Winter Evening | Small Industrial | TRC | 12954.4393 | 2272.9907 | 5.7256 | 1
ENS | Alternate Scenario | C&I Curtailment-Turnkey-Water Heating Control | C&I Curtailment | Winter Evening | Small Industrial | PAC | 12954.4393 | 5521.5852 | 2.3588 | 1
ENS | Alternate Scenario | C&I Curtailment-Turnkey-Water Heating Control | C&I Curtailment | Winter Evening | Small Industrial | PCT | 3248.5944 | 0 | 0 | 1
ENS | Alternate Scenario | C&I Curtailment-Turnkey-Water Heating Control | C&I Curtailment | Winter Evening | Small Industrial | RIM | 12954.4393 | 5521.5852 | 2.3588 | 1
ENS | Alternate Scenario | C&I Curtailment-Turnkey-Water Heating Control | C&I Curtailment | Winter Evening | Small Industrial | SCT | 12954.4393 | 2272.9907 | 5.7256 | 1
ENS | Alternate Scenario | C&I Curtailment-Turnkey-Water Heating Control | C&I Curtailment | Winter Evening | Small Industrial | NS Test Broad | 13667.2743 | 2395.3732 | 5.7321 | 1
ENS | Alternate Scenario | C&I Curtailment-Turnkey-Other | C&I Curtailment | Winter Evening | Small Industrial | TRC | 193381.1319 | 33942.7219 | 5.7256 | 1
ENS | Alternate Scenario | C&I Curtailment-Turnkey-Other | C&I Curtailment | Winter Evening | Small Industrial | PAC | 193381.1319 | 82430.6937 | 2.3588 | 1
ENS | Alternate Scenario | C&I Curtailment-Turnkey-Other | C&I Curtailment | Winter Evening | Small Industrial | PCT | 48487.9718 | 0 | 0 | 1
ENS | Alternate Scenario | C&I Curtailment-Turnkey-Other | C&I Curtailment | Winter Evening | Small Industrial | RIM | 193381.1319 | 82430.6937 | 2.3588 | 1
ENS | Alternate Scenario | C&I Curtailment-Turnkey-Other | C&I Curtailment | Winter Evening | Small Industrial | SCT | 193381.1319 | 33942.7219 | 5.7256 | 1
ENS | Alternate Scenario | C&I Curtailment-Turnkey-Other | C&I Curtailment | Winter Evening | Small Industrial | NS Test Broad | 203990.106 | 35764.8808 | 5.7321 | 1
ENS | Alternate Scenario | C&I Curtailment-Turnkey-Industrial | C&I Curtailment | Winter Evening | Small Industrial | TRC | 42154.9281 | 7402.6438 | 5.7256 | 1
ENS | Alternate Scenario | C&I Curtailment-Turnkey-Industrial | C&I Curtailment | Winter Evening | Small Industrial | PAC | 42154.9281 | 17969.7989 | 2.3588 | 1
ENS | Alternate Scenario | C&I Curtailment-Turnkey-Industrial | C&I Curtailment | Winter Evening | Small Industrial | PCT | 10567.1551 | 0 | 0 | 1
ENS | Alternate Scenario | C&I Curtailment-Turnkey-Industrial | C&I Curtailment | Winter Evening | Small Industrial | RIM | 42154.9281 | 17969.7989 | 2.3588 | 1
ENS | Alternate Scenario | C&I Curtailment-Turnkey-Industrial | C&I Curtailment | Winter Evening | Small Industrial | SCT | 42154.9281 | 7402.6438 | 5.7256 | 1
ENS | Alternate Scenario | C&I Curtailment-Turnkey-Industrial | C&I Curtailment | Winter Evening | Small Industrial | NS Test Broad | 44457.294 | 7798.333 | 5.7321 | 1
ENS | Alternate Scenario | C&I Curtailment-Turnkey-Manual HVAC Control | C&I Curtailment | Winter Morning | Medium Industrial | TRC | 7906479.9135 | 1392709.1051 | 5.6827 | 1
ENS | Alternate Scenario | C&I Curtailment-Turnkey-Manual HVAC Control | C&I Curtailment | Winter Morning | Medium Industrial | PAC | 7906479.9135 | 3363285.483 | 2.351 | 1
ENS | Alternate Scenario | C&I Curtailment-Turnkey-Manual HVAC Control | C&I Curtailment | Winter Morning | Medium Industrial | PCT | 1970576.3779 | 0 | 0 | 1
ENS | Alternate Scenario | C&I Curtailment-Turnkey-Manual HVAC Control | C&I Curtailment | Winter Morning | Medium Industrial | RIM | 7906479.9135 | 3363285.483 | 2.351 | 1
ENS | Alternate Scenario | C&I Curtailment-Turnkey-Manual HVAC Control | C&I Curtailment | Winter Morning | Medium Industrial | SCT | 7906479.9135 | 1392709.1051 | 5.6827 | 1
ENS | Alternate Scenario | C&I Curtailment-Turnkey-Manual HVAC Control | C&I Curtailment | Winter Morning | Medium Industrial | NS Test Broad | 8333114.7361 | 1466311.1676 | 5.6888 | 1
ENS | Alternate Scenario | C&I Curtailment-Turnkey-Auto-DR HVAC Control | C&I Curtailment | Winter Morning | Medium Industrial | TRC | 535264.7976 | 92289.0857 | 5.6827 | 1
ENS | Alternate Scenario | C&I Curtailment-Turnkey-Auto-DR HVAC Control | C&I Curtailment | Winter Morning | Medium Industrial | PAC | 535264.7976 | 226704.6517 | 2.351 | 1
ENS | Alternate Scenario | C&I Curtailment-Turnkey-Auto-DR HVAC Control | C&I Curtailment | Winter Morning | Medium Industrial | PCT | 134415.566 | 0 | 0 | 1
ENS | Alternate Scenario | C&I Curtailment-Turnkey-Auto-DR HVAC Control | C&I Curtailment | Winter Morning | Medium Industrial | RIM | 535264.7976 | 226704.6517 | 2.351 | 1
ENS | Alternate Scenario | C&I Curtailment-Turnkey-Auto-DR HVAC Control | C&I Curtailment | Winter Morning | Medium Industrial | SCT | 535264.7976 | 92289.0857 | 5.6827 | 1
ENS | Alternate Scenario | C&I Curtailment-Turnkey-Auto-DR HVAC Control | C&I Curtailment | Winter Morning | Medium Industrial | NS Test Broad | 570418.9325 | 98218.4523 | 5.6888 | 1
ENS | Alternate Scenario | C&I Curtailment-Turnkey-Standard Lighting Control | C&I Curtailment | Winter Morning | Medium Industrial | TRC | 2617175.5417 | 461159.2182 | 5.6827 | 1
ENS | Alternate Scenario | C&I Curtailment-Turnkey-Standard Lighting Control | C&I Curtailment | Winter Morning | Medium Industrial | PAC | 2617175.5417 | 1113215.4922 | 2.351 | 1
ENS | Alternate Scenario | C&I Curtailment-Turnkey-Standard Lighting Control | C&I Curtailment | Winter Morning | Medium Industrial | PCT | 652056.2739 | 0 | 0 | 1
ENS | Alternate Scenario | C&I Curtailment-Turnkey-Standard Lighting Control | C&I Curtailment | Winter Morning | Medium Industrial | RIM | 2617175.5417 | 1113215.4922 | 2.351 | 1
ENS | Alternate Scenario | C&I Curtailment-Turnkey-Standard Lighting Control | C&I Curtailment | Winter Morning | Medium Industrial | SCT | 2617175.5417 | 461159.2182 | 5.6827 | 1
ENS | Alternate Scenario | C&I Curtailment-Turnkey-Standard Lighting Control | C&I Curtailment | Winter Morning | Medium Industrial | NS Test Broad | 2757996.0758 | 485466.659 | 5.6888 | 1
ENS | Alternate Scenario | C&I Curtailment-Turnkey-Water Heating Control | C&I Curtailment | Winter Morning | Medium Industrial | TRC | 247486.803 | 43509.203 | 5.6827 | 1
ENS | Alternate Scenario | C&I Curtailment-Turnkey-Water Heating Control | C&I Curtailment | Winter Morning | Medium Industrial | PAC | 247486.803 | 105244.3875 | 2.351 | 1
ENS | Alternate Scenario | C&I Curtailment-Turnkey-Water Heating Control | C&I Curtailment | Winter Morning | Medium Industrial | PCT | 61735.1845 | 0 | 0 | 1
ENS | Alternate Scenario | C&I Curtailment-Turnkey-Water Heating Control | C&I Curtailment | Winter Morning | Medium Industrial | RIM | 247486.803 | 105244.3875 | 2.351 | 1
ENS | Alternate Scenario | C&I Curtailment-Turnkey-Water Heating Control | C&I Curtailment | Winter Morning | Medium Industrial | SCT | 247486.803 | 43509.203 | 5.6827 | 1
ENS | Alternate Scenario | C&I Curtailment-Turnkey-Water Heating Control | C&I Curtailment | Winter Morning | Medium Industrial | NS Test Broad | 261089.9482 | 45850.1419 | 5.6888 | 1
ENS | Alternate Scenario | C&I Curtailment-Turnkey-Other | C&I Curtailment | Winter Morning | Medium Industrial | TRC | 3440983.8138 | 605121.3414 | 5.6827 | 1
ENS | Alternate Scenario | C&I Curtailment-Turnkey-Other | C&I Curtailment | Winter Morning | Medium Industrial | PAC | 3440983.8138 | 1463378.1572 | 2.351 | 1
ENS | Alternate Scenario | C&I Curtailment-Turnkey-Other | C&I Curtailment | Winter Morning | Medium Industrial | PCT | 858256.8158 | 0 | 0 | 1
ENS | Alternate Scenario | C&I Curtailment-Turnkey-Other | C&I Curtailment | Winter Morning | Medium Industrial | RIM | 3440983.8138 | 1463378.1572 | 2.351 | 1
ENS | Alternate Scenario | C&I Curtailment-Turnkey-Other | C&I Curtailment | Winter Morning | Medium Industrial | SCT | 3440983.8138 | 605121.3414 | 5.6827 | 1
ENS | Alternate Scenario | C&I Curtailment-Turnkey-Other | C&I Curtailment | Winter Morning | Medium Industrial | NS Test Broad | 3629629.5424 | 637596.8084 | 5.6888 | 1
ENS | Alternate Scenario | C&I Curtailment-Turnkey-Manual HVAC Control | C&I Curtailment | Winter Evening | Medium Industrial | TRC | 7628757.9183 | 1333667.5884 | 5.7256 | 1
ENS | Alternate Scenario | C&I Curtailment-Turnkey-Manual HVAC Control | C&I Curtailment | Winter Evening | Medium Industrial | PAC | 7628757.9183 | 3234332.9705 | 2.3588 | 1
ENS | Alternate Scenario | C&I Curtailment-Turnkey-Manual HVAC Control | C&I Curtailment | Winter Evening | Medium Industrial | PCT | 1900665.382 | 0 | 0 | 1
ENS | Alternate Scenario | C&I Curtailment-Turnkey-Manual HVAC Control | C&I Curtailment | Winter Evening | Medium Industrial | RIM | 7628757.9183 | 3234332.9705 | 2.3588 | 1
ENS | Alternate Scenario | C&I Curtailment-Turnkey-Manual HVAC Control | C&I Curtailment | Winter Evening | Medium Industrial | SCT | 7628757.9183 | 1333667.5884 | 5.7256 | 1
ENS | Alternate Scenario | C&I Curtailment-Turnkey-Manual HVAC Control | C&I Curtailment | Winter Evening | Medium Industrial | NS Test Broad | 8041113.6937 | 1404203.0318 | 5.7321 | 1
ENS | Alternate Scenario | C&I Curtailment-Turnkey-Auto-DR HVAC Control | C&I Curtailment | Winter Evening | Medium Industrial | TRC | 516837.5894 | 88409.3722 | 5.7256 | 1
ENS | Alternate Scenario | C&I Curtailment-Turnkey-Auto-DR HVAC Control | C&I Curtailment | Winter Evening | Medium Industrial | PAC | 516837.5894 | 218157.4699 | 2.3588 | 1
ENS | Alternate Scenario | C&I Curtailment-Turnkey-Auto-DR HVAC Control | C&I Curtailment | Winter Evening | Medium Industrial | PCT | 129748.0977 | 0 | 0 | 1
ENS | Alternate Scenario | C&I Curtailment-Turnkey-Auto-DR HVAC Control | C&I Curtailment | Winter Evening | Medium Industrial | RIM | 516837.5894 | 218157.4699 | 2.3588 | 1
ENS | Alternate Scenario | C&I Curtailment-Turnkey-Auto-DR HVAC Control | C&I Curtailment | Winter Evening | Medium Industrial | SCT | 516837.5894 | 88409.3722 | 5.7256 | 1
ENS | Alternate Scenario | C&I Curtailment-Turnkey-Auto-DR HVAC Control | C&I Curtailment | Winter Evening | Medium Industrial | NS Test Broad | 550816.9565 | 94092.4936 | 5.7321 | 1
ENS | Alternate Scenario | C&I Curtailment-Turnkey-Standard Lighting Control | C&I Curtailment | Winter Evening | Medium Industrial | TRC | 2525214.1374 | 441606.5383 | 5.7256 | 1
ENS | Alternate Scenario | C&I Curtailment-Turnkey-Standard Lighting Control | C&I Curtailment | Winter Evening | Medium Industrial | PAC | 2525214.1374 | 1070522.8453 | 2.3588 | 1
ENS | Alternate Scenario | C&I Curtailment-Turnkey-Standard Lighting Control | C&I Curtailment | Winter Evening | Medium Industrial | PCT | 628916.3071 | 0 | 0 | 1
ENS | Alternate Scenario | C&I Curtailment-Turnkey-Standard Lighting Control | C&I Curtailment | Winter Evening | Medium Industrial | RIM | 2525214.1374 | 1070522.8453 | 2.3588 | 1
ENS | Alternate Scenario | C&I Curtailment-Turnkey-Standard Lighting Control | C&I Curtailment | Winter Evening | Medium Industrial | SCT | 2525214.1374 | 441606.5383 | 5.7256 | 1
ENS | Alternate Scenario | C&I Curtailment-Turnkey-Standard Lighting Control | C&I Curtailment | Winter Evening | Medium Industrial | NS Test Broad | 2661321.3643 | 464901.1483 | 5.7321 | 1
ENS | Alternate Scenario | C&I Curtailment-Turnkey-Water Heating Control | C&I Curtailment | Winter Evening | Medium Industrial | TRC | 238811.7708 | 41666.2092 | 5.7256 | 1
ENS | Alternate Scenario | C&I Curtailment-Turnkey-Water Heating Control | C&I Curtailment | Winter Evening | Medium Industrial | PAC | 238811.7708 | 101215.8751 | 2.3588 | 1
ENS | Alternate Scenario | C&I Curtailment-Turnkey-Water Heating Control | C&I Curtailment | Winter Evening | Medium Industrial | PCT | 59549.6659 | 0 | 0 | 1
ENS | Alternate Scenario | C&I Curtailment-Turnkey-Water Heating Control | C&I Curtailment | Winter Evening | Medium Industrial | RIM | 238811.7708 | 101215.8751 | 2.3588 | 1
ENS | Alternate Scenario | C&I Curtailment-Turnkey-Water Heating Control | C&I Curtailment | Winter Evening | Medium Industrial | SCT | 238811.7708 | 41666.2092 | 5.7256 | 1
ENS | Alternate Scenario | C&I Curtailment-Turnkey-Water Heating Control | C&I Curtailment | Winter Evening | Medium Industrial | NS Test Broad | 251959.7793 | 43909.649 | 5.7321 | 1
ENS | Alternate Scenario | C&I Curtailment-Turnkey-Other | C&I Curtailment | Winter Evening | Medium Industrial | TRC | 3320332.5234 | 579486.1528 | 5.7256 | 1
ENS | Alternate Scenario | C&I Curtailment-Turnkey-Other | C&I Curtailment | Winter Evening | Medium Industrial | PAC | 3320332.5234 | 1407349.9882 | 2.3588 | 1
ENS | Alternate Scenario | C&I Curtailment-Turnkey-Other | C&I Curtailment | Winter Evening | Medium Industrial | PCT | 827863.8354 | 0 | 0 | 1
ENS | Alternate Scenario | C&I Curtailment-Turnkey-Other | C&I Curtailment | Winter Evening | Medium Industrial | RIM | 3320332.5234 | 1407349.9882 | 2.3588 | 1
ENS | Alternate Scenario | C&I Curtailment-Turnkey-Other | C&I Curtailment | Winter Evening | Medium Industrial | SCT | 3320332.5234 | 579486.1528 | 5.7256 | 1
ENS | Alternate Scenario | C&I Curtailment-Turnkey-Other | C&I Curtailment | Winter Evening | Medium Industrial | NS Test Broad | 3502666.2012 | 610608.9575 | 5.7321 | 1
ENS | Alternate Scenario | C&I Curtailment-Turnkey-Manual HVAC Control | C&I Curtailment | Winter Morning | Large Industrial | TRC | 132878.1009 | 23405.8371 | 5.6827 | 1
ENS | Alternate Scenario | C&I Curtailment-Turnkey-Manual HVAC Control | C&I Curtailment | Winter Morning | Large Industrial | PAC | 132878.1009 | 56523.9958 | 2.351 | 1
ENS | Alternate Scenario | C&I Curtailment-Turnkey-Manual HVAC Control | C&I Curtailment | Winter Morning | Large Industrial | PCT | 33118.1586 | 0 | 0 | 1
ENS | Alternate Scenario | C&I Curtailment-Turnkey-Manual HVAC Control | C&I Curtailment | Winter Morning | Large Industrial | RIM | 132878.1009 | 56523.9958 | 2.351 | 1
ENS | Alternate Scenario | C&I Curtailment-Turnkey-Manual HVAC Control | C&I Curtailment | Winter Morning | Large Industrial | SCT | 132878.1009 | 23405.8371 | 5.6827 | 1
ENS | Alternate Scenario | C&I Curtailment-Turnkey-Manual HVAC Control | C&I Curtailment | Winter Morning | Large Industrial | NS Test Broad | 140049.4856 | 24643.0028 | 5.6888 | 1
ENS | Alternate Scenario | C&I Curtailment-Turnkey-Auto-DR HVAC Control | C&I Curtailment | Winter Morning | Large Industrial | TRC | 8996.6002 | 1551.1508 | 5.6827 | 1
ENS | Alternate Scenario | C&I Curtailment-Turnkey-Auto-DR HVAC Control | C&I Curtailment | Winter Morning | Large Industrial | PAC | 8996.6002 | 3810.3904 | 2.351 | 1
ENS | Alternate Scenario | C&I Curtailment-Turnkey-Auto-DR HVAC Control | C&I Curtailment | Winter Morning | Large Industrial | PCT | 2259.2397 | 0 | 0 | 1
ENS | Alternate Scenario | C&I Curtailment-Turnkey-Auto-DR HVAC Control | C&I Curtailment | Winter Morning | Large Industrial | RIM | 8996.6002 | 3810.3904 | 2.351 | 1
ENS | Alternate Scenario | C&I Curtailment-Turnkey-Auto-DR HVAC Control | C&I Curtailment | Winter Morning | Large Industrial | SCT | 8996.6002 | 1551.1508 | 5.6827 | 1
ENS | Alternate Scenario | C&I Curtailment-Turnkey-Auto-DR HVAC Control | C&I Curtailment | Winter Morning | Large Industrial | NS Test Broad | 9587.5655 | 1650.8261 | 5.6888 | 1
ENS | Alternate Scenario | C&I Curtailment-Turnkey-Standard Lighting Control | C&I Curtailment | Winter Morning | Large Industrial | TRC | 57397.9691 | 10110.7098 | 5.6827 | 1
ENS | Alternate Scenario | C&I Curtailment-Turnkey-Standard Lighting Control | C&I Curtailment | Winter Morning | Large Industrial | PAC | 57397.9691 | 24413.2857 | 2.351 | 1
ENS | Alternate Scenario | C&I Curtailment-Turnkey-Standard Lighting Control | C&I Curtailment | Winter Morning | Large Industrial | PCT | 14302.5759 | 0 | 0 | 1
ENS | Alternate Scenario | C&I Curtailment-Turnkey-Standard Lighting Control | C&I Curtailment | Winter Morning | Large Industrial | RIM | 57397.9691 | 24413.2857 | 2.351 | 1
ENS | Alternate Scenario | C&I Curtailment-Turnkey-Standard Lighting Control | C&I Curtailment | Winter Morning | Large Industrial | SCT | 57397.9691 | 10110.7098 | 5.6827 | 1
ENS | Alternate Scenario | C&I Curtailment-Turnkey-Standard Lighting Control | C&I Curtailment | Winter Morning | Large Industrial | NS Test Broad | 60495.5119 | 10645.1656 | 5.6888 | 1
ENS | Alternate Scenario | C&I Curtailment-Turnkey-Water Heating Control | C&I Curtailment | Winter Morning | Large Industrial | TRC | 2842.3774 | 499.7427 | 5.6827 | 1
ENS | Alternate Scenario | C&I Curtailment-Turnkey-Water Heating Control | C&I Curtailment | Winter Morning | Large Industrial | PAC | 2842.3774 | 1208.7568 | 2.351 | 1
ENS | Alternate Scenario | C&I Curtailment-Turnkey-Water Heating Control | C&I Curtailment | Winter Morning | Large Industrial | PCT | 709.0141 | 0 | 0 | 1
ENS | Alternate Scenario | C&I Curtailment-Turnkey-Water Heating Control | C&I Curtailment | Winter Morning | Large Industrial | RIM | 2842.3774 | 1208.7568 | 2.351 | 1
ENS | Alternate Scenario | C&I Curtailment-Turnkey-Water Heating Control | C&I Curtailment | Winter Morning | Large Industrial | SCT | 2842.3774 | 499.7427 | 5.6827 | 1
ENS | Alternate Scenario | C&I Curtailment-Turnkey-Water Heating Control | C&I Curtailment | Winter Morning | Large Industrial | NS Test Broad | 2998.5559 | 526.6214 | 5.6888 | 1
ENS | Alternate Scenario | C&I Curtailment-Turnkey-Other | C&I Curtailment | Winter Morning | Large Industrial | TRC | 60966.5655 | 10721.7615 | 5.6827 | 1
ENS | Alternate Scenario | C&I Curtailment-Turnkey-Other | C&I Curtailment | Winter Morning | Large Industrial | PAC | 60966.5655 | 25928.0916 | 2.351 | 1
ENS | Alternate Scenario | C&I Curtailment-Turnkey-Other | C&I Curtailment | Winter Morning | Large Industrial | PCT | 15206.33 | 0 | 0 | 1
ENS | Alternate Scenario | C&I Curtailment-Turnkey-Other | C&I Curtailment | Winter Morning | Large Industrial | RIM | 60966.5655 | 25928.0916 | 2.351 | 1
ENS | Alternate Scenario | C&I Curtailment-Turnkey-Other | C&I Curtailment | Winter Morning | Large Industrial | SCT | 60966.5655 | 10721.7615 | 5.6827 | 1
ENS | Alternate Scenario | C&I Curtailment-Turnkey-Other | C&I Curtailment | Winter Morning | Large Industrial | NS Test Broad | 64308.3063 | 11297.0637 | 5.6888 | 1
ENS | Alternate Scenario | C&I Curtailment-Turnkey-Industrial | C&I Curtailment | Winter Morning | Large Industrial | TRC | 11969.8216 | 2105.9798 | 5.6827 | 1
ENS | Alternate Scenario | C&I Curtailment-Turnkey-Industrial | C&I Curtailment | Winter Morning | Large Industrial | PAC | 11969.8216 | 5090.771 | 2.351 | 1
ENS | Alternate Scenario | C&I Curtailment-Turnkey-Industrial | C&I Curtailment | Winter Morning | Large Industrial | PCT | 2984.7911 | 0 | 0 | 1
ENS | Alternate Scenario | C&I Curtailment-Turnkey-Industrial | C&I Curtailment | Winter Morning | Large Industrial | RIM | 11969.8216 | 5090.771 | 2.351 | 1
ENS | Alternate Scenario | C&I Curtailment-Turnkey-Industrial | C&I Curtailment | Winter Morning | Large Industrial | SCT | 11969.8216 | 2105.9798 | 5.6827 | 1
ENS | Alternate Scenario | C&I Curtailment-Turnkey-Industrial | C&I Curtailment | Winter Morning | Large Industrial | NS Test Broad | 12623.1335 | 2218.5182 | 5.6888 | 1
ENS | Alternate Scenario | C&I Curtailment-Turnkey-Manual HVAC Control | C&I Curtailment | Winter Evening | Large Industrial | TRC | 131748.6067 | 23032.0893 | 5.7256 | 1
ENS | Alternate Scenario | C&I Curtailment-Turnkey-Manual HVAC Control | C&I Curtailment | Winter Evening | Large Industrial | PAC | 131748.6067 | 55856.7746 | 2.3588 | 1
ENS | Alternate Scenario | C&I Curtailment-Turnkey-Manual HVAC Control | C&I Curtailment | Winter Evening | Large Industrial | PCT | 32824.6853 | 0 | 0 | 1
ENS | Alternate Scenario | C&I Curtailment-Turnkey-Manual HVAC Control | C&I Curtailment | Winter Evening | Large Industrial | RIM | 131748.6067 | 55856.7746 | 2.3588 | 1
ENS | Alternate Scenario | C&I Curtailment-Turnkey-Manual HVAC Control | C&I Curtailment | Winter Evening | Large Industrial | SCT | 131748.6067 | 23032.0893 | 5.7256 | 1
ENS | Alternate Scenario | C&I Curtailment-Turnkey-Manual HVAC Control | C&I Curtailment | Winter Evening | Large Industrial | NS Test Broad | 138871.2409 | 24250.4258 | 5.7321 | 1
ENS | Alternate Scenario | C&I Curtailment-Turnkey-Auto-DR HVAC Control | C&I Curtailment | Winter Evening | Large Industrial | TRC | 8926.5939 | 1526.947 | 5.7256 | 1
ENS | Alternate Scenario | C&I Curtailment-Turnkey-Auto-DR HVAC Control | C&I Curtailment | Winter Evening | Large Industrial | PAC | 8926.5939 | 3767.9153 | 2.3588 | 1
ENS | Alternate Scenario | C&I Curtailment-Turnkey-Auto-DR HVAC Control | C&I Curtailment | Winter Evening | Large Industrial | PCT | 2240.9684 | 0 | 0 | 1
ENS | Alternate Scenario | C&I Curtailment-Turnkey-Auto-DR HVAC Control | C&I Curtailment | Winter Evening | Large Industrial | RIM | 8926.5939 | 3767.9153 | 2.3588 | 1
ENS | Alternate Scenario | C&I Curtailment-Turnkey-Auto-DR HVAC Control | C&I Curtailment | Winter Evening | Large Industrial | SCT | 8926.5939 | 1526.947 | 5.7256 | 1
ENS | Alternate Scenario | C&I Curtailment-Turnkey-Auto-DR HVAC Control | C&I Curtailment | Winter Evening | Large Industrial | NS Test Broad | 9513.573 | 1625.1191 | 5.7321 | 1
ENS | Alternate Scenario | C&I Curtailment-Turnkey-Standard Lighting Control | C&I Curtailment | Winter Evening | Large Industrial | TRC | 56910.032 | 9949.2554 | 5.7256 | 1
ENS | Alternate Scenario | C&I Curtailment-Turnkey-Standard Lighting Control | C&I Curtailment | Winter Evening | Large Industrial | PAC | 56910.032 | 24125.1062 | 2.3588 | 1
ENS | Alternate Scenario | C&I Curtailment-Turnkey-Standard Lighting Control | C&I Curtailment | Winter Evening | Large Industrial | PCT | 14175.8508 | 0 | 0 | 1
ENS | Alternate Scenario | C&I Curtailment-Turnkey-Standard Lighting Control | C&I Curtailment | Winter Evening | Large Industrial | RIM | 56910.032 | 24125.1062 | 2.3588 | 1
ENS | Alternate Scenario | C&I Curtailment-Turnkey-Standard Lighting Control | C&I Curtailment | Winter Evening | Large Industrial | SCT | 56910.032 | 9949.2554 | 5.7256 | 1
ENS | Alternate Scenario | C&I Curtailment-Turnkey-Standard Lighting Control | C&I Curtailment | Winter Evening | Large Industrial | NS Test Broad | 59986.5192 | 10475.5768 | 5.7321 | 1
ENS | Alternate Scenario | C&I Curtailment-Turnkey-Water Heating Control | C&I Curtailment | Winter Evening | Large Industrial | TRC | 2818.4249 | 491.7799 | 5.7256 | 1
ENS | Alternate Scenario | C&I Curtailment-Turnkey-Water Heating Control | C&I Curtailment | Winter Evening | Large Industrial | PAC | 2818.4249 | 1194.565 | 2.3588 | 1
ENS | Alternate Scenario | C&I Curtailment-Turnkey-Water Heating Control | C&I Curtailment | Winter Evening | Large Industrial | PCT | 702.7851 | 0 | 0 | 1
ENS | Alternate Scenario | C&I Curtailment-Turnkey-Water Heating Control | C&I Curtailment | Winter Evening | Large Industrial | RIM | 2818.4249 | 1194.565 | 2.3588 | 1
ENS | Alternate Scenario | C&I Curtailment-Turnkey-Water Heating Control | C&I Curtailment | Winter Evening | Large Industrial | SCT | 2818.4249 | 491.7799 | 5.7256 | 1
ENS | Alternate Scenario | C&I Curtailment-Turnkey-Water Heating Control | C&I Curtailment | Winter Evening | Large Industrial | NS Test Broad | 2973.5434 | 518.25 | 5.7321 | 1
ENS | Alternate Scenario | C&I Curtailment-Turnkey-Other | C&I Curtailment | Winter Evening | Large Industrial | TRC | 60452.1819 | 10550.8728 | 5.7256 | 1
ENS | Alternate Scenario | C&I Curtailment-Turnkey-Other | C&I Curtailment | Winter Evening | Large Industrial | PAC | 60452.1819 | 25623.4444 | 2.3588 | 1
ENS | Alternate Scenario | C&I Curtailment-Turnkey-Other | C&I Curtailment | Winter Evening | Large Industrial | PCT | 15072.5716 | 0 | 0 | 1
ENS | Alternate Scenario | C&I Curtailment-Turnkey-Other | C&I Curtailment | Winter Evening | Large Industrial | RIM | 60452.1819 | 25623.4444 | 2.3588 | 1
ENS | Alternate Scenario | C&I Curtailment-Turnkey-Other | C&I Curtailment | Winter Evening | Large Industrial | SCT | 60452.1819 | 10550.8728 | 5.7256 | 1
ENS | Alternate Scenario | C&I Curtailment-Turnkey-Other | C&I Curtailment | Winter Evening | Large Industrial | NS Test Broad | 63771.2366 | 11117.4266 | 5.7321 | 1
ENS | Alternate Scenario | C&I Curtailment-Turnkey-Industrial | C&I Curtailment | Winter Evening | Large Industrial | TRC | 11868.6201 | 2072.3963 | 5.7256 | 1
ENS | Alternate Scenario | C&I Curtailment-Turnkey-Industrial | C&I Curtailment | Winter Evening | Large Industrial | PAC | 11868.6201 | 5030.8794 | 2.3588 | 1
ENS | Alternate Scenario | C&I Curtailment-Turnkey-Industrial | C&I Curtailment | Winter Evening | Large Industrial | PCT | 2958.4832 | 0 | 0 | 1
ENS | Alternate Scenario | C&I Curtailment-Turnkey-Industrial | C&I Curtailment | Winter Evening | Large Industrial | RIM | 11868.6201 | 5030.8794 | 2.3588 | 1
ENS | Alternate Scenario | C&I Curtailment-Turnkey-Industrial | C&I Curtailment | Winter Evening | Large Industrial | SCT | 11868.6201 | 2072.3963 | 5.7256 | 1
ENS | Alternate Scenario | C&I Curtailment-Turnkey-Industrial | C&I Curtailment | Winter Evening | Large Industrial | NS Test Broad | 12517.4952 | 2183.2229 | 5.7321 | 1
ENS | Alternate Scenario | C&I Loadshift to BUGs | C&I Loadshift to BUGs | Winter Morning | Large General | TRC | 5730964.577 | 994715.7911 | 5.759 | 1
ENS | Alternate Scenario | C&I Loadshift to BUGs | C&I Loadshift to BUGs | Winter Morning | Large General | PAC | 5730964.577 | 2410824.9444 | 2.3756 | 1
ENS | Alternate Scenario | C&I Loadshift to BUGs | C&I Loadshift to BUGs | Winter Morning | Large General | PCT | 1416109.1533 | 0 | 0 | 1
ENS | Alternate Scenario | C&I Loadshift to BUGs | C&I Loadshift to BUGs | Winter Morning | Large General | RIM | 5730964.577 | 2410824.9444 | 2.3756 | 1
ENS | Alternate Scenario | C&I Loadshift to BUGs | C&I Loadshift to BUGs | Winter Morning | Large General | SCT | 5730964.577 | 994715.7911 | 5.759 | 1
ENS | Alternate Scenario | C&I Loadshift to BUGs | C&I Loadshift to BUGs | Winter Morning | Large General | NS Test Broad | 5997445.9238 | 1040425.5691 | 5.7621 | 1
ENS | Alternate Scenario | C&I Loadshift to BUGs | C&I Loadshift to BUGs | Winter Evening | Large General | TRC | 4914279.6637 | 873118.8063 | 5.6248 | 1
ENS | Alternate Scenario | C&I Loadshift to BUGs | C&I Loadshift to BUGs | Winter Evening | Large General | PAC | 4914279.6637 | 2086980.1381 | 2.3525 | 1
ENS | Alternate Scenario | C&I Loadshift to BUGs | C&I Loadshift to BUGs | Winter Evening | Large General | PCT | 1213861.3317 | 0 | 0 | 1
ENS | Alternate Scenario | C&I Loadshift to BUGs | C&I Loadshift to BUGs | Winter Evening | Large General | RIM | 4914279.6637 | 2086980.1381 | 2.3525 | 1
ENS | Alternate Scenario | C&I Loadshift to BUGs | C&I Loadshift to BUGs | Winter Evening | Large General | SCT | 4914279.6637 | 873118.8063 | 5.6248 | 1
ENS | Alternate Scenario | C&I Loadshift to BUGs | C&I Loadshift to BUGs | Winter Evening | Large General | NS Test Broad | 5143285.1742 | 913234.4456 | 5.6284 | 1
ENS | Alternate Scenario | C&I Loadshift to BUGs | C&I Loadshift to BUGs | Winter Morning | Small Industrial | TRC | 1555457.3245 | 271306.1189 | 5.759 | 1
ENS | Alternate Scenario | C&I Loadshift to BUGs | C&I Loadshift to BUGs | Winter Morning | Small Industrial | PAC | 1555457.3245 | 658008.7508 | 2.3756 | 1
ENS | Alternate Scenario | C&I Loadshift to BUGs | C&I Loadshift to BUGs | Winter Morning | Small Industrial | PCT | 386702.6319 | 0 | 0 | 1
ENS | Alternate Scenario | C&I Loadshift to BUGs | C&I Loadshift to BUGs | Winter Morning | Small Industrial | RIM | 1555457.3245 | 658008.7508 | 2.3756 | 1
ENS | Alternate Scenario | C&I Loadshift to BUGs | C&I Loadshift to BUGs | Winter Morning | Small Industrial | SCT | 1555457.3245 | 271306.1189 | 5.759 | 1
ENS | Alternate Scenario | C&I Loadshift to BUGs | C&I Loadshift to BUGs | Winter Morning | Small Industrial | NS Test Broad | 1628609.8027 | 283912.2335 | 5.7621 | 1
ENS | Alternate Scenario | C&I Loadshift to BUGs | C&I Loadshift to BUGs | Winter Evening | Small Industrial | TRC | 2128735.4899 | 380053.965 | 5.6248 | 1
ENS | Alternate Scenario | C&I Loadshift to BUGs | C&I Loadshift to BUGs | Winter Evening | Small Industrial | PAC | 2128735.4899 | 909085.7144 | 2.3525 | 1
ENS | Alternate Scenario | C&I Loadshift to BUGs | C&I Loadshift to BUGs | Winter Evening | Small Industrial | PCT | 529031.7494 | 0 | 0 | 1
ENS | Alternate Scenario | C&I Loadshift to BUGs | C&I Loadshift to BUGs | Winter Evening | Small Industrial | RIM | 2128735.4899 | 909085.7144 | 2.3525 | 1
ENS | Alternate Scenario | C&I Loadshift to BUGs | C&I Loadshift to BUGs | Winter Evening | Small Industrial | SCT | 2128735.4899 | 380053.965 | 5.6248 | 1
ENS | Alternate Scenario | C&I Loadshift to BUGs | C&I Loadshift to BUGs | Winter Evening | Small Industrial | NS Test Broad | 2229064.2496 | 397710.1049 | 5.6284 | 1
ENS | Alternate Scenario | C&I Loadshift to BUGs | C&I Loadshift to BUGs | Winter Morning | Medium Industrial | TRC | 5856670.8784 | 1016148.7531 | 5.759 | 1
ENS | Alternate Scenario | C&I Loadshift to BUGs | C&I Loadshift to BUGs | Winter Morning | Medium Industrial | PAC | 5856670.8784 | 2463812.6286 | 2.3756 | 1
ENS | Alternate Scenario | C&I Loadshift to BUGs | C&I Loadshift to BUGs | Winter Morning | Medium Industrial | PCT | 1447663.8755 | 0 | 0 | 1
ENS | Alternate Scenario | C&I Loadshift to BUGs | C&I Loadshift to BUGs | Winter Morning | Medium Industrial | RIM | 5856670.8784 | 2463812.6286 | 2.3756 | 1
ENS | Alternate Scenario | C&I Loadshift to BUGs | C&I Loadshift to BUGs | Winter Morning | Medium Industrial | SCT | 5856670.8784 | 1016148.7531 | 5.759 | 1
ENS | Alternate Scenario | C&I Loadshift to BUGs | C&I Loadshift to BUGs | Winter Morning | Medium Industrial | NS Test Broad | 6131026.5984 | 1063171.376 | 5.7621 | 1
ENS | Alternate Scenario | C&I Loadshift to BUGs | C&I Loadshift to BUGs | Winter Evening | Medium Industrial | TRC | 5648006.2249 | 1003070.2359 | 5.6248 | 1
ENS | Alternate Scenario | C&I Loadshift to BUGs | C&I Loadshift to BUGs | Winter Evening | Medium Industrial | PAC | 5648006.2249 | 2398643.7838 | 2.3525 | 1
ENS | Alternate Scenario | C&I Loadshift to BUGs | C&I Loadshift to BUGs | Winter Evening | Medium Industrial | PCT | 1395573.5479 | 0 | 0 | 1
ENS | Alternate Scenario | C&I Loadshift to BUGs | C&I Loadshift to BUGs | Winter Evening | Medium Industrial | RIM | 5648006.2249 | 2398643.7838 | 2.3525 | 1
ENS | Alternate Scenario | C&I Loadshift to BUGs | C&I Loadshift to BUGs | Winter Evening | Medium Industrial | SCT | 5648006.2249 | 1003070.2359 | 5.6248 | 1
ENS | Alternate Scenario | C&I Loadshift to BUGs | C&I Loadshift to BUGs | Winter Evening | Medium Industrial | NS Test Broad | 5913159.2019 | 1049480.0869 | 5.6284 | 1
ENS | Alternate Scenario | Dynamic Pricing with enabling tech. | Dynamic Pricing | Winter Morning | Small General | TRC | 11087.6147 | 1642.198 | 7.3977 | 1
ENS | Alternate Scenario | Dynamic Pricing with enabling tech. | Dynamic Pricing | Winter Morning | Small General | PAC | 11087.6147 | 1642.198 | 7.3977 | 1
ENS | Alternate Scenario | Dynamic Pricing with enabling tech. | Dynamic Pricing | Winter Morning | Small General | PCT | 0 | 0 | 0 | 1
ENS | Alternate Scenario | Dynamic Pricing with enabling tech. | Dynamic Pricing | Winter Morning | Small General | RIM | 11087.6147 | 1642.198 | 7.3977 | 1
ENS | Alternate Scenario | Dynamic Pricing with enabling tech. | Dynamic Pricing | Winter Morning | Small General | SCT | 11087.6147 | 1642.198 | 7.3977 | 1
ENS | Alternate Scenario | Dynamic Pricing with enabling tech. | Dynamic Pricing | Winter Morning | Small General | NS Test Broad | 11685.0011 | 1728.2417 | 7.3016 | 1
ENS | Alternate Scenario | Dynamic Pricing w/o enabling tech. | Dynamic Pricing | Winter Morning | Small General | TRC | 0 | 0 | 7.3977 | 1
ENS | Alternate Scenario | Dynamic Pricing w/o enabling tech. | Dynamic Pricing | Winter Morning | Small General | PAC | 0 | 0 | 7.3977 | 1
ENS | Alternate Scenario | Dynamic Pricing w/o enabling tech. | Dynamic Pricing | Winter Morning | Small General | PCT | 0 | 0 | 0 | 1
ENS | Alternate Scenario | Dynamic Pricing w/o enabling tech. | Dynamic Pricing | Winter Morning | Small General | RIM | 0 | 0 | 7.3977 | 1
ENS | Alternate Scenario | Dynamic Pricing w/o enabling tech. | Dynamic Pricing | Winter Morning | Small General | SCT | 0 | 0 | 7.3977 | 1
ENS | Alternate Scenario | Dynamic Pricing w/o enabling tech. | Dynamic Pricing | Winter Morning | Small General | NS Test Broad | 0 | 0 | 7.3016 | 1
ENS | Alternate Scenario | Dynamic Pricing with enabling tech. | Dynamic Pricing | Winter Evening | Small General | TRC | 12837.8083 | 1650.8832 | 8.4007 | 1
ENS | Alternate Scenario | Dynamic Pricing with enabling tech. | Dynamic Pricing | Winter Evening | Small General | PAC | 12837.8083 | 1650.8832 | 8.4007 | 1
ENS | Alternate Scenario | Dynamic Pricing with enabling tech. | Dynamic Pricing | Winter Evening | Small General | PCT | 0 | 0 | 0 | 1
ENS | Alternate Scenario | Dynamic Pricing with enabling tech. | Dynamic Pricing | Winter Evening | Small General | RIM | 12837.8083 | 1650.8832 | 8.4007 | 1
ENS | Alternate Scenario | Dynamic Pricing with enabling tech. | Dynamic Pricing | Winter Evening | Small General | SCT | 12837.8083 | 1650.8832 | 8.4007 | 1
ENS | Alternate Scenario | Dynamic Pricing with enabling tech. | Dynamic Pricing | Winter Evening | Small General | NS Test Broad | 13530.6539 | 1737.3365 | 8.2922 | 1
ENS | Alternate Scenario | Dynamic Pricing w/o enabling tech. | Dynamic Pricing | Winter Evening | Small General | TRC | 0 | 0 | 8.4007 | 1
ENS | Alternate Scenario | Dynamic Pricing w/o enabling tech. | Dynamic Pricing | Winter Evening | Small General | PAC | 0 | 0 | 8.4007 | 1
ENS | Alternate Scenario | Dynamic Pricing w/o enabling tech. | Dynamic Pricing | Winter Evening | Small General | PCT | 0 | 0 | 0 | 1
ENS | Alternate Scenario | Dynamic Pricing w/o enabling tech. | Dynamic Pricing | Winter Evening | Small General | RIM | 0 | 0 | 8.4007 | 1
ENS | Alternate Scenario | Dynamic Pricing w/o enabling tech. | Dynamic Pricing | Winter Evening | Small General | SCT | 0 | 0 | 8.4007 | 1
ENS | Alternate Scenario | Dynamic Pricing w/o enabling tech. | Dynamic Pricing | Winter Evening | Small General | NS Test Broad | 0 | 0 | 8.2922 | 1
ENS | Alternate Scenario | Dynamic Pricing with enabling tech. | Dynamic Pricing | Winter Morning | General | TRC | 0 | 0 | 7.3977 | 1
ENS | Alternate Scenario | Dynamic Pricing with enabling tech. | Dynamic Pricing | Winter Morning | General | PAC | 0 | 0 | 7.3977 | 1
ENS | Alternate Scenario | Dynamic Pricing with enabling tech. | Dynamic Pricing | Winter Morning | General | PCT | 0 | 0 | 0 | 1
ENS | Alternate Scenario | Dynamic Pricing with enabling tech. | Dynamic Pricing | Winter Morning | General | RIM | 0 | 0 | 7.3977 | 1
ENS | Alternate Scenario | Dynamic Pricing with enabling tech. | Dynamic Pricing | Winter Morning | General | SCT | 0 | 0 | 7.3977 | 1
ENS | Alternate Scenario | Dynamic Pricing with enabling tech. | Dynamic Pricing | Winter Morning | General | NS Test Broad | 0 | 0 | 7.3016 | 1
ENS | Alternate Scenario | Dynamic Pricing w/o enabling tech. | Dynamic Pricing | Winter Morning | General | TRC | 0 | 0 | 7.3977 | 1
ENS | Alternate Scenario | Dynamic Pricing w/o enabling tech. | Dynamic Pricing | Winter Morning | General | PAC | 0 | 0 | 7.3977 | 1
ENS | Alternate Scenario | Dynamic Pricing w/o enabling tech. | Dynamic Pricing | Winter Morning | General | PCT | 0 | 0 | 0 | 1
ENS | Alternate Scenario | Dynamic Pricing w/o enabling tech. | Dynamic Pricing | Winter Morning | General | RIM | 0 | 0 | 7.3977 | 1
ENS | Alternate Scenario | Dynamic Pricing w/o enabling tech. | Dynamic Pricing | Winter Morning | General | SCT | 0 | 0 | 7.3977 | 1
ENS | Alternate Scenario | Dynamic Pricing w/o enabling tech. | Dynamic Pricing | Winter Morning | General | NS Test Broad | 0 | 0 | 7.3016 | 1
ENS | Alternate Scenario | Dynamic Pricing with enabling tech. | Dynamic Pricing | Winter Evening | General | TRC | 0 | 0 | 8.4007 | 1
ENS | Alternate Scenario | Dynamic Pricing with enabling tech. | Dynamic Pricing | Winter Evening | General | PAC | 0 | 0 | 8.4007 | 1
ENS | Alternate Scenario | Dynamic Pricing with enabling tech. | Dynamic Pricing | Winter Evening | General | PCT | 0 | 0 | 0 | 1
ENS | Alternate Scenario | Dynamic Pricing with enabling tech. | Dynamic Pricing | Winter Evening | General | RIM | 0 | 0 | 8.4007 | 1
ENS | Alternate Scenario | Dynamic Pricing with enabling tech. | Dynamic Pricing | Winter Evening | General | SCT | 0 | 0 | 8.4007 | 1
ENS | Alternate Scenario | Dynamic Pricing with enabling tech. | Dynamic Pricing | Winter Evening | General | NS Test Broad | 0 | 0 | 8.2922 | 1
ENS | Alternate Scenario | Dynamic Pricing w/o enabling tech. | Dynamic Pricing | Winter Evening | General | TRC | 0 | 0 | 8.4007 | 1
ENS | Alternate Scenario | Dynamic Pricing w/o enabling tech. | Dynamic Pricing | Winter Evening | General | PAC | 0 | 0 | 8.4007 | 1
ENS | Alternate Scenario | Dynamic Pricing w/o enabling tech. | Dynamic Pricing | Winter Evening | General | PCT | 0 | 0 | 0 | 1
ENS | Alternate Scenario | Dynamic Pricing w/o enabling tech. | Dynamic Pricing | Winter Evening | General | RIM | 0 | 0 | 8.4007 | 1
ENS | Alternate Scenario | Dynamic Pricing w/o enabling tech. | Dynamic Pricing | Winter Evening | General | SCT | 0 | 0 | 8.4007 | 1
ENS | Alternate Scenario | Dynamic Pricing w/o enabling tech. | Dynamic Pricing | Winter Evening | General | NS Test Broad | 0 | 0 | 8.2922 | 1
ENS | Alternate Scenario | Dynamic Pricing with enabling tech. | Dynamic Pricing | Winter Morning | Large General | TRC | 0 | 0 | 7.3977 | 1
ENS | Alternate Scenario | Dynamic Pricing with enabling tech. | Dynamic Pricing | Winter Morning | Large General | PAC | 0 | 0 | 7.3977 | 1
ENS | Alternate Scenario | Dynamic Pricing with enabling tech. | Dynamic Pricing | Winter Morning | Large General | PCT | 0 | 0 | 0 | 1
ENS | Alternate Scenario | Dynamic Pricing with enabling tech. | Dynamic Pricing | Winter Morning | Large General | RIM | 0 | 0 | 7.3977 | 1
ENS | Alternate Scenario | Dynamic Pricing with enabling tech. | Dynamic Pricing | Winter Morning | Large General | SCT | 0 | 0 | 7.3977 | 1
ENS | Alternate Scenario | Dynamic Pricing with enabling tech. | Dynamic Pricing | Winter Morning | Large General | NS Test Broad | 0 | 0 | 7.3016 | 1
ENS | Alternate Scenario | Dynamic Pricing w/o enabling tech. | Dynamic Pricing | Winter Morning | Large General | TRC | 0 | 0 | 7.3977 | 1
ENS | Alternate Scenario | Dynamic Pricing w/o enabling tech. | Dynamic Pricing | Winter Morning | Large General | PAC | 0 | 0 | 7.3977 | 1
ENS | Alternate Scenario | Dynamic Pricing w/o enabling tech. | Dynamic Pricing | Winter Morning | Large General | PCT | 0 | 0 | 0 | 1
ENS | Alternate Scenario | Dynamic Pricing w/o enabling tech. | Dynamic Pricing | Winter Morning | Large General | RIM | 0 | 0 | 7.3977 | 1
ENS | Alternate Scenario | Dynamic Pricing w/o enabling tech. | Dynamic Pricing | Winter Morning | Large General | SCT | 0 | 0 | 7.3977 | 1
ENS | Alternate Scenario | Dynamic Pricing w/o enabling tech. | Dynamic Pricing | Winter Morning | Large General | NS Test Broad | 0 | 0 | 7.3016 | 1
ENS | Alternate Scenario | Dynamic Pricing with enabling tech. | Dynamic Pricing | Winter Evening | Large General | TRC | 0 | 0 | 8.4007 | 1
ENS | Alternate Scenario | Dynamic Pricing with enabling tech. | Dynamic Pricing | Winter Evening | Large General | PAC | 0 | 0 | 8.4007 | 1
ENS | Alternate Scenario | Dynamic Pricing with enabling tech. | Dynamic Pricing | Winter Evening | Large General | PCT | 0 | 0 | 0 | 1
ENS | Alternate Scenario | Dynamic Pricing with enabling tech. | Dynamic Pricing | Winter Evening | Large General | RIM | 0 | 0 | 8.4007 | 1
ENS | Alternate Scenario | Dynamic Pricing with enabling tech. | Dynamic Pricing | Winter Evening | Large General | SCT | 0 | 0 | 8.4007 | 1
ENS | Alternate Scenario | Dynamic Pricing with enabling tech. | Dynamic Pricing | Winter Evening | Large General | NS Test Broad | 0 | 0 | 8.2922 | 1
ENS | Alternate Scenario | Dynamic Pricing w/o enabling tech. | Dynamic Pricing | Winter Evening | Large General | TRC | 0 | 0 | 8.4007 | 1
ENS | Alternate Scenario | Dynamic Pricing w/o enabling tech. | Dynamic Pricing | Winter Evening | Large General | PAC | 0 | 0 | 8.4007 | 1
ENS | Alternate Scenario | Dynamic Pricing w/o enabling tech. | Dynamic Pricing | Winter Evening | Large General | PCT | 0 | 0 | 0 | 1
ENS | Alternate Scenario | Dynamic Pricing w/o enabling tech. | Dynamic Pricing | Winter Evening | Large General | RIM | 0 | 0 | 8.4007 | 1
ENS | Alternate Scenario | Dynamic Pricing w/o enabling tech. | Dynamic Pricing | Winter Evening | Large General | SCT | 0 | 0 | 8.4007 | 1
ENS | Alternate Scenario | Dynamic Pricing w/o enabling tech. | Dynamic Pricing | Winter Evening | Large General | NS Test Broad | 0 | 0 | 8.2922 | 1
ENS | Alternate Scenario | Dynamic Pricing with enabling tech. | Dynamic Pricing | Winter Morning | Small Industrial | TRC | 0 | 0 | 7.3977 | 1
ENS | Alternate Scenario | Dynamic Pricing with enabling tech. | Dynamic Pricing | Winter Morning | Small Industrial | PAC | 0 | 0 | 7.3977 | 1
ENS | Alternate Scenario | Dynamic Pricing with enabling tech. | Dynamic Pricing | Winter Morning | Small Industrial | PCT | 0 | 0 | 0 | 1
ENS | Alternate Scenario | Dynamic Pricing with enabling tech. | Dynamic Pricing | Winter Morning | Small Industrial | RIM | 0 | 0 | 7.3977 | 1
ENS | Alternate Scenario | Dynamic Pricing with enabling tech. | Dynamic Pricing | Winter Morning | Small Industrial | SCT | 0 | 0 | 7.3977 | 1
ENS | Alternate Scenario | Dynamic Pricing with enabling tech. | Dynamic Pricing | Winter Morning | Small Industrial | NS Test Broad | 0 | 0 | 7.3016 | 1
ENS | Alternate Scenario | Dynamic Pricing w/o enabling tech. | Dynamic Pricing | Winter Morning | Small Industrial | TRC | 0 | 0 | 7.3977 | 1
ENS | Alternate Scenario | Dynamic Pricing w/o enabling tech. | Dynamic Pricing | Winter Morning | Small Industrial | PAC | 0 | 0 | 7.3977 | 1
ENS | Alternate Scenario | Dynamic Pricing w/o enabling tech. | Dynamic Pricing | Winter Morning | Small Industrial | PCT | 0 | 0 | 0 | 1
ENS | Alternate Scenario | Dynamic Pricing w/o enabling tech. | Dynamic Pricing | Winter Morning | Small Industrial | RIM | 0 | 0 | 7.3977 | 1
ENS | Alternate Scenario | Dynamic Pricing w/o enabling tech. | Dynamic Pricing | Winter Morning | Small Industrial | SCT | 0 | 0 | 7.3977 | 1
ENS | Alternate Scenario | Dynamic Pricing w/o enabling tech. | Dynamic Pricing | Winter Morning | Small Industrial | NS Test Broad | 0 | 0 | 7.3016 | 1
ENS | Alternate Scenario | Dynamic Pricing with enabling tech. | Dynamic Pricing | Winter Evening | Small Industrial | TRC | 0 | 0 | 8.4007 | 1
ENS | Alternate Scenario | Dynamic Pricing with enabling tech. | Dynamic Pricing | Winter Evening | Small Industrial | PAC | 0 | 0 | 8.4007 | 1
ENS | Alternate Scenario | Dynamic Pricing with enabling tech. | Dynamic Pricing | Winter Evening | Small Industrial | PCT | 0 | 0 | 0 | 1
ENS | Alternate Scenario | Dynamic Pricing with enabling tech. | Dynamic Pricing | Winter Evening | Small Industrial | RIM | 0 | 0 | 8.4007 | 1
ENS | Alternate Scenario | Dynamic Pricing with enabling tech. | Dynamic Pricing | Winter Evening | Small Industrial | SCT | 0 | 0 | 8.4007 | 1
ENS | Alternate Scenario | Dynamic Pricing with enabling tech. | Dynamic Pricing | Winter Evening | Small Industrial | NS Test Broad | 0 | 0 | 8.2922 | 1
ENS | Alternate Scenario | Dynamic Pricing w/o enabling tech. | Dynamic Pricing | Winter Evening | Small Industrial | TRC | 0 | 0 | 8.4007 | 1
ENS | Alternate Scenario | Dynamic Pricing w/o enabling tech. | Dynamic Pricing | Winter Evening | Small Industrial | PAC | 0 | 0 | 8.4007 | 1
ENS | Alternate Scenario | Dynamic Pricing w/o enabling tech. | Dynamic Pricing | Winter Evening | Small Industrial | PCT | 0 | 0 | 0 | 1
ENS | Alternate Scenario | Dynamic Pricing w/o enabling tech. | Dynamic Pricing | Winter Evening | Small Industrial | RIM | 0 | 0 | 8.4007 | 1
ENS | Alternate Scenario | Dynamic Pricing w/o enabling tech. | Dynamic Pricing | Winter Evening | Small Industrial | SCT | 0 | 0 | 8.4007 | 1
ENS | Alternate Scenario | Dynamic Pricing w/o enabling tech. | Dynamic Pricing | Winter Evening | Small Industrial | NS Test Broad | 0 | 0 | 8.2922 | 1
ENS | Alternate Scenario | Dynamic Pricing with enabling tech. | Dynamic Pricing | Winter Morning | Medium Industrial | TRC | 0 | 0 | 7.3977 | 1
ENS | Alternate Scenario | Dynamic Pricing with enabling tech. | Dynamic Pricing | Winter Morning | Medium Industrial | PAC | 0 | 0 | 7.3977 | 1
ENS | Alternate Scenario | Dynamic Pricing with enabling tech. | Dynamic Pricing | Winter Morning | Medium Industrial | PCT | 0 | 0 | 0 | 1
ENS | Alternate Scenario | Dynamic Pricing with enabling tech. | Dynamic Pricing | Winter Morning | Medium Industrial | RIM | 0 | 0 | 7.3977 | 1
ENS | Alternate Scenario | Dynamic Pricing with enabling tech. | Dynamic Pricing | Winter Morning | Medium Industrial | SCT | 0 | 0 | 7.3977 | 1
ENS | Alternate Scenario | Dynamic Pricing with enabling tech. | Dynamic Pricing | Winter Morning | Medium Industrial | NS Test Broad | 0 | 0 | 7.3016 | 1
ENS | Alternate Scenario | Dynamic Pricing w/o enabling tech. | Dynamic Pricing | Winter Morning | Medium Industrial | TRC | 0 | 0 | 7.3977 | 1
ENS | Alternate Scenario | Dynamic Pricing w/o enabling tech. | Dynamic Pricing | Winter Morning | Medium Industrial | PAC | 0 | 0 | 7.3977 | 1
ENS | Alternate Scenario | Dynamic Pricing w/o enabling tech. | Dynamic Pricing | Winter Morning | Medium Industrial | PCT | 0 | 0 | 0 | 1
ENS | Alternate Scenario | Dynamic Pricing w/o enabling tech. | Dynamic Pricing | Winter Morning | Medium Industrial | RIM | 0 | 0 | 7.3977 | 1
ENS | Alternate Scenario | Dynamic Pricing w/o enabling tech. | Dynamic Pricing | Winter Morning | Medium Industrial | SCT | 0 | 0 | 7.3977 | 1
ENS | Alternate Scenario | Dynamic Pricing w/o enabling tech. | Dynamic Pricing | Winter Morning | Medium Industrial | NS Test Broad | 0 | 0 | 7.3016 | 1
ENS | Alternate Scenario | Dynamic Pricing with enabling tech. | Dynamic Pricing | Winter Evening | Medium Industrial | TRC | 0 | 0 | 8.4007 | 1
ENS | Alternate Scenario | Dynamic Pricing with enabling tech. | Dynamic Pricing | Winter Evening | Medium Industrial | PAC | 0 | 0 | 8.4007 | 1
ENS | Alternate Scenario | Dynamic Pricing with enabling tech. | Dynamic Pricing | Winter Evening | Medium Industrial | PCT | 0 | 0 | 0 | 1
ENS | Alternate Scenario | Dynamic Pricing with enabling tech. | Dynamic Pricing | Winter Evening | Medium Industrial | RIM | 0 | 0 | 8.4007 | 1
ENS | Alternate Scenario | Dynamic Pricing with enabling tech. | Dynamic Pricing | Winter Evening | Medium Industrial | SCT | 0 | 0 | 8.4007 | 1
ENS | Alternate Scenario | Dynamic Pricing with enabling tech. | Dynamic Pricing | Winter Evening | Medium Industrial | NS Test Broad | 0 | 0 | 8.2922 | 1
ENS | Alternate Scenario | Dynamic Pricing w/o enabling tech. | Dynamic Pricing | Winter Evening | Medium Industrial | TRC | 0 | 0 | 8.4007 | 1
ENS | Alternate Scenario | Dynamic Pricing w/o enabling tech. | Dynamic Pricing | Winter Evening | Medium Industrial | PAC | 0 | 0 | 8.4007 | 1
ENS | Alternate Scenario | Dynamic Pricing w/o enabling tech. | Dynamic Pricing | Winter Evening | Medium Industrial | PCT | 0 | 0 | 0 | 1
ENS | Alternate Scenario | Dynamic Pricing w/o enabling tech. | Dynamic Pricing | Winter Evening | Medium Industrial | RIM | 0 | 0 | 8.4007 | 1
ENS | Alternate Scenario | Dynamic Pricing w/o enabling tech. | Dynamic Pricing | Winter Evening | Medium Industrial | SCT | 0 | 0 | 8.4007 | 1
ENS | Alternate Scenario | Dynamic Pricing w/o enabling tech. | Dynamic Pricing | Winter Evening | Medium Industrial | NS Test Broad | 0 | 0 | 8.2922 | 1
ENS | Alternate Scenario | Dynamic Pricing with enabling tech. | Dynamic Pricing | Winter Morning | Large Industrial | TRC | 0 | 0 | 7.3977 | 1
ENS | Alternate Scenario | Dynamic Pricing with enabling tech. | Dynamic Pricing | Winter Morning | Large Industrial | PAC | 0 | 0 | 7.3977 | 1
ENS | Alternate Scenario | Dynamic Pricing with enabling tech. | Dynamic Pricing | Winter Morning | Large Industrial | PCT | 0 | 0 | 0 | 1
ENS | Alternate Scenario | Dynamic Pricing with enabling tech. | Dynamic Pricing | Winter Morning | Large Industrial | RIM | 0 | 0 | 7.3977 | 1
ENS | Alternate Scenario | Dynamic Pricing with enabling tech. | Dynamic Pricing | Winter Morning | Large Industrial | SCT | 0 | 0 | 7.3977 | 1
ENS | Alternate Scenario | Dynamic Pricing with enabling tech. | Dynamic Pricing | Winter Morning | Large Industrial | NS Test Broad | 0 | 0 | 7.3016 | 1
ENS | Alternate Scenario | Dynamic Pricing w/o enabling tech. | Dynamic Pricing | Winter Morning | Large Industrial | TRC | 0 | 0 | 7.3977 | 1
ENS | Alternate Scenario | Dynamic Pricing w/o enabling tech. | Dynamic Pricing | Winter Morning | Large Industrial | PAC | 0 | 0 | 7.3977 | 1
ENS | Alternate Scenario | Dynamic Pricing w/o enabling tech. | Dynamic Pricing | Winter Morning | Large Industrial | PCT | 0 | 0 | 0 | 1
ENS | Alternate Scenario | Dynamic Pricing w/o enabling tech. | Dynamic Pricing | Winter Morning | Large Industrial | RIM | 0 | 0 | 7.3977 | 1
ENS | Alternate Scenario | Dynamic Pricing w/o enabling tech. | Dynamic Pricing | Winter Morning | Large Industrial | SCT | 0 | 0 | 7.3977 | 1
ENS | Alternate Scenario | Dynamic Pricing w/o enabling tech. | Dynamic Pricing | Winter Morning | Large Industrial | NS Test Broad | 0 | 0 | 7.3016 | 1
ENS | Alternate Scenario | Dynamic Pricing with enabling tech. | Dynamic Pricing | Winter Evening | Large Industrial | TRC | 0 | 0 | 8.4007 | 1
ENS | Alternate Scenario | Dynamic Pricing with enabling tech. | Dynamic Pricing | Winter Evening | Large Industrial | PAC | 0 | 0 | 8.4007 | 1
ENS | Alternate Scenario | Dynamic Pricing with enabling tech. | Dynamic Pricing | Winter Evening | Large Industrial | PCT | 0 | 0 | 0 | 1
ENS | Alternate Scenario | Dynamic Pricing with enabling tech. | Dynamic Pricing | Winter Evening | Large Industrial | RIM | 0 | 0 | 8.4007 | 1
ENS | Alternate Scenario | Dynamic Pricing with enabling tech. | Dynamic Pricing | Winter Evening | Large Industrial | SCT | 0 | 0 | 8.4007 | 1
ENS | Alternate Scenario | Dynamic Pricing with enabling tech. | Dynamic Pricing | Winter Evening | Large Industrial | NS Test Broad | 0 | 0 | 8.2922 | 1
ENS | Alternate Scenario | Dynamic Pricing w/o enabling tech. | Dynamic Pricing | Winter Evening | Large Industrial | TRC | 0 | 0 | 8.4007 | 1
ENS | Alternate Scenario | Dynamic Pricing w/o enabling tech. | Dynamic Pricing | Winter Evening | Large Industrial | PAC | 0 | 0 | 8.4007 | 1
ENS | Alternate Scenario | Dynamic Pricing w/o enabling tech. | Dynamic Pricing | Winter Evening | Large Industrial | PCT | 0 | 0 | 0 | 1
ENS | Alternate Scenario | Dynamic Pricing w/o enabling tech. | Dynamic Pricing | Winter Evening | Large Industrial | RIM | 0 | 0 | 8.4007 | 1
ENS | Alternate Scenario | Dynamic Pricing w/o enabling tech. | Dynamic Pricing | Winter Evening | Large Industrial | SCT | 0 | 0 | 8.4007 | 1
ENS | Alternate Scenario | Dynamic Pricing w/o enabling tech. | Dynamic Pricing | Winter Evening | Large Industrial | NS Test Broad | 0 | 0 | 8.2922 | 1
ENS | Alternate Scenario | Dynamic Pricing with enabling tech. | Dynamic Pricing | Winter Morning | Residential Charitable | TRC | 15374440.9749 | 3154304.0823 | 7.3977 | 1
ENS | Alternate Scenario | Dynamic Pricing with enabling tech. | Dynamic Pricing | Winter Morning | Residential Charitable | PAC | 15374440.9749 | 3154304.0823 | 7.3977 | 1
ENS | Alternate Scenario | Dynamic Pricing with enabling tech. | Dynamic Pricing | Winter Morning | Residential Charitable | PCT | 0 | 0 | 0 | 1
ENS | Alternate Scenario | Dynamic Pricing with enabling tech. | Dynamic Pricing | Winter Morning | Residential Charitable | RIM | 15374440.9749 | 3154304.0823 | 7.3977 | 1
ENS | Alternate Scenario | Dynamic Pricing with enabling tech. | Dynamic Pricing | Winter Morning | Residential Charitable | SCT | 15374440.9749 | 3154304.0823 | 7.3977 | 1
ENS | Alternate Scenario | Dynamic Pricing with enabling tech. | Dynamic Pricing | Winter Morning | Residential Charitable | NS Test Broad | 16567748.247 | 3398741.2437 | 7.3016 | 1
ENS | Alternate Scenario | Dynamic Pricing w/o enabling tech. | Dynamic Pricing | Winter Morning | Residential Charitable | TRC | 11962691.6346 | 540890.2904 | 7.3977 | 1
ENS | Alternate Scenario | Dynamic Pricing w/o enabling tech. | Dynamic Pricing | Winter Morning | Residential Charitable | PAC | 11962691.6346 | 540890.2904 | 7.3977 | 1
ENS | Alternate Scenario | Dynamic Pricing w/o enabling tech. | Dynamic Pricing | Winter Morning | Residential Charitable | PCT | 0 | 0 | 0 | 1
ENS | Alternate Scenario | Dynamic Pricing w/o enabling tech. | Dynamic Pricing | Winter Morning | Residential Charitable | RIM | 11962691.6346 | 540890.2904 | 7.3977 | 1
ENS | Alternate Scenario | Dynamic Pricing w/o enabling tech. | Dynamic Pricing | Winter Morning | Residential Charitable | SCT | 11962691.6346 | 540890.2904 | 7.3977 | 1
ENS | Alternate Scenario | Dynamic Pricing w/o enabling tech. | Dynamic Pricing | Winter Morning | Residential Charitable | NS Test Broad | 12302635.1991 | 555105.358 | 7.3016 | 1
ENS | Alternate Scenario | Dynamic Pricing with enabling tech. | Dynamic Pricing | Winter Evening | Residential Charitable | TRC | 17481636.6122 | 3154299.9148 | 8.4007 | 1
ENS | Alternate Scenario | Dynamic Pricing with enabling tech. | Dynamic Pricing | Winter Evening | Residential Charitable | PAC | 17481636.6122 | 3154299.9148 | 8.4007 | 1
ENS | Alternate Scenario | Dynamic Pricing with enabling tech. | Dynamic Pricing | Winter Evening | Residential Charitable | PCT | 0 | 0 | 0 | 1
ENS | Alternate Scenario | Dynamic Pricing with enabling tech. | Dynamic Pricing | Winter Evening | Residential Charitable | RIM | 17481636.6122 | 3154299.9148 | 8.4007 | 1
ENS | Alternate Scenario | Dynamic Pricing with enabling tech. | Dynamic Pricing | Winter Evening | Residential Charitable | SCT | 17481636.6122 | 3154299.9148 | 8.4007 | 1
ENS | Alternate Scenario | Dynamic Pricing with enabling tech. | Dynamic Pricing | Winter Evening | Residential Charitable | NS Test Broad | 18839041.8371 | 3398736.7882 | 8.2922 | 1
ENS | Alternate Scenario | Dynamic Pricing w/o enabling tech. | Dynamic Pricing | Winter Evening | Residential Charitable | TRC | 13561357.2926 | 540885.7727 | 8.4007 | 1
ENS | Alternate Scenario | Dynamic Pricing w/o enabling tech. | Dynamic Pricing | Winter Evening | Residential Charitable | PAC | 13561357.2926 | 540885.7727 | 8.4007 | 1
ENS | Alternate Scenario | Dynamic Pricing w/o enabling tech. | Dynamic Pricing | Winter Evening | Residential Charitable | PCT | 0 | 0 | 0 | 1
ENS | Alternate Scenario | Dynamic Pricing w/o enabling tech. | Dynamic Pricing | Winter Evening | Residential Charitable | RIM | 13561357.2926 | 540885.7727 | 8.4007 | 1
ENS | Alternate Scenario | Dynamic Pricing w/o enabling tech. | Dynamic Pricing | Winter Evening | Residential Charitable | SCT | 13561357.2926 | 540885.7727 | 8.4007 | 1
ENS | Alternate Scenario | Dynamic Pricing w/o enabling tech. | Dynamic Pricing | Winter Evening | Residential Charitable | NS Test Broad | 13947894.0975 | 555100.7186 | 8.2922 | 1
ENS | Alternate Scenario | Behavioral DR | Behavioral DR | Winter Morning | Residential Charitable | TRC | 3137273.8229 | 1388871.6734 | 2.2589 | 1
ENS | Alternate Scenario | Behavioral DR | Behavioral DR | Winter Morning | Residential Charitable | PAC | 3137273.8229 | 1388871.6734 | 2.2589 | 1
ENS | Alternate Scenario | Behavioral DR | Behavioral DR | Winter Morning | Residential Charitable | PCT | 0 | 0 | 0 | 1
ENS | Alternate Scenario | Behavioral DR | Behavioral DR | Winter Morning | Residential Charitable | RIM | 3137273.8229 | 1388871.6734 | 2.2589 | 1
ENS | Alternate Scenario | Behavioral DR | Behavioral DR | Winter Morning | Residential Charitable | SCT | 3137273.8229 | 1388871.6734 | 2.2589 | 1
ENS | Alternate Scenario | Behavioral DR | Behavioral DR | Winter Morning | Residential Charitable | NS Test Broad | 3336643.9039 | 1462200.5062 | 2.2819 | 1
ENS | Alternate Scenario | Behavioral DR | Behavioral DR | Winter Evening | Residential Charitable | TRC | 3565533.868 | 1388871.6734 | 2.5672 | 1
ENS | Alternate Scenario | Behavioral DR | Behavioral DR | Winter Evening | Residential Charitable | PAC | 3565533.868 | 1388871.6734 | 2.5672 | 1
ENS | Alternate Scenario | Behavioral DR | Behavioral DR | Winter Evening | Residential Charitable | PCT | 0 | 0 | 0 | 1
ENS | Alternate Scenario | Behavioral DR | Behavioral DR | Winter Evening | Residential Charitable | RIM | 3565533.868 | 1388871.6734 | 2.5672 | 1
ENS | Alternate Scenario | Behavioral DR | Behavioral DR | Winter Evening | Residential Charitable | SCT | 3565533.868 | 1388871.6734 | 2.5672 | 1
ENS | Alternate Scenario | Behavioral DR | Behavioral DR | Winter Evening | Residential Charitable | NS Test Broad | 3792338.6247 | 1462200.5062 | 2.5936 | 1
ENS | Alternate Scenario | Time-of-Use Rates (TOU) | Time-of-Use Rates (TOU) | Winter Morning | Residential Charitable | TRC | 4511270.5615 | 0 | 0 | 0
ENS | Alternate Scenario | Time-of-Use Rates (TOU) | Time-of-Use Rates (TOU) | Winter Morning | Residential Charitable | PAC | 4511270.5615 | 0 | 0 | 0
ENS | Alternate Scenario | Time-of-Use Rates (TOU) | Time-of-Use Rates (TOU) | Winter Morning | Residential Charitable | RIM | 4511270.5615 | 0 | 0 | 0
ENS | Alternate Scenario | Time-of-Use Rates (TOU) | Time-of-Use Rates (TOU) | Winter Morning | Residential Charitable | SCT | 4511270.5615 | 0 | 0 | 0
ENS | Alternate Scenario | Time-of-Use Rates (TOU) | Time-of-Use Rates (TOU) | Winter Morning | Residential Charitable | NS Test Broad | 4715636.2586 | 0 | 0 | 0
ENS | Alternate Scenario | Time-of-Use Rates (TOU) | Time-of-Use Rates (TOU) | Winter Evening | Residential Charitable | TRC | 5119279.067 | 0 | 0 | 0
ENS | Alternate Scenario | Time-of-Use Rates (TOU) | Time-of-Use Rates (TOU) | Winter Evening | Residential Charitable | PAC | 5119279.067 | 0 | 0 | 0
ENS | Alternate Scenario | Time-of-Use Rates (TOU) | Time-of-Use Rates (TOU) | Winter Evening | Residential Charitable | RIM | 5119279.067 | 0 | 0 | 0
ENS | Alternate Scenario | Time-of-Use Rates (TOU) | Time-of-Use Rates (TOU) | Winter Evening | Residential Charitable | SCT | 5119279.067 | 0 | 0 | 0
ENS | Alternate Scenario | Time-of-Use Rates (TOU) | Time-of-Use Rates (TOU) | Winter Evening | Residential Charitable | NS Test Broad | 5351707.5457 | 0 | 0 | 0
ENS | Preferred Plan | DLC-Thermostat-DI-Central Heat Pump | DLC-Thermostat | Winter Morning | Small General | TRC | 0 | 0 | 0.75774 | 0
ENS | Preferred Plan | DLC-Thermostat-DI-Central Heat Pump | DLC-Thermostat | Winter Morning | Small General | PAC | 0 | 0 | 0.66306 | 0
ENS | Preferred Plan | DLC-Thermostat-DI-Central Heat Pump | DLC-Thermostat | Winter Morning | Small General | RIM | 0 | 0 | 0.66306 | 0
ENS | Preferred Plan | DLC-Thermostat-DI-Central Heat Pump | DLC-Thermostat | Winter Morning | Small General | SCT | 0 | 0 | 0.75774 | 0
ENS | Preferred Plan | DLC-Thermostat-DI-Central Heat Pump | DLC-Thermostat | Winter Morning | Small General | NS Test Broad | 0 | 0 | 0.75587 | 0
ENS | Preferred Plan | DLC-Thermostat-BYOT-Central Heat Pump | DLC-Thermostat | Winter Morning | Small General | TRC | 0 | 0 | 0.75774 | 0
ENS | Preferred Plan | DLC-Thermostat-BYOT-Central Heat Pump | DLC-Thermostat | Winter Morning | Small General | PAC | 0 | 0 | 0.66306 | 0
ENS | Preferred Plan | DLC-Thermostat-BYOT-Central Heat Pump | DLC-Thermostat | Winter Morning | Small General | RIM | 0 | 0 | 0.66306 | 0
ENS | Preferred Plan | DLC-Thermostat-BYOT-Central Heat Pump | DLC-Thermostat | Winter Morning | Small General | SCT | 0 | 0 | 0.75774 | 0
ENS | Preferred Plan | DLC-Thermostat-BYOT-Central Heat Pump | DLC-Thermostat | Winter Morning | Small General | NS Test Broad | 0 | 0 | 0.75587 | 0
ENS | Preferred Plan | DLC-Thermostat-DI-Baseboard Heating | DLC-Thermostat | Winter Morning | Small General | TRC | 0 | 0 | 0.75774 | 0
ENS | Preferred Plan | DLC-Thermostat-DI-Baseboard Heating | DLC-Thermostat | Winter Morning | Small General | PAC | 0 | 0 | 0.66306 | 0
ENS | Preferred Plan | DLC-Thermostat-DI-Baseboard Heating | DLC-Thermostat | Winter Morning | Small General | RIM | 0 | 0 | 0.66306 | 0
ENS | Preferred Plan | DLC-Thermostat-DI-Baseboard Heating | DLC-Thermostat | Winter Morning | Small General | SCT | 0 | 0 | 0.75774 | 0
ENS | Preferred Plan | DLC-Thermostat-DI-Baseboard Heating | DLC-Thermostat | Winter Morning | Small General | NS Test Broad | 0 | 0 | 0.75587 | 0
ENS | Preferred Plan | DLC-Thermostat-BYOT-Baseboard Heating | DLC-Thermostat | Winter Morning | Small General | TRC | 0 | 0 | 0.75774 | 0
ENS | Preferred Plan | DLC-Thermostat-BYOT-Baseboard Heating | DLC-Thermostat | Winter Morning | Small General | PAC | 0 | 0 | 0.66306 | 0
ENS | Preferred Plan | DLC-Thermostat-BYOT-Baseboard Heating | DLC-Thermostat | Winter Morning | Small General | RIM | 0 | 0 | 0.66306 | 0
ENS | Preferred Plan | DLC-Thermostat-BYOT-Baseboard Heating | DLC-Thermostat | Winter Morning | Small General | SCT | 0 | 0 | 0.75774 | 0
ENS | Preferred Plan | DLC-Thermostat-BYOT-Baseboard Heating | DLC-Thermostat | Winter Morning | Small General | NS Test Broad | 0 | 0 | 0.75587 | 0
ENS | Preferred Plan | DLC-Thermostat-DI-MSHP | DLC-Thermostat | Winter Morning | Small General | TRC | 0 | 0 | 0.75774 | 0
ENS | Preferred Plan | DLC-Thermostat-DI-MSHP | DLC-Thermostat | Winter Morning | Small General | PAC | 0 | 0 | 0.66306 | 0
ENS | Preferred Plan | DLC-Thermostat-DI-MSHP | DLC-Thermostat | Winter Morning | Small General | RIM | 0 | 0 | 0.66306 | 0
ENS | Preferred Plan | DLC-Thermostat-DI-MSHP | DLC-Thermostat | Winter Morning | Small General | SCT | 0 | 0 | 0.75774 | 0
ENS | Preferred Plan | DLC-Thermostat-DI-MSHP | DLC-Thermostat | Winter Morning | Small General | NS Test Broad | 0 | 0 | 0.75587 | 0
ENS | Preferred Plan | DLC-Thermostat-BYOT-MSHP | DLC-Thermostat | Winter Morning | Small General | TRC | 0 | 0 | 0.75774 | 0
ENS | Preferred Plan | DLC-Thermostat-BYOT-MSHP | DLC-Thermostat | Winter Morning | Small General | PAC | 0 | 0 | 0.66306 | 0
ENS | Preferred Plan | DLC-Thermostat-BYOT-MSHP | DLC-Thermostat | Winter Morning | Small General | RIM | 0 | 0 | 0.66306 | 0
ENS | Preferred Plan | DLC-Thermostat-BYOT-MSHP | DLC-Thermostat | Winter Morning | Small General | SCT | 0 | 0 | 0.75774 | 0
ENS | Preferred Plan | DLC-Thermostat-BYOT-MSHP | DLC-Thermostat | Winter Morning | Small General | NS Test Broad | 0 | 0 | 0.75587 | 0
ENS | Preferred Plan | DLC-Thermostat-DI-Central Heat Pump | DLC-Thermostat | Winter Evening | Small General | TRC | 0 | 0 | 0.75721 | 0
ENS | Preferred Plan | DLC-Thermostat-DI-Central Heat Pump | DLC-Thermostat | Winter Evening | Small General | PAC | 0 | 0 | 0.6626 | 0
ENS | Preferred Plan | DLC-Thermostat-DI-Central Heat Pump | DLC-Thermostat | Winter Evening | Small General | RIM | 0 | 0 | 0.6626 | 0
ENS | Preferred Plan | DLC-Thermostat-DI-Central Heat Pump | DLC-Thermostat | Winter Evening | Small General | SCT | 0 | 0 | 0.75721 | 0
ENS | Preferred Plan | DLC-Thermostat-DI-Central Heat Pump | DLC-Thermostat | Winter Evening | Small General | NS Test Broad | 0 | 0 | 0.75533 | 0
ENS | Preferred Plan | DLC-Thermostat-BYOT-Central Heat Pump | DLC-Thermostat | Winter Evening | Small General | TRC | 0 | 0 | 0.75721 | 0
ENS | Preferred Plan | DLC-Thermostat-BYOT-Central Heat Pump | DLC-Thermostat | Winter Evening | Small General | PAC | 0 | 0 | 0.6626 | 0
ENS | Preferred Plan | DLC-Thermostat-BYOT-Central Heat Pump | DLC-Thermostat | Winter Evening | Small General | RIM | 0 | 0 | 0.6626 | 0
ENS | Preferred Plan | DLC-Thermostat-BYOT-Central Heat Pump | DLC-Thermostat | Winter Evening | Small General | SCT | 0 | 0 | 0.75721 | 0
ENS | Preferred Plan | DLC-Thermostat-BYOT-Central Heat Pump | DLC-Thermostat | Winter Evening | Small General | NS Test Broad | 0 | 0 | 0.75533 | 0
ENS | Preferred Plan | DLC-Thermostat-DI-Baseboard Heating | DLC-Thermostat | Winter Evening | Small General | TRC | 0 | 0 | 0.75721 | 0
ENS | Preferred Plan | DLC-Thermostat-DI-Baseboard Heating | DLC-Thermostat | Winter Evening | Small General | PAC | 0 | 0 | 0.6626 | 0
ENS | Preferred Plan | DLC-Thermostat-DI-Baseboard Heating | DLC-Thermostat | Winter Evening | Small General | RIM | 0 | 0 | 0.6626 | 0
ENS | Preferred Plan | DLC-Thermostat-DI-Baseboard Heating | DLC-Thermostat | Winter Evening | Small General | SCT | 0 | 0 | 0.75721 | 0
ENS | Preferred Plan | DLC-Thermostat-DI-Baseboard Heating | DLC-Thermostat | Winter Evening | Small General | NS Test Broad | 0 | 0 | 0.75533 | 0
ENS | Preferred Plan | DLC-Thermostat-BYOT-Baseboard Heating | DLC-Thermostat | Winter Evening | Small General | TRC | 0 | 0 | 0.75721 | 0
ENS | Preferred Plan | DLC-Thermostat-BYOT-Baseboard Heating | DLC-Thermostat | Winter Evening | Small General | PAC | 0 | 0 | 0.6626 | 0
ENS | Preferred Plan | DLC-Thermostat-BYOT-Baseboard Heating | DLC-Thermostat | Winter Evening | Small General | RIM | 0 | 0 | 0.6626 | 0
ENS | Preferred Plan | DLC-Thermostat-BYOT-Baseboard Heating | DLC-Thermostat | Winter Evening | Small General | SCT | 0 | 0 | 0.75721 | 0
ENS | Preferred Plan | DLC-Thermostat-BYOT-Baseboard Heating | DLC-Thermostat | Winter Evening | Small General | NS Test Broad | 0 | 0 | 0.75533 | 0
ENS | Preferred Plan | DLC-Thermostat-DI-MSHP | DLC-Thermostat | Winter Evening | Small General | TRC | 0 | 0 | 0.75721 | 0
ENS | Preferred Plan | DLC-Thermostat-DI-MSHP | DLC-Thermostat | Winter Evening | Small General | PAC | 0 | 0 | 0.6626 | 0
ENS | Preferred Plan | DLC-Thermostat-DI-MSHP | DLC-Thermostat | Winter Evening | Small General | RIM | 0 | 0 | 0.6626 | 0
ENS | Preferred Plan | DLC-Thermostat-DI-MSHP | DLC-Thermostat | Winter Evening | Small General | SCT | 0 | 0 | 0.75721 | 0
ENS | Preferred Plan | DLC-Thermostat-DI-MSHP | DLC-Thermostat | Winter Evening | Small General | NS Test Broad | 0 | 0 | 0.75533 | 0
ENS | Preferred Plan | DLC-Thermostat-BYOT-MSHP | DLC-Thermostat | Winter Evening | Small General | TRC | 0 | 0 | 0.75721 | 0
ENS | Preferred Plan | DLC-Thermostat-BYOT-MSHP | DLC-Thermostat | Winter Evening | Small General | PAC | 0 | 0 | 0.6626 | 0
ENS | Preferred Plan | DLC-Thermostat-BYOT-MSHP | DLC-Thermostat | Winter Evening | Small General | RIM | 0 | 0 | 0.6626 | 0
ENS | Preferred Plan | DLC-Thermostat-BYOT-MSHP | DLC-Thermostat | Winter Evening | Small General | SCT | 0 | 0 | 0.75721 | 0
ENS | Preferred Plan | DLC-Thermostat-BYOT-MSHP | DLC-Thermostat | Winter Evening | Small General | NS Test Broad | 0 | 0 | 0.75533 | 0
ENS | Preferred Plan | DLC-Thermostat-DI-Central Heat Pump | DLC-Thermostat | Winter Morning | General | TRC | 0 | 0 | 0.75774 | 0
ENS | Preferred Plan | DLC-Thermostat-DI-Central Heat Pump | DLC-Thermostat | Winter Morning | General | PAC | 0 | 0 | 0.66306 | 0
ENS | Preferred Plan | DLC-Thermostat-DI-Central Heat Pump | DLC-Thermostat | Winter Morning | General | RIM | 0 | 0 | 0.66306 | 0
ENS | Preferred Plan | DLC-Thermostat-DI-Central Heat Pump | DLC-Thermostat | Winter Morning | General | SCT | 0 | 0 | 0.75774 | 0
ENS | Preferred Plan | DLC-Thermostat-DI-Central Heat Pump | DLC-Thermostat | Winter Morning | General | NS Test Broad | 0 | 0 | 0.75587 | 0
ENS | Preferred Plan | DLC-Thermostat-BYOT-Central Heat Pump | DLC-Thermostat | Winter Morning | General | TRC | 0 | 0 | 0.75774 | 0
ENS | Preferred Plan | DLC-Thermostat-BYOT-Central Heat Pump | DLC-Thermostat | Winter Morning | General | PAC | 0 | 0 | 0.66306 | 0
ENS | Preferred Plan | DLC-Thermostat-BYOT-Central Heat Pump | DLC-Thermostat | Winter Morning | General | RIM | 0 | 0 | 0.66306 | 0
ENS | Preferred Plan | DLC-Thermostat-BYOT-Central Heat Pump | DLC-Thermostat | Winter Morning | General | SCT | 0 | 0 | 0.75774 | 0
ENS | Preferred Plan | DLC-Thermostat-BYOT-Central Heat Pump | DLC-Thermostat | Winter Morning | General | NS Test Broad | 0 | 0 | 0.75587 | 0
ENS | Preferred Plan | DLC-Thermostat-DI-Baseboard Heating | DLC-Thermostat | Winter Morning | General | TRC | 0 | 0 | 0.75774 | 0
ENS | Preferred Plan | DLC-Thermostat-DI-Baseboard Heating | DLC-Thermostat | Winter Morning | General | PAC | 0 | 0 | 0.66306 | 0
ENS | Preferred Plan | DLC-Thermostat-DI-Baseboard Heating | DLC-Thermostat | Winter Morning | General | RIM | 0 | 0 | 0.66306 | 0
ENS | Preferred Plan | DLC-Thermostat-DI-Baseboard Heating | DLC-Thermostat | Winter Morning | General | SCT | 0 | 0 | 0.75774 | 0
ENS | Preferred Plan | DLC-Thermostat-DI-Baseboard Heating | DLC-Thermostat | Winter Morning | General | NS Test Broad | 0 | 0 | 0.75587 | 0
ENS | Preferred Plan | DLC-Thermostat-BYOT-Baseboard Heating | DLC-Thermostat | Winter Morning | General | TRC | 0 | 0 | 0.75774 | 0
ENS | Preferred Plan | DLC-Thermostat-BYOT-Baseboard Heating | DLC-Thermostat | Winter Morning | General | PAC | 0 | 0 | 0.66306 | 0
ENS | Preferred Plan | DLC-Thermostat-BYOT-Baseboard Heating | DLC-Thermostat | Winter Morning | General | RIM | 0 | 0 | 0.66306 | 0
ENS | Preferred Plan | DLC-Thermostat-BYOT-Baseboard Heating | DLC-Thermostat | Winter Morning | General | SCT | 0 | 0 | 0.75774 | 0
ENS | Preferred Plan | DLC-Thermostat-BYOT-Baseboard Heating | DLC-Thermostat | Winter Morning | General | NS Test Broad | 0 | 0 | 0.75587 | 0
ENS | Preferred Plan | DLC-Thermostat-DI-MSHP | DLC-Thermostat | Winter Morning | General | TRC | 0 | 0 | 0.75774 | 0
ENS | Preferred Plan | DLC-Thermostat-DI-MSHP | DLC-Thermostat | Winter Morning | General | PAC | 0 | 0 | 0.66306 | 0
ENS | Preferred Plan | DLC-Thermostat-DI-MSHP | DLC-Thermostat | Winter Morning | General | RIM | 0 | 0 | 0.66306 | 0
ENS | Preferred Plan | DLC-Thermostat-DI-MSHP | DLC-Thermostat | Winter Morning | General | SCT | 0 | 0 | 0.75774 | 0
ENS | Preferred Plan | DLC-Thermostat-DI-MSHP | DLC-Thermostat | Winter Morning | General | NS Test Broad | 0 | 0 | 0.75587 | 0
ENS | Preferred Plan | DLC-Thermostat-BYOT-MSHP | DLC-Thermostat | Winter Morning | General | TRC | 0 | 0 | 0.75774 | 0
ENS | Preferred Plan | DLC-Thermostat-BYOT-MSHP | DLC-Thermostat | Winter Morning | General | PAC | 0 | 0 | 0.66306 | 0
ENS | Preferred Plan | DLC-Thermostat-BYOT-MSHP | DLC-Thermostat | Winter Morning | General | RIM | 0 | 0 | 0.66306 | 0
ENS | Preferred Plan | DLC-Thermostat-BYOT-MSHP | DLC-Thermostat | Winter Morning | General | SCT | 0 | 0 | 0.75774 | 0
ENS | Preferred Plan | DLC-Thermostat-BYOT-MSHP | DLC-Thermostat | Winter Morning | General | NS Test Broad | 0 | 0 | 0.75587 | 0
ENS | Preferred Plan | DLC-Thermostat-DI-Central Heat Pump | DLC-Thermostat | Winter Evening | General | TRC | 0 | 0 | 0.75721 | 0
ENS | Preferred Plan | DLC-Thermostat-DI-Central Heat Pump | DLC-Thermostat | Winter Evening | General | PAC | 0 | 0 | 0.6626 | 0
ENS | Preferred Plan | DLC-Thermostat-DI-Central Heat Pump | DLC-Thermostat | Winter Evening | General | RIM | 0 | 0 | 0.6626 | 0
ENS | Preferred Plan | DLC-Thermostat-DI-Central Heat Pump | DLC-Thermostat | Winter Evening | General | SCT | 0 | 0 | 0.75721 | 0
ENS | Preferred Plan | DLC-Thermostat-DI-Central Heat Pump | DLC-Thermostat | Winter Evening | General | NS Test Broad | 0 | 0 | 0.75533 | 0
ENS | Preferred Plan | DLC-Thermostat-BYOT-Central Heat Pump | DLC-Thermostat | Winter Evening | General | TRC | 0 | 0 | 0.75721 | 0
ENS | Preferred Plan | DLC-Thermostat-BYOT-Central Heat Pump | DLC-Thermostat | Winter Evening | General | PAC | 0 | 0 | 0.6626 | 0
ENS | Preferred Plan | DLC-Thermostat-BYOT-Central Heat Pump | DLC-Thermostat | Winter Evening | General | RIM | 0 | 0 | 0.6626 | 0
ENS | Preferred Plan | DLC-Thermostat-BYOT-Central Heat Pump | DLC-Thermostat | Winter Evening | General | SCT | 0 | 0 | 0.75721 | 0
ENS | Preferred Plan | DLC-Thermostat-BYOT-Central Heat Pump | DLC-Thermostat | Winter Evening | General | NS Test Broad | 0 | 0 | 0.75533 | 0
ENS | Preferred Plan | DLC-Thermostat-DI-Baseboard Heating | DLC-Thermostat | Winter Evening | General | TRC | 0 | 0 | 0.75721 | 0
ENS | Preferred Plan | DLC-Thermostat-DI-Baseboard Heating | DLC-Thermostat | Winter Evening | General | PAC | 0 | 0 | 0.6626 | 0
ENS | Preferred Plan | DLC-Thermostat-DI-Baseboard Heating | DLC-Thermostat | Winter Evening | General | RIM | 0 | 0 | 0.6626 | 0
ENS | Preferred Plan | DLC-Thermostat-DI-Baseboard Heating | DLC-Thermostat | Winter Evening | General | SCT | 0 | 0 | 0.75721 | 0
ENS | Preferred Plan | DLC-Thermostat-DI-Baseboard Heating | DLC-Thermostat | Winter Evening | General | NS Test Broad | 0 | 0 | 0.75533 | 0
ENS | Preferred Plan | DLC-Thermostat-BYOT-Baseboard Heating | DLC-Thermostat | Winter Evening | General | TRC | 0 | 0 | 0.75721 | 0
ENS | Preferred Plan | DLC-Thermostat-BYOT-Baseboard Heating | DLC-Thermostat | Winter Evening | General | PAC | 0 | 0 | 0.6626 | 0
ENS | Preferred Plan | DLC-Thermostat-BYOT-Baseboard Heating | DLC-Thermostat | Winter Evening | General | RIM | 0 | 0 | 0.6626 | 0
ENS | Preferred Plan | DLC-Thermostat-BYOT-Baseboard Heating | DLC-Thermostat | Winter Evening | General | SCT | 0 | 0 | 0.75721 | 0
ENS | Preferred Plan | DLC-Thermostat-BYOT-Baseboard Heating | DLC-Thermostat | Winter Evening | General | NS Test Broad | 0 | 0 | 0.75533 | 0
ENS | Preferred Plan | DLC-Thermostat-DI-MSHP | DLC-Thermostat | Winter Evening | General | TRC | 0 | 0 | 0.75721 | 0
ENS | Preferred Plan | DLC-Thermostat-DI-MSHP | DLC-Thermostat | Winter Evening | General | PAC | 0 | 0 | 0.6626 | 0
ENS | Preferred Plan | DLC-Thermostat-DI-MSHP | DLC-Thermostat | Winter Evening | General | RIM | 0 | 0 | 0.6626 | 0
ENS | Preferred Plan | DLC-Thermostat-DI-MSHP | DLC-Thermostat | Winter Evening | General | SCT | 0 | 0 | 0.75721 | 0
ENS | Preferred Plan | DLC-Thermostat-DI-MSHP | DLC-Thermostat | Winter Evening | General | NS Test Broad | 0 | 0 | 0.75533 | 0
ENS | Preferred Plan | DLC-Thermostat-BYOT-MSHP | DLC-Thermostat | Winter Evening | General | TRC | 0 | 0 | 0.75721 | 0
ENS | Preferred Plan | DLC-Thermostat-BYOT-MSHP | DLC-Thermostat | Winter Evening | General | PAC | 0 | 0 | 0.6626 | 0
ENS | Preferred Plan | DLC-Thermostat-BYOT-MSHP | DLC-Thermostat | Winter Evening | General | RIM | 0 | 0 | 0.6626 | 0
ENS | Preferred Plan | DLC-Thermostat-BYOT-MSHP | DLC-Thermostat | Winter Evening | General | SCT | 0 | 0 | 0.75721 | 0
ENS | Preferred Plan | DLC-Thermostat-BYOT-MSHP | DLC-Thermostat | Winter Evening | General | NS Test Broad | 0 | 0 | 0.75533 | 0
ENS | Preferred Plan | DLC-Thermostat-DI-Central Heat Pump | DLC-Thermostat | Winter Morning | Small Industrial | TRC | 0 | 0 | 0.75774 | 0
ENS | Preferred Plan | DLC-Thermostat-DI-Central Heat Pump | DLC-Thermostat | Winter Morning | Small Industrial | PAC | 0 | 0 | 0.66306 | 0
ENS | Preferred Plan | DLC-Thermostat-DI-Central Heat Pump | DLC-Thermostat | Winter Morning | Small Industrial | RIM | 0 | 0 | 0.66306 | 0
ENS | Preferred Plan | DLC-Thermostat-DI-Central Heat Pump | DLC-Thermostat | Winter Morning | Small Industrial | SCT | 0 | 0 | 0.75774 | 0
ENS | Preferred Plan | DLC-Thermostat-DI-Central Heat Pump | DLC-Thermostat | Winter Morning | Small Industrial | NS Test Broad | 0 | 0 | 0.75587 | 0
ENS | Preferred Plan | DLC-Thermostat-BYOT-Central Heat Pump | DLC-Thermostat | Winter Morning | Small Industrial | TRC | 0 | 0 | 0.75774 | 0
ENS | Preferred Plan | DLC-Thermostat-BYOT-Central Heat Pump | DLC-Thermostat | Winter Morning | Small Industrial | PAC | 0 | 0 | 0.66306 | 0
ENS | Preferred Plan | DLC-Thermostat-BYOT-Central Heat Pump | DLC-Thermostat | Winter Morning | Small Industrial | RIM | 0 | 0 | 0.66306 | 0
ENS | Preferred Plan | DLC-Thermostat-BYOT-Central Heat Pump | DLC-Thermostat | Winter Morning | Small Industrial | SCT | 0 | 0 | 0.75774 | 0
ENS | Preferred Plan | DLC-Thermostat-BYOT-Central Heat Pump | DLC-Thermostat | Winter Morning | Small Industrial | NS Test Broad | 0 | 0 | 0.75587 | 0
ENS | Preferred Plan | DLC-Thermostat-DI-Baseboard Heating | DLC-Thermostat | Winter Morning | Small Industrial | TRC | 0 | 0 | 0.75774 | 0
ENS | Preferred Plan | DLC-Thermostat-DI-Baseboard Heating | DLC-Thermostat | Winter Morning | Small Industrial | PAC | 0 | 0 | 0.66306 | 0
ENS | Preferred Plan | DLC-Thermostat-DI-Baseboard Heating | DLC-Thermostat | Winter Morning | Small Industrial | RIM | 0 | 0 | 0.66306 | 0
ENS | Preferred Plan | DLC-Thermostat-DI-Baseboard Heating | DLC-Thermostat | Winter Morning | Small Industrial | SCT | 0 | 0 | 0.75774 | 0
ENS | Preferred Plan | DLC-Thermostat-DI-Baseboard Heating | DLC-Thermostat | Winter Morning | Small Industrial | NS Test Broad | 0 | 0 | 0.75587 | 0
ENS | Preferred Plan | DLC-Thermostat-BYOT-Baseboard Heating | DLC-Thermostat | Winter Morning | Small Industrial | TRC | 0 | 0 | 0.75774 | 0
ENS | Preferred Plan | DLC-Thermostat-BYOT-Baseboard Heating | DLC-Thermostat | Winter Morning | Small Industrial | PAC | 0 | 0 | 0.66306 | 0
ENS | Preferred Plan | DLC-Thermostat-BYOT-Baseboard Heating | DLC-Thermostat | Winter Morning | Small Industrial | RIM | 0 | 0 | 0.66306 | 0
ENS | Preferred Plan | DLC-Thermostat-BYOT-Baseboard Heating | DLC-Thermostat | Winter Morning | Small Industrial | SCT | 0 | 0 | 0.75774 | 0
ENS | Preferred Plan | DLC-Thermostat-BYOT-Baseboard Heating | DLC-Thermostat | Winter Morning | Small Industrial | NS Test Broad | 0 | 0 | 0.75587 | 0
ENS | Preferred Plan | DLC-Thermostat-DI-MSHP | DLC-Thermostat | Winter Morning | Small Industrial | TRC | 0 | 0 | 0.75774 | 0
ENS | Preferred Plan | DLC-Thermostat-DI-MSHP | DLC-Thermostat | Winter Morning | Small Industrial | PAC | 0 | 0 | 0.66306 | 0
ENS | Preferred Plan | DLC-Thermostat-DI-MSHP | DLC-Thermostat | Winter Morning | Small Industrial | RIM | 0 | 0 | 0.66306 | 0
ENS | Preferred Plan | DLC-Thermostat-DI-MSHP | DLC-Thermostat | Winter Morning | Small Industrial | SCT | 0 | 0 | 0.75774 | 0
ENS | Preferred Plan | DLC-Thermostat-DI-MSHP | DLC-Thermostat | Winter Morning | Small Industrial | NS Test Broad | 0 | 0 | 0.75587 | 0
ENS | Preferred Plan | DLC-Thermostat-BYOT-MSHP | DLC-Thermostat | Winter Morning | Small Industrial | TRC | 0 | 0 | 0.75774 | 0
ENS | Preferred Plan | DLC-Thermostat-BYOT-MSHP | DLC-Thermostat | Winter Morning | Small Industrial | PAC | 0 | 0 | 0.66306 | 0
ENS | Preferred Plan | DLC-Thermostat-BYOT-MSHP | DLC-Thermostat | Winter Morning | Small Industrial | RIM | 0 | 0 | 0.66306 | 0
ENS | Preferred Plan | DLC-Thermostat-BYOT-MSHP | DLC-Thermostat | Winter Morning | Small Industrial | SCT | 0 | 0 | 0.75774 | 0
ENS | Preferred Plan | DLC-Thermostat-BYOT-MSHP | DLC-Thermostat | Winter Morning | Small Industrial | NS Test Broad | 0 | 0 | 0.75587 | 0
ENS | Preferred Plan | DLC-Thermostat-DI-Central Heat Pump | DLC-Thermostat | Winter Evening | Small Industrial | TRC | 0 | 0 | 0.75721 | 0
ENS | Preferred Plan | DLC-Thermostat-DI-Central Heat Pump | DLC-Thermostat | Winter Evening | Small Industrial | PAC | 0 | 0 | 0.6626 | 0
ENS | Preferred Plan | DLC-Thermostat-DI-Central Heat Pump | DLC-Thermostat | Winter Evening | Small Industrial | RIM | 0 | 0 | 0.6626 | 0
ENS | Preferred Plan | DLC-Thermostat-DI-Central Heat Pump | DLC-Thermostat | Winter Evening | Small Industrial | SCT | 0 | 0 | 0.75721 | 0
ENS | Preferred Plan | DLC-Thermostat-DI-Central Heat Pump | DLC-Thermostat | Winter Evening | Small Industrial | NS Test Broad | 0 | 0 | 0.75533 | 0
ENS | Preferred Plan | DLC-Thermostat-BYOT-Central Heat Pump | DLC-Thermostat | Winter Evening | Small Industrial | TRC | 0 | 0 | 0.75721 | 0
ENS | Preferred Plan | DLC-Thermostat-BYOT-Central Heat Pump | DLC-Thermostat | Winter Evening | Small Industrial | PAC | 0 | 0 | 0.6626 | 0
ENS | Preferred Plan | DLC-Thermostat-BYOT-Central Heat Pump | DLC-Thermostat | Winter Evening | Small Industrial | RIM | 0 | 0 | 0.6626 | 0
ENS | Preferred Plan | DLC-Thermostat-BYOT-Central Heat Pump | DLC-Thermostat | Winter Evening | Small Industrial | SCT | 0 | 0 | 0.75721 | 0
ENS | Preferred Plan | DLC-Thermostat-BYOT-Central Heat Pump | DLC-Thermostat | Winter Evening | Small Industrial | NS Test Broad | 0 | 0 | 0.75533 | 0
ENS | Preferred Plan | DLC-Thermostat-DI-Baseboard Heating | DLC-Thermostat | Winter Evening | Small Industrial | TRC | 0 | 0 | 0.75721 | 0
ENS | Preferred Plan | DLC-Thermostat-DI-Baseboard Heating | DLC-Thermostat | Winter Evening | Small Industrial | PAC | 0 | 0 | 0.6626 | 0
ENS | Preferred Plan | DLC-Thermostat-DI-Baseboard Heating | DLC-Thermostat | Winter Evening | Small Industrial | RIM | 0 | 0 | 0.6626 | 0
ENS | Preferred Plan | DLC-Thermostat-DI-Baseboard Heating | DLC-Thermostat | Winter Evening | Small Industrial | SCT | 0 | 0 | 0.75721 | 0
ENS | Preferred Plan | DLC-Thermostat-DI-Baseboard Heating | DLC-Thermostat | Winter Evening | Small Industrial | NS Test Broad | 0 | 0 | 0.75533 | 0
ENS | Preferred Plan | DLC-Thermostat-BYOT-Baseboard Heating | DLC-Thermostat | Winter Evening | Small Industrial | TRC | 0 | 0 | 0.75721 | 0
ENS | Preferred Plan | DLC-Thermostat-BYOT-Baseboard Heating | DLC-Thermostat | Winter Evening | Small Industrial | PAC | 0 | 0 | 0.6626 | 0
ENS | Preferred Plan | DLC-Thermostat-BYOT-Baseboard Heating | DLC-Thermostat | Winter Evening | Small Industrial | RIM | 0 | 0 | 0.6626 | 0
ENS | Preferred Plan | DLC-Thermostat-BYOT-Baseboard Heating | DLC-Thermostat | Winter Evening | Small Industrial | SCT | 0 | 0 | 0.75721 | 0
ENS | Preferred Plan | DLC-Thermostat-BYOT-Baseboard Heating | DLC-Thermostat | Winter Evening | Small Industrial | NS Test Broad | 0 | 0 | 0.75533 | 0
ENS | Preferred Plan | DLC-Thermostat-DI-MSHP | DLC-Thermostat | Winter Evening | Small Industrial | TRC | 0 | 0 | 0.75721 | 0
ENS | Preferred Plan | DLC-Thermostat-DI-MSHP | DLC-Thermostat | Winter Evening | Small Industrial | PAC | 0 | 0 | 0.6626 | 0
ENS | Preferred Plan | DLC-Thermostat-DI-MSHP | DLC-Thermostat | Winter Evening | Small Industrial | RIM | 0 | 0 | 0.6626 | 0
ENS | Preferred Plan | DLC-Thermostat-DI-MSHP | DLC-Thermostat | Winter Evening | Small Industrial | SCT | 0 | 0 | 0.75721 | 0
ENS | Preferred Plan | DLC-Thermostat-DI-MSHP | DLC-Thermostat | Winter Evening | Small Industrial | NS Test Broad | 0 | 0 | 0.75533 | 0
ENS | Preferred Plan | DLC-Thermostat-BYOT-MSHP | DLC-Thermostat | Winter Evening | Small Industrial | TRC | 0 | 0 | 0.75721 | 0
ENS | Preferred Plan | DLC-Thermostat-BYOT-MSHP | DLC-Thermostat | Winter Evening | Small Industrial | PAC | 0 | 0 | 0.6626 | 0
ENS | Preferred Plan | DLC-Thermostat-BYOT-MSHP | DLC-Thermostat | Winter Evening | Small Industrial | RIM | 0 | 0 | 0.6626 | 0
ENS | Preferred Plan | DLC-Thermostat-BYOT-MSHP | DLC-Thermostat | Winter Evening | Small Industrial | SCT | 0 | 0 | 0.75721 | 0
ENS | Preferred Plan | DLC-Thermostat-BYOT-MSHP | DLC-Thermostat | Winter Evening | Small Industrial | NS Test Broad | 0 | 0 | 0.75533 | 0
ENS | Preferred Plan | DLC-Thermostat-DI-Central Heat Pump | DLC-Thermostat | Winter Morning | Medium Industrial | TRC | 0 | 0 | 0.75774 | 0
ENS | Preferred Plan | DLC-Thermostat-DI-Central Heat Pump | DLC-Thermostat | Winter Morning | Medium Industrial | PAC | 0 | 0 | 0.66306 | 0
ENS | Preferred Plan | DLC-Thermostat-DI-Central Heat Pump | DLC-Thermostat | Winter Morning | Medium Industrial | RIM | 0 | 0 | 0.66306 | 0
ENS | Preferred Plan | DLC-Thermostat-DI-Central Heat Pump | DLC-Thermostat | Winter Morning | Medium Industrial | SCT | 0 | 0 | 0.75774 | 0
ENS | Preferred Plan | DLC-Thermostat-DI-Central Heat Pump | DLC-Thermostat | Winter Morning | Medium Industrial | NS Test Broad | 0 | 0 | 0.75587 | 0
ENS | Preferred Plan | DLC-Thermostat-BYOT-Central Heat Pump | DLC-Thermostat | Winter Morning | Medium Industrial | TRC | 0 | 0 | 0.75774 | 0
ENS | Preferred Plan | DLC-Thermostat-BYOT-Central Heat Pump | DLC-Thermostat | Winter Morning | Medium Industrial | PAC | 0 | 0 | 0.66306 | 0
ENS | Preferred Plan | DLC-Thermostat-BYOT-Central Heat Pump | DLC-Thermostat | Winter Morning | Medium Industrial | RIM | 0 | 0 | 0.66306 | 0
ENS | Preferred Plan | DLC-Thermostat-BYOT-Central Heat Pump | DLC-Thermostat | Winter Morning | Medium Industrial | SCT | 0 | 0 | 0.75774 | 0
ENS | Preferred Plan | DLC-Thermostat-BYOT-Central Heat Pump | DLC-Thermostat | Winter Morning | Medium Industrial | NS Test Broad | 0 | 0 | 0.75587 | 0
ENS | Preferred Plan | DLC-Thermostat-DI-Baseboard Heating | DLC-Thermostat | Winter Morning | Medium Industrial | TRC | 0 | 0 | 0.75774 | 0
ENS | Preferred Plan | DLC-Thermostat-DI-Baseboard Heating | DLC-Thermostat | Winter Morning | Medium Industrial | PAC | 0 | 0 | 0.66306 | 0
ENS | Preferred Plan | DLC-Thermostat-DI-Baseboard Heating | DLC-Thermostat | Winter Morning | Medium Industrial | RIM | 0 | 0 | 0.66306 | 0
ENS | Preferred Plan | DLC-Thermostat-DI-Baseboard Heating | DLC-Thermostat | Winter Morning | Medium Industrial | SCT | 0 | 0 | 0.75774 | 0
ENS | Preferred Plan | DLC-Thermostat-DI-Baseboard Heating | DLC-Thermostat | Winter Morning | Medium Industrial | NS Test Broad | 0 | 0 | 0.75587 | 0
ENS | Preferred Plan | DLC-Thermostat-BYOT-Baseboard Heating | DLC-Thermostat | Winter Morning | Medium Industrial | TRC | 0 | 0 | 0.75774 | 0
ENS | Preferred Plan | DLC-Thermostat-BYOT-Baseboard Heating | DLC-Thermostat | Winter Morning | Medium Industrial | PAC | 0 | 0 | 0.66306 | 0
ENS | Preferred Plan | DLC-Thermostat-BYOT-Baseboard Heating | DLC-Thermostat | Winter Morning | Medium Industrial | RIM | 0 | 0 | 0.66306 | 0
ENS | Preferred Plan | DLC-Thermostat-BYOT-Baseboard Heating | DLC-Thermostat | Winter Morning | Medium Industrial | SCT | 0 | 0 | 0.75774 | 0
ENS | Preferred Plan | DLC-Thermostat-BYOT-Baseboard Heating | DLC-Thermostat | Winter Morning | Medium Industrial | NS Test Broad | 0 | 0 | 0.75587 | 0
ENS | Preferred Plan | DLC-Thermostat-DI-MSHP | DLC-Thermostat | Winter Morning | Medium Industrial | TRC | 0 | 0 | 0.75774 | 0
ENS | Preferred Plan | DLC-Thermostat-DI-MSHP | DLC-Thermostat | Winter Morning | Medium Industrial | PAC | 0 | 0 | 0.66306 | 0
ENS | Preferred Plan | DLC-Thermostat-DI-MSHP | DLC-Thermostat | Winter Morning | Medium Industrial | RIM | 0 | 0 | 0.66306 | 0
ENS | Preferred Plan | DLC-Thermostat-DI-MSHP | DLC-Thermostat | Winter Morning | Medium Industrial | SCT | 0 | 0 | 0.75774 | 0
ENS | Preferred Plan | DLC-Thermostat-DI-MSHP | DLC-Thermostat | Winter Morning | Medium Industrial | NS Test Broad | 0 | 0 | 0.75587 | 0
ENS | Preferred Plan | DLC-Thermostat-BYOT-MSHP | DLC-Thermostat | Winter Morning | Medium Industrial | TRC | 0 | 0 | 0.75774 | 0
ENS | Preferred Plan | DLC-Thermostat-BYOT-MSHP | DLC-Thermostat | Winter Morning | Medium Industrial | PAC | 0 | 0 | 0.66306 | 0
ENS | Preferred Plan | DLC-Thermostat-BYOT-MSHP | DLC-Thermostat | Winter Morning | Medium Industrial | RIM | 0 | 0 | 0.66306 | 0
ENS | Preferred Plan | DLC-Thermostat-BYOT-MSHP | DLC-Thermostat | Winter Morning | Medium Industrial | SCT | 0 | 0 | 0.75774 | 0
ENS | Preferred Plan | DLC-Thermostat-BYOT-MSHP | DLC-Thermostat | Winter Morning | Medium Industrial | NS Test Broad | 0 | 0 | 0.75587 | 0
ENS | Preferred Plan | DLC-Thermostat-DI-Central Heat Pump | DLC-Thermostat | Winter Evening | Medium Industrial | TRC | 0 | 0 | 0.75721 | 0
ENS | Preferred Plan | DLC-Thermostat-DI-Central Heat Pump | DLC-Thermostat | Winter Evening | Medium Industrial | PAC | 0 | 0 | 0.6626 | 0
ENS | Preferred Plan | DLC-Thermostat-DI-Central Heat Pump | DLC-Thermostat | Winter Evening | Medium Industrial | RIM | 0 | 0 | 0.6626 | 0
ENS | Preferred Plan | DLC-Thermostat-DI-Central Heat Pump | DLC-Thermostat | Winter Evening | Medium Industrial | SCT | 0 | 0 | 0.75721 | 0
ENS | Preferred Plan | DLC-Thermostat-DI-Central Heat Pump | DLC-Thermostat | Winter Evening | Medium Industrial | NS Test Broad | 0 | 0 | 0.75533 | 0
ENS | Preferred Plan | DLC-Thermostat-BYOT-Central Heat Pump | DLC-Thermostat | Winter Evening | Medium Industrial | TRC | 0 | 0 | 0.75721 | 0
ENS | Preferred Plan | DLC-Thermostat-BYOT-Central Heat Pump | DLC-Thermostat | Winter Evening | Medium Industrial | PAC | 0 | 0 | 0.6626 | 0
ENS | Preferred Plan | DLC-Thermostat-BYOT-Central Heat Pump | DLC-Thermostat | Winter Evening | Medium Industrial | RIM | 0 | 0 | 0.6626 | 0
ENS | Preferred Plan | DLC-Thermostat-BYOT-Central Heat Pump | DLC-Thermostat | Winter Evening | Medium Industrial | SCT | 0 | 0 | 0.75721 | 0
ENS | Preferred Plan | DLC-Thermostat-BYOT-Central Heat Pump | DLC-Thermostat | Winter Evening | Medium Industrial | NS Test Broad | 0 | 0 | 0.75533 | 0
ENS | Preferred Plan | DLC-Thermostat-DI-Baseboard Heating | DLC-Thermostat | Winter Evening | Medium Industrial | TRC | 0 | 0 | 0.75721 | 0
ENS | Preferred Plan | DLC-Thermostat-DI-Baseboard Heating | DLC-Thermostat | Winter Evening | Medium Industrial | PAC | 0 | 0 | 0.6626 | 0
ENS | Preferred Plan | DLC-Thermostat-DI-Baseboard Heating | DLC-Thermostat | Winter Evening | Medium Industrial | RIM | 0 | 0 | 0.6626 | 0
ENS | Preferred Plan | DLC-Thermostat-DI-Baseboard Heating | DLC-Thermostat | Winter Evening | Medium Industrial | SCT | 0 | 0 | 0.75721 | 0
ENS | Preferred Plan | DLC-Thermostat-DI-Baseboard Heating | DLC-Thermostat | Winter Evening | Medium Industrial | NS Test Broad | 0 | 0 | 0.75533 | 0
ENS | Preferred Plan | DLC-Thermostat-BYOT-Baseboard Heating | DLC-Thermostat | Winter Evening | Medium Industrial | TRC | 0 | 0 | 0.75721 | 0
ENS | Preferred Plan | DLC-Thermostat-BYOT-Baseboard Heating | DLC-Thermostat | Winter Evening | Medium Industrial | PAC | 0 | 0 | 0.6626 | 0
ENS | Preferred Plan | DLC-Thermostat-BYOT-Baseboard Heating | DLC-Thermostat | Winter Evening | Medium Industrial | RIM | 0 | 0 | 0.6626 | 0
ENS | Preferred Plan | DLC-Thermostat-BYOT-Baseboard Heating | DLC-Thermostat | Winter Evening | Medium Industrial | SCT | 0 | 0 | 0.75721 | 0
ENS | Preferred Plan | DLC-Thermostat-BYOT-Baseboard Heating | DLC-Thermostat | Winter Evening | Medium Industrial | NS Test Broad | 0 | 0 | 0.75533 | 0
ENS | Preferred Plan | DLC-Thermostat-DI-MSHP | DLC-Thermostat | Winter Evening | Medium Industrial | TRC | 0 | 0 | 0.75721 | 0
ENS | Preferred Plan | DLC-Thermostat-DI-MSHP | DLC-Thermostat | Winter Evening | Medium Industrial | PAC | 0 | 0 | 0.6626 | 0
ENS | Preferred Plan | DLC-Thermostat-DI-MSHP | DLC-Thermostat | Winter Evening | Medium Industrial | RIM | 0 | 0 | 0.6626 | 0
ENS | Preferred Plan | DLC-Thermostat-DI-MSHP | DLC-Thermostat | Winter Evening | Medium Industrial | SCT | 0 | 0 | 0.75721 | 0
ENS | Preferred Plan | DLC-Thermostat-DI-MSHP | DLC-Thermostat | Winter Evening | Medium Industrial | NS Test Broad | 0 | 0 | 0.75533 | 0
ENS | Preferred Plan | DLC-Thermostat-BYOT-MSHP | DLC-Thermostat | Winter Evening | Medium Industrial | TRC | 0 | 0 | 0.75721 | 0
ENS | Preferred Plan | DLC-Thermostat-BYOT-MSHP | DLC-Thermostat | Winter Evening | Medium Industrial | PAC | 0 | 0 | 0.6626 | 0
ENS | Preferred Plan | DLC-Thermostat-BYOT-MSHP | DLC-Thermostat | Winter Evening | Medium Industrial | RIM | 0 | 0 | 0.6626 | 0
ENS | Preferred Plan | DLC-Thermostat-BYOT-MSHP | DLC-Thermostat | Winter Evening | Medium Industrial | SCT | 0 | 0 | 0.75721 | 0
ENS | Preferred Plan | DLC-Thermostat-BYOT-MSHP | DLC-Thermostat | Winter Evening | Medium Industrial | NS Test Broad | 0 | 0 | 0.75533 | 0
ENS | Preferred Plan | DLC-Thermostat-DI-Central Heat Pump | DLC-Thermostat | Winter Morning | Residential Charitable | TRC | 0 | 0 | 0.75774 | 0
ENS | Preferred Plan | DLC-Thermostat-DI-Central Heat Pump | DLC-Thermostat | Winter Morning | Residential Charitable | PAC | 0 | 0 | 0.66306 | 0
ENS | Preferred Plan | DLC-Thermostat-DI-Central Heat Pump | DLC-Thermostat | Winter Morning | Residential Charitable | RIM | 0 | 0 | 0.66306 | 0
ENS | Preferred Plan | DLC-Thermostat-DI-Central Heat Pump | DLC-Thermostat | Winter Morning | Residential Charitable | SCT | 0 | 0 | 0.75774 | 0
ENS | Preferred Plan | DLC-Thermostat-DI-Central Heat Pump | DLC-Thermostat | Winter Morning | Residential Charitable | NS Test Broad | 0 | 0 | 0.75587 | 0
ENS | Preferred Plan | DLC-Thermostat-BYOT-Central Heat Pump | DLC-Thermostat | Winter Morning | Residential Charitable | TRC | 372909.4336 | 357076.0318 | 0.75774 | 0
ENS | Preferred Plan | DLC-Thermostat-BYOT-Central Heat Pump | DLC-Thermostat | Winter Morning | Residential Charitable | PAC | 372909.4336 | 395381.3082 | 0.66306 | 0
ENS | Preferred Plan | DLC-Thermostat-BYOT-Central Heat Pump | DLC-Thermostat | Winter Morning | Residential Charitable | PCT | 38305.2764 | 0 | 0 | 0
ENS | Preferred Plan | DLC-Thermostat-BYOT-Central Heat Pump | DLC-Thermostat | Winter Morning | Residential Charitable | RIM | 372909.4336 | 395381.3082 | 0.66306 | 0
ENS | Preferred Plan | DLC-Thermostat-BYOT-Central Heat Pump | DLC-Thermostat | Winter Morning | Residential Charitable | SCT | 372909.4336 | 357076.0318 | 0.75774 | 0
ENS | Preferred Plan | DLC-Thermostat-BYOT-Central Heat Pump | DLC-Thermostat | Winter Morning | Residential Charitable | NS Test Broad | 389875.8128 | 374370.8231 | 0.75587 | 0
ENS | Preferred Plan | DLC-Thermostat-DI-Baseboard Heating | DLC-Thermostat | Winter Morning | Residential Charitable | TRC | 2808373.156 | 3550804.6946 | 0.75774 | 0
ENS | Preferred Plan | DLC-Thermostat-DI-Baseboard Heating | DLC-Thermostat | Winter Morning | Residential Charitable | PAC | 2808373.156 | 3989883.5753 | 0.66306 | 0
ENS | Preferred Plan | DLC-Thermostat-DI-Baseboard Heating | DLC-Thermostat | Winter Morning | Residential Charitable | PCT | 439078.8807 | 0 | 0 | 0
ENS | Preferred Plan | DLC-Thermostat-DI-Baseboard Heating | DLC-Thermostat | Winter Morning | Residential Charitable | RIM | 2808373.156 | 3989883.5753 | 0.66306 | 0
ENS | Preferred Plan | DLC-Thermostat-DI-Baseboard Heating | DLC-Thermostat | Winter Morning | Residential Charitable | SCT | 2808373.156 | 3550804.6946 | 0.75774 | 0
ENS | Preferred Plan | DLC-Thermostat-DI-Baseboard Heating | DLC-Thermostat | Winter Morning | Residential Charitable | NS Test Broad | 2936019.9396 | 3721504.1625 | 0.75587 | 0
ENS | Preferred Plan | DLC-Thermostat-BYOT-Baseboard Heating | DLC-Thermostat | Winter Morning | Residential Charitable | TRC | 328345.6382 | 630294.9781 | 0.75774 | 0
ENS | Preferred Plan | DLC-Thermostat-BYOT-Baseboard Heating | DLC-Thermostat | Winter Morning | Residential Charitable | PAC | 328345.6382 | 768696.9257 | 0.66306 | 0
ENS | Preferred Plan | DLC-Thermostat-BYOT-Baseboard Heating | DLC-Thermostat | Winter Morning | Residential Charitable | PCT | 138401.9476 | 0 | 0 | 0
ENS | Preferred Plan | DLC-Thermostat-BYOT-Baseboard Heating | DLC-Thermostat | Winter Morning | Residential Charitable | RIM | 328345.6382 | 768696.9257 | 0.66306 | 0
ENS | Preferred Plan | DLC-Thermostat-BYOT-Baseboard Heating | DLC-Thermostat | Winter Morning | Residential Charitable | SCT | 328345.6382 | 630294.9781 | 0.75774 | 0
ENS | Preferred Plan | DLC-Thermostat-BYOT-Baseboard Heating | DLC-Thermostat | Winter Morning | Residential Charitable | NS Test Broad | 343270.8882 | 660377.7303 | 0.75587 | 0
ENS | Preferred Plan | DLC-Thermostat-DI-MSHP | DLC-Thermostat | Winter Morning | Residential Charitable | TRC | 1627336.8349 | 2232752.3498 | 0.75774 | 0
ENS | Preferred Plan | DLC-Thermostat-DI-MSHP | DLC-Thermostat | Winter Morning | Residential Charitable | PAC | 1627336.8349 | 2575731.0397 | 0.66306 | 0
ENS | Preferred Plan | DLC-Thermostat-DI-MSHP | DLC-Thermostat | Winter Morning | Residential Charitable | PCT | 342978.6899 | 0 | 0 | 0
ENS | Preferred Plan | DLC-Thermostat-DI-MSHP | DLC-Thermostat | Winter Morning | Residential Charitable | RIM | 1627336.8349 | 2575731.0397 | 0.66306 | 0
ENS | Preferred Plan | DLC-Thermostat-DI-MSHP | DLC-Thermostat | Winter Morning | Residential Charitable | SCT | 1627336.8349 | 2232752.3498 | 0.75774 | 0
ENS | Preferred Plan | DLC-Thermostat-DI-MSHP | DLC-Thermostat | Winter Morning | Residential Charitable | NS Test Broad | 1701302.5698 | 2339905.8817 | 0.75587 | 0
ENS | Preferred Plan | DLC-Thermostat-BYOT-MSHP | DLC-Thermostat | Winter Morning | Residential Charitable | TRC | 147168.7745 | 202654.1339 | 0.75774 | 0
ENS | Preferred Plan | DLC-Thermostat-BYOT-MSHP | DLC-Thermostat | Winter Morning | Residential Charitable | PAC | 147168.7745 | 239568.8019 | 0.66306 | 0
ENS | Preferred Plan | DLC-Thermostat-BYOT-MSHP | DLC-Thermostat | Winter Morning | Residential Charitable | PCT | 36914.668 | 0 | 0 | 0
ENS | Preferred Plan | DLC-Thermostat-BYOT-MSHP | DLC-Thermostat | Winter Morning | Residential Charitable | RIM | 147168.7745 | 239568.8019 | 0.66306 | 0
ENS | Preferred Plan | DLC-Thermostat-BYOT-MSHP | DLC-Thermostat | Winter Morning | Residential Charitable | SCT | 147168.7745 | 202654.1339 | 0.75774 | 0
ENS | Preferred Plan | DLC-Thermostat-BYOT-MSHP | DLC-Thermostat | Winter Morning | Residential Charitable | NS Test Broad | 153858.8365 | 212381.053 | 0.75587 | 0
ENS | Preferred Plan | DLC-Thermostat-DI-Central Heat Pump | DLC-Thermostat | Winter Evening | Residential Charitable | TRC | 0 | 0 | 0.75721 | 0
ENS | Preferred Plan | DLC-Thermostat-DI-Central Heat Pump | DLC-Thermostat | Winter Evening | Residential Charitable | PAC | 0 | 0 | 0.6626 | 0
ENS | Preferred Plan | DLC-Thermostat-DI-Central Heat Pump | DLC-Thermostat | Winter Evening | Residential Charitable | RIM | 0 | 0 | 0.6626 | 0
ENS | Preferred Plan | DLC-Thermostat-DI-Central Heat Pump | DLC-Thermostat | Winter Evening | Residential Charitable | SCT | 0 | 0 | 0.75721 | 0
ENS | Preferred Plan | DLC-Thermostat-DI-Central Heat Pump | DLC-Thermostat | Winter Evening | Residential Charitable | NS Test Broad | 0 | 0 | 0.75533 | 0
ENS | Preferred Plan | DLC-Thermostat-BYOT-Central Heat Pump | DLC-Thermostat | Winter Evening | Residential Charitable | TRC | 372649.7904 | 357076.0318 | 0.75721 | 0
ENS | Preferred Plan | DLC-Thermostat-BYOT-Central Heat Pump | DLC-Thermostat | Winter Evening | Residential Charitable | PAC | 372649.7904 | 395381.3082 | 0.6626 | 0
ENS | Preferred Plan | DLC-Thermostat-BYOT-Central Heat Pump | DLC-Thermostat | Winter Evening | Residential Charitable | PCT | 38305.2764 | 0 | 0 | 0
ENS | Preferred Plan | DLC-Thermostat-BYOT-Central Heat Pump | DLC-Thermostat | Winter Evening | Residential Charitable | RIM | 372649.7904 | 395381.3082 | 0.6626 | 0
ENS | Preferred Plan | DLC-Thermostat-BYOT-Central Heat Pump | DLC-Thermostat | Winter Evening | Residential Charitable | SCT | 372649.7904 | 357076.0318 | 0.75721 | 0
ENS | Preferred Plan | DLC-Thermostat-BYOT-Central Heat Pump | DLC-Thermostat | Winter Evening | Residential Charitable | NS Test Broad | 389597.3577 | 374370.8231 | 0.75533 | 0
ENS | Preferred Plan | DLC-Thermostat-DI-Baseboard Heating | DLC-Thermostat | Winter Evening | Residential Charitable | TRC | 2806418.305 | 3550804.6946 | 0.75721 | 0
ENS | Preferred Plan | DLC-Thermostat-DI-Baseboard Heating | DLC-Thermostat | Winter Evening | Residential Charitable | PAC | 2806418.305 | 3989883.5753 | 0.6626 | 0
ENS | Preferred Plan | DLC-Thermostat-DI-Baseboard Heating | DLC-Thermostat | Winter Evening | Residential Charitable | PCT | 439078.8807 | 0 | 0 | 0
ENS | Preferred Plan | DLC-Thermostat-DI-Baseboard Heating | DLC-Thermostat | Winter Evening | Residential Charitable | RIM | 2806418.305 | 3989883.5753 | 0.6626 | 0
ENS | Preferred Plan | DLC-Thermostat-DI-Baseboard Heating | DLC-Thermostat | Winter Evening | Residential Charitable | SCT | 2806418.305 | 3550804.6946 | 0.75721 | 0
ENS | Preferred Plan | DLC-Thermostat-DI-Baseboard Heating | DLC-Thermostat | Winter Evening | Residential Charitable | NS Test Broad | 2933923.6305 | 3721504.1625 | 0.75533 | 0
ENS | Preferred Plan | DLC-Thermostat-BYOT-Baseboard Heating | DLC-Thermostat | Winter Evening | Residential Charitable | TRC | 328117.0867 | 630294.9781 | 0.75721 | 0
ENS | Preferred Plan | DLC-Thermostat-BYOT-Baseboard Heating | DLC-Thermostat | Winter Evening | Residential Charitable | PAC | 328117.0867 | 768696.9257 | 0.6626 | 0
ENS | Preferred Plan | DLC-Thermostat-BYOT-Baseboard Heating | DLC-Thermostat | Winter Evening | Residential Charitable | PCT | 138401.9476 | 0 | 0 | 0
ENS | Preferred Plan | DLC-Thermostat-BYOT-Baseboard Heating | DLC-Thermostat | Winter Evening | Residential Charitable | RIM | 328117.0867 | 768696.9257 | 0.6626 | 0
ENS | Preferred Plan | DLC-Thermostat-BYOT-Baseboard Heating | DLC-Thermostat | Winter Evening | Residential Charitable | SCT | 328117.0867 | 630294.9781 | 0.75721 | 0
ENS | Preferred Plan | DLC-Thermostat-BYOT-Baseboard Heating | DLC-Thermostat | Winter Evening | Residential Charitable | NS Test Broad | 343025.7973 | 660377.7303 | 0.75533 | 0
ENS | Preferred Plan | DLC-Thermostat-DI-MSHP | DLC-Thermostat | Winter Evening | Residential Charitable | TRC | 1626204.0881 | 2232752.3498 | 0.75721 | 0
ENS | Preferred Plan | DLC-Thermostat-DI-MSHP | DLC-Thermostat | Winter Evening | Residential Charitable | PAC | 1626204.0881 | 2575731.0397 | 0.6626 | 0
ENS | Preferred Plan | DLC-Thermostat-DI-MSHP | DLC-Thermostat | Winter Evening | Residential Charitable | PCT | 342978.6899 | 0 | 0 | 0
ENS | Preferred Plan | DLC-Thermostat-DI-MSHP | DLC-Thermostat | Winter Evening | Residential Charitable | RIM | 1626204.0881 | 2575731.0397 | 0.6626 | 0
ENS | Preferred Plan | DLC-Thermostat-DI-MSHP | DLC-Thermostat | Winter Evening | Residential Charitable | SCT | 1626204.0881 | 2232752.3498 | 0.75721 | 0
ENS | Preferred Plan | DLC-Thermostat-DI-MSHP | DLC-Thermostat | Winter Evening | Residential Charitable | NS Test Broad | 1700087.8556 | 2339905.8817 | 0.75533 | 0
ENS | Preferred Plan | DLC-Thermostat-BYOT-MSHP | DLC-Thermostat | Winter Evening | Residential Charitable | TRC | 147066.3406 | 202654.1339 | 0.75721 | 0
ENS | Preferred Plan | DLC-Thermostat-BYOT-MSHP | DLC-Thermostat | Winter Evening | Residential Charitable | PAC | 147066.3406 | 239568.8019 | 0.6626 | 0
ENS | Preferred Plan | DLC-Thermostat-BYOT-MSHP | DLC-Thermostat | Winter Evening | Residential Charitable | PCT | 36914.668 | 0 | 0 | 0
ENS | Preferred Plan | DLC-Thermostat-BYOT-MSHP | DLC-Thermostat | Winter Evening | Residential Charitable | RIM | 147066.3406 | 239568.8019 | 0.6626 | 0
ENS | Preferred Plan | DLC-Thermostat-BYOT-MSHP | DLC-Thermostat | Winter Evening | Residential Charitable | SCT | 147066.3406 | 202654.1339 | 0.75721 | 0
ENS | Preferred Plan | DLC-Thermostat-BYOT-MSHP | DLC-Thermostat | Winter Evening | Residential Charitable | NS Test Broad | 153748.9922 | 212381.053 | 0.75533 | 0
ENS | Preferred Plan | DLC-Switch-Water Heating | DLC-Water Heating | Winter Morning | Small General | TRC | 0 | 0 | 0.95601 | 0
ENS | Preferred Plan | DLC-Switch-Water Heating | DLC-Water Heating | Winter Morning | Small General | PAC | 0 | 0 | 0.86419 | 0
ENS | Preferred Plan | DLC-Switch-Water Heating | DLC-Water Heating | Winter Morning | Small General | RIM | 0 | 0 | 0.86419 | 0
ENS | Preferred Plan | DLC-Switch-Water Heating | DLC-Water Heating | Winter Morning | Small General | SCT | 0 | 0 | 0.95601 | 0
ENS | Preferred Plan | DLC-Switch-Water Heating | DLC-Water Heating | Winter Morning | Small General | NS Test Broad | 0 | 0 | 0.95293 | 0
ENS | Preferred Plan | DLC-BYOD-Water Heating | DLC-Water Heating | Winter Morning | Small General | TRC | 0 | 0 | 0.95601 | 0
ENS | Preferred Plan | DLC-BYOD-Water Heating | DLC-Water Heating | Winter Morning | Small General | PAC | 0 | 0 | 0.86419 | 0
ENS | Preferred Plan | DLC-BYOD-Water Heating | DLC-Water Heating | Winter Morning | Small General | RIM | 0 | 0 | 0.86419 | 0
ENS | Preferred Plan | DLC-BYOD-Water Heating | DLC-Water Heating | Winter Morning | Small General | SCT | 0 | 0 | 0.95601 | 0
ENS | Preferred Plan | DLC-BYOD-Water Heating | DLC-Water Heating | Winter Morning | Small General | NS Test Broad | 0 | 0 | 0.95293 | 0
ENS | Preferred Plan | DLC-Switch-Water Heating | DLC-Water Heating | Winter Evening | Small General | TRC | 0 | 0 | 0.80768 | 0
ENS | Preferred Plan | DLC-Switch-Water Heating | DLC-Water Heating | Winter Evening | Small General | PAC | 0 | 0 | 0.7301 | 0
ENS | Preferred Plan | DLC-Switch-Water Heating | DLC-Water Heating | Winter Evening | Small General | RIM | 0 | 0 | 0.7301 | 0
ENS | Preferred Plan | DLC-Switch-Water Heating | DLC-Water Heating | Winter Evening | Small General | SCT | 0 | 0 | 0.80768 | 0
ENS | Preferred Plan | DLC-Switch-Water Heating | DLC-Water Heating | Winter Evening | Small General | NS Test Broad | 0 | 0 | 0.80505 | 0
ENS | Preferred Plan | DLC-BYOD-Water Heating | DLC-Water Heating | Winter Evening | Small General | TRC | 0 | 0 | 0.80768 | 0
ENS | Preferred Plan | DLC-BYOD-Water Heating | DLC-Water Heating | Winter Evening | Small General | PAC | 0 | 0 | 0.7301 | 0
ENS | Preferred Plan | DLC-BYOD-Water Heating | DLC-Water Heating | Winter Evening | Small General | RIM | 0 | 0 | 0.7301 | 0
ENS | Preferred Plan | DLC-BYOD-Water Heating | DLC-Water Heating | Winter Evening | Small General | SCT | 0 | 0 | 0.80768 | 0
ENS | Preferred Plan | DLC-BYOD-Water Heating | DLC-Water Heating | Winter Evening | Small General | NS Test Broad | 0 | 0 | 0.80505 | 0
ENS | Preferred Plan | DLC-Switch-Water Heating | DLC-Water Heating | Winter Morning | General | TRC | 0 | 0 | 0.95601 | 0
ENS | Preferred Plan | DLC-Switch-Water Heating | DLC-Water Heating | Winter Morning | General | PAC | 0 | 0 | 0.86419 | 0
ENS | Preferred Plan | DLC-Switch-Water Heating | DLC-Water Heating | Winter Morning | General | RIM | 0 | 0 | 0.86419 | 0
ENS | Preferred Plan | DLC-Switch-Water Heating | DLC-Water Heating | Winter Morning | General | SCT | 0 | 0 | 0.95601 | 0
ENS | Preferred Plan | DLC-Switch-Water Heating | DLC-Water Heating | Winter Morning | General | NS Test Broad | 0 | 0 | 0.95293 | 0
ENS | Preferred Plan | DLC-BYOD-Water Heating | DLC-Water Heating | Winter Morning | General | TRC | 0 | 0 | 0.95601 | 0
ENS | Preferred Plan | DLC-BYOD-Water Heating | DLC-Water Heating | Winter Morning | General | PAC | 0 | 0 | 0.86419 | 0
ENS | Preferred Plan | DLC-BYOD-Water Heating | DLC-Water Heating | Winter Morning | General | RIM | 0 | 0 | 0.86419 | 0
ENS | Preferred Plan | DLC-BYOD-Water Heating | DLC-Water Heating | Winter Morning | General | SCT | 0 | 0 | 0.95601 | 0
ENS | Preferred Plan | DLC-BYOD-Water Heating | DLC-Water Heating | Winter Morning | General | NS Test Broad | 0 | 0 | 0.95293 | 0
ENS | Preferred Plan | DLC-Switch-Water Heating | DLC-Water Heating | Winter Evening | General | TRC | 0 | 0 | 0.80768 | 0
ENS | Preferred Plan | DLC-Switch-Water Heating | DLC-Water Heating | Winter Evening | General | PAC | 0 | 0 | 0.7301 | 0
ENS | Preferred Plan | DLC-Switch-Water Heating | DLC-Water Heating | Winter Evening | General | RIM | 0 | 0 | 0.7301 | 0
ENS | Preferred Plan | DLC-Switch-Water Heating | DLC-Water Heating | Winter Evening | General | SCT | 0 | 0 | 0.80768 | 0
ENS | Preferred Plan | DLC-Switch-Water Heating | DLC-Water Heating | Winter Evening | General | NS Test Broad | 0 | 0 | 0.80505 | 0
ENS | Preferred Plan | DLC-BYOD-Water Heating | DLC-Water Heating | Winter Evening | General | TRC | 0 | 0 | 0.80768 | 0
ENS | Preferred Plan | DLC-BYOD-Water Heating | DLC-Water Heating | Winter Evening | General | PAC | 0 | 0 | 0.7301 | 0
ENS | Preferred Plan | DLC-BYOD-Water Heating | DLC-Water Heating | Winter Evening | General | RIM | 0 | 0 | 0.7301 | 0
ENS | Preferred Plan | DLC-BYOD-Water Heating | DLC-Water Heating | Winter Evening | General | SCT | 0 | 0 | 0.80768 | 0
ENS | Preferred Plan | DLC-BYOD-Water Heating | DLC-Water Heating | Winter Evening | General | NS Test Broad | 0 | 0 | 0.80505 | 0
ENS | Preferred Plan | DLC-Switch-Water Heating | DLC-Water Heating | Winter Morning | Small Industrial | TRC | 0 | 0 | 0.95601 | 0
ENS | Preferred Plan | DLC-Switch-Water Heating | DLC-Water Heating | Winter Morning | Small Industrial | PAC | 0 | 0 | 0.86419 | 0
ENS | Preferred Plan | DLC-Switch-Water Heating | DLC-Water Heating | Winter Morning | Small Industrial | RIM | 0 | 0 | 0.86419 | 0
ENS | Preferred Plan | DLC-Switch-Water Heating | DLC-Water Heating | Winter Morning | Small Industrial | SCT | 0 | 0 | 0.95601 | 0
ENS | Preferred Plan | DLC-Switch-Water Heating | DLC-Water Heating | Winter Morning | Small Industrial | NS Test Broad | 0 | 0 | 0.95293 | 0
ENS | Preferred Plan | DLC-BYOD-Water Heating | DLC-Water Heating | Winter Morning | Small Industrial | TRC | 0 | 0 | 0.95601 | 0
ENS | Preferred Plan | DLC-BYOD-Water Heating | DLC-Water Heating | Winter Morning | Small Industrial | PAC | 0 | 0 | 0.86419 | 0
ENS | Preferred Plan | DLC-BYOD-Water Heating | DLC-Water Heating | Winter Morning | Small Industrial | RIM | 0 | 0 | 0.86419 | 0
ENS | Preferred Plan | DLC-BYOD-Water Heating | DLC-Water Heating | Winter Morning | Small Industrial | SCT | 0 | 0 | 0.95601 | 0
ENS | Preferred Plan | DLC-BYOD-Water Heating | DLC-Water Heating | Winter Morning | Small Industrial | NS Test Broad | 0 | 0 | 0.95293 | 0
ENS | Preferred Plan | DLC-Switch-Water Heating | DLC-Water Heating | Winter Evening | Small Industrial | TRC | 0 | 0 | 0.80768 | 0
ENS | Preferred Plan | DLC-Switch-Water Heating | DLC-Water Heating | Winter Evening | Small Industrial | PAC | 0 | 0 | 0.7301 | 0
ENS | Preferred Plan | DLC-Switch-Water Heating | DLC-Water Heating | Winter Evening | Small Industrial | RIM | 0 | 0 | 0.7301 | 0
ENS | Preferred Plan | DLC-Switch-Water Heating | DLC-Water Heating | Winter Evening | Small Industrial | SCT | 0 | 0 | 0.80768 | 0
ENS | Preferred Plan | DLC-Switch-Water Heating | DLC-Water Heating | Winter Evening | Small Industrial | NS Test Broad | 0 | 0 | 0.80505 | 0
ENS | Preferred Plan | DLC-BYOD-Water Heating | DLC-Water Heating | Winter Evening | Small Industrial | TRC | 0 | 0 | 0.80768 | 0
ENS | Preferred Plan | DLC-BYOD-Water Heating | DLC-Water Heating | Winter Evening | Small Industrial | PAC | 0 | 0 | 0.7301 | 0
ENS | Preferred Plan | DLC-BYOD-Water Heating | DLC-Water Heating | Winter Evening | Small Industrial | RIM | 0 | 0 | 0.7301 | 0
ENS | Preferred Plan | DLC-BYOD-Water Heating | DLC-Water Heating | Winter Evening | Small Industrial | SCT | 0 | 0 | 0.80768 | 0
ENS | Preferred Plan | DLC-BYOD-Water Heating | DLC-Water Heating | Winter Evening | Small Industrial | NS Test Broad | 0 | 0 | 0.80505 | 0
ENS | Preferred Plan | DLC-Switch-Water Heating | DLC-Water Heating | Winter Morning | Medium Industrial | TRC | 0 | 0 | 0.95601 | 0
ENS | Preferred Plan | DLC-Switch-Water Heating | DLC-Water Heating | Winter Morning | Medium Industrial | PAC | 0 | 0 | 0.86419 | 0
ENS | Preferred Plan | DLC-Switch-Water Heating | DLC-Water Heating | Winter Morning | Medium Industrial | RIM | 0 | 0 | 0.86419 | 0
ENS | Preferred Plan | DLC-Switch-Water Heating | DLC-Water Heating | Winter Morning | Medium Industrial | SCT | 0 | 0 | 0.95601 | 0
ENS | Preferred Plan | DLC-Switch-Water Heating | DLC-Water Heating | Winter Morning | Medium Industrial | NS Test Broad | 0 | 0 | 0.95293 | 0
ENS | Preferred Plan | DLC-BYOD-Water Heating | DLC-Water Heating | Winter Morning | Medium Industrial | TRC | 0 | 0 | 0.95601 | 0
ENS | Preferred Plan | DLC-BYOD-Water Heating | DLC-Water Heating | Winter Morning | Medium Industrial | PAC | 0 | 0 | 0.86419 | 0
ENS | Preferred Plan | DLC-BYOD-Water Heating | DLC-Water Heating | Winter Morning | Medium Industrial | RIM | 0 | 0 | 0.86419 | 0
ENS | Preferred Plan | DLC-BYOD-Water Heating | DLC-Water Heating | Winter Morning | Medium Industrial | SCT | 0 | 0 | 0.95601 | 0
ENS | Preferred Plan | DLC-BYOD-Water Heating | DLC-Water Heating | Winter Morning | Medium Industrial | NS Test Broad | 0 | 0 | 0.95293 | 0
ENS | Preferred Plan | DLC-Switch-Water Heating | DLC-Water Heating | Winter Evening | Medium Industrial | TRC | 0 | 0 | 0.80768 | 0
ENS | Preferred Plan | DLC-Switch-Water Heating | DLC-Water Heating | Winter Evening | Medium Industrial | PAC | 0 | 0 | 0.7301 | 0
ENS | Preferred Plan | DLC-Switch-Water Heating | DLC-Water Heating | Winter Evening | Medium Industrial | RIM | 0 | 0 | 0.7301 | 0
ENS | Preferred Plan | DLC-Switch-Water Heating | DLC-Water Heating | Winter Evening | Medium Industrial | SCT | 0 | 0 | 0.80768 | 0
ENS | Preferred Plan | DLC-Switch-Water Heating | DLC-Water Heating | Winter Evening | Medium Industrial | NS Test Broad | 0 | 0 | 0.80505 | 0
ENS | Preferred Plan | DLC-BYOD-Water Heating | DLC-Water Heating | Winter Evening | Medium Industrial | TRC | 0 | 0 | 0.80768 | 0
ENS | Preferred Plan | DLC-BYOD-Water Heating | DLC-Water Heating | Winter Evening | Medium Industrial | PAC | 0 | 0 | 0.7301 | 0
ENS | Preferred Plan | DLC-BYOD-Water Heating | DLC-Water Heating | Winter Evening | Medium Industrial | RIM | 0 | 0 | 0.7301 | 0
ENS | Preferred Plan | DLC-BYOD-Water Heating | DLC-Water Heating | Winter Evening | Medium Industrial | SCT | 0 | 0 | 0.80768 | 0
ENS | Preferred Plan | DLC-BYOD-Water Heating | DLC-Water Heating | Winter Evening | Medium Industrial | NS Test Broad | 0 | 0 | 0.80505 | 0
ENS | Preferred Plan | DLC-Switch-Water Heating | DLC-Water Heating | Winter Morning | Residential Charitable | TRC | 2045798.1923 | 2139928.164 | 0.95601 | 0
ENS | Preferred Plan | DLC-Switch-Water Heating | DLC-Water Heating | Winter Morning | Residential Charitable | PAC | 2045798.1923 | 2367306.2589 | 0.86419 | 0
ENS | Preferred Plan | DLC-Switch-Water Heating | DLC-Water Heating | Winter Morning | Residential Charitable | PCT | 227378.0949 | 0 | 0 | 0
ENS | Preferred Plan | DLC-Switch-Water Heating | DLC-Water Heating | Winter Morning | Residential Charitable | RIM | 2045798.1923 | 2367306.2589 | 0.86419 | 0
ENS | Preferred Plan | DLC-Switch-Water Heating | DLC-Water Heating | Winter Morning | Residential Charitable | SCT | 2045798.1923 | 2139928.164 | 0.95601 | 0
ENS | Preferred Plan | DLC-Switch-Water Heating | DLC-Water Heating | Winter Morning | Residential Charitable | NS Test Broad | 2138778.7283 | 2244421.5841 | 0.95293 | 0
ENS | Preferred Plan | DLC-BYOD-Water Heating | DLC-Water Heating | Winter Morning | Residential Charitable | TRC | 0 | 0 | 0.95601 | 0
ENS | Preferred Plan | DLC-BYOD-Water Heating | DLC-Water Heating | Winter Morning | Residential Charitable | PAC | 0 | 0 | 0.86419 | 0
ENS | Preferred Plan | DLC-BYOD-Water Heating | DLC-Water Heating | Winter Morning | Residential Charitable | RIM | 0 | 0 | 0.86419 | 0
ENS | Preferred Plan | DLC-BYOD-Water Heating | DLC-Water Heating | Winter Morning | Residential Charitable | SCT | 0 | 0 | 0.95601 | 0
ENS | Preferred Plan | DLC-BYOD-Water Heating | DLC-Water Heating | Winter Morning | Residential Charitable | NS Test Broad | 0 | 0 | 0.95293 | 0
ENS | Preferred Plan | DLC-Switch-Water Heating | DLC-Water Heating | Winter Evening | Residential Charitable | TRC | 1728370.203 | 2139928.164 | 0.80768 | 0
ENS | Preferred Plan | DLC-Switch-Water Heating | DLC-Water Heating | Winter Evening | Residential Charitable | PAC | 1728370.203 | 2367306.2589 | 0.7301 | 0
ENS | Preferred Plan | DLC-Switch-Water Heating | DLC-Water Heating | Winter Evening | Residential Charitable | PCT | 227378.0949 | 0 | 0 | 0
ENS | Preferred Plan | DLC-Switch-Water Heating | DLC-Water Heating | Winter Evening | Residential Charitable | RIM | 1728370.203 | 2367306.2589 | 0.7301 | 0
ENS | Preferred Plan | DLC-Switch-Water Heating | DLC-Water Heating | Winter Evening | Residential Charitable | SCT | 1728370.203 | 2139928.164 | 0.80768 | 0
ENS | Preferred Plan | DLC-Switch-Water Heating | DLC-Water Heating | Winter Evening | Residential Charitable | NS Test Broad | 1806873.9169 | 2244421.5841 | 0.80505 | 0
ENS | Preferred Plan | DLC-BYOD-Water Heating | DLC-Water Heating | Winter Evening | Residential Charitable | TRC | 0 | 0 | 0.80768 | 0
ENS | Preferred Plan | DLC-BYOD-Water Heating | DLC-Water Heating | Winter Evening | Residential Charitable | PAC | 0 | 0 | 0.7301 | 0
ENS | Preferred Plan | DLC-BYOD-Water Heating | DLC-Water Heating | Winter Evening | Residential Charitable | RIM | 0 | 0 | 0.7301 | 0
ENS | Preferred Plan | DLC-BYOD-Water Heating | DLC-Water Heating | Winter Evening | Residential Charitable | SCT | 0 | 0 | 0.80768 | 0
ENS | Preferred Plan | DLC-BYOD-Water Heating | DLC-Water Heating | Winter Evening | Residential Charitable | NS Test Broad | 0 | 0 | 0.80505 | 0
ENS | Preferred Plan | C&I Curtailment-Turnkey-Manual HVAC Control | C&I Curtailment | Winter Morning | Small General | TRC | 0 | 0 | 5.6827 | 1
ENS | Preferred Plan | C&I Curtailment-Turnkey-Manual HVAC Control | C&I Curtailment | Winter Morning | Small General | PAC | 0 | 0 | 2.351 | 1
ENS | Preferred Plan | C&I Curtailment-Turnkey-Manual HVAC Control | C&I Curtailment | Winter Morning | Small General | PCT | 0 | 0 | 0 | 1
ENS | Preferred Plan | C&I Curtailment-Turnkey-Manual HVAC Control | C&I Curtailment | Winter Morning | Small General | RIM | 0 | 0 | 2.351 | 1
ENS | Preferred Plan | C&I Curtailment-Turnkey-Manual HVAC Control | C&I Curtailment | Winter Morning | Small General | SCT | 0 | 0 | 5.6827 | 1
ENS | Preferred Plan | C&I Curtailment-Turnkey-Manual HVAC Control | C&I Curtailment | Winter Morning | Small General | NS Test Broad | 0 | 0 | 5.6888 | 1
ENS | Preferred Plan | C&I Curtailment-Turnkey-Auto-DR HVAC Control | C&I Curtailment | Winter Morning | Small General | TRC | 0 | 0 | 5.6827 | 1
ENS | Preferred Plan | C&I Curtailment-Turnkey-Auto-DR HVAC Control | C&I Curtailment | Winter Morning | Small General | PAC | 0 | 0 | 2.351 | 1
ENS | Preferred Plan | C&I Curtailment-Turnkey-Auto-DR HVAC Control | C&I Curtailment | Winter Morning | Small General | PCT | 0 | 0 | 0 | 1
ENS | Preferred Plan | C&I Curtailment-Turnkey-Auto-DR HVAC Control | C&I Curtailment | Winter Morning | Small General | RIM | 0 | 0 | 2.351 | 1
ENS | Preferred Plan | C&I Curtailment-Turnkey-Auto-DR HVAC Control | C&I Curtailment | Winter Morning | Small General | SCT | 0 | 0 | 5.6827 | 1
ENS | Preferred Plan | C&I Curtailment-Turnkey-Auto-DR HVAC Control | C&I Curtailment | Winter Morning | Small General | NS Test Broad | 0 | 0 | 5.6888 | 1
ENS | Preferred Plan | C&I Curtailment-Turnkey-Standard Lighting Control | C&I Curtailment | Winter Morning | Small General | TRC | 0 | 0 | 5.6827 | 1
ENS | Preferred Plan | C&I Curtailment-Turnkey-Standard Lighting Control | C&I Curtailment | Winter Morning | Small General | PAC | 0 | 0 | 2.351 | 1
ENS | Preferred Plan | C&I Curtailment-Turnkey-Standard Lighting Control | C&I Curtailment | Winter Morning | Small General | PCT | 0 | 0 | 0 | 1
ENS | Preferred Plan | C&I Curtailment-Turnkey-Standard Lighting Control | C&I Curtailment | Winter Morning | Small General | RIM | 0 | 0 | 2.351 | 1
ENS | Preferred Plan | C&I Curtailment-Turnkey-Standard Lighting Control | C&I Curtailment | Winter Morning | Small General | SCT | 0 | 0 | 5.6827 | 1
ENS | Preferred Plan | C&I Curtailment-Turnkey-Standard Lighting Control | C&I Curtailment | Winter Morning | Small General | NS Test Broad | 0 | 0 | 5.6888 | 1
ENS | Preferred Plan | C&I Curtailment-Turnkey-Water Heating Control | C&I Curtailment | Winter Morning | Small General | TRC | 0 | 0 | 5.6827 | 1
ENS | Preferred Plan | C&I Curtailment-Turnkey-Water Heating Control | C&I Curtailment | Winter Morning | Small General | PAC | 0 | 0 | 2.351 | 1
ENS | Preferred Plan | C&I Curtailment-Turnkey-Water Heating Control | C&I Curtailment | Winter Morning | Small General | PCT | 0 | 0 | 0 | 1
ENS | Preferred Plan | C&I Curtailment-Turnkey-Water Heating Control | C&I Curtailment | Winter Morning | Small General | RIM | 0 | 0 | 2.351 | 1
ENS | Preferred Plan | C&I Curtailment-Turnkey-Water Heating Control | C&I Curtailment | Winter Morning | Small General | SCT | 0 | 0 | 5.6827 | 1
ENS | Preferred Plan | C&I Curtailment-Turnkey-Water Heating Control | C&I Curtailment | Winter Morning | Small General | NS Test Broad | 0 | 0 | 5.6888 | 1
ENS | Preferred Plan | C&I Curtailment-Turnkey-Other | C&I Curtailment | Winter Morning | Small General | TRC | 0 | 0 | 5.6827 | 1
ENS | Preferred Plan | C&I Curtailment-Turnkey-Other | C&I Curtailment | Winter Morning | Small General | PAC | 0 | 0 | 2.351 | 1
ENS | Preferred Plan | C&I Curtailment-Turnkey-Other | C&I Curtailment | Winter Morning | Small General | PCT | 0 | 0 | 0 | 1
ENS | Preferred Plan | C&I Curtailment-Turnkey-Other | C&I Curtailment | Winter Morning | Small General | RIM | 0 | 0 | 2.351 | 1
ENS | Preferred Plan | C&I Curtailment-Turnkey-Other | C&I Curtailment | Winter Morning | Small General | SCT | 0 | 0 | 5.6827 | 1
ENS | Preferred Plan | C&I Curtailment-Turnkey-Other | C&I Curtailment | Winter Morning | Small General | NS Test Broad | 0 | 0 | 5.6888 | 1
ENS | Preferred Plan | C&I Curtailment-Turnkey-Manual HVAC Control | C&I Curtailment | Winter Evening | Small General | TRC | 0 | 0 | 5.7256 | 1
ENS | Preferred Plan | C&I Curtailment-Turnkey-Manual HVAC Control | C&I Curtailment | Winter Evening | Small General | PAC | 0 | 0 | 2.3588 | 1
ENS | Preferred Plan | C&I Curtailment-Turnkey-Manual HVAC Control | C&I Curtailment | Winter Evening | Small General | PCT | 0 | 0 | 0 | 1
ENS | Preferred Plan | C&I Curtailment-Turnkey-Manual HVAC Control | C&I Curtailment | Winter Evening | Small General | RIM | 0 | 0 | 2.3588 | 1
ENS | Preferred Plan | C&I Curtailment-Turnkey-Manual HVAC Control | C&I Curtailment | Winter Evening | Small General | SCT | 0 | 0 | 5.7256 | 1
ENS | Preferred Plan | C&I Curtailment-Turnkey-Manual HVAC Control | C&I Curtailment | Winter Evening | Small General | NS Test Broad | 0 | 0 | 5.7321 | 1
ENS | Preferred Plan | C&I Curtailment-Turnkey-Auto-DR HVAC Control | C&I Curtailment | Winter Evening | Small General | TRC | 0 | 0 | 5.7256 | 1
ENS | Preferred Plan | C&I Curtailment-Turnkey-Auto-DR HVAC Control | C&I Curtailment | Winter Evening | Small General | PAC | 0 | 0 | 2.3588 | 1
ENS | Preferred Plan | C&I Curtailment-Turnkey-Auto-DR HVAC Control | C&I Curtailment | Winter Evening | Small General | PCT | 0 | 0 | 0 | 1
ENS | Preferred Plan | C&I Curtailment-Turnkey-Auto-DR HVAC Control | C&I Curtailment | Winter Evening | Small General | RIM | 0 | 0 | 2.3588 | 1
ENS | Preferred Plan | C&I Curtailment-Turnkey-Auto-DR HVAC Control | C&I Curtailment | Winter Evening | Small General | SCT | 0 | 0 | 5.7256 | 1
ENS | Preferred Plan | C&I Curtailment-Turnkey-Auto-DR HVAC Control | C&I Curtailment | Winter Evening | Small General | NS Test Broad | 0 | 0 | 5.7321 | 1
ENS | Preferred Plan | C&I Curtailment-Turnkey-Standard Lighting Control | C&I Curtailment | Winter Evening | Small General | TRC | 0 | 0 | 5.7256 | 1
ENS | Preferred Plan | C&I Curtailment-Turnkey-Standard Lighting Control | C&I Curtailment | Winter Evening | Small General | PAC | 0 | 0 | 2.3588 | 1
ENS | Preferred Plan | C&I Curtailment-Turnkey-Standard Lighting Control | C&I Curtailment | Winter Evening | Small General | PCT | 0 | 0 | 0 | 1
ENS | Preferred Plan | C&I Curtailment-Turnkey-Standard Lighting Control | C&I Curtailment | Winter Evening | Small General | RIM | 0 | 0 | 2.3588 | 1
ENS | Preferred Plan | C&I Curtailment-Turnkey-Standard Lighting Control | C&I Curtailment | Winter Evening | Small General | SCT | 0 | 0 | 5.7256 | 1
ENS | Preferred Plan | C&I Curtailment-Turnkey-Standard Lighting Control | C&I Curtailment | Winter Evening | Small General | NS Test Broad | 0 | 0 | 5.7321 | 1
ENS | Preferred Plan | C&I Curtailment-Turnkey-Water Heating Control | C&I Curtailment | Winter Evening | Small General | TRC | 0 | 0 | 5.7256 | 1
ENS | Preferred Plan | C&I Curtailment-Turnkey-Water Heating Control | C&I Curtailment | Winter Evening | Small General | PAC | 0 | 0 | 2.3588 | 1
ENS | Preferred Plan | C&I Curtailment-Turnkey-Water Heating Control | C&I Curtailment | Winter Evening | Small General | PCT | 0 | 0 | 0 | 1
ENS | Preferred Plan | C&I Curtailment-Turnkey-Water Heating Control | C&I Curtailment | Winter Evening | Small General | RIM | 0 | 0 | 2.3588 | 1
ENS | Preferred Plan | C&I Curtailment-Turnkey-Water Heating Control | C&I Curtailment | Winter Evening | Small General | SCT | 0 | 0 | 5.7256 | 1
ENS | Preferred Plan | C&I Curtailment-Turnkey-Water Heating Control | C&I Curtailment | Winter Evening | Small General | NS Test Broad | 0 | 0 | 5.7321 | 1
ENS | Preferred Plan | C&I Curtailment-Turnkey-Other | C&I Curtailment | Winter Evening | Small General | TRC | 0 | 0 | 5.7256 | 1
ENS | Preferred Plan | C&I Curtailment-Turnkey-Other | C&I Curtailment | Winter Evening | Small General | PAC | 0 | 0 | 2.3588 | 1
ENS | Preferred Plan | C&I Curtailment-Turnkey-Other | C&I Curtailment | Winter Evening | Small General | PCT | 0 | 0 | 0 | 1
ENS | Preferred Plan | C&I Curtailment-Turnkey-Other | C&I Curtailment | Winter Evening | Small General | RIM | 0 | 0 | 2.3588 | 1
ENS | Preferred Plan | C&I Curtailment-Turnkey-Other | C&I Curtailment | Winter Evening | Small General | SCT | 0 | 0 | 5.7256 | 1
ENS | Preferred Plan | C&I Curtailment-Turnkey-Other | C&I Curtailment | Winter Evening | Small General | NS Test Broad | 0 | 0 | 5.7321 | 1
ENS | Preferred Plan | C&I Curtailment-Turnkey-Manual HVAC Control | C&I Curtailment | Winter Morning | General | TRC | 3558025.8002 | 626801.8792 | 5.6827 | 1
ENS | Preferred Plan | C&I Curtailment-Turnkey-Manual HVAC Control | C&I Curtailment | Winter Morning | General | PAC | 3558025.8002 | 1513572.8273 | 2.351 | 1
ENS | Preferred Plan | C&I Curtailment-Turnkey-Manual HVAC Control | C&I Curtailment | Winter Morning | General | PCT | 886770.9482 | 0 | 0 | 1
ENS | Preferred Plan | C&I Curtailment-Turnkey-Manual HVAC Control | C&I Curtailment | Winter Morning | General | RIM | 3558025.8002 | 1513572.8273 | 2.351 | 1
ENS | Preferred Plan | C&I Curtailment-Turnkey-Manual HVAC Control | C&I Curtailment | Winter Morning | General | SCT | 3558025.8002 | 626801.8792 | 5.6827 | 1
ENS | Preferred Plan | C&I Curtailment-Turnkey-Manual HVAC Control | C&I Curtailment | Winter Morning | General | NS Test Broad | 3749869.3507 | 659902.1695 | 5.6888 | 1
ENS | Preferred Plan | C&I Curtailment-Turnkey-Auto-DR HVAC Control | C&I Curtailment | Winter Morning | General | TRC | 240797.1658 | 41520.892 | 5.6827 | 1
ENS | Preferred Plan | C&I Curtailment-Turnkey-Auto-DR HVAC Control | C&I Curtailment | Winter Morning | General | PAC | 240797.1658 | 101989.765 | 2.351 | 1
ENS | Preferred Plan | C&I Curtailment-Turnkey-Auto-DR HVAC Control | C&I Curtailment | Winter Morning | General | PCT | 60468.873 | 0 | 0 | 1
ENS | Preferred Plan | C&I Curtailment-Turnkey-Auto-DR HVAC Control | C&I Curtailment | Winter Morning | General | RIM | 240797.1658 | 101989.765 | 2.351 | 1
ENS | Preferred Plan | C&I Curtailment-Turnkey-Auto-DR HVAC Control | C&I Curtailment | Winter Morning | General | SCT | 240797.1658 | 41520.892 | 5.6827 | 1
ENS | Preferred Plan | C&I Curtailment-Turnkey-Auto-DR HVAC Control | C&I Curtailment | Winter Morning | General | NS Test Broad | 256604.1198 | 44187.1608 | 5.6888 | 1
ENS | Preferred Plan | C&I Curtailment-Turnkey-Standard Lighting Control | C&I Curtailment | Winter Morning | General | TRC | 1417087.4289 | 249698.7032 | 5.6827 | 1
ENS | Preferred Plan | C&I Curtailment-Turnkey-Standard Lighting Control | C&I Curtailment | Winter Morning | General | PAC | 1417087.4289 | 602767.9528 | 2.351 | 1
ENS | Preferred Plan | C&I Curtailment-Turnkey-Standard Lighting Control | C&I Curtailment | Winter Morning | General | PCT | 353069.2496 | 0 | 0 | 1
ENS | Preferred Plan | C&I Curtailment-Turnkey-Standard Lighting Control | C&I Curtailment | Winter Morning | General | RIM | 1417087.4289 | 602767.9528 | 2.351 | 1
ENS | Preferred Plan | C&I Curtailment-Turnkey-Standard Lighting Control | C&I Curtailment | Winter Morning | General | SCT | 1417087.4289 | 249698.7032 | 5.6827 | 1
ENS | Preferred Plan | C&I Curtailment-Turnkey-Standard Lighting Control | C&I Curtailment | Winter Morning | General | NS Test Broad | 1493346.7725 | 262861.9058 | 5.6888 | 1
ENS | Preferred Plan | C&I Curtailment-Turnkey-Water Heating Control | C&I Curtailment | Winter Morning | General | TRC | 126715.2894 | 22264.1837 | 5.6827 | 1
ENS | Preferred Plan | C&I Curtailment-Turnkey-Water Heating Control | C&I Curtailment | Winter Morning | General | PAC | 126715.2894 | 53882.7219 | 2.351 | 1
ENS | Preferred Plan | C&I Curtailment-Turnkey-Water Heating Control | C&I Curtailment | Winter Morning | General | PCT | 31618.5382 | 0 | 0 | 1
ENS | Preferred Plan | C&I Curtailment-Turnkey-Water Heating Control | C&I Curtailment | Winter Morning | General | RIM | 126715.2894 | 53882.7219 | 2.351 | 1
ENS | Preferred Plan | C&I Curtailment-Turnkey-Water Heating Control | C&I Curtailment | Winter Morning | General | SCT | 126715.2894 | 22264.1837 | 5.6827 | 1
ENS | Preferred Plan | C&I Curtailment-Turnkey-Water Heating Control | C&I Curtailment | Winter Morning | General | NS Test Broad | 133720.2935 | 23468.7559 | 5.6888 | 1
ENS | Preferred Plan | C&I Curtailment-Turnkey-Other | C&I Curtailment | Winter Morning | General | TRC | 1808121.0278 | 317911.7404 | 5.6827 | 1
ENS | Preferred Plan | C&I Curtailment-Turnkey-Other | C&I Curtailment | Winter Morning | General | PAC | 1808121.0278 | 768946.1142 | 2.351 | 1
ENS | Preferred Plan | C&I Curtailment-Turnkey-Other | C&I Curtailment | Winter Morning | General | PCT | 451034.3737 | 0 | 0 | 1
ENS | Preferred Plan | C&I Curtailment-Turnkey-Other | C&I Curtailment | Winter Morning | General | RIM | 1808121.0278 | 768946.1142 | 2.351 | 1
ENS | Preferred Plan | C&I Curtailment-Turnkey-Other | C&I Curtailment | Winter Morning | General | SCT | 1808121.0278 | 317911.7404 | 5.6827 | 1
ENS | Preferred Plan | C&I Curtailment-Turnkey-Other | C&I Curtailment | Winter Morning | General | NS Test Broad | 1907436.3137 | 335004.6675 | 5.6888 | 1
ENS | Preferred Plan | C&I Curtailment-Turnkey-Manual HVAC Control | C&I Curtailment | Winter Evening | General | TRC | 4155213.093 | 726493.9055 | 5.7256 | 1
ENS | Preferred Plan | C&I Curtailment-Turnkey-Manual HVAC Control | C&I Curtailment | Winter Evening | General | PAC | 4155213.093 | 1761725.0722 | 2.3588 | 1
ENS | Preferred Plan | C&I Curtailment-Turnkey-Manual HVAC Control | C&I Curtailment | Winter Evening | General | PCT | 1035231.1667 | 0 | 0 | 1
ENS | Preferred Plan | C&I Curtailment-Turnkey-Manual HVAC Control | C&I Curtailment | Winter Evening | General | RIM | 4155213.093 | 1761725.0722 | 2.3588 | 1
ENS | Preferred Plan | C&I Curtailment-Turnkey-Manual HVAC Control | C&I Curtailment | Winter Evening | General | SCT | 4155213.093 | 726493.9055 | 5.7256 | 1
ENS | Preferred Plan | C&I Curtailment-Turnkey-Manual HVAC Control | C&I Curtailment | Winter Evening | General | NS Test Broad | 4379641.5193 | 764887.9754 | 5.7321 | 1
ENS | Preferred Plan | C&I Curtailment-Turnkey-Auto-DR HVAC Control | C&I Curtailment | Winter Evening | General | TRC | 281417.2845 | 48142.5746 | 5.7256 | 1
ENS | Preferred Plan | C&I Curtailment-Turnkey-Auto-DR HVAC Control | C&I Curtailment | Winter Evening | General | PAC | 281417.2845 | 118790.1402 | 2.3588 | 1
ENS | Preferred Plan | C&I Curtailment-Turnkey-Auto-DR HVAC Control | C&I Curtailment | Winter Evening | General | PCT | 70647.5656 | 0 | 0 | 1
ENS | Preferred Plan | C&I Curtailment-Turnkey-Auto-DR HVAC Control | C&I Curtailment | Winter Evening | General | RIM | 281417.2845 | 118790.1402 | 2.3588 | 1
ENS | Preferred Plan | C&I Curtailment-Turnkey-Auto-DR HVAC Control | C&I Curtailment | Winter Evening | General | SCT | 281417.2845 | 48142.5746 | 5.7256 | 1
ENS | Preferred Plan | C&I Curtailment-Turnkey-Auto-DR HVAC Control | C&I Curtailment | Winter Evening | General | NS Test Broad | 299910.0601 | 51235.7009 | 5.7321 | 1
ENS | Preferred Plan | C&I Curtailment-Turnkey-Standard Lighting Control | C&I Curtailment | Winter Evening | General | TRC | 1654920.819 | 289411.7604 | 5.7256 | 1
ENS | Preferred Plan | C&I Curtailment-Turnkey-Standard Lighting Control | C&I Curtailment | Winter Evening | General | PAC | 1654920.819 | 701587.9265 | 2.3588 | 1
ENS | Preferred Plan | C&I Curtailment-Turnkey-Standard Lighting Control | C&I Curtailment | Winter Evening | General | PCT | 412176.166 | 0 | 0 | 1
ENS | Preferred Plan | C&I Curtailment-Turnkey-Standard Lighting Control | C&I Curtailment | Winter Evening | General | RIM | 1654920.819 | 701587.9265 | 2.3588 | 1
ENS | Preferred Plan | C&I Curtailment-Turnkey-Standard Lighting Control | C&I Curtailment | Winter Evening | General | SCT | 1654920.819 | 289411.7604 | 5.7256 | 1
ENS | Preferred Plan | C&I Curtailment-Turnkey-Standard Lighting Control | C&I Curtailment | Winter Evening | General | NS Test Broad | 1744132.8454 | 304680.1438 | 5.7321 | 1
ENS | Preferred Plan | C&I Curtailment-Turnkey-Water Heating Control | C&I Curtailment | Winter Evening | General | TRC | 147998.7378 | 25806.5363 | 5.7256 | 1
ENS | Preferred Plan | C&I Curtailment-Turnkey-Water Heating Control | C&I Curtailment | Winter Evening | General | PAC | 147998.7378 | 62722.4785 | 2.3588 | 1
ENS | Preferred Plan | C&I Curtailment-Turnkey-Water Heating Control | C&I Curtailment | Winter Evening | General | PCT | 36915.9422 | 0 | 0 | 1
ENS | Preferred Plan | C&I Curtailment-Turnkey-Water Heating Control | C&I Curtailment | Winter Evening | General | RIM | 147998.7378 | 62722.4785 | 2.3588 | 1
ENS | Preferred Plan | C&I Curtailment-Turnkey-Water Heating Control | C&I Curtailment | Winter Evening | General | SCT | 147998.7378 | 25806.5363 | 5.7256 | 1
ENS | Preferred Plan | C&I Curtailment-Turnkey-Water Heating Control | C&I Curtailment | Winter Evening | General | NS Test Broad | 156193.6744 | 27203.7875 | 5.7321 | 1
ENS | Preferred Plan | C&I Curtailment-Turnkey-Other | C&I Curtailment | Winter Evening | General | TRC | 2111761.1625 | 368488.5089 | 5.7256 | 1
ENS | Preferred Plan | C&I Curtailment-Turnkey-Other | C&I Curtailment | Winter Evening | General | PAC | 2111761.1625 | 895075.0283 | 2.3588 | 1
ENS | Preferred Plan | C&I Curtailment-Turnkey-Other | C&I Curtailment | Winter Evening | General | PCT | 526586.5194 | 0 | 0 | 1
ENS | Preferred Plan | C&I Curtailment-Turnkey-Other | C&I Curtailment | Winter Evening | General | RIM | 2111761.1625 | 895075.0283 | 2.3588 | 1
ENS | Preferred Plan | C&I Curtailment-Turnkey-Other | C&I Curtailment | Winter Evening | General | SCT | 2111761.1625 | 368488.5089 | 5.7256 | 1
ENS | Preferred Plan | C&I Curtailment-Turnkey-Other | C&I Curtailment | Winter Evening | General | NS Test Broad | 2227946.5742 | 388315.4493 | 5.7321 | 1
ENS | Preferred Plan | C&I Curtailment-Turnkey-Manual HVAC Control | C&I Curtailment | Winter Morning | Large General | TRC | 2196679.0461 | 386934.8499 | 5.6827 | 1
ENS | Preferred Plan | C&I Curtailment-Turnkey-Manual HVAC Control | C&I Curtailment | Winter Morning | Large General | PAC | 2196679.0461 | 934418.477 | 2.351 | 1
ENS | Preferred Plan | C&I Curtailment-Turnkey-Manual HVAC Control | C&I Curtailment | Winter Morning | Large General | PCT | 547483.6271 | 0 | 0 | 1
ENS | Preferred Plan | C&I Curtailment-Turnkey-Manual HVAC Control | C&I Curtailment | Winter Morning | Large General | RIM | 2196679.0461 | 934418.477 | 2.351 | 1
ENS | Preferred Plan | C&I Curtailment-Turnkey-Manual HVAC Control | C&I Curtailment | Winter Morning | Large General | SCT | 2196679.0461 | 386934.8499 | 5.6827 | 1
ENS | Preferred Plan | C&I Curtailment-Turnkey-Manual HVAC Control | C&I Curtailment | Winter Morning | Large General | NS Test Broad | 2315216.316 | 407384.441 | 5.6888 | 1
ENS | Preferred Plan | C&I Curtailment-Turnkey-Auto-DR HVAC Control | C&I Curtailment | Winter Morning | Large General | TRC | 148717.5027 | 25641.1924 | 5.6827 | 1
ENS | Preferred Plan | C&I Curtailment-Turnkey-Auto-DR HVAC Control | C&I Curtailment | Winter Morning | Large General | PAC | 148717.5027 | 62986.8026 | 2.351 | 1
ENS | Preferred Plan | C&I Curtailment-Turnkey-Auto-DR HVAC Control | C&I Curtailment | Winter Morning | Large General | PCT | 37345.6102 | 0 | 0 | 1
ENS | Preferred Plan | C&I Curtailment-Turnkey-Auto-DR HVAC Control | C&I Curtailment | Winter Morning | Large General | RIM | 148717.5027 | 62986.8026 | 2.351 | 1
ENS | Preferred Plan | C&I Curtailment-Turnkey-Auto-DR HVAC Control | C&I Curtailment | Winter Morning | Large General | SCT | 148717.5027 | 25641.1924 | 5.6827 | 1
ENS | Preferred Plan | C&I Curtailment-Turnkey-Auto-DR HVAC Control | C&I Curtailment | Winter Morning | Large General | NS Test Broad | 158485.2321 | 27288.6788 | 5.6888 | 1
ENS | Preferred Plan | C&I Curtailment-Turnkey-Standard Lighting Control | C&I Curtailment | Winter Morning | Large General | TRC | 941637.7133 | 165878.6548 | 5.6827 | 1
ENS | Preferred Plan | C&I Curtailment-Turnkey-Standard Lighting Control | C&I Curtailment | Winter Morning | Large General | PAC | 941637.7133 | 400507.9801 | 2.351 | 1
ENS | Preferred Plan | C&I Curtailment-Turnkey-Standard Lighting Control | C&I Curtailment | Winter Morning | Large General | PCT | 234629.3252 | 0 | 0 | 1
ENS | Preferred Plan | C&I Curtailment-Turnkey-Standard Lighting Control | C&I Curtailment | Winter Morning | Large General | RIM | 941637.7133 | 400507.9801 | 2.351 | 1
ENS | Preferred Plan | C&I Curtailment-Turnkey-Standard Lighting Control | C&I Curtailment | Winter Morning | Large General | SCT | 941637.7133 | 165878.6548 | 5.6827 | 1
ENS | Preferred Plan | C&I Curtailment-Turnkey-Standard Lighting Control | C&I Curtailment | Winter Morning | Large General | NS Test Broad | 992424.1591 | 174642.1146 | 5.6888 | 1
ENS | Preferred Plan | C&I Curtailment-Turnkey-Water Heating Control | C&I Curtailment | Winter Morning | Large General | TRC | 56021.32 | 9847.1305 | 5.6827 | 1
ENS | Preferred Plan | C&I Curtailment-Turnkey-Water Heating Control | C&I Curtailment | Winter Morning | Large General | PAC | 56021.32 | 23822.6711 | 2.351 | 1
ENS | Preferred Plan | C&I Curtailment-Turnkey-Water Heating Control | C&I Curtailment | Winter Morning | Large General | PCT | 13975.5405 | 0 | 0 | 1
ENS | Preferred Plan | C&I Curtailment-Turnkey-Water Heating Control | C&I Curtailment | Winter Morning | Large General | RIM | 56021.32 | 23822.6711 | 2.351 | 1
ENS | Preferred Plan | C&I Curtailment-Turnkey-Water Heating Control | C&I Curtailment | Winter Morning | Large General | SCT | 56021.32 | 9847.1305 | 5.6827 | 1
ENS | Preferred Plan | C&I Curtailment-Turnkey-Water Heating Control | C&I Curtailment | Winter Morning | Large General | NS Test Broad | 59106.1803 | 10377.8812 | 5.6888 | 1
ENS | Preferred Plan | C&I Curtailment-Turnkey-Other | C&I Curtailment | Winter Morning | Large General | TRC | 1049767.1891 | 184599.0254 | 5.6827 | 1
ENS | Preferred Plan | C&I Curtailment-Turnkey-Other | C&I Curtailment | Winter Morning | Large General | PAC | 1049767.1891 | 446437.6256 | 2.351 | 1
ENS | Preferred Plan | C&I Curtailment-Turnkey-Other | C&I Curtailment | Winter Morning | Large General | PCT | 261838.6002 | 0 | 0 | 1
ENS | Preferred Plan | C&I Curtailment-Turnkey-Other | C&I Curtailment | Winter Morning | Large General | RIM | 1049767.1891 | 446437.6256 | 2.351 | 1
ENS | Preferred Plan | C&I Curtailment-Turnkey-Other | C&I Curtailment | Winter Morning | Large General | SCT | 1049767.1891 | 184599.0254 | 5.6827 | 1
ENS | Preferred Plan | C&I Curtailment-Turnkey-Other | C&I Curtailment | Winter Morning | Large General | NS Test Broad | 1107346.8199 | 194510.737 | 5.6888 | 1
ENS | Preferred Plan | C&I Curtailment-Turnkey-Manual HVAC Control | C&I Curtailment | Winter Evening | Large General | TRC | 1884671.256 | 329475.6966 | 5.7256 | 1
ENS | Preferred Plan | C&I Curtailment-Turnkey-Manual HVAC Control | C&I Curtailment | Winter Evening | Large General | PAC | 1884671.256 | 799025.7631 | 2.3588 | 1
ENS | Preferred Plan | C&I Curtailment-Turnkey-Manual HVAC Control | C&I Curtailment | Winter Evening | Large General | PCT | 469550.0665 | 0 | 0 | 1
ENS | Preferred Plan | C&I Curtailment-Turnkey-Manual HVAC Control | C&I Curtailment | Winter Evening | Large General | RIM | 1884671.256 | 799025.7631 | 2.3588 | 1
ENS | Preferred Plan | C&I Curtailment-Turnkey-Manual HVAC Control | C&I Curtailment | Winter Evening | Large General | SCT | 1884671.256 | 329475.6966 | 5.7256 | 1
ENS | Preferred Plan | C&I Curtailment-Turnkey-Manual HVAC Control | C&I Curtailment | Winter Evening | Large General | NS Test Broad | 1986546.5891 | 346901.8048 | 5.7321 | 1
ENS | Preferred Plan | C&I Curtailment-Turnkey-Auto-DR HVAC Control | C&I Curtailment | Winter Evening | Large General | TRC | 127686.7518 | 21841.6048 | 5.7256 | 1
ENS | Preferred Plan | C&I Curtailment-Turnkey-Auto-DR HVAC Control | C&I Curtailment | Winter Evening | Large General | PAC | 127686.7518 | 53896.1319 | 2.3588 | 1
ENS | Preferred Plan | C&I Curtailment-Turnkey-Auto-DR HVAC Control | C&I Curtailment | Winter Evening | Large General | PCT | 32054.5272 | 0 | 0 | 1
ENS | Preferred Plan | C&I Curtailment-Turnkey-Auto-DR HVAC Control | C&I Curtailment | Winter Evening | Large General | RIM | 127686.7518 | 53896.1319 | 2.3588 | 1
ENS | Preferred Plan | C&I Curtailment-Turnkey-Auto-DR HVAC Control | C&I Curtailment | Winter Evening | Large General | SCT | 127686.7518 | 21841.6048 | 5.7256 | 1
ENS | Preferred Plan | C&I Curtailment-Turnkey-Auto-DR HVAC Control | C&I Curtailment | Winter Evening | Large General | NS Test Broad | 136081.9473 | 23245.7073 | 5.7321 | 1
ENS | Preferred Plan | C&I Curtailment-Turnkey-Standard Lighting Control | C&I Curtailment | Winter Evening | Large General | TRC | 807889.0644 | 141245.7654 | 5.7256 | 1
ENS | Preferred Plan | C&I Curtailment-Turnkey-Standard Lighting Control | C&I Curtailment | Winter Evening | Large General | PAC | 807889.0644 | 342475.7683 | 2.3588 | 1
ENS | Preferred Plan | C&I Curtailment-Turnkey-Standard Lighting Control | C&I Curtailment | Winter Evening | Large General | PCT | 201230.0029 | 0 | 0 | 1
ENS | Preferred Plan | C&I Curtailment-Turnkey-Standard Lighting Control | C&I Curtailment | Winter Evening | Large General | RIM | 807889.0644 | 342475.7683 | 2.3588 | 1
ENS | Preferred Plan | C&I Curtailment-Turnkey-Standard Lighting Control | C&I Curtailment | Winter Evening | Large General | SCT | 807889.0644 | 141245.7654 | 5.7256 | 1
ENS | Preferred Plan | C&I Curtailment-Turnkey-Standard Lighting Control | C&I Curtailment | Winter Evening | Large General | NS Test Broad | 851536.8275 | 148713.5375 | 5.7321 | 1
ENS | Preferred Plan | C&I Curtailment-Turnkey-Water Heating Control | C&I Curtailment | Winter Evening | Large General | TRC | 48068.2848 | 8385.1803 | 5.7256 | 1
ENS | Preferred Plan | C&I Curtailment-Turnkey-Water Heating Control | C&I Curtailment | Winter Evening | Large General | PAC | 48068.2848 | 20372.3572 | 2.3588 | 1
ENS | Preferred Plan | C&I Curtailment-Turnkey-Water Heating Control | C&I Curtailment | Winter Evening | Large General | PCT | 11987.1769 | 0 | 0 | 1
ENS | Preferred Plan | C&I Curtailment-Turnkey-Water Heating Control | C&I Curtailment | Winter Evening | Large General | RIM | 48068.2848 | 20372.3572 | 2.3588 | 1
ENS | Preferred Plan | C&I Curtailment-Turnkey-Water Heating Control | C&I Curtailment | Winter Evening | Large General | SCT | 48068.2848 | 8385.1803 | 5.7256 | 1
ENS | Preferred Plan | C&I Curtailment-Turnkey-Water Heating Control | C&I Curtailment | Winter Evening | Large General | NS Test Broad | 50719.5608 | 8837.467 | 5.7321 | 1
ENS | Preferred Plan | C&I Curtailment-Turnkey-Other | C&I Curtailment | Winter Evening | Large General | TRC | 900722.697 | 157191.382 | 5.7256 | 1
ENS | Preferred Plan | C&I Curtailment-Turnkey-Other | C&I Curtailment | Winter Evening | Large General | PAC | 900722.697 | 381773.1669 | 2.3588 | 1
ENS | Preferred Plan | C&I Curtailment-Turnkey-Other | C&I Curtailment | Winter Evening | Large General | PCT | 224581.7849 | 0 | 0 | 1
ENS | Preferred Plan | C&I Curtailment-Turnkey-Other | C&I Curtailment | Winter Evening | Large General | RIM | 900722.697 | 381773.1669 | 2.3588 | 1
ENS | Preferred Plan | C&I Curtailment-Turnkey-Other | C&I Curtailment | Winter Evening | Large General | SCT | 900722.697 | 157191.382 | 5.7256 | 1
ENS | Preferred Plan | C&I Curtailment-Turnkey-Other | C&I Curtailment | Winter Evening | Large General | NS Test Broad | 950209.2551 | 165637.7597 | 5.7321 | 1
ENS | Preferred Plan | C&I Curtailment-Turnkey-Manual HVAC Control | C&I Curtailment | Winter Morning | Small Industrial | TRC | 350942.7134 | 62166.1173 | 5.6827 | 1
ENS | Preferred Plan | C&I Curtailment-Turnkey-Manual HVAC Control | C&I Curtailment | Winter Morning | Small Industrial | PAC | 350942.7134 | 150128.3146 | 2.351 | 1
ENS | Preferred Plan | C&I Curtailment-Turnkey-Manual HVAC Control | C&I Curtailment | Winter Morning | Small Industrial | PCT | 87962.1974 | 0 | 0 | 1
ENS | Preferred Plan | C&I Curtailment-Turnkey-Manual HVAC Control | C&I Curtailment | Winter Morning | Small Industrial | RIM | 350942.7134 | 150128.3146 | 2.351 | 1
ENS | Preferred Plan | C&I Curtailment-Turnkey-Manual HVAC Control | C&I Curtailment | Winter Morning | Small Industrial | SCT | 350942.7134 | 62166.1173 | 5.6827 | 1
ENS | Preferred Plan | C&I Curtailment-Turnkey-Manual HVAC Control | C&I Curtailment | Winter Morning | Small Industrial | NS Test Broad | 369871.3988 | 65451.7199 | 5.6888 | 1
ENS | Preferred Plan | C&I Curtailment-Turnkey-Auto-DR HVAC Control | C&I Curtailment | Winter Morning | Small Industrial | TRC | 23752.7651 | 4119.6753 | 5.6827 | 1
ENS | Preferred Plan | C&I Curtailment-Turnkey-Auto-DR HVAC Control | C&I Curtailment | Winter Morning | Small Industrial | PAC | 23752.7651 | 10119.909 | 2.351 | 1
ENS | Preferred Plan | C&I Curtailment-Turnkey-Auto-DR HVAC Control | C&I Curtailment | Winter Morning | Small Industrial | PCT | 6000.2337 | 0 | 0 | 1
ENS | Preferred Plan | C&I Curtailment-Turnkey-Auto-DR HVAC Control | C&I Curtailment | Winter Morning | Small Industrial | RIM | 23752.7651 | 10119.909 | 2.351 | 1
ENS | Preferred Plan | C&I Curtailment-Turnkey-Auto-DR HVAC Control | C&I Curtailment | Winter Morning | Small Industrial | SCT | 23752.7651 | 4119.6753 | 5.6827 | 1
ENS | Preferred Plan | C&I Curtailment-Turnkey-Auto-DR HVAC Control | C&I Curtailment | Winter Morning | Small Industrial | NS Test Broad | 25311.9585 | 4384.3735 | 5.6888 | 1
ENS | Preferred Plan | C&I Curtailment-Turnkey-Standard Lighting Control | C&I Curtailment | Winter Morning | Small Industrial | TRC | 110555.0892 | 19591.6502 | 5.6827 | 1
ENS | Preferred Plan | C&I Curtailment-Turnkey-Standard Lighting Control | C&I Curtailment | Winter Morning | Small Industrial | PAC | 110555.0892 | 47290.4603 | 2.351 | 1
ENS | Preferred Plan | C&I Curtailment-Turnkey-Standard Lighting Control | C&I Curtailment | Winter Morning | Small Industrial | PCT | 27698.81 | 0 | 0 | 1
ENS | Preferred Plan | C&I Curtailment-Turnkey-Standard Lighting Control | C&I Curtailment | Winter Morning | Small Industrial | RIM | 110555.0892 | 47290.4603 | 2.351 | 1
ENS | Preferred Plan | C&I Curtailment-Turnkey-Standard Lighting Control | C&I Curtailment | Winter Morning | Small Industrial | SCT | 110555.0892 | 19591.6502 | 5.6827 | 1
ENS | Preferred Plan | C&I Curtailment-Turnkey-Standard Lighting Control | C&I Curtailment | Winter Morning | Small Industrial | NS Test Broad | 116496.5534 | 20623.6371 | 5.6888 | 1
ENS | Preferred Plan | C&I Curtailment-Turnkey-Water Heating Control | C&I Curtailment | Winter Morning | Small Industrial | TRC | 9460.251 | 1672.5609 | 5.6827 | 1
ENS | Preferred Plan | C&I Curtailment-Turnkey-Water Heating Control | C&I Curtailment | Winter Morning | Small Industrial | PAC | 9460.251 | 4045.7718 | 2.351 | 1
ENS | Preferred Plan | C&I Curtailment-Turnkey-Water Heating Control | C&I Curtailment | Winter Morning | Small Industrial | PCT | 2373.2109 | 0 | 0 | 1
ENS | Preferred Plan | C&I Curtailment-Turnkey-Water Heating Control | C&I Curtailment | Winter Morning | Small Industrial | RIM | 9460.251 | 4045.7718 | 2.351 | 1
ENS | Preferred Plan | C&I Curtailment-Turnkey-Water Heating Control | C&I Curtailment | Winter Morning | Small Industrial | SCT | 9460.251 | 1672.5609 | 5.6827 | 1
ENS | Preferred Plan | C&I Curtailment-Turnkey-Water Heating Control | C&I Curtailment | Winter Morning | Small Industrial | NS Test Broad | 9979.9545 | 1762.5484 | 5.6888 | 1
ENS | Preferred Plan | C&I Curtailment-Turnkey-Other | C&I Curtailment | Winter Morning | Small Industrial | TRC | 141222.4292 | 24976.6154 | 5.6827 | 1
ENS | Preferred Plan | C&I Curtailment-Turnkey-Other | C&I Curtailment | Winter Morning | Small Industrial | PAC | 141222.4292 | 60399.2302 | 2.351 | 1
ENS | Preferred Plan | C&I Curtailment-Turnkey-Other | C&I Curtailment | Winter Morning | Small Industrial | PCT | 35422.6148 | 0 | 0 | 1
ENS | Preferred Plan | C&I Curtailment-Turnkey-Other | C&I Curtailment | Winter Morning | Small Industrial | RIM | 141222.4292 | 60399.2302 | 2.351 | 1
ENS | Preferred Plan | C&I Curtailment-Turnkey-Other | C&I Curtailment | Winter Morning | Small Industrial | SCT | 141222.4292 | 24976.6154 | 5.6827 | 1
ENS | Preferred Plan | C&I Curtailment-Turnkey-Other | C&I Curtailment | Winter Morning | Small Industrial | NS Test Broad | 148957.0826 | 26316.4468 | 5.6888 | 1
ENS | Preferred Plan | C&I Curtailment-Turnkey-Industrial | C&I Curtailment | Winter Morning | Small Industrial | TRC | 30785.4862 | 5447.2537 | 5.6827 | 1
ENS | Preferred Plan | C&I Curtailment-Turnkey-Industrial | C&I Curtailment | Winter Morning | Small Industrial | PAC | 30785.4862 | 13167.1751 | 2.351 | 1
ENS | Preferred Plan | C&I Curtailment-Turnkey-Industrial | C&I Curtailment | Winter Morning | Small Industrial | PCT | 7719.9214 | 0 | 0 | 1
ENS | Preferred Plan | C&I Curtailment-Turnkey-Industrial | C&I Curtailment | Winter Morning | Small Industrial | RIM | 30785.4862 | 13167.1751 | 2.351 | 1
ENS | Preferred Plan | C&I Curtailment-Turnkey-Industrial | C&I Curtailment | Winter Morning | Small Industrial | SCT | 30785.4862 | 5447.2537 | 5.6827 | 1
ENS | Preferred Plan | C&I Curtailment-Turnkey-Industrial | C&I Curtailment | Winter Morning | Small Industrial | NS Test Broad | 32464.0698 | 5738.2047 | 5.6888 | 1
ENS | Preferred Plan | C&I Curtailment-Turnkey-Manual HVAC Control | C&I Curtailment | Winter Evening | Small Industrial | TRC | 480528.7136 | 84479.9948 | 5.7256 | 1
ENS | Preferred Plan | C&I Curtailment-Turnkey-Manual HVAC Control | C&I Curtailment | Winter Evening | Small Industrial | PAC | 480528.7136 | 204878.5343 | 2.3588 | 1
ENS | Preferred Plan | C&I Curtailment-Turnkey-Manual HVAC Control | C&I Curtailment | Winter Evening | Small Industrial | PCT | 120398.5394 | 0 | 0 | 1
ENS | Preferred Plan | C&I Curtailment-Turnkey-Manual HVAC Control | C&I Curtailment | Winter Evening | Small Industrial | RIM | 480528.7136 | 204878.5343 | 2.3588 | 1
ENS | Preferred Plan | C&I Curtailment-Turnkey-Manual HVAC Control | C&I Curtailment | Winter Evening | Small Industrial | SCT | 480528.7136 | 84479.9948 | 5.7256 | 1
ENS | Preferred Plan | C&I Curtailment-Turnkey-Manual HVAC Control | C&I Curtailment | Winter Evening | Small Industrial | NS Test Broad | 506491.3609 | 88948.3267 | 5.7321 | 1
ENS | Preferred Plan | C&I Curtailment-Turnkey-Auto-DR HVAC Control | C&I Curtailment | Winter Evening | Small Industrial | TRC | 32547.0849 | 5600.4627 | 5.7256 | 1
ENS | Preferred Plan | C&I Curtailment-Turnkey-Auto-DR HVAC Control | C&I Curtailment | Winter Evening | Small Industrial | PAC | 32547.0849 | 13819.7167 | 2.3588 | 1
ENS | Preferred Plan | C&I Curtailment-Turnkey-Auto-DR HVAC Control | C&I Curtailment | Winter Evening | Small Industrial | PCT | 8219.254 | 0 | 0 | 1
ENS | Preferred Plan | C&I Curtailment-Turnkey-Auto-DR HVAC Control | C&I Curtailment | Winter Evening | Small Industrial | RIM | 32547.0849 | 13819.7167 | 2.3588 | 1
ENS | Preferred Plan | C&I Curtailment-Turnkey-Auto-DR HVAC Control | C&I Curtailment | Winter Evening | Small Industrial | SCT | 32547.0849 | 5600.4627 | 5.7256 | 1
ENS | Preferred Plan | C&I Curtailment-Turnkey-Auto-DR HVAC Control | C&I Curtailment | Winter Evening | Small Industrial | NS Test Broad | 34685.7945 | 5960.496 | 5.7321 | 1
ENS | Preferred Plan | C&I Curtailment-Turnkey-Standard Lighting Control | C&I Curtailment | Winter Evening | Small Industrial | TRC | 151375.3628 | 26623.6706 | 5.7256 | 1
ENS | Preferred Plan | C&I Curtailment-Turnkey-Standard Lighting Control | C&I Curtailment | Winter Evening | Small Industrial | PAC | 151375.3628 | 64535.9836 | 2.3588 | 1
ENS | Preferred Plan | C&I Curtailment-Turnkey-Standard Lighting Control | C&I Curtailment | Winter Evening | Small Industrial | PCT | 37912.313 | 0 | 0 | 1
ENS | Preferred Plan | C&I Curtailment-Turnkey-Standard Lighting Control | C&I Curtailment | Winter Evening | Small Industrial | RIM | 151375.3628 | 64535.9836 | 2.3588 | 1
ENS | Preferred Plan | C&I Curtailment-Turnkey-Standard Lighting Control | C&I Curtailment | Winter Evening | Small Industrial | SCT | 151375.3628 | 26623.6706 | 5.7256 | 1
ENS | Preferred Plan | C&I Curtailment-Turnkey-Standard Lighting Control | C&I Curtailment | Winter Evening | Small Industrial | NS Test Broad | 159524.68 | 28027.1404 | 5.7321 | 1
ENS | Preferred Plan | C&I Curtailment-Turnkey-Water Heating Control | C&I Curtailment | Winter Evening | Small Industrial | TRC | 12954.4393 | 2272.9907 | 5.7256 | 1
ENS | Preferred Plan | C&I Curtailment-Turnkey-Water Heating Control | C&I Curtailment | Winter Evening | Small Industrial | PAC | 12954.4393 | 5521.5852 | 2.3588 | 1
ENS | Preferred Plan | C&I Curtailment-Turnkey-Water Heating Control | C&I Curtailment | Winter Evening | Small Industrial | PCT | 3248.5944 | 0 | 0 | 1
ENS | Preferred Plan | C&I Curtailment-Turnkey-Water Heating Control | C&I Curtailment | Winter Evening | Small Industrial | RIM | 12954.4393 | 5521.5852 | 2.3588 | 1
ENS | Preferred Plan | C&I Curtailment-Turnkey-Water Heating Control | C&I Curtailment | Winter Evening | Small Industrial | SCT | 12954.4393 | 2272.9907 | 5.7256 | 1
ENS | Preferred Plan | C&I Curtailment-Turnkey-Water Heating Control | C&I Curtailment | Winter Evening | Small Industrial | NS Test Broad | 13667.2743 | 2395.3732 | 5.7321 | 1
ENS | Preferred Plan | C&I Curtailment-Turnkey-Other | C&I Curtailment | Winter Evening | Small Industrial | TRC | 193381.1319 | 33942.7219 | 5.7256 | 1
ENS | Preferred Plan | C&I Curtailment-Turnkey-Other | C&I Curtailment | Winter Evening | Small Industrial | PAC | 193381.1319 | 82430.6937 | 2.3588 | 1
ENS | Preferred Plan | C&I Curtailment-Turnkey-Other | C&I Curtailment | Winter Evening | Small Industrial | PCT | 48487.9718 | 0 | 0 | 1
ENS | Preferred Plan | C&I Curtailment-Turnkey-Other | C&I Curtailment | Winter Evening | Small Industrial | RIM | 193381.1319 | 82430.6937 | 2.3588 | 1
ENS | Preferred Plan | C&I Curtailment-Turnkey-Other | C&I Curtailment | Winter Evening | Small Industrial | SCT | 193381.1319 | 33942.7219 | 5.7256 | 1
ENS | Preferred Plan | C&I Curtailment-Turnkey-Other | C&I Curtailment | Winter Evening | Small Industrial | NS Test Broad | 203990.106 | 35764.8808 | 5.7321 | 1
ENS | Preferred Plan | C&I Curtailment-Turnkey-Industrial | C&I Curtailment | Winter Evening | Small Industrial | TRC | 42154.9281 | 7402.6438 | 5.7256 | 1
ENS | Preferred Plan | C&I Curtailment-Turnkey-Industrial | C&I Curtailment | Winter Evening | Small Industrial | PAC | 42154.9281 | 17969.7989 | 2.3588 | 1
ENS | Preferred Plan | C&I Curtailment-Turnkey-Industrial | C&I Curtailment | Winter Evening | Small Industrial | PCT | 10567.1551 | 0 | 0 | 1
ENS | Preferred Plan | C&I Curtailment-Turnkey-Industrial | C&I Curtailment | Winter Evening | Small Industrial | RIM | 42154.9281 | 17969.7989 | 2.3588 | 1
ENS | Preferred Plan | C&I Curtailment-Turnkey-Industrial | C&I Curtailment | Winter Evening | Small Industrial | SCT | 42154.9281 | 7402.6438 | 5.7256 | 1
ENS | Preferred Plan | C&I Curtailment-Turnkey-Industrial | C&I Curtailment | Winter Evening | Small Industrial | NS Test Broad | 44457.294 | 7798.333 | 5.7321 | 1
ENS | Preferred Plan | C&I Curtailment-Turnkey-Manual HVAC Control | C&I Curtailment | Winter Morning | Medium Industrial | TRC | 7906479.9135 | 1392709.1051 | 5.6827 | 1
ENS | Preferred Plan | C&I Curtailment-Turnkey-Manual HVAC Control | C&I Curtailment | Winter Morning | Medium Industrial | PAC | 7906479.9135 | 3363285.483 | 2.351 | 1
ENS | Preferred Plan | C&I Curtailment-Turnkey-Manual HVAC Control | C&I Curtailment | Winter Morning | Medium Industrial | PCT | 1970576.3779 | 0 | 0 | 1
ENS | Preferred Plan | C&I Curtailment-Turnkey-Manual HVAC Control | C&I Curtailment | Winter Morning | Medium Industrial | RIM | 7906479.9135 | 3363285.483 | 2.351 | 1
ENS | Preferred Plan | C&I Curtailment-Turnkey-Manual HVAC Control | C&I Curtailment | Winter Morning | Medium Industrial | SCT | 7906479.9135 | 1392709.1051 | 5.6827 | 1
ENS | Preferred Plan | C&I Curtailment-Turnkey-Manual HVAC Control | C&I Curtailment | Winter Morning | Medium Industrial | NS Test Broad | 8333114.7361 | 1466311.1676 | 5.6888 | 1
ENS | Preferred Plan | C&I Curtailment-Turnkey-Auto-DR HVAC Control | C&I Curtailment | Winter Morning | Medium Industrial | TRC | 535264.7976 | 92289.0857 | 5.6827 | 1
ENS | Preferred Plan | C&I Curtailment-Turnkey-Auto-DR HVAC Control | C&I Curtailment | Winter Morning | Medium Industrial | PAC | 535264.7976 | 226704.6517 | 2.351 | 1
ENS | Preferred Plan | C&I Curtailment-Turnkey-Auto-DR HVAC Control | C&I Curtailment | Winter Morning | Medium Industrial | PCT | 134415.566 | 0 | 0 | 1
ENS | Preferred Plan | C&I Curtailment-Turnkey-Auto-DR HVAC Control | C&I Curtailment | Winter Morning | Medium Industrial | RIM | 535264.7976 | 226704.6517 | 2.351 | 1
ENS | Preferred Plan | C&I Curtailment-Turnkey-Auto-DR HVAC Control | C&I Curtailment | Winter Morning | Medium Industrial | SCT | 535264.7976 | 92289.0857 | 5.6827 | 1
ENS | Preferred Plan | C&I Curtailment-Turnkey-Auto-DR HVAC Control | C&I Curtailment | Winter Morning | Medium Industrial | NS Test Broad | 570418.9325 | 98218.4523 | 5.6888 | 1
ENS | Preferred Plan | C&I Curtailment-Turnkey-Standard Lighting Control | C&I Curtailment | Winter Morning | Medium Industrial | TRC | 2617175.5417 | 461159.2182 | 5.6827 | 1
ENS | Preferred Plan | C&I Curtailment-Turnkey-Standard Lighting Control | C&I Curtailment | Winter Morning | Medium Industrial | PAC | 2617175.5417 | 1113215.4922 | 2.351 | 1
ENS | Preferred Plan | C&I Curtailment-Turnkey-Standard Lighting Control | C&I Curtailment | Winter Morning | Medium Industrial | PCT | 652056.2739 | 0 | 0 | 1
ENS | Preferred Plan | C&I Curtailment-Turnkey-Standard Lighting Control | C&I Curtailment | Winter Morning | Medium Industrial | RIM | 2617175.5417 | 1113215.4922 | 2.351 | 1
ENS | Preferred Plan | C&I Curtailment-Turnkey-Standard Lighting Control | C&I Curtailment | Winter Morning | Medium Industrial | SCT | 2617175.5417 | 461159.2182 | 5.6827 | 1
ENS | Preferred Plan | C&I Curtailment-Turnkey-Standard Lighting Control | C&I Curtailment | Winter Morning | Medium Industrial | NS Test Broad | 2757996.0758 | 485466.659 | 5.6888 | 1
ENS | Preferred Plan | C&I Curtailment-Turnkey-Water Heating Control | C&I Curtailment | Winter Morning | Medium Industrial | TRC | 247486.803 | 43509.203 | 5.6827 | 1
ENS | Preferred Plan | C&I Curtailment-Turnkey-Water Heating Control | C&I Curtailment | Winter Morning | Medium Industrial | PAC | 247486.803 | 105244.3875 | 2.351 | 1
ENS | Preferred Plan | C&I Curtailment-Turnkey-Water Heating Control | C&I Curtailment | Winter Morning | Medium Industrial | PCT | 61735.1845 | 0 | 0 | 1
ENS | Preferred Plan | C&I Curtailment-Turnkey-Water Heating Control | C&I Curtailment | Winter Morning | Medium Industrial | RIM | 247486.803 | 105244.3875 | 2.351 | 1
ENS | Preferred Plan | C&I Curtailment-Turnkey-Water Heating Control | C&I Curtailment | Winter Morning | Medium Industrial | SCT | 247486.803 | 43509.203 | 5.6827 | 1
ENS | Preferred Plan | C&I Curtailment-Turnkey-Water Heating Control | C&I Curtailment | Winter Morning | Medium Industrial | NS Test Broad | 261089.9482 | 45850.1419 | 5.6888 | 1
ENS | Preferred Plan | C&I Curtailment-Turnkey-Other | C&I Curtailment | Winter Morning | Medium Industrial | TRC | 3440983.8138 | 605121.3414 | 5.6827 | 1
ENS | Preferred Plan | C&I Curtailment-Turnkey-Other | C&I Curtailment | Winter Morning | Medium Industrial | PAC | 3440983.8138 | 1463378.1572 | 2.351 | 1
ENS | Preferred Plan | C&I Curtailment-Turnkey-Other | C&I Curtailment | Winter Morning | Medium Industrial | PCT | 858256.8158 | 0 | 0 | 1
ENS | Preferred Plan | C&I Curtailment-Turnkey-Other | C&I Curtailment | Winter Morning | Medium Industrial | RIM | 3440983.8138 | 1463378.1572 | 2.351 | 1
ENS | Preferred Plan | C&I Curtailment-Turnkey-Other | C&I Curtailment | Winter Morning | Medium Industrial | SCT | 3440983.8138 | 605121.3414 | 5.6827 | 1
ENS | Preferred Plan | C&I Curtailment-Turnkey-Other | C&I Curtailment | Winter Morning | Medium Industrial | NS Test Broad | 3629629.5424 | 637596.8084 | 5.6888 | 1
ENS | Preferred Plan | C&I Curtailment-Turnkey-Manual HVAC Control | C&I Curtailment | Winter Evening | Medium Industrial | TRC | 7628757.9183 | 1333667.5884 | 5.7256 | 1
ENS | Preferred Plan | C&I Curtailment-Turnkey-Manual HVAC Control | C&I Curtailment | Winter Evening | Medium Industrial | PAC | 7628757.9183 | 3234332.9705 | 2.3588 | 1
ENS | Preferred Plan | C&I Curtailment-Turnkey-Manual HVAC Control | C&I Curtailment | Winter Evening | Medium Industrial | PCT | 1900665.382 | 0 | 0 | 1
ENS | Preferred Plan | C&I Curtailment-Turnkey-Manual HVAC Control | C&I Curtailment | Winter Evening | Medium Industrial | RIM | 7628757.9183 | 3234332.9705 | 2.3588 | 1
ENS | Preferred Plan | C&I Curtailment-Turnkey-Manual HVAC Control | C&I Curtailment | Winter Evening | Medium Industrial | SCT | 7628757.9183 | 1333667.5884 | 5.7256 | 1
ENS | Preferred Plan | C&I Curtailment-Turnkey-Manual HVAC Control | C&I Curtailment | Winter Evening | Medium Industrial | NS Test Broad | 8041113.6937 | 1404203.0318 | 5.7321 | 1
ENS | Preferred Plan | C&I Curtailment-Turnkey-Auto-DR HVAC Control | C&I Curtailment | Winter Evening | Medium Industrial | TRC | 516837.5894 | 88409.3722 | 5.7256 | 1
ENS | Preferred Plan | C&I Curtailment-Turnkey-Auto-DR HVAC Control | C&I Curtailment | Winter Evening | Medium Industrial | PAC | 516837.5894 | 218157.4699 | 2.3588 | 1
ENS | Preferred Plan | C&I Curtailment-Turnkey-Auto-DR HVAC Control | C&I Curtailment | Winter Evening | Medium Industrial | PCT | 129748.0977 | 0 | 0 | 1
ENS | Preferred Plan | C&I Curtailment-Turnkey-Auto-DR HVAC Control | C&I Curtailment | Winter Evening | Medium Industrial | RIM | 516837.5894 | 218157.4699 | 2.3588 | 1
ENS | Preferred Plan | C&I Curtailment-Turnkey-Auto-DR HVAC Control | C&I Curtailment | Winter Evening | Medium Industrial | SCT | 516837.5894 | 88409.3722 | 5.7256 | 1
ENS | Preferred Plan | C&I Curtailment-Turnkey-Auto-DR HVAC Control | C&I Curtailment | Winter Evening | Medium Industrial | NS Test Broad | 550816.9565 | 94092.4936 | 5.7321 | 1
ENS | Preferred Plan | C&I Curtailment-Turnkey-Standard Lighting Control | C&I Curtailment | Winter Evening | Medium Industrial | TRC | 2525214.1374 | 441606.5383 | 5.7256 | 1
ENS | Preferred Plan | C&I Curtailment-Turnkey-Standard Lighting Control | C&I Curtailment | Winter Evening | Medium Industrial | PAC | 2525214.1374 | 1070522.8453 | 2.3588 | 1
ENS | Preferred Plan | C&I Curtailment-Turnkey-Standard Lighting Control | C&I Curtailment | Winter Evening | Medium Industrial | PCT | 628916.3071 | 0 | 0 | 1
ENS | Preferred Plan | C&I Curtailment-Turnkey-Standard Lighting Control | C&I Curtailment | Winter Evening | Medium Industrial | RIM | 2525214.1374 | 1070522.8453 | 2.3588 | 1
ENS | Preferred Plan | C&I Curtailment-Turnkey-Standard Lighting Control | C&I Curtailment | Winter Evening | Medium Industrial | SCT | 2525214.1374 | 441606.5383 | 5.7256 | 1
ENS | Preferred Plan | C&I Curtailment-Turnkey-Standard Lighting Control | C&I Curtailment | Winter Evening | Medium Industrial | NS Test Broad | 2661321.3643 | 464901.1483 | 5.7321 | 1
ENS | Preferred Plan | C&I Curtailment-Turnkey-Water Heating Control | C&I Curtailment | Winter Evening | Medium Industrial | TRC | 238811.7708 | 41666.2092 | 5.7256 | 1
ENS | Preferred Plan | C&I Curtailment-Turnkey-Water Heating Control | C&I Curtailment | Winter Evening | Medium Industrial | PAC | 238811.7708 | 101215.8751 | 2.3588 | 1
ENS | Preferred Plan | C&I Curtailment-Turnkey-Water Heating Control | C&I Curtailment | Winter Evening | Medium Industrial | PCT | 59549.6659 | 0 | 0 | 1
ENS | Preferred Plan | C&I Curtailment-Turnkey-Water Heating Control | C&I Curtailment | Winter Evening | Medium Industrial | RIM | 238811.7708 | 101215.8751 | 2.3588 | 1
ENS | Preferred Plan | C&I Curtailment-Turnkey-Water Heating Control | C&I Curtailment | Winter Evening | Medium Industrial | SCT | 238811.7708 | 41666.2092 | 5.7256 | 1
ENS | Preferred Plan | C&I Curtailment-Turnkey-Water Heating Control | C&I Curtailment | Winter Evening | Medium Industrial | NS Test Broad | 251959.7793 | 43909.649 | 5.7321 | 1
ENS | Preferred Plan | C&I Curtailment-Turnkey-Other | C&I Curtailment | Winter Evening | Medium Industrial | TRC | 3320332.5234 | 579486.1528 | 5.7256 | 1
ENS | Preferred Plan | C&I Curtailment-Turnkey-Other | C&I Curtailment | Winter Evening | Medium Industrial | PAC | 3320332.5234 | 1407349.9882 | 2.3588 | 1
ENS | Preferred Plan | C&I Curtailment-Turnkey-Other | C&I Curtailment | Winter Evening | Medium Industrial | PCT | 827863.8354 | 0 | 0 | 1
ENS | Preferred Plan | C&I Curtailment-Turnkey-Other | C&I Curtailment | Winter Evening | Medium Industrial | RIM | 3320332.5234 | 1407349.9882 | 2.3588 | 1
ENS | Preferred Plan | C&I Curtailment-Turnkey-Other | C&I Curtailment | Winter Evening | Medium Industrial | SCT | 3320332.5234 | 579486.1528 | 5.7256 | 1
ENS | Preferred Plan | C&I Curtailment-Turnkey-Other | C&I Curtailment | Winter Evening | Medium Industrial | NS Test Broad | 3502666.2012 | 610608.9575 | 5.7321 | 1
ENS | Preferred Plan | C&I Curtailment-Turnkey-Manual HVAC Control | C&I Curtailment | Winter Morning | Large Industrial | TRC | 132878.1009 | 23405.8371 | 5.6827 | 1
ENS | Preferred Plan | C&I Curtailment-Turnkey-Manual HVAC Control | C&I Curtailment | Winter Morning | Large Industrial | PAC | 132878.1009 | 56523.9958 | 2.351 | 1
ENS | Preferred Plan | C&I Curtailment-Turnkey-Manual HVAC Control | C&I Curtailment | Winter Morning | Large Industrial | PCT | 33118.1586 | 0 | 0 | 1
ENS | Preferred Plan | C&I Curtailment-Turnkey-Manual HVAC Control | C&I Curtailment | Winter Morning | Large Industrial | RIM | 132878.1009 | 56523.9958 | 2.351 | 1
ENS | Preferred Plan | C&I Curtailment-Turnkey-Manual HVAC Control | C&I Curtailment | Winter Morning | Large Industrial | SCT | 132878.1009 | 23405.8371 | 5.6827 | 1
ENS | Preferred Plan | C&I Curtailment-Turnkey-Manual HVAC Control | C&I Curtailment | Winter Morning | Large Industrial | NS Test Broad | 140049.4856 | 24643.0028 | 5.6888 | 1
ENS | Preferred Plan | C&I Curtailment-Turnkey-Auto-DR HVAC Control | C&I Curtailment | Winter Morning | Large Industrial | TRC | 8996.6002 | 1551.1508 | 5.6827 | 1
ENS | Preferred Plan | C&I Curtailment-Turnkey-Auto-DR HVAC Control | C&I Curtailment | Winter Morning | Large Industrial | PAC | 8996.6002 | 3810.3904 | 2.351 | 1
ENS | Preferred Plan | C&I Curtailment-Turnkey-Auto-DR HVAC Control | C&I Curtailment | Winter Morning | Large Industrial | PCT | 2259.2397 | 0 | 0 | 1
ENS | Preferred Plan | C&I Curtailment-Turnkey-Auto-DR HVAC Control | C&I Curtailment | Winter Morning | Large Industrial | RIM | 8996.6002 | 3810.3904 | 2.351 | 1
ENS | Preferred Plan | C&I Curtailment-Turnkey-Auto-DR HVAC Control | C&I Curtailment | Winter Morning | Large Industrial | SCT | 8996.6002 | 1551.1508 | 5.6827 | 1
ENS | Preferred Plan | C&I Curtailment-Turnkey-Auto-DR HVAC Control | C&I Curtailment | Winter Morning | Large Industrial | NS Test Broad | 9587.5655 | 1650.8261 | 5.6888 | 1
ENS | Preferred Plan | C&I Curtailment-Turnkey-Standard Lighting Control | C&I Curtailment | Winter Morning | Large Industrial | TRC | 57397.9691 | 10110.7098 | 5.6827 | 1
ENS | Preferred Plan | C&I Curtailment-Turnkey-Standard Lighting Control | C&I Curtailment | Winter Morning | Large Industrial | PAC | 57397.9691 | 24413.2857 | 2.351 | 1
ENS | Preferred Plan | C&I Curtailment-Turnkey-Standard Lighting Control | C&I Curtailment | Winter Morning | Large Industrial | PCT | 14302.5759 | 0 | 0 | 1
ENS | Preferred Plan | C&I Curtailment-Turnkey-Standard Lighting Control | C&I Curtailment | Winter Morning | Large Industrial | RIM | 57397.9691 | 24413.2857 | 2.351 | 1
ENS | Preferred Plan | C&I Curtailment-Turnkey-Standard Lighting Control | C&I Curtailment | Winter Morning | Large Industrial | SCT | 57397.9691 | 10110.7098 | 5.6827 | 1
ENS | Preferred Plan | C&I Curtailment-Turnkey-Standard Lighting Control | C&I Curtailment | Winter Morning | Large Industrial | NS Test Broad | 60495.5119 | 10645.1656 | 5.6888 | 1
ENS | Preferred Plan | C&I Curtailment-Turnkey-Water Heating Control | C&I Curtailment | Winter Morning | Large Industrial | TRC | 2842.3774 | 499.7427 | 5.6827 | 1
ENS | Preferred Plan | C&I Curtailment-Turnkey-Water Heating Control | C&I Curtailment | Winter Morning | Large Industrial | PAC | 2842.3774 | 1208.7568 | 2.351 | 1
ENS | Preferred Plan | C&I Curtailment-Turnkey-Water Heating Control | C&I Curtailment | Winter Morning | Large Industrial | PCT | 709.0141 | 0 | 0 | 1
ENS | Preferred Plan | C&I Curtailment-Turnkey-Water Heating Control | C&I Curtailment | Winter Morning | Large Industrial | RIM | 2842.3774 | 1208.7568 | 2.351 | 1
ENS | Preferred Plan | C&I Curtailment-Turnkey-Water Heating Control | C&I Curtailment | Winter Morning | Large Industrial | SCT | 2842.3774 | 499.7427 | 5.6827 | 1
ENS | Preferred Plan | C&I Curtailment-Turnkey-Water Heating Control | C&I Curtailment | Winter Morning | Large Industrial | NS Test Broad | 2998.5559 | 526.6214 | 5.6888 | 1
ENS | Preferred Plan | C&I Curtailment-Turnkey-Other | C&I Curtailment | Winter Morning | Large Industrial | TRC | 60966.5655 | 10721.7615 | 5.6827 | 1
ENS | Preferred Plan | C&I Curtailment-Turnkey-Other | C&I Curtailment | Winter Morning | Large Industrial | PAC | 60966.5655 | 25928.0916 | 2.351 | 1
ENS | Preferred Plan | C&I Curtailment-Turnkey-Other | C&I Curtailment | Winter Morning | Large Industrial | PCT | 15206.33 | 0 | 0 | 1
ENS | Preferred Plan | C&I Curtailment-Turnkey-Other | C&I Curtailment | Winter Morning | Large Industrial | RIM | 60966.5655 | 25928.0916 | 2.351 | 1
ENS | Preferred Plan | C&I Curtailment-Turnkey-Other | C&I Curtailment | Winter Morning | Large Industrial | SCT | 60966.5655 | 10721.7615 | 5.6827 | 1
ENS | Preferred Plan | C&I Curtailment-Turnkey-Other | C&I Curtailment | Winter Morning | Large Industrial | NS Test Broad | 64308.3063 | 11297.0637 | 5.6888 | 1
ENS | Preferred Plan | C&I Curtailment-Turnkey-Industrial | C&I Curtailment | Winter Morning | Large Industrial | TRC | 11969.8216 | 2105.9798 | 5.6827 | 1
ENS | Preferred Plan | C&I Curtailment-Turnkey-Industrial | C&I Curtailment | Winter Morning | Large Industrial | PAC | 11969.8216 | 5090.771 | 2.351 | 1
ENS | Preferred Plan | C&I Curtailment-Turnkey-Industrial | C&I Curtailment | Winter Morning | Large Industrial | PCT | 2984.7911 | 0 | 0 | 1
ENS | Preferred Plan | C&I Curtailment-Turnkey-Industrial | C&I Curtailment | Winter Morning | Large Industrial | RIM | 11969.8216 | 5090.771 | 2.351 | 1
ENS | Preferred Plan | C&I Curtailment-Turnkey-Industrial | C&I Curtailment | Winter Morning | Large Industrial | SCT | 11969.8216 | 2105.9798 | 5.6827 | 1
ENS | Preferred Plan | C&I Curtailment-Turnkey-Industrial | C&I Curtailment | Winter Morning | Large Industrial | NS Test Broad | 12623.1335 | 2218.5182 | 5.6888 | 1
ENS | Preferred Plan | C&I Curtailment-Turnkey-Manual HVAC Control | C&I Curtailment | Winter Evening | Large Industrial | TRC | 131748.6067 | 23032.0893 | 5.7256 | 1
ENS | Preferred Plan | C&I Curtailment-Turnkey-Manual HVAC Control | C&I Curtailment | Winter Evening | Large Industrial | PAC | 131748.6067 | 55856.7746 | 2.3588 | 1
ENS | Preferred Plan | C&I Curtailment-Turnkey-Manual HVAC Control | C&I Curtailment | Winter Evening | Large Industrial | PCT | 32824.6853 | 0 | 0 | 1
ENS | Preferred Plan | C&I Curtailment-Turnkey-Manual HVAC Control | C&I Curtailment | Winter Evening | Large Industrial | RIM | 131748.6067 | 55856.7746 | 2.3588 | 1
ENS | Preferred Plan | C&I Curtailment-Turnkey-Manual HVAC Control | C&I Curtailment | Winter Evening | Large Industrial | SCT | 131748.6067 | 23032.0893 | 5.7256 | 1
ENS | Preferred Plan | C&I Curtailment-Turnkey-Manual HVAC Control | C&I Curtailment | Winter Evening | Large Industrial | NS Test Broad | 138871.2409 | 24250.4258 | 5.7321 | 1
ENS | Preferred Plan | C&I Curtailment-Turnkey-Auto-DR HVAC Control | C&I Curtailment | Winter Evening | Large Industrial | TRC | 8926.5939 | 1526.947 | 5.7256 | 1
ENS | Preferred Plan | C&I Curtailment-Turnkey-Auto-DR HVAC Control | C&I Curtailment | Winter Evening | Large Industrial | PAC | 8926.5939 | 3767.9153 | 2.3588 | 1
ENS | Preferred Plan | C&I Curtailment-Turnkey-Auto-DR HVAC Control | C&I Curtailment | Winter Evening | Large Industrial | PCT | 2240.9684 | 0 | 0 | 1
ENS | Preferred Plan | C&I Curtailment-Turnkey-Auto-DR HVAC Control | C&I Curtailment | Winter Evening | Large Industrial | RIM | 8926.5939 | 3767.9153 | 2.3588 | 1
ENS | Preferred Plan | C&I Curtailment-Turnkey-Auto-DR HVAC Control | C&I Curtailment | Winter Evening | Large Industrial | SCT | 8926.5939 | 1526.947 | 5.7256 | 1
ENS | Preferred Plan | C&I Curtailment-Turnkey-Auto-DR HVAC Control | C&I Curtailment | Winter Evening | Large Industrial | NS Test Broad | 9513.573 | 1625.1191 | 5.7321 | 1
ENS | Preferred Plan | C&I Curtailment-Turnkey-Standard Lighting Control | C&I Curtailment | Winter Evening | Large Industrial | TRC | 56910.032 | 9949.2554 | 5.7256 | 1
ENS | Preferred Plan | C&I Curtailment-Turnkey-Standard Lighting Control | C&I Curtailment | Winter Evening | Large Industrial | PAC | 56910.032 | 24125.1062 | 2.3588 | 1
ENS | Preferred Plan | C&I Curtailment-Turnkey-Standard Lighting Control | C&I Curtailment | Winter Evening | Large Industrial | PCT | 14175.8508 | 0 | 0 | 1
ENS | Preferred Plan | C&I Curtailment-Turnkey-Standard Lighting Control | C&I Curtailment | Winter Evening | Large Industrial | RIM | 56910.032 | 24125.1062 | 2.3588 | 1
ENS | Preferred Plan | C&I Curtailment-Turnkey-Standard Lighting Control | C&I Curtailment | Winter Evening | Large Industrial | SCT | 56910.032 | 9949.2554 | 5.7256 | 1
ENS | Preferred Plan | C&I Curtailment-Turnkey-Standard Lighting Control | C&I Curtailment | Winter Evening | Large Industrial | NS Test Broad | 59986.5192 | 10475.5768 | 5.7321 | 1
ENS | Preferred Plan | C&I Curtailment-Turnkey-Water Heating Control | C&I Curtailment | Winter Evening | Large Industrial | TRC | 2818.4249 | 491.7799 | 5.7256 | 1
ENS | Preferred Plan | C&I Curtailment-Turnkey-Water Heating Control | C&I Curtailment | Winter Evening | Large Industrial | PAC | 2818.4249 | 1194.565 | 2.3588 | 1
ENS | Preferred Plan | C&I Curtailment-Turnkey-Water Heating Control | C&I Curtailment | Winter Evening | Large Industrial | PCT | 702.7851 | 0 | 0 | 1
ENS | Preferred Plan | C&I Curtailment-Turnkey-Water Heating Control | C&I Curtailment | Winter Evening | Large Industrial | RIM | 2818.4249 | 1194.565 | 2.3588 | 1
ENS | Preferred Plan | C&I Curtailment-Turnkey-Water Heating Control | C&I Curtailment | Winter Evening | Large Industrial | SCT | 2818.4249 | 491.7799 | 5.7256 | 1
ENS | Preferred Plan | C&I Curtailment-Turnkey-Water Heating Control | C&I Curtailment | Winter Evening | Large Industrial | NS Test Broad | 2973.5434 | 518.25 | 5.7321 | 1
ENS | Preferred Plan | C&I Curtailment-Turnkey-Other | C&I Curtailment | Winter Evening | Large Industrial | TRC | 60452.1819 | 10550.8728 | 5.7256 | 1
ENS | Preferred Plan | C&I Curtailment-Turnkey-Other | C&I Curtailment | Winter Evening | Large Industrial | PAC | 60452.1819 | 25623.4444 | 2.3588 | 1
ENS | Preferred Plan | C&I Curtailment-Turnkey-Other | C&I Curtailment | Winter Evening | Large Industrial | PCT | 15072.5716 | 0 | 0 | 1
ENS | Preferred Plan | C&I Curtailment-Turnkey-Other | C&I Curtailment | Winter Evening | Large Industrial | RIM | 60452.1819 | 25623.4444 | 2.3588 | 1
ENS | Preferred Plan | C&I Curtailment-Turnkey-Other | C&I Curtailment | Winter Evening | Large Industrial | SCT | 60452.1819 | 10550.8728 | 5.7256 | 1
ENS | Preferred Plan | C&I Curtailment-Turnkey-Other | C&I Curtailment | Winter Evening | Large Industrial | NS Test Broad | 63771.2366 | 11117.4266 | 5.7321 | 1
ENS | Preferred Plan | C&I Curtailment-Turnkey-Industrial | C&I Curtailment | Winter Evening | Large Industrial | TRC | 11868.6201 | 2072.3963 | 5.7256 | 1
ENS | Preferred Plan | C&I Curtailment-Turnkey-Industrial | C&I Curtailment | Winter Evening | Large Industrial | PAC | 11868.6201 | 5030.8794 | 2.3588 | 1
ENS | Preferred Plan | C&I Curtailment-Turnkey-Industrial | C&I Curtailment | Winter Evening | Large Industrial | PCT | 2958.4832 | 0 | 0 | 1
ENS | Preferred Plan | C&I Curtailment-Turnkey-Industrial | C&I Curtailment | Winter Evening | Large Industrial | RIM | 11868.6201 | 5030.8794 | 2.3588 | 1
ENS | Preferred Plan | C&I Curtailment-Turnkey-Industrial | C&I Curtailment | Winter Evening | Large Industrial | SCT | 11868.6201 | 2072.3963 | 5.7256 | 1
ENS | Preferred Plan | C&I Curtailment-Turnkey-Industrial | C&I Curtailment | Winter Evening | Large Industrial | NS Test Broad | 12517.4952 | 2183.2229 | 5.7321 | 1
ENS | Preferred Plan | C&I Loadshift to BUGs | C&I Loadshift to BUGs | Winter Morning | Large General | TRC | 5730964.577 | 994715.7911 | 5.759 | 1
ENS | Preferred Plan | C&I Loadshift to BUGs | C&I Loadshift to BUGs | Winter Morning | Large General | PAC | 5730964.577 | 2410824.9444 | 2.3756 | 1
ENS | Preferred Plan | C&I Loadshift to BUGs | C&I Loadshift to BUGs | Winter Morning | Large General | PCT | 1416109.1533 | 0 | 0 | 1
ENS | Preferred Plan | C&I Loadshift to BUGs | C&I Loadshift to BUGs | Winter Morning | Large General | RIM | 5730964.577 | 2410824.9444 | 2.3756 | 1
ENS | Preferred Plan | C&I Loadshift to BUGs | C&I Loadshift to BUGs | Winter Morning | Large General | SCT | 5730964.577 | 994715.7911 | 5.759 | 1
ENS | Preferred Plan | C&I Loadshift to BUGs | C&I Loadshift to BUGs | Winter Morning | Large General | NS Test Broad | 5997445.9238 | 1040425.5691 | 5.7621 | 1
ENS | Preferred Plan | C&I Loadshift to BUGs | C&I Loadshift to BUGs | Winter Evening | Large General | TRC | 4914279.6637 | 873118.8063 | 5.6248 | 1
ENS | Preferred Plan | C&I Loadshift to BUGs | C&I Loadshift to BUGs | Winter Evening | Large General | PAC | 4914279.6637 | 2086980.1381 | 2.3525 | 1
ENS | Preferred Plan | C&I Loadshift to BUGs | C&I Loadshift to BUGs | Winter Evening | Large General | PCT | 1213861.3317 | 0 | 0 | 1
ENS | Preferred Plan | C&I Loadshift to BUGs | C&I Loadshift to BUGs | Winter Evening | Large General | RIM | 4914279.6637 | 2086980.1381 | 2.3525 | 1
ENS | Preferred Plan | C&I Loadshift to BUGs | C&I Loadshift to BUGs | Winter Evening | Large General | SCT | 4914279.6637 | 873118.8063 | 5.6248 | 1
ENS | Preferred Plan | C&I Loadshift to BUGs | C&I Loadshift to BUGs | Winter Evening | Large General | NS Test Broad | 5143285.1742 | 913234.4456 | 5.6284 | 1
ENS | Preferred Plan | C&I Loadshift to BUGs | C&I Loadshift to BUGs | Winter Morning | Small Industrial | TRC | 1555457.3245 | 271306.1189 | 5.759 | 1
ENS | Preferred Plan | C&I Loadshift to BUGs | C&I Loadshift to BUGs | Winter Morning | Small Industrial | PAC | 1555457.3245 | 658008.7508 | 2.3756 | 1
ENS | Preferred Plan | C&I Loadshift to BUGs | C&I Loadshift to BUGs | Winter Morning | Small Industrial | PCT | 386702.6319 | 0 | 0 | 1
ENS | Preferred Plan | C&I Loadshift to BUGs | C&I Loadshift to BUGs | Winter Morning | Small Industrial | RIM | 1555457.3245 | 658008.7508 | 2.3756 | 1
ENS | Preferred Plan | C&I Loadshift to BUGs | C&I Loadshift to BUGs | Winter Morning | Small Industrial | SCT | 1555457.3245 | 271306.1189 | 5.759 | 1
ENS | Preferred Plan | C&I Loadshift to BUGs | C&I Loadshift to BUGs | Winter Morning | Small Industrial | NS Test Broad | 1628609.8027 | 283912.2335 | 5.7621 | 1
ENS | Preferred Plan | C&I Loadshift to BUGs | C&I Loadshift to BUGs | Winter Evening | Small Industrial | TRC | 2128735.4899 | 380053.965 | 5.6248 | 1
ENS | Preferred Plan | C&I Loadshift to BUGs | C&I Loadshift to BUGs | Winter Evening | Small Industrial | PAC | 2128735.4899 | 909085.7144 | 2.3525 | 1
ENS | Preferred Plan | C&I Loadshift to BUGs | C&I Loadshift to BUGs | Winter Evening | Small Industrial | PCT | 529031.7494 | 0 | 0 | 1
ENS | Preferred Plan | C&I Loadshift to BUGs | C&I Loadshift to BUGs | Winter Evening | Small Industrial | RIM | 2128735.4899 | 909085.7144 | 2.3525 | 1
ENS | Preferred Plan | C&I Loadshift to BUGs | C&I Loadshift to BUGs | Winter Evening | Small Industrial | SCT | 2128735.4899 | 380053.965 | 5.6248 | 1
ENS | Preferred Plan | C&I Loadshift to BUGs | C&I Loadshift to BUGs | Winter Evening | Small Industrial | NS Test Broad | 2229064.2496 | 397710.1049 | 5.6284 | 1
ENS | Preferred Plan | C&I Loadshift to BUGs | C&I Loadshift to BUGs | Winter Morning | Medium Industrial | TRC | 5856670.8784 | 1016148.7531 | 5.759 | 1
ENS | Preferred Plan | C&I Loadshift to BUGs | C&I Loadshift to BUGs | Winter Morning | Medium Industrial | PAC | 5856670.8784 | 2463812.6286 | 2.3756 | 1
ENS | Preferred Plan | C&I Loadshift to BUGs | C&I Loadshift to BUGs | Winter Morning | Medium Industrial | PCT | 1447663.8755 | 0 | 0 | 1
ENS | Preferred Plan | C&I Loadshift to BUGs | C&I Loadshift to BUGs | Winter Morning | Medium Industrial | RIM | 5856670.8784 | 2463812.6286 | 2.3756 | 1
ENS | Preferred Plan | C&I Loadshift to BUGs | C&I Loadshift to BUGs | Winter Morning | Medium Industrial | SCT | 5856670.8784 | 1016148.7531 | 5.759 | 1
ENS | Preferred Plan | C&I Loadshift to BUGs | C&I Loadshift to BUGs | Winter Morning | Medium Industrial | NS Test Broad | 6131026.5984 | 1063171.376 | 5.7621 | 1
ENS | Preferred Plan | C&I Loadshift to BUGs | C&I Loadshift to BUGs | Winter Evening | Medium Industrial | TRC | 5648006.2249 | 1003070.2359 | 5.6248 | 1
ENS | Preferred Plan | C&I Loadshift to BUGs | C&I Loadshift to BUGs | Winter Evening | Medium Industrial | PAC | 5648006.2249 | 2398643.7838 | 2.3525 | 1
ENS | Preferred Plan | C&I Loadshift to BUGs | C&I Loadshift to BUGs | Winter Evening | Medium Industrial | PCT | 1395573.5479 | 0 | 0 | 1
ENS | Preferred Plan | C&I Loadshift to BUGs | C&I Loadshift to BUGs | Winter Evening | Medium Industrial | RIM | 5648006.2249 | 2398643.7838 | 2.3525 | 1
ENS | Preferred Plan | C&I Loadshift to BUGs | C&I Loadshift to BUGs | Winter Evening | Medium Industrial | SCT | 5648006.2249 | 1003070.2359 | 5.6248 | 1
ENS | Preferred Plan | C&I Loadshift to BUGs | C&I Loadshift to BUGs | Winter Evening | Medium Industrial | NS Test Broad | 5913159.2019 | 1049480.0869 | 5.6284 | 1
ENS | Preferred Plan | Dynamic Pricing with enabling tech. | Dynamic Pricing | Winter Morning | Small General | TRC | 12750.7569 | 1741.5902 | 9.9568 | 1
ENS | Preferred Plan | Dynamic Pricing with enabling tech. | Dynamic Pricing | Winter Morning | Small General | PAC | 12750.7569 | 1741.5902 | 9.9568 | 1
ENS | Preferred Plan | Dynamic Pricing with enabling tech. | Dynamic Pricing | Winter Morning | Small General | PCT | 0 | 0 | 0 | 1
ENS | Preferred Plan | Dynamic Pricing with enabling tech. | Dynamic Pricing | Winter Morning | Small General | RIM | 12750.7569 | 1741.5902 | 9.9568 | 1
ENS | Preferred Plan | Dynamic Pricing with enabling tech. | Dynamic Pricing | Winter Morning | Small General | SCT | 12750.7569 | 1741.5902 | 9.9568 | 1
ENS | Preferred Plan | Dynamic Pricing with enabling tech. | Dynamic Pricing | Winter Morning | Small General | NS Test Broad | 13437.7513 | 1832.1212 | 9.8649 | 1
ENS | Preferred Plan | Dynamic Pricing w/o enabling tech. | Dynamic Pricing | Winter Morning | Small General | TRC | 0 | 0 | 9.9568 | 1
ENS | Preferred Plan | Dynamic Pricing w/o enabling tech. | Dynamic Pricing | Winter Morning | Small General | PAC | 0 | 0 | 9.9568 | 1
ENS | Preferred Plan | Dynamic Pricing w/o enabling tech. | Dynamic Pricing | Winter Morning | Small General | PCT | 0 | 0 | 0 | 1
ENS | Preferred Plan | Dynamic Pricing w/o enabling tech. | Dynamic Pricing | Winter Morning | Small General | RIM | 0 | 0 | 9.9568 | 1
ENS | Preferred Plan | Dynamic Pricing w/o enabling tech. | Dynamic Pricing | Winter Morning | Small General | SCT | 0 | 0 | 9.9568 | 1
ENS | Preferred Plan | Dynamic Pricing w/o enabling tech. | Dynamic Pricing | Winter Morning | Small General | NS Test Broad | 0 | 0 | 9.8649 | 1
ENS | Preferred Plan | Dynamic Pricing with enabling tech. | Dynamic Pricing | Winter Evening | Small General | TRC | 14763.4796 | 1748.696 | 11.3099 | 1
ENS | Preferred Plan | Dynamic Pricing with enabling tech. | Dynamic Pricing | Winter Evening | Small General | PAC | 14763.4796 | 1748.696 | 11.3099 | 1
ENS | Preferred Plan | Dynamic Pricing with enabling tech. | Dynamic Pricing | Winter Evening | Small General | PCT | 0 | 0 | 0 | 1
ENS | Preferred Plan | Dynamic Pricing with enabling tech. | Dynamic Pricing | Winter Evening | Small General | RIM | 14763.4796 | 1748.696 | 11.3099 | 1
ENS | Preferred Plan | Dynamic Pricing with enabling tech. | Dynamic Pricing | Winter Evening | Small General | SCT | 14763.4796 | 1748.696 | 11.3099 | 1
ENS | Preferred Plan | Dynamic Pricing with enabling tech. | Dynamic Pricing | Winter Evening | Small General | NS Test Broad | 15560.252 | 1839.533 | 11.2063 | 1
ENS | Preferred Plan | Dynamic Pricing w/o enabling tech. | Dynamic Pricing | Winter Evening | Small General | TRC | 0 | 0 | 11.3099 | 1
ENS | Preferred Plan | Dynamic Pricing w/o enabling tech. | Dynamic Pricing | Winter Evening | Small General | PAC | 0 | 0 | 11.3099 | 1
ENS | Preferred Plan | Dynamic Pricing w/o enabling tech. | Dynamic Pricing | Winter Evening | Small General | PCT | 0 | 0 | 0 | 1
ENS | Preferred Plan | Dynamic Pricing w/o enabling tech. | Dynamic Pricing | Winter Evening | Small General | RIM | 0 | 0 | 11.3099 | 1
ENS | Preferred Plan | Dynamic Pricing w/o enabling tech. | Dynamic Pricing | Winter Evening | Small General | SCT | 0 | 0 | 11.3099 | 1
ENS | Preferred Plan | Dynamic Pricing w/o enabling tech. | Dynamic Pricing | Winter Evening | Small General | NS Test Broad | 0 | 0 | 11.2063 | 1
ENS | Preferred Plan | Dynamic Pricing with enabling tech. | Dynamic Pricing | Winter Morning | General | TRC | 0 | 0 | 9.9568 | 1
ENS | Preferred Plan | Dynamic Pricing with enabling tech. | Dynamic Pricing | Winter Morning | General | PAC | 0 | 0 | 9.9568 | 1
ENS | Preferred Plan | Dynamic Pricing with enabling tech. | Dynamic Pricing | Winter Morning | General | PCT | 0 | 0 | 0 | 1
ENS | Preferred Plan | Dynamic Pricing with enabling tech. | Dynamic Pricing | Winter Morning | General | RIM | 0 | 0 | 9.9568 | 1
ENS | Preferred Plan | Dynamic Pricing with enabling tech. | Dynamic Pricing | Winter Morning | General | SCT | 0 | 0 | 9.9568 | 1
ENS | Preferred Plan | Dynamic Pricing with enabling tech. | Dynamic Pricing | Winter Morning | General | NS Test Broad | 0 | 0 | 9.8649 | 1
ENS | Preferred Plan | Dynamic Pricing w/o enabling tech. | Dynamic Pricing | Winter Morning | General | TRC | 0 | 0 | 9.9568 | 1
ENS | Preferred Plan | Dynamic Pricing w/o enabling tech. | Dynamic Pricing | Winter Morning | General | PAC | 0 | 0 | 9.9568 | 1
ENS | Preferred Plan | Dynamic Pricing w/o enabling tech. | Dynamic Pricing | Winter Morning | General | PCT | 0 | 0 | 0 | 1
ENS | Preferred Plan | Dynamic Pricing w/o enabling tech. | Dynamic Pricing | Winter Morning | General | RIM | 0 | 0 | 9.9568 | 1
ENS | Preferred Plan | Dynamic Pricing w/o enabling tech. | Dynamic Pricing | Winter Morning | General | SCT | 0 | 0 | 9.9568 | 1
ENS | Preferred Plan | Dynamic Pricing w/o enabling tech. | Dynamic Pricing | Winter Morning | General | NS Test Broad | 0 | 0 | 9.8649 | 1
ENS | Preferred Plan | Dynamic Pricing with enabling tech. | Dynamic Pricing | Winter Evening | General | TRC | 0 | 0 | 11.3099 | 1
ENS | Preferred Plan | Dynamic Pricing with enabling tech. | Dynamic Pricing | Winter Evening | General | PAC | 0 | 0 | 11.3099 | 1
ENS | Preferred Plan | Dynamic Pricing with enabling tech. | Dynamic Pricing | Winter Evening | General | PCT | 0 | 0 | 0 | 1
ENS | Preferred Plan | Dynamic Pricing with enabling tech. | Dynamic Pricing | Winter Evening | General | RIM | 0 | 0 | 11.3099 | 1
ENS | Preferred Plan | Dynamic Pricing with enabling tech. | Dynamic Pricing | Winter Evening | General | SCT | 0 | 0 | 11.3099 | 1
ENS | Preferred Plan | Dynamic Pricing with enabling tech. | Dynamic Pricing | Winter Evening | General | NS Test Broad | 0 | 0 | 11.2063 | 1
ENS | Preferred Plan | Dynamic Pricing w/o enabling tech. | Dynamic Pricing | Winter Evening | General | TRC | 0 | 0 | 11.3099 | 1
ENS | Preferred Plan | Dynamic Pricing w/o enabling tech. | Dynamic Pricing | Winter Evening | General | PAC | 0 | 0 | 11.3099 | 1
ENS | Preferred Plan | Dynamic Pricing w/o enabling tech. | Dynamic Pricing | Winter Evening | General | PCT | 0 | 0 | 0 | 1
ENS | Preferred Plan | Dynamic Pricing w/o enabling tech. | Dynamic Pricing | Winter Evening | General | RIM | 0 | 0 | 11.3099 | 1
ENS | Preferred Plan | Dynamic Pricing w/o enabling tech. | Dynamic Pricing | Winter Evening | General | SCT | 0 | 0 | 11.3099 | 1
ENS | Preferred Plan | Dynamic Pricing w/o enabling tech. | Dynamic Pricing | Winter Evening | General | NS Test Broad | 0 | 0 | 11.2063 | 1
ENS | Preferred Plan | Dynamic Pricing with enabling tech. | Dynamic Pricing | Winter Morning | Large General | TRC | 0 | 0 | 9.9568 | 1
ENS | Preferred Plan | Dynamic Pricing with enabling tech. | Dynamic Pricing | Winter Morning | Large General | PAC | 0 | 0 | 9.9568 | 1
ENS | Preferred Plan | Dynamic Pricing with enabling tech. | Dynamic Pricing | Winter Morning | Large General | PCT | 0 | 0 | 0 | 1
ENS | Preferred Plan | Dynamic Pricing with enabling tech. | Dynamic Pricing | Winter Morning | Large General | RIM | 0 | 0 | 9.9568 | 1
ENS | Preferred Plan | Dynamic Pricing with enabling tech. | Dynamic Pricing | Winter Morning | Large General | SCT | 0 | 0 | 9.9568 | 1
ENS | Preferred Plan | Dynamic Pricing with enabling tech. | Dynamic Pricing | Winter Morning | Large General | NS Test Broad | 0 | 0 | 9.8649 | 1
ENS | Preferred Plan | Dynamic Pricing w/o enabling tech. | Dynamic Pricing | Winter Morning | Large General | TRC | 0 | 0 | 9.9568 | 1
ENS | Preferred Plan | Dynamic Pricing w/o enabling tech. | Dynamic Pricing | Winter Morning | Large General | PAC | 0 | 0 | 9.9568 | 1
ENS | Preferred Plan | Dynamic Pricing w/o enabling tech. | Dynamic Pricing | Winter Morning | Large General | PCT | 0 | 0 | 0 | 1
ENS | Preferred Plan | Dynamic Pricing w/o enabling tech. | Dynamic Pricing | Winter Morning | Large General | RIM | 0 | 0 | 9.9568 | 1
ENS | Preferred Plan | Dynamic Pricing w/o enabling tech. | Dynamic Pricing | Winter Morning | Large General | SCT | 0 | 0 | 9.9568 | 1
ENS | Preferred Plan | Dynamic Pricing w/o enabling tech. | Dynamic Pricing | Winter Morning | Large General | NS Test Broad | 0 | 0 | 9.8649 | 1
ENS | Preferred Plan | Dynamic Pricing with enabling tech. | Dynamic Pricing | Winter Evening | Large General | TRC | 0 | 0 | 11.3099 | 1
ENS | Preferred Plan | Dynamic Pricing with enabling tech. | Dynamic Pricing | Winter Evening | Large General | PAC | 0 | 0 | 11.3099 | 1
ENS | Preferred Plan | Dynamic Pricing with enabling tech. | Dynamic Pricing | Winter Evening | Large General | PCT | 0 | 0 | 0 | 1
ENS | Preferred Plan | Dynamic Pricing with enabling tech. | Dynamic Pricing | Winter Evening | Large General | RIM | 0 | 0 | 11.3099 | 1
ENS | Preferred Plan | Dynamic Pricing with enabling tech. | Dynamic Pricing | Winter Evening | Large General | SCT | 0 | 0 | 11.3099 | 1
ENS | Preferred Plan | Dynamic Pricing with enabling tech. | Dynamic Pricing | Winter Evening | Large General | NS Test Broad | 0 | 0 | 11.2063 | 1
ENS | Preferred Plan | Dynamic Pricing w/o enabling tech. | Dynamic Pricing | Winter Evening | Large General | TRC | 0 | 0 | 11.3099 | 1
ENS | Preferred Plan | Dynamic Pricing w/o enabling tech. | Dynamic Pricing | Winter Evening | Large General | PAC | 0 | 0 | 11.3099 | 1
ENS | Preferred Plan | Dynamic Pricing w/o enabling tech. | Dynamic Pricing | Winter Evening | Large General | PCT | 0 | 0 | 0 | 1
ENS | Preferred Plan | Dynamic Pricing w/o enabling tech. | Dynamic Pricing | Winter Evening | Large General | RIM | 0 | 0 | 11.3099 | 1
ENS | Preferred Plan | Dynamic Pricing w/o enabling tech. | Dynamic Pricing | Winter Evening | Large General | SCT | 0 | 0 | 11.3099 | 1
ENS | Preferred Plan | Dynamic Pricing w/o enabling tech. | Dynamic Pricing | Winter Evening | Large General | NS Test Broad | 0 | 0 | 11.2063 | 1
ENS | Preferred Plan | Dynamic Pricing with enabling tech. | Dynamic Pricing | Winter Morning | Small Industrial | TRC | 0 | 0 | 9.9568 | 1
ENS | Preferred Plan | Dynamic Pricing with enabling tech. | Dynamic Pricing | Winter Morning | Small Industrial | PAC | 0 | 0 | 9.9568 | 1
ENS | Preferred Plan | Dynamic Pricing with enabling tech. | Dynamic Pricing | Winter Morning | Small Industrial | PCT | 0 | 0 | 0 | 1
ENS | Preferred Plan | Dynamic Pricing with enabling tech. | Dynamic Pricing | Winter Morning | Small Industrial | RIM | 0 | 0 | 9.9568 | 1
ENS | Preferred Plan | Dynamic Pricing with enabling tech. | Dynamic Pricing | Winter Morning | Small Industrial | SCT | 0 | 0 | 9.9568 | 1
ENS | Preferred Plan | Dynamic Pricing with enabling tech. | Dynamic Pricing | Winter Morning | Small Industrial | NS Test Broad | 0 | 0 | 9.8649 | 1
ENS | Preferred Plan | Dynamic Pricing w/o enabling tech. | Dynamic Pricing | Winter Morning | Small Industrial | TRC | 0 | 0 | 9.9568 | 1
ENS | Preferred Plan | Dynamic Pricing w/o enabling tech. | Dynamic Pricing | Winter Morning | Small Industrial | PAC | 0 | 0 | 9.9568 | 1
ENS | Preferred Plan | Dynamic Pricing w/o enabling tech. | Dynamic Pricing | Winter Morning | Small Industrial | PCT | 0 | 0 | 0 | 1
ENS | Preferred Plan | Dynamic Pricing w/o enabling tech. | Dynamic Pricing | Winter Morning | Small Industrial | RIM | 0 | 0 | 9.9568 | 1
ENS | Preferred Plan | Dynamic Pricing w/o enabling tech. | Dynamic Pricing | Winter Morning | Small Industrial | SCT | 0 | 0 | 9.9568 | 1
ENS | Preferred Plan | Dynamic Pricing w/o enabling tech. | Dynamic Pricing | Winter Morning | Small Industrial | NS Test Broad | 0 | 0 | 9.8649 | 1
ENS | Preferred Plan | Dynamic Pricing with enabling tech. | Dynamic Pricing | Winter Evening | Small Industrial | TRC | 0 | 0 | 11.3099 | 1
ENS | Preferred Plan | Dynamic Pricing with enabling tech. | Dynamic Pricing | Winter Evening | Small Industrial | PAC | 0 | 0 | 11.3099 | 1
ENS | Preferred Plan | Dynamic Pricing with enabling tech. | Dynamic Pricing | Winter Evening | Small Industrial | PCT | 0 | 0 | 0 | 1
ENS | Preferred Plan | Dynamic Pricing with enabling tech. | Dynamic Pricing | Winter Evening | Small Industrial | RIM | 0 | 0 | 11.3099 | 1
ENS | Preferred Plan | Dynamic Pricing with enabling tech. | Dynamic Pricing | Winter Evening | Small Industrial | SCT | 0 | 0 | 11.3099 | 1
ENS | Preferred Plan | Dynamic Pricing with enabling tech. | Dynamic Pricing | Winter Evening | Small Industrial | NS Test Broad | 0 | 0 | 11.2063 | 1
ENS | Preferred Plan | Dynamic Pricing w/o enabling tech. | Dynamic Pricing | Winter Evening | Small Industrial | TRC | 0 | 0 | 11.3099 | 1
ENS | Preferred Plan | Dynamic Pricing w/o enabling tech. | Dynamic Pricing | Winter Evening | Small Industrial | PAC | 0 | 0 | 11.3099 | 1
ENS | Preferred Plan | Dynamic Pricing w/o enabling tech. | Dynamic Pricing | Winter Evening | Small Industrial | PCT | 0 | 0 | 0 | 1
ENS | Preferred Plan | Dynamic Pricing w/o enabling tech. | Dynamic Pricing | Winter Evening | Small Industrial | RIM | 0 | 0 | 11.3099 | 1
ENS | Preferred Plan | Dynamic Pricing w/o enabling tech. | Dynamic Pricing | Winter Evening | Small Industrial | SCT | 0 | 0 | 11.3099 | 1
ENS | Preferred Plan | Dynamic Pricing w/o enabling tech. | Dynamic Pricing | Winter Evening | Small Industrial | NS Test Broad | 0 | 0 | 11.2063 | 1
ENS | Preferred Plan | Dynamic Pricing with enabling tech. | Dynamic Pricing | Winter Morning | Medium Industrial | TRC | 0 | 0 | 9.9568 | 1
ENS | Preferred Plan | Dynamic Pricing with enabling tech. | Dynamic Pricing | Winter Morning | Medium Industrial | PAC | 0 | 0 | 9.9568 | 1
ENS | Preferred Plan | Dynamic Pricing with enabling tech. | Dynamic Pricing | Winter Morning | Medium Industrial | PCT | 0 | 0 | 0 | 1
ENS | Preferred Plan | Dynamic Pricing with enabling tech. | Dynamic Pricing | Winter Morning | Medium Industrial | RIM | 0 | 0 | 9.9568 | 1
ENS | Preferred Plan | Dynamic Pricing with enabling tech. | Dynamic Pricing | Winter Morning | Medium Industrial | SCT | 0 | 0 | 9.9568 | 1
ENS | Preferred Plan | Dynamic Pricing with enabling tech. | Dynamic Pricing | Winter Morning | Medium Industrial | NS Test Broad | 0 | 0 | 9.8649 | 1
ENS | Preferred Plan | Dynamic Pricing w/o enabling tech. | Dynamic Pricing | Winter Morning | Medium Industrial | TRC | 0 | 0 | 9.9568 | 1
ENS | Preferred Plan | Dynamic Pricing w/o enabling tech. | Dynamic Pricing | Winter Morning | Medium Industrial | PAC | 0 | 0 | 9.9568 | 1
ENS | Preferred Plan | Dynamic Pricing w/o enabling tech. | Dynamic Pricing | Winter Morning | Medium Industrial | PCT | 0 | 0 | 0 | 1
ENS | Preferred Plan | Dynamic Pricing w/o enabling tech. | Dynamic Pricing | Winter Morning | Medium Industrial | RIM | 0 | 0 | 9.9568 | 1
ENS | Preferred Plan | Dynamic Pricing w/o enabling tech. | Dynamic Pricing | Winter Morning | Medium Industrial | SCT | 0 | 0 | 9.9568 | 1
ENS | Preferred Plan | Dynamic Pricing w/o enabling tech. | Dynamic Pricing | Winter Morning | Medium Industrial | NS Test Broad | 0 | 0 | 9.8649 | 1
ENS | Preferred Plan | Dynamic Pricing with enabling tech. | Dynamic Pricing | Winter Evening | Medium Industrial | TRC | 0 | 0 | 11.3099 | 1
ENS | Preferred Plan | Dynamic Pricing with enabling tech. | Dynamic Pricing | Winter Evening | Medium Industrial | PAC | 0 | 0 | 11.3099 | 1
ENS | Preferred Plan | Dynamic Pricing with enabling tech. | Dynamic Pricing | Winter Evening | Medium Industrial | PCT | 0 | 0 | 0 | 1
ENS | Preferred Plan | Dynamic Pricing with enabling tech. | Dynamic Pricing | Winter Evening | Medium Industrial | RIM | 0 | 0 | 11.3099 | 1
ENS | Preferred Plan | Dynamic Pricing with enabling tech. | Dynamic Pricing | Winter Evening | Medium Industrial | SCT | 0 | 0 | 11.3099 | 1
ENS | Preferred Plan | Dynamic Pricing with enabling tech. | Dynamic Pricing | Winter Evening | Medium Industrial | NS Test Broad | 0 | 0 | 11.2063 | 1
ENS | Preferred Plan | Dynamic Pricing w/o enabling tech. | Dynamic Pricing | Winter Evening | Medium Industrial | TRC | 0 | 0 | 11.3099 | 1
ENS | Preferred Plan | Dynamic Pricing w/o enabling tech. | Dynamic Pricing | Winter Evening | Medium Industrial | PAC | 0 | 0 | 11.3099 | 1
ENS | Preferred Plan | Dynamic Pricing w/o enabling tech. | Dynamic Pricing | Winter Evening | Medium Industrial | PCT | 0 | 0 | 0 | 1
ENS | Preferred Plan | Dynamic Pricing w/o enabling tech. | Dynamic Pricing | Winter Evening | Medium Industrial | RIM | 0 | 0 | 11.3099 | 1
ENS | Preferred Plan | Dynamic Pricing w/o enabling tech. | Dynamic Pricing | Winter Evening | Medium Industrial | SCT | 0 | 0 | 11.3099 | 1
ENS | Preferred Plan | Dynamic Pricing w/o enabling tech. | Dynamic Pricing | Winter Evening | Medium Industrial | NS Test Broad | 0 | 0 | 11.2063 | 1
ENS | Preferred Plan | Dynamic Pricing with enabling tech. | Dynamic Pricing | Winter Morning | Large Industrial | TRC | 0 | 0 | 9.9568 | 1
ENS | Preferred Plan | Dynamic Pricing with enabling tech. | Dynamic Pricing | Winter Morning | Large Industrial | PAC | 0 | 0 | 9.9568 | 1
ENS | Preferred Plan | Dynamic Pricing with enabling tech. | Dynamic Pricing | Winter Morning | Large Industrial | PCT | 0 | 0 | 0 | 1
ENS | Preferred Plan | Dynamic Pricing with enabling tech. | Dynamic Pricing | Winter Morning | Large Industrial | RIM | 0 | 0 | 9.9568 | 1
ENS | Preferred Plan | Dynamic Pricing with enabling tech. | Dynamic Pricing | Winter Morning | Large Industrial | SCT | 0 | 0 | 9.9568 | 1
ENS | Preferred Plan | Dynamic Pricing with enabling tech. | Dynamic Pricing | Winter Morning | Large Industrial | NS Test Broad | 0 | 0 | 9.8649 | 1
ENS | Preferred Plan | Dynamic Pricing w/o enabling tech. | Dynamic Pricing | Winter Morning | Large Industrial | TRC | 0 | 0 | 9.9568 | 1
ENS | Preferred Plan | Dynamic Pricing w/o enabling tech. | Dynamic Pricing | Winter Morning | Large Industrial | PAC | 0 | 0 | 9.9568 | 1
ENS | Preferred Plan | Dynamic Pricing w/o enabling tech. | Dynamic Pricing | Winter Morning | Large Industrial | PCT | 0 | 0 | 0 | 1
ENS | Preferred Plan | Dynamic Pricing w/o enabling tech. | Dynamic Pricing | Winter Morning | Large Industrial | RIM | 0 | 0 | 9.9568 | 1
ENS | Preferred Plan | Dynamic Pricing w/o enabling tech. | Dynamic Pricing | Winter Morning | Large Industrial | SCT | 0 | 0 | 9.9568 | 1
ENS | Preferred Plan | Dynamic Pricing w/o enabling tech. | Dynamic Pricing | Winter Morning | Large Industrial | NS Test Broad | 0 | 0 | 9.8649 | 1
ENS | Preferred Plan | Dynamic Pricing with enabling tech. | Dynamic Pricing | Winter Evening | Large Industrial | TRC | 0 | 0 | 11.3099 | 1
ENS | Preferred Plan | Dynamic Pricing with enabling tech. | Dynamic Pricing | Winter Evening | Large Industrial | PAC | 0 | 0 | 11.3099 | 1
ENS | Preferred Plan | Dynamic Pricing with enabling tech. | Dynamic Pricing | Winter Evening | Large Industrial | PCT | 0 | 0 | 0 | 1
ENS | Preferred Plan | Dynamic Pricing with enabling tech. | Dynamic Pricing | Winter Evening | Large Industrial | RIM | 0 | 0 | 11.3099 | 1
ENS | Preferred Plan | Dynamic Pricing with enabling tech. | Dynamic Pricing | Winter Evening | Large Industrial | SCT | 0 | 0 | 11.3099 | 1
ENS | Preferred Plan | Dynamic Pricing with enabling tech. | Dynamic Pricing | Winter Evening | Large Industrial | NS Test Broad | 0 | 0 | 11.2063 | 1
ENS | Preferred Plan | Dynamic Pricing w/o enabling tech. | Dynamic Pricing | Winter Evening | Large Industrial | TRC | 0 | 0 | 11.3099 | 1
ENS | Preferred Plan | Dynamic Pricing w/o enabling tech. | Dynamic Pricing | Winter Evening | Large Industrial | PAC | 0 | 0 | 11.3099 | 1
ENS | Preferred Plan | Dynamic Pricing w/o enabling tech. | Dynamic Pricing | Winter Evening | Large Industrial | PCT | 0 | 0 | 0 | 1
ENS | Preferred Plan | Dynamic Pricing w/o enabling tech. | Dynamic Pricing | Winter Evening | Large Industrial | RIM | 0 | 0 | 11.3099 | 1
ENS | Preferred Plan | Dynamic Pricing w/o enabling tech. | Dynamic Pricing | Winter Evening | Large Industrial | SCT | 0 | 0 | 11.3099 | 1
ENS | Preferred Plan | Dynamic Pricing w/o enabling tech. | Dynamic Pricing | Winter Evening | Large Industrial | NS Test Broad | 0 | 0 | 11.2063 | 1
ENS | Preferred Plan | Dynamic Pricing with enabling tech. | Dynamic Pricing | Winter Morning | Residential Charitable | TRC | 17430385.7487 | 3365560.753 | 9.9568 | 1
ENS | Preferred Plan | Dynamic Pricing with enabling tech. | Dynamic Pricing | Winter Morning | Residential Charitable | PAC | 17430385.7487 | 3365560.753 | 9.9568 | 1
ENS | Preferred Plan | Dynamic Pricing with enabling tech. | Dynamic Pricing | Winter Morning | Residential Charitable | PCT | 0 | 0 | 0 | 1
ENS | Preferred Plan | Dynamic Pricing with enabling tech. | Dynamic Pricing | Winter Morning | Residential Charitable | RIM | 17430385.7487 | 3365560.753 | 9.9568 | 1
ENS | Preferred Plan | Dynamic Pricing with enabling tech. | Dynamic Pricing | Winter Morning | Residential Charitable | SCT | 17430385.7487 | 3365560.753 | 9.9568 | 1
ENS | Preferred Plan | Dynamic Pricing with enabling tech. | Dynamic Pricing | Winter Morning | Residential Charitable | NS Test Broad | 18783508.6375 | 3626154.5874 | 9.8649 | 1
ENS | Preferred Plan | Dynamic Pricing w/o enabling tech. | Dynamic Pricing | Winter Morning | Residential Charitable | TRC | 22854457.8061 | 679934.7162 | 9.9568 | 1
ENS | Preferred Plan | Dynamic Pricing w/o enabling tech. | Dynamic Pricing | Winter Morning | Residential Charitable | PAC | 22854457.8061 | 679934.7162 | 9.9568 | 1
ENS | Preferred Plan | Dynamic Pricing w/o enabling tech. | Dynamic Pricing | Winter Morning | Residential Charitable | PCT | 0 | 0 | 0 | 1
ENS | Preferred Plan | Dynamic Pricing w/o enabling tech. | Dynamic Pricing | Winter Morning | Residential Charitable | RIM | 22854457.8061 | 679934.7162 | 9.9568 | 1
ENS | Preferred Plan | Dynamic Pricing w/o enabling tech. | Dynamic Pricing | Winter Morning | Residential Charitable | SCT | 22854457.8061 | 679934.7162 | 9.9568 | 1
ENS | Preferred Plan | Dynamic Pricing w/o enabling tech. | Dynamic Pricing | Winter Morning | Residential Charitable | NS Test Broad | 23953314.6362 | 705584.4491 | 9.8649 | 1
ENS | Preferred Plan | Dynamic Pricing with enabling tech. | Dynamic Pricing | Winter Evening | Residential Charitable | TRC | 19819376.194 | 3365558.3583 | 11.3099 | 1
ENS | Preferred Plan | Dynamic Pricing with enabling tech. | Dynamic Pricing | Winter Evening | Residential Charitable | PAC | 19819376.194 | 3365558.3583 | 11.3099 | 1
ENS | Preferred Plan | Dynamic Pricing with enabling tech. | Dynamic Pricing | Winter Evening | Residential Charitable | PCT | 0 | 0 | 0 | 1
ENS | Preferred Plan | Dynamic Pricing with enabling tech. | Dynamic Pricing | Winter Evening | Residential Charitable | RIM | 19819376.194 | 3365558.3583 | 11.3099 | 1
ENS | Preferred Plan | Dynamic Pricing with enabling tech. | Dynamic Pricing | Winter Evening | Residential Charitable | SCT | 19819376.194 | 3365558.3583 | 11.3099 | 1
ENS | Preferred Plan | Dynamic Pricing with enabling tech. | Dynamic Pricing | Winter Evening | Residential Charitable | NS Test Broad | 21358574.032 | 3626152.0447 | 11.2063 | 1
ENS | Preferred Plan | Dynamic Pricing w/o enabling tech. | Dynamic Pricing | Winter Evening | Residential Charitable | TRC | 25939546.7631 | 679930.005 | 11.3099 | 1
ENS | Preferred Plan | Dynamic Pricing w/o enabling tech. | Dynamic Pricing | Winter Evening | Residential Charitable | PAC | 25939546.7631 | 679930.005 | 11.3099 | 1
ENS | Preferred Plan | Dynamic Pricing w/o enabling tech. | Dynamic Pricing | Winter Evening | Residential Charitable | PCT | 0 | 0 | 0 | 1
ENS | Preferred Plan | Dynamic Pricing w/o enabling tech. | Dynamic Pricing | Winter Evening | Residential Charitable | RIM | 25939546.7631 | 679930.005 | 11.3099 | 1
ENS | Preferred Plan | Dynamic Pricing w/o enabling tech. | Dynamic Pricing | Winter Evening | Residential Charitable | SCT | 25939546.7631 | 679930.005 | 11.3099 | 1
ENS | Preferred Plan | Dynamic Pricing w/o enabling tech. | Dynamic Pricing | Winter Evening | Residential Charitable | NS Test Broad | 27189324.2304 | 705579.58 | 11.2063 | 1
ENS | Preferred Plan | Behavioral DR | Behavioral DR | Winter Morning | Residential Charitable | TRC | 3368885.1183 | 1441412.301 | 2.3372 | 1
ENS | Preferred Plan | Behavioral DR | Behavioral DR | Winter Morning | Residential Charitable | PAC | 3368885.1183 | 1441412.301 | 2.3372 | 1
ENS | Preferred Plan | Behavioral DR | Behavioral DR | Winter Morning | Residential Charitable | PCT | 0 | 0 | 0 | 1
ENS | Preferred Plan | Behavioral DR | Behavioral DR | Winter Morning | Residential Charitable | RIM | 3368885.1183 | 1441412.301 | 2.3372 | 1
ENS | Preferred Plan | Behavioral DR | Behavioral DR | Winter Morning | Residential Charitable | SCT | 3368885.1183 | 1441412.301 | 2.3372 | 1
ENS | Preferred Plan | Behavioral DR | Behavioral DR | Winter Morning | Residential Charitable | NS Test Broad | 3583464.5148 | 1518219.075 | 2.3603 | 1
ENS | Preferred Plan | Behavioral DR | Behavioral DR | Winter Evening | Residential Charitable | TRC | 3828616.3874 | 1441412.301 | 2.6562 | 1
ENS | Preferred Plan | Behavioral DR | Behavioral DR | Winter Evening | Residential Charitable | PAC | 3828616.3874 | 1441412.301 | 2.6562 | 1
ENS | Preferred Plan | Behavioral DR | Behavioral DR | Winter Evening | Residential Charitable | PCT | 0 | 0 | 0 | 1
ENS | Preferred Plan | Behavioral DR | Behavioral DR | Winter Evening | Residential Charitable | RIM | 3828616.3874 | 1441412.301 | 2.6562 | 1
ENS | Preferred Plan | Behavioral DR | Behavioral DR | Winter Evening | Residential Charitable | SCT | 3828616.3874 | 1441412.301 | 2.6562 | 1
ENS | Preferred Plan | Behavioral DR | Behavioral DR | Winter Evening | Residential Charitable | NS Test Broad | 4072718.7015 | 1518219.075 | 2.6826 | 1
ENS | Preferred Plan | Time-of-Use Rates (TOU) | Time-of-Use Rates (TOU) | Winter Morning | Residential Charitable | TRC | 4758525.5472 | 0 | 0 | 0
ENS | Preferred Plan | Time-of-Use Rates (TOU) | Time-of-Use Rates (TOU) | Winter Morning | Residential Charitable | PAC | 4758525.5472 | 0 | 0 | 0
ENS | Preferred Plan | Time-of-Use Rates (TOU) | Time-of-Use Rates (TOU) | Winter Morning | Residential Charitable | RIM | 4758525.5472 | 0 | 0 | 0
ENS | Preferred Plan | Time-of-Use Rates (TOU) | Time-of-Use Rates (TOU) | Winter Morning | Residential Charitable | SCT | 4758525.5472 | 0 | 0 | 0
ENS | Preferred Plan | Time-of-Use Rates (TOU) | Time-of-Use Rates (TOU) | Winter Morning | Residential Charitable | NS Test Broad | 4970962.3784 | 0 | 0 | 0
ENS | Preferred Plan | Time-of-Use Rates (TOU) | Time-of-Use Rates (TOU) | Winter Evening | Residential Charitable | TRC | 5399378.3626 | 0 | 0 | 0
ENS | Preferred Plan | Time-of-Use Rates (TOU) | Time-of-Use Rates (TOU) | Winter Evening | Residential Charitable | PAC | 5399378.3626 | 0 | 0 | 0
ENS | Preferred Plan | Time-of-Use Rates (TOU) | Time-of-Use Rates (TOU) | Winter Evening | Residential Charitable | RIM | 5399378.3626 | 0 | 0 | 0
ENS | Preferred Plan | Time-of-Use Rates (TOU) | Time-of-Use Rates (TOU) | Winter Evening | Residential Charitable | SCT | 5399378.3626 | 0 | 0 | 0
ENS | Preferred Plan | Time-of-Use Rates (TOU) | Time-of-Use Rates (TOU) | Winter Evening | Residential Charitable | NS Test Broad | 5640978.7798 | 0 | 0 | 0

## BCA by Cost Category (hidden)
Cost Test | Cases | Peak Period | DR Suboption | DR Option | Program Development Cost | Program Administrative Cost | Program Delivery Cost | Marketing & Recruitment Cost | Technology Enablement Cost | O&M Cost | Incentives | Avoided Generation Capacity Costs | Avoided T&D Capacity Costs | Avoided Energy Purchases | Participant Cost | Energy Impact
TRC | Alternate Scenario | Winter Morning | C&I Curtailment-Turnkey-Manual HVAC Control | C&I Curtailment | 0 | 1619639.6674 | 816171.8178 | 56206.3034 | 0 | 0 | 0 | 12032791.7224 | 2035214.9756 |  | 0 | 76998.8761
PAC | Alternate Scenario | Winter Morning | C&I Curtailment-Turnkey-Manual HVAC Control | C&I Curtailment | 0 | 1619639.6674 | 816171.8178 | 56206.3034 | 0 | 0 | 3525911.3091 | 12032791.7224 | 2035214.9756 |  | 0 | 76998.8761
PCT | Alternate Scenario | Winter Morning | C&I Curtailment-Turnkey-Manual HVAC Control | C&I Curtailment | 0 | 0 | 0 | 0 | 0 | 0 | 3525911.3091 | 0 | 0 |  | 0 | 0
RIM | Alternate Scenario | Winter Morning | C&I Curtailment-Turnkey-Manual HVAC Control | C&I Curtailment | 0 | 1619639.6674 | 816171.8178 | 56206.3034 | 0 | 0 | 3525911.3091 | 12032791.7224 | 2035214.9756 |  | 0 | 76998.8761
SCT | Alternate Scenario | Winter Morning | C&I Curtailment-Turnkey-Manual HVAC Control | C&I Curtailment | 0 | 1619639.6674 | 816171.8178 | 56206.3034 | 0 | 0 | 0 | 12032791.7224 | 2035214.9756 |  | 0 | 76998.8761
NS Test Broad | Alternate Scenario | Winter Morning | C&I Curtailment-Turnkey-Manual HVAC Control | C&I Curtailment | 0 | 1703328.6544 | 861097.5182 | 59266.3281 | 0 | 0 | 0 | 12677301.5654 | 2149275.9766 |  | 0 | 81543.7452
TRC | Alternate Scenario | Winter Morning | C&I Curtailment-Turnkey-Auto-DR HVAC Control | C&I Curtailment | 0 | 107370.8626 | 55668.0964 | 2083.0372 | 0 | 0 | 0 | 812059.2294 | 139984.469 |  | 0 | 5485.1329
PAC | Alternate Scenario | Winter Morning | C&I Curtailment-Turnkey-Auto-DR HVAC Control | C&I Curtailment | 0 | 107370.8626 | 55668.0964 | 2083.0372 | 0 | 0 | 240489.5226 | 812059.2294 | 139984.469 |  | 0 | 5485.1329
PCT | Alternate Scenario | Winter Morning | C&I Curtailment-Turnkey-Auto-DR HVAC Control | C&I Curtailment | 0 | 0 | 0 | 0 | 0 | 0 | 240489.5226 | 0 | 0 |  | 0 | 0
RIM | Alternate Scenario | Winter Morning | C&I Curtailment-Turnkey-Auto-DR HVAC Control | C&I Curtailment | 0 | 107370.8626 | 55668.0964 | 2083.0372 | 0 | 0 | 240489.5226 | 812059.2294 | 139984.469 |  | 0 | 5485.1329
SCT | Alternate Scenario | Winter Morning | C&I Curtailment-Turnkey-Auto-DR HVAC Control | C&I Curtailment | 0 | 107370.8626 | 55668.0964 | 2083.0372 | 0 | 0 | 0 | 812059.2294 | 139984.469 |  | 0 | 5485.1329
NS Test Broad | Alternate Scenario | Winter Morning | C&I Curtailment-Turnkey-Auto-DR HVAC Control | C&I Curtailment | 0 | 114162.2541 | 59358.2207 | 2209.0168 | 0 | 0 | 0 | 865136.9784 | 149389.2195 |  | 0 | 5881.6105
TRC | Alternate Scenario | Winter Morning | C&I Curtailment-Turnkey-Standard Lighting Control | C&I Curtailment | 0 | 588944.6112 | 296698.7041 | 20795.621 | 0 | 0 | 0 | 4375955.5705 | 739795.427 |  | 0 | 28102.7448
PAC | Alternate Scenario | Winter Morning | C&I Curtailment-Turnkey-Standard Lighting Control | C&I Curtailment | 0 | 588944.6112 | 296698.7041 | 20795.621 | 0 | 0 | 1281756.2347 | 4375955.5705 | 739795.427 |  | 0 | 28102.7448
PCT | Alternate Scenario | Winter Morning | C&I Curtailment-Turnkey-Standard Lighting Control | C&I Curtailment | 0 | 0 | 0 | 0 | 0 | 0 | 1281756.2347 | 0 | 0 |  | 0 | 0
RIM | Alternate Scenario | Winter Morning | C&I Curtailment-Turnkey-Standard Lighting Control | C&I Curtailment | 0 | 588944.6112 | 296698.7041 | 20795.621 | 0 | 0 | 1281756.2347 | 4375955.5705 | 739795.427 |  | 0 | 28102.7448
SCT | Alternate Scenario | Winter Morning | C&I Curtailment-Turnkey-Standard Lighting Control | C&I Curtailment | 0 | 588944.6112 | 296698.7041 | 20795.621 | 0 | 0 | 0 | 4375955.5705 | 739795.427 |  | 0 | 28102.7448
NS Test Broad | Alternate Scenario | Winter Morning | C&I Curtailment-Turnkey-Standard Lighting Control | C&I Curtailment | 0 | 619313.3075 | 313000.9003 | 21925.2744 | 0 | 0 | 0 | 4609816.969 | 781184.5791 |  | 0 | 29757.5247
TRC | Alternate Scenario | Winter Morning | C&I Curtailment-Turnkey-Water Heating Control | C&I Curtailment | 0 | 50578.572 | 25557.8593 | 1656.3895 | 0 | 0 | 0 | 376320.1554 | 63782.0122 |  | 0 | 2423.8731
PAC | Alternate Scenario | Winter Morning | C&I Curtailment-Turnkey-Water Heating Control | C&I Curtailment | 0 | 50578.572 | 25557.8593 | 1656.3895 | 0 | 0 | 110411.4883 | 376320.1554 | 63782.0122 |  | 0 | 2423.8731
PCT | Alternate Scenario | Winter Morning | C&I Curtailment-Turnkey-Water Heating Control | C&I Curtailment | 0 | 0 | 0 | 0 | 0 | 0 | 110411.4883 | 0 | 0 |  | 0 | 0
RIM | Alternate Scenario | Winter Morning | C&I Curtailment-Turnkey-Water Heating Control | C&I Curtailment | 0 | 50578.572 | 25557.8593 | 1656.3895 | 0 | 0 | 110411.4883 | 376320.1554 | 63782.0122 |  | 0 | 2423.8731
SCT | Alternate Scenario | Winter Morning | C&I Curtailment-Turnkey-Water Heating Control | C&I Curtailment | 0 | 50578.572 | 25557.8593 | 1656.3895 | 0 | 0 | 0 | 376320.1554 | 63782.0122 |  | 0 | 2423.8731
NS Test Broad | Alternate Scenario | Winter Morning | C&I Curtailment-Turnkey-Water Heating Control | C&I Curtailment | 0 | 53246.9688 | 26991.6461 | 1747.3339 | 0 | 0 | 0 | 396901.5838 | 67423.2708 |  | 0 | 2570.0777
TRC | Alternate Scenario | Winter Morning | C&I Curtailment-Turnkey-Other | C&I Curtailment | 0 | 743303.0884 | 375401.8914 | 24625.5044 | 0 | 0 | 0 | 5528774.4228 | 936708.7899 |  | 0 | 35577.8127
PAC | Alternate Scenario | Winter Morning | C&I Curtailment-Turnkey-Other | C&I Curtailment | 0 | 743303.0884 | 375401.8914 | 24625.5044 | 0 | 0 | 1621758.7345 | 5528774.4228 | 936708.7899 |  | 0 | 35577.8127
PCT | Alternate Scenario | Winter Morning | C&I Curtailment-Turnkey-Other | C&I Curtailment | 0 | 0 | 0 | 0 | 0 | 0 | 1621758.7345 | 0 | 0 |  | 0 | 0
RIM | Alternate Scenario | Winter Morning | C&I Curtailment-Turnkey-Other | C&I Curtailment | 0 | 743303.0884 | 375401.8914 | 24625.5044 | 0 | 0 | 1621758.7345 | 5528774.4228 | 936708.7899 |  | 0 | 35577.8127
SCT | Alternate Scenario | Winter Morning | C&I Curtailment-Turnkey-Other | C&I Curtailment | 0 | 743303.0884 | 375401.8914 | 24625.5044 | 0 | 0 | 0 | 5528774.4228 | 936708.7899 |  | 0 | 35577.8127
NS Test Broad | Alternate Scenario | Winter Morning | C&I Curtailment-Turnkey-Other | C&I Curtailment | 0 | 782364.0041 | 396386.4634 | 25975.256 | 0 | 0 | 0 | 5829964.4384 | 989998.5442 |  | 0 | 37715.0823
TRC | Alternate Scenario | Winter Morning | C&I Curtailment-Turnkey-Industrial | C&I Curtailment | 0 | 4909.8635 | 2477.9082 | 165.4617 | 0 | 0 | 0 | 36506.7504 | 6181.631 |  | 0 | 66.9264
PAC | Alternate Scenario | Winter Morning | C&I Curtailment-Turnkey-Industrial | C&I Curtailment | 0 | 4909.8635 | 2477.9082 | 165.4617 | 0 | 0 | 10704.7126 | 36506.7504 | 6181.631 |  | 0 | 66.9264
PCT | Alternate Scenario | Winter Morning | C&I Curtailment-Turnkey-Industrial | C&I Curtailment | 0 | 0 | 0 | 0 | 0 | 0 | 10704.7126 | 0 | 0 |  | 0 | 0
RIM | Alternate Scenario | Winter Morning | C&I Curtailment-Turnkey-Industrial | C&I Curtailment | 0 | 4909.8635 | 2477.9082 | 165.4617 | 0 | 0 | 10704.7126 | 36506.7504 | 6181.631 |  | 0 | 66.9264
SCT | Alternate Scenario | Winter Morning | C&I Curtailment-Turnkey-Industrial | C&I Curtailment | 0 | 4909.8635 | 2477.9082 | 165.4617 | 0 | 0 | 0 | 36506.7504 | 6181.631 |  | 0 | 66.9264
NS Test Broad | Alternate Scenario | Winter Morning | C&I Curtailment-Turnkey-Industrial | C&I Curtailment | 0 | 5166.4776 | 2615.737 | 174.5084 | 0 | 0 | 0 | 38484.6587 | 6531.6191 |  | 0 | 70.9255
TRC | Alternate Scenario | Winter Evening | C&I Curtailment-Turnkey-Manual HVAC Control | C&I Curtailment | 0 | 1617266.186 | 823754.7056 | 56128.3832 | 0 | 0 | 0 | 12149601.3504 | 2054272.9289 |  | 0 | 77045.3082
PAC | Alternate Scenario | Winter Evening | C&I Curtailment-Turnkey-Manual HVAC Control | C&I Curtailment | 0 | 1617266.186 | 823754.7056 | 56128.3832 | 0 | 0 | 3558669.8399 | 12149601.3504 | 2054272.9289 |  | 0 | 77045.3082
PCT | Alternate Scenario | Winter Evening | C&I Curtailment-Turnkey-Manual HVAC Control | C&I Curtailment | 0 | 0 | 0 | 0 | 0 | 0 | 3558669.8399 | 0 | 0 |  | 0 | 0
RIM | Alternate Scenario | Winter Evening | C&I Curtailment-Turnkey-Manual HVAC Control | C&I Curtailment | 0 | 1617266.186 | 823754.7056 | 56128.3832 | 0 | 0 | 3558669.8399 | 12149601.3504 | 2054272.9289 |  | 0 | 77045.3082
SCT | Alternate Scenario | Winter Evening | C&I Curtailment-Turnkey-Manual HVAC Control | C&I Curtailment | 0 | 1617266.186 | 823754.7056 | 56128.3832 | 0 | 0 | 0 | 12149601.3504 | 2054272.9289 |  | 0 | 77045.3082
NS Test Broad | Alternate Scenario | Winter Evening | C&I Curtailment-Turnkey-Manual HVAC Control | C&I Curtailment | 0 | 1700830.4548 | 869176.9781 | 59184.1315 | 0 | 0 | 0 | 12801467.6235 | 2169596.7612 |  | 0 | 81600.0192
TRC | Alternate Scenario | Winter Evening | C&I Curtailment-Turnkey-Auto-DR HVAC Control | C&I Curtailment | 0 | 107212.3793 | 56228.4799 | 2080.102 | 0 | 0 | 0 | 820521.4792 | 141401.5951 |  | 0 | 5492.2302
PAC | Alternate Scenario | Winter Evening | C&I Curtailment-Turnkey-Auto-DR HVAC Control | C&I Curtailment | 0 | 107212.3793 | 56228.4799 | 2080.102 | 0 | 0 | 242910.4129 | 820521.4792 | 141401.5951 |  | 0 | 5492.2302
PCT | Alternate Scenario | Winter Evening | C&I Curtailment-Turnkey-Auto-DR HVAC Control | C&I Curtailment | 0 | 0 | 0 | 0 | 0 | 0 | 242910.4129 | 0 | 0 |  | 0 | 0
RIM | Alternate Scenario | Winter Evening | C&I Curtailment-Turnkey-Auto-DR HVAC Control | C&I Curtailment | 0 | 107212.3793 | 56228.4799 | 2080.102 | 0 | 0 | 242910.4129 | 820521.4792 | 141401.5951 |  | 0 | 5492.2302
SCT | Alternate Scenario | Winter Evening | C&I Curtailment-Turnkey-Auto-DR HVAC Control | C&I Curtailment | 0 | 107212.3793 | 56228.4799 | 2080.102 | 0 | 0 | 0 | 820521.4792 | 141401.5951 |  | 0 | 5492.2302
NS Test Broad | Alternate Scenario | Winter Evening | C&I Curtailment-Turnkey-Auto-DR HVAC Control | C&I Curtailment | 0 | 113993.6299 | 59959.9848 | 2205.9022 | 0 | 0 | 0 | 874206.8767 | 150911.8933 |  | 0 | 5889.5614
TRC | Alternate Scenario | Winter Evening | C&I Curtailment-Turnkey-Standard Lighting Control | C&I Curtailment | 0 | 588427.9308 | 299627.9238 | 20781.1355 | 0 | 0 | 0 | 4420985.145 | 747152.5977 |  | 0 | 28171.673
PAC | Alternate Scenario | Winter Evening | C&I Curtailment-Turnkey-Standard Lighting Control | C&I Curtailment | 0 | 588427.9308 | 299627.9238 | 20781.1355 | 0 | 0 | 1294410.6398 | 4420985.145 | 747152.5977 |  | 0 | 28171.673
PCT | Alternate Scenario | Winter Evening | C&I Curtailment-Turnkey-Standard Lighting Control | C&I Curtailment | 0 | 0 | 0 | 0 | 0 | 0 | 1294410.6398 | 0 | 0 |  | 0 | 0
RIM | Alternate Scenario | Winter Evening | C&I Curtailment-Turnkey-Standard Lighting Control | C&I Curtailment | 0 | 588427.9308 | 299627.9238 | 20781.1355 | 0 | 0 | 1294410.6398 | 4420985.145 | 747152.5977 |  | 0 | 28171.673
SCT | Alternate Scenario | Winter Evening | C&I Curtailment-Turnkey-Standard Lighting Control | C&I Curtailment | 0 | 588427.9308 | 299627.9238 | 20781.1355 | 0 | 0 | 0 | 4420985.145 | 747152.5977 |  | 0 | 28171.673
NS Test Broad | Alternate Scenario | Winter Evening | C&I Curtailment-Turnkey-Standard Lighting Control | C&I Curtailment | 0 | 618768.1738 | 316119.3994 | 21909.9737 | 0 | 0 | 0 | 4657646.1111 | 789023.0486 |  | 0 | 29833.0766
TRC | Alternate Scenario | Winter Evening | C&I Curtailment-Turnkey-Water Heating Control | C&I Curtailment | 0 | 50936.5325 | 26019.1205 | 1667.0435 | 0 | 0 | 0 | 383263.0756 | 64938.3545 |  | 0 | 2450.2273
PAC | Alternate Scenario | Winter Evening | C&I Curtailment-Turnkey-Water Heating Control | C&I Curtailment | 0 | 50936.5325 | 26019.1205 | 1667.0435 | 0 | 0 | 112404.1645 | 383263.0756 | 64938.3545 |  | 0 | 2450.2273
PCT | Alternate Scenario | Winter Evening | C&I Curtailment-Turnkey-Water Heating Control | C&I Curtailment | 0 | 0 | 0 | 0 | 0 | 0 | 112404.1645 | 0 | 0 |  | 0 | 0
RIM | Alternate Scenario | Winter Evening | C&I Curtailment-Turnkey-Water Heating Control | C&I Curtailment | 0 | 50936.5325 | 26019.1205 | 1667.0435 | 0 | 0 | 112404.1645 | 383263.0756 | 64938.3545 |  | 0 | 2450.2273
SCT | Alternate Scenario | Winter Evening | C&I Curtailment-Turnkey-Water Heating Control | C&I Curtailment | 0 | 50936.5325 | 26019.1205 | 1667.0435 | 0 | 0 | 0 | 383263.0756 | 64938.3545 |  | 0 | 2450.2273
NS Test Broad | Alternate Scenario | Winter Evening | C&I Curtailment-Turnkey-Water Heating Control | C&I Curtailment | 0 | 53624.3886 | 27481.5565 | 1758.5816 | 0 | 0 | 0 | 404263.1047 | 68652.4465 |  | 0 | 2598.2809
TRC | Alternate Scenario | Winter Evening | C&I Curtailment-Turnkey-Other | C&I Curtailment | 0 | 744766.3227 | 380224.4976 | 24668.8181 | 0 | 0 | 0 | 5602065.6129 | 948813.62 |  | 0 | 35770.4638
PAC | Alternate Scenario | Winter Evening | C&I Curtailment-Turnkey-Other | C&I Curtailment | 0 | 744766.3227 | 380224.4976 | 24668.8181 | 0 | 0 | 1642592.6831 | 5602065.6129 | 948813.62 |  | 0 | 35770.4638
PCT | Alternate Scenario | Winter Evening | C&I Curtailment-Turnkey-Other | C&I Curtailment | 0 | 0 | 0 | 0 | 0 | 0 | 1642592.6831 | 0 | 0 |  | 0 | 0
RIM | Alternate Scenario | Winter Evening | C&I Curtailment-Turnkey-Other | C&I Curtailment | 0 | 744766.3227 | 380224.4976 | 24668.8181 | 0 | 0 | 1642592.6831 | 5602065.6129 | 948813.62 |  | 0 | 35770.4638
SCT | Alternate Scenario | Winter Evening | C&I Curtailment-Turnkey-Other | C&I Curtailment | 0 | 744766.3227 | 380224.4976 | 24668.8181 | 0 | 0 | 0 | 5602065.6129 | 948813.62 |  | 0 | 35770.4638
NS Test Broad | Alternate Scenario | Winter Evening | C&I Curtailment-Turnkey-Other | C&I Curtailment | 0 | 783906.946 | 401516.5427 | 26020.9852 | 0 | 0 | 0 | 5907775.4007 | 1002885.2011 |  | 0 | 37922.7712
TRC | Alternate Scenario | Winter Evening | C&I Curtailment-Turnkey-Industrial | C&I Curtailment | 0 | 6137.3139 | 3130.8912 | 206.8349 | 0 | 0 | 0 | 46145.9901 | 7811.1879 |  | 0 | 66.3703
PAC | Alternate Scenario | Winter Evening | C&I Curtailment-Turnkey-Industrial | C&I Curtailment | 0 | 6137.3139 | 3130.8912 | 206.8349 | 0 | 0 | 13525.6383 | 46145.9901 | 7811.1879 |  | 0 | 66.3703
PCT | Alternate Scenario | Winter Evening | C&I Curtailment-Turnkey-Industrial | C&I Curtailment | 0 | 0 | 0 | 0 | 0 | 0 | 13525.6383 | 0 | 0 |  | 0 | 0
RIM | Alternate Scenario | Winter Evening | C&I Curtailment-Turnkey-Industrial | C&I Curtailment | 0 | 6137.3139 | 3130.8912 | 206.8349 | 0 | 0 | 13525.6383 | 46145.9901 | 7811.1879 |  | 0 | 66.3703
SCT | Alternate Scenario | Winter Evening | C&I Curtailment-Turnkey-Industrial | C&I Curtailment | 0 | 6137.3139 | 3130.8912 | 206.8349 | 0 | 0 | 0 | 46145.9901 | 7811.1879 |  | 0 | 66.3703
NS Test Broad | Alternate Scenario | Winter Evening | C&I Curtailment-Turnkey-Industrial | C&I Curtailment | 0 | 6458.0733 | 3305.3391 | 218.1435 | 0 | 0 | 0 | 48650.2764 | 8254.1706 |  | 0 | 70.3423
TRC | Alternate Scenario | Winter Morning | C&I Loadshift to BUGs | C&I Loadshift to BUGs | 0 | 1485621.1147 | 752414.4529 | 44135.0955 | 0 | 0 | 0 | 11212777.1139 | 1866638.6353 |  | 0 | 63677.0308
PAC | Alternate Scenario | Winter Morning | C&I Loadshift to BUGs | C&I Loadshift to BUGs | 0 | 1485621.1147 | 752414.4529 | 44135.0955 | 0 | 0 | 3250475.6607 | 11212777.1139 | 1866638.6353 |  | 0 | 63677.0308
PCT | Alternate Scenario | Winter Morning | C&I Loadshift to BUGs | C&I Loadshift to BUGs | 0 | 0 | 0 | 0 | 0 | 0 | 3250475.6607 | 0 | 0 |  | 0 | 0
RIM | Alternate Scenario | Winter Morning | C&I Loadshift to BUGs | C&I Loadshift to BUGs | 0 | 1485621.1147 | 752414.4529 | 44135.0955 | 0 | 0 | 3250475.6607 | 11212777.1139 | 1866638.6353 |  | 0 | 63677.0308
SCT | Alternate Scenario | Winter Morning | C&I Loadshift to BUGs | C&I Loadshift to BUGs | 0 | 1485621.1147 | 752414.4529 | 44135.0955 | 0 | 0 | 0 | 11212777.1139 | 1866638.6353 |  | 0 | 63677.0308
NS Test Broad | Alternate Scenario | Winter Morning | C&I Loadshift to BUGs | C&I Loadshift to BUGs | 0 | 1552226.1881 | 788723.8489 | 46559.1416 | 0 | 0 | 0 | 11731583.2521 | 1958622.7497 |  | 0 | 66876.3232
TRC | Alternate Scenario | Winter Evening | C&I Loadshift to BUGs | C&I Loadshift to BUGs | 0 | 1485621.1147 | 726486.7971 | 44135.0955 | 0 | 0 | 0 | 10830476.4496 | 1802493.2598 |  | 0 | 58051.6692
PAC | Alternate Scenario | Winter Evening | C&I Loadshift to BUGs | C&I Loadshift to BUGs | 0 | 1485621.1147 | 726486.7971 | 44135.0955 | 0 | 0 | 3138466.629 | 10830476.4496 | 1802493.2598 |  | 0 | 58051.6692
PCT | Alternate Scenario | Winter Evening | C&I Loadshift to BUGs | C&I Loadshift to BUGs | 0 | 0 | 0 | 0 | 0 | 0 | 3138466.629 | 0 | 0 |  | 0 | 0
RIM | Alternate Scenario | Winter Evening | C&I Loadshift to BUGs | C&I Loadshift to BUGs | 0 | 1485621.1147 | 726486.7971 | 44135.0955 | 0 | 0 | 3138466.629 | 10830476.4496 | 1802493.2598 |  | 0 | 58051.6692
SCT | Alternate Scenario | Winter Evening | C&I Loadshift to BUGs | C&I Loadshift to BUGs | 0 | 1485621.1147 | 726486.7971 | 44135.0955 | 0 | 0 | 0 | 10830476.4496 | 1802493.2598 |  | 0 | 58051.6692
NS Test Broad | Alternate Scenario | Winter Evening | C&I Loadshift to BUGs | C&I Loadshift to BUGs | 0 | 1552226.1881 | 761639.3077 | 46559.1416 | 0 | 0 | 0 | 11332983.6428 | 1891549.7283 |  | 0 | 60975.2546
TRC | Alternate Scenario | Winter Morning | Dynamic Pricing with enabling tech. | Dynamic Pricing | 0 | 535818.8043 | 0 | 0 | 2620127.4761 | 0 | 0 | 13010743.0485 | 2278531.4994 |  | 0 | 96254.0417
PAC | Alternate Scenario | Winter Morning | Dynamic Pricing with enabling tech. | Dynamic Pricing | 0 | 535818.8043 | 0 | 0 | 2620127.4761 | 0 | 0 | 13010743.0485 | 2278531.4994 |  | 0 | 96254.0417
RIM | Alternate Scenario | Winter Morning | Dynamic Pricing with enabling tech. | Dynamic Pricing | 0 | 535818.8043 | 0 | 0 | 2620127.4761 | 0 | 0 | 13010743.0485 | 2278531.4994 |  | 0 | 96254.0417
SCT | Alternate Scenario | Winter Morning | Dynamic Pricing with enabling tech. | Dynamic Pricing | 0 | 535818.8043 | 0 | 0 | 2620127.4761 | 0 | 0 | 13010743.0485 | 2278531.4994 |  | 0 | 96254.0417
NS Test Broad | Alternate Scenario | Winter Morning | Dynamic Pricing with enabling tech. | Dynamic Pricing | 0 | 574287.6428 | 0 | 0 | 2826181.8426 | 0 | 0 | 14017675.9926 | 2457404.2001 |  | 0 | 104353.0556
TRC | Alternate Scenario | Winter Morning | Dynamic Pricing w/o enabling tech. | Dynamic Pricing | 0 | 540890.2904 | 0 | 0 | 0 | 0 | 0 | 10237248.6256 | 1666377.2947 |  | 0 | 59065.7143
PAC | Alternate Scenario | Winter Morning | Dynamic Pricing w/o enabling tech. | Dynamic Pricing | 0 | 540890.2904 | 0 | 0 | 0 | 0 | 0 | 10237248.6256 | 1666377.2947 |  | 0 | 59065.7143
RIM | Alternate Scenario | Winter Morning | Dynamic Pricing w/o enabling tech. | Dynamic Pricing | 0 | 540890.2904 | 0 | 0 | 0 | 0 | 0 | 10237248.6256 | 1666377.2947 |  | 0 | 59065.7143
SCT | Alternate Scenario | Winter Morning | Dynamic Pricing w/o enabling tech. | Dynamic Pricing | 0 | 540890.2904 | 0 | 0 | 0 | 0 | 0 | 10237248.6256 | 1666377.2947 |  | 0 | 59065.7143
NS Test Broad | Alternate Scenario | Winter Morning | Dynamic Pricing w/o enabling tech. | Dynamic Pricing | 0 | 555105.358 | 0 | 0 | 0 | 0 | 0 | 10524965.8669 | 1717135.937 |  | 0 | 60533.3952
TRC | Alternate Scenario | Winter Evening | Dynamic Pricing with enabling tech. | Dynamic Pricing | 0 | 535823.322 | 0 | 0 | 2620127.4761 | 0 | 0 | 14794665.104 | 2590358.0088 |  | 0 | 109451.3076
PAC | Alternate Scenario | Winter Evening | Dynamic Pricing with enabling tech. | Dynamic Pricing | 0 | 535823.322 | 0 | 0 | 2620127.4761 | 0 | 0 | 14794665.104 | 2590358.0088 |  | 0 | 109451.3076
RIM | Alternate Scenario | Winter Evening | Dynamic Pricing with enabling tech. | Dynamic Pricing | 0 | 535823.322 | 0 | 0 | 2620127.4761 | 0 | 0 | 14794665.104 | 2590358.0088 |  | 0 | 109451.3076
SCT | Alternate Scenario | Winter Evening | Dynamic Pricing with enabling tech. | Dynamic Pricing | 0 | 535823.322 | 0 | 0 | 2620127.4761 | 0 | 0 | 14794665.104 | 2590358.0088 |  | 0 | 109451.3076
NS Test Broad | Alternate Scenario | Winter Evening | Dynamic Pricing with enabling tech. | Dynamic Pricing | 0 | 574292.2821 | 0 | 0 | 2826181.8426 | 0 | 0 | 15940100.9469 | 2793808.1416 |  | 0 | 118663.4026
TRC | Alternate Scenario | Winter Evening | Dynamic Pricing w/o enabling tech. | Dynamic Pricing | 0 | 540885.7727 | 0 | 0 | 0 | 0 | 0 | 11606242.5599 | 1888161.0914 |  | 0 | 66953.6412
PAC | Alternate Scenario | Winter Evening | Dynamic Pricing w/o enabling tech. | Dynamic Pricing | 0 | 540885.7727 | 0 | 0 | 0 | 0 | 0 | 11606242.5599 | 1888161.0914 |  | 0 | 66953.6412
RIM | Alternate Scenario | Winter Evening | Dynamic Pricing w/o enabling tech. | Dynamic Pricing | 0 | 540885.7727 | 0 | 0 | 0 | 0 | 0 | 11606242.5599 | 1888161.0914 |  | 0 | 66953.6412
SCT | Alternate Scenario | Winter Evening | Dynamic Pricing w/o enabling tech. | Dynamic Pricing | 0 | 540885.7727 | 0 | 0 | 0 | 0 | 0 | 11606242.5599 | 1888161.0914 |  | 0 | 66953.6412
NS Test Broad | Alternate Scenario | Winter Evening | Dynamic Pricing w/o enabling tech. | Dynamic Pricing | 0 | 555100.7186 | 0 | 0 | 0 | 0 | 0 | 11933440.7382 | 1945830.2249 |  | 0 | 68623.1344
TRC | Alternate Scenario | Winter Morning | Behavioral DR | Behavioral DR | 0 | 681718.8631 | 707152.8104 | 0 | 0 | 0 | 0 | 2659925.9029 | 459936.5628 |  | 0 | 17411.3573
PAC | Alternate Scenario | Winter Morning | Behavioral DR | Behavioral DR | 0 | 681718.8631 | 707152.8104 | 0 | 0 | 0 | 0 | 2659925.9029 | 459936.5628 |  | 0 | 17411.3573
RIM | Alternate Scenario | Winter Morning | Behavioral DR | Behavioral DR | 0 | 681718.8631 | 707152.8104 | 0 | 0 | 0 | 0 | 2659925.9029 | 459936.5628 |  | 0 | 17411.3573
SCT | Alternate Scenario | Winter Morning | Behavioral DR | Behavioral DR | 0 | 681718.8631 | 707152.8104 | 0 | 0 | 0 | 0 | 2659925.9029 | 459936.5628 |  | 0 | 17411.3573
NS Test Broad | Alternate Scenario | Winter Morning | Behavioral DR | Behavioral DR | 0 | 709935.0771 | 752265.429 | 0 | 0 | 0 | 0 | 2828464.6578 | 489544.485 |  | 0 | 18634.7612
TRC | Alternate Scenario | Winter Evening | Behavioral DR | Behavioral DR | 0 | 681718.8631 | 707152.8104 | 0 | 0 | 0 | 0 | 3023211.7419 | 522531.5018 |  | 0 | 19790.6243
PAC | Alternate Scenario | Winter Evening | Behavioral DR | Behavioral DR | 0 | 681718.8631 | 707152.8104 | 0 | 0 | 0 | 0 | 3023211.7419 | 522531.5018 |  | 0 | 19790.6243
RIM | Alternate Scenario | Winter Evening | Behavioral DR | Behavioral DR | 0 | 681718.8631 | 707152.8104 | 0 | 0 | 0 | 0 | 3023211.7419 | 522531.5018 |  | 0 | 19790.6243
SCT | Alternate Scenario | Winter Evening | Behavioral DR | Behavioral DR | 0 | 681718.8631 | 707152.8104 | 0 | 0 | 0 | 0 | 3023211.7419 | 522531.5018 |  | 0 | 19790.6243
NS Test Broad | Alternate Scenario | Winter Evening | Behavioral DR | Behavioral DR | 0 | 709935.0771 | 752265.429 | 0 | 0 | 0 | 0 | 3214950.6111 | 556205.7048 |  | 0 | 21182.3089
TRC | Alternate Scenario | Winter Morning | Time-of-Use Rates (TOU) | Time-of-Use Rates (TOU) | 0 | 0 | 0 | 0 | 0 | 0 | 0 | 3867181.899 | 644088.6626 |  | 0 | 0
PAC | Alternate Scenario | Winter Morning | Time-of-Use Rates (TOU) | Time-of-Use Rates (TOU) | 0 | 0 | 0 | 0 | 0 | 0 | 0 | 3867181.899 | 644088.6626 |  | 0 | 0
RIM | Alternate Scenario | Winter Morning | Time-of-Use Rates (TOU) | Time-of-Use Rates (TOU) | 0 | 0 | 0 | 0 | 0 | 0 | 0 | 3867181.899 | 644088.6626 |  | 0 | 0
SCT | Alternate Scenario | Winter Morning | Time-of-Use Rates (TOU) | Time-of-Use Rates (TOU) | 0 | 0 | 0 | 0 | 0 | 0 | 0 | 3867181.899 | 644088.6626 |  | 0 | 0
NS Test Broad | Alternate Scenario | Winter Morning | Time-of-Use Rates (TOU) | Time-of-Use Rates (TOU) | 0 | 0 | 0 | 0 | 0 | 0 | 0 | 4040760.9539 | 674875.3047 |  | 0 | 0
TRC | Alternate Scenario | Winter Evening | Time-of-Use Rates (TOU) | Time-of-Use Rates (TOU) | 0 | 0 | 0 | 0 | 0 | 0 | 0 | 4388609.3833 | 730669.6837 |  | 0 | 0
PAC | Alternate Scenario | Winter Evening | Time-of-Use Rates (TOU) | Time-of-Use Rates (TOU) | 0 | 0 | 0 | 0 | 0 | 0 | 0 | 4388609.3833 | 730669.6837 |  | 0 | 0
RIM | Alternate Scenario | Winter Evening | Time-of-Use Rates (TOU) | Time-of-Use Rates (TOU) | 0 | 0 | 0 | 0 | 0 | 0 | 0 | 4388609.3833 | 730669.6837 |  | 0 | 0
SCT | Alternate Scenario | Winter Evening | Time-of-Use Rates (TOU) | Time-of-Use Rates (TOU) | 0 | 0 | 0 | 0 | 0 | 0 | 0 | 4388609.3833 | 730669.6837 |  | 0 | 0
NS Test Broad | Alternate Scenario | Winter Evening | Time-of-Use Rates (TOU) | Time-of-Use Rates (TOU) | 0 | 0 | 0 | 0 | 0 | 0 | 0 | 4586037.0718 | 765670.4739 |  | 0 | 0
TRC | Preferred Plan | Winter Morning | DLC-Thermostat-BYOT-Central Heat Pump | DLC-Thermostat | 0 | 58691.2426 | 289603.4609 | 8781.3282 | 0 | 0 | 0 | 318650.8701 | 52916.477 |  | 0 | 1342.0865
PAC | Preferred Plan | Winter Morning | DLC-Thermostat-BYOT-Central Heat Pump | DLC-Thermostat | 0 | 58691.2426 | 289603.4609 | 8781.3282 | 0 | 0 | 38305.2764 | 318650.8701 | 52916.477 |  | 0 | 1342.0865
PCT | Preferred Plan | Winter Morning | DLC-Thermostat-BYOT-Central Heat Pump | DLC-Thermostat | 0 | 0 | 0 | 0 | 0 | 0 | 38305.2764 | 0 | 0 |  | 0 | 0
RIM | Preferred Plan | Winter Morning | DLC-Thermostat-BYOT-Central Heat Pump | DLC-Thermostat | 0 | 58691.2426 | 289603.4609 | 8781.3282 | 0 | 0 | 38305.2764 | 318650.8701 | 52916.477 |  | 0 | 1342.0865
SCT | Preferred Plan | Winter Morning | DLC-Thermostat-BYOT-Central Heat Pump | DLC-Thermostat | 0 | 58691.2426 | 289603.4609 | 8781.3282 | 0 | 0 | 0 | 318650.8701 | 52916.477 |  | 0 | 1342.0865
NS Test Broad | Preferred Plan | Winter Morning | DLC-Thermostat-BYOT-Central Heat Pump | DLC-Thermostat | 0 | 61609.7178 | 303497.9732 | 9263.1321 | 0 | 0 | 0 | 333005.9479 | 55462.2823 |  | 0 | 1407.5826
TRC | Preferred Plan | Winter Morning | DLC-Thermostat-DI-Baseboard Heating | DLC-Thermostat | 0 | 441799.4976 | 3042485.002 | 66520.1951 | 0 | 0 | 0 | 2399918.013 | 398347.9194 |  | 0 | 10107.2236
PAC | Preferred Plan | Winter Morning | DLC-Thermostat-DI-Baseboard Heating | DLC-Thermostat | 0 | 441799.4976 | 3042485.002 | 66520.1951 | 0 | 0 | 439078.8807 | 2399918.013 | 398347.9194 |  | 0 | 10107.2236
PCT | Preferred Plan | Winter Morning | DLC-Thermostat-DI-Baseboard Heating | DLC-Thermostat | 0 | 0 | 0 | 0 | 0 | 0 | 439078.8807 | 0 | 0 |  | 0 | 0
RIM | Preferred Plan | Winter Morning | DLC-Thermostat-DI-Baseboard Heating | DLC-Thermostat | 0 | 441799.4976 | 3042485.002 | 66520.1951 | 0 | 0 | 439078.8807 | 2399918.013 | 398347.9194 |  | 0 | 10107.2236
SCT | Preferred Plan | Winter Morning | DLC-Thermostat-DI-Baseboard Heating | DLC-Thermostat | 0 | 441799.4976 | 3042485.002 | 66520.1951 | 0 | 0 | 0 | 2399918.013 | 398347.9194 |  | 0 | 10107.2236
NS Test Broad | Preferred Plan | Winter Morning | DLC-Thermostat-DI-Baseboard Heating | DLC-Thermostat | 0 | 463752.4268 | 3187584.7944 | 70166.9413 | 0 | 0 | 0 | 2507922.1389 | 417497.9851 |  | 0 | 10599.8156
TRC | Preferred Plan | Winter Morning | DLC-Thermostat-BYOT-Baseboard Heating | DLC-Thermostat | 0 | 51654.854 | 571921.3376 | 6718.7865 | 0 | 0 | 0 | 280589.6141 | 46574.3578 |  | 0 | 1181.6663
PAC | Preferred Plan | Winter Morning | DLC-Thermostat-BYOT-Baseboard Heating | DLC-Thermostat | 0 | 51654.854 | 571921.3376 | 6718.7865 | 0 | 0 | 138401.9476 | 280589.6141 | 46574.3578 |  | 0 | 1181.6663
PCT | Preferred Plan | Winter Morning | DLC-Thermostat-BYOT-Baseboard Heating | DLC-Thermostat | 0 | 0 | 0 | 0 | 0 | 0 | 138401.9476 | 0 | 0 |  | 0 | 0
RIM | Preferred Plan | Winter Morning | DLC-Thermostat-BYOT-Baseboard Heating | DLC-Thermostat | 0 | 51654.854 | 571921.3376 | 6718.7865 | 0 | 0 | 138401.9476 | 280589.6141 | 46574.3578 |  | 0 | 1181.6663
SCT | Preferred Plan | Winter Morning | DLC-Thermostat-BYOT-Baseboard Heating | DLC-Thermostat | 0 | 51654.854 | 571921.3376 | 6718.7865 | 0 | 0 | 0 | 280589.6141 | 46574.3578 |  | 0 | 1181.6663
NS Test Broad | Preferred Plan | Winter Morning | DLC-Thermostat-BYOT-Baseboard Heating | DLC-Thermostat | 0 | 54221.709 | 599061.7813 | 7094.2401 | 0 | 0 | 0 | 293218.1355 | 48813.4909 |  | 0 | 1239.2618
TRC | Preferred Plan | Winter Morning | DLC-Thermostat-DI-MSHP | DLC-Thermostat | 0 | 256004.2098 | 1942310.5563 | 34437.5837 | 0 | 0 | 0 | 1390654.2319 | 230825.9095 |  | 0 | 5856.6935
PAC | Preferred Plan | Winter Morning | DLC-Thermostat-DI-MSHP | DLC-Thermostat | 0 | 256004.2098 | 1942310.5563 | 34437.5837 | 0 | 0 | 342978.6899 | 1390654.2319 | 230825.9095 |  | 0 | 5856.6935
PCT | Preferred Plan | Winter Morning | DLC-Thermostat-DI-MSHP | DLC-Thermostat | 0 | 0 | 0 | 0 | 0 | 0 | 342978.6899 | 0 | 0 |  | 0 | 0
RIM | Preferred Plan | Winter Morning | DLC-Thermostat-DI-MSHP | DLC-Thermostat | 0 | 256004.2098 | 1942310.5563 | 34437.5837 | 0 | 0 | 342978.6899 | 1390654.2319 | 230825.9095 |  | 0 | 5856.6935
SCT | Preferred Plan | Winter Morning | DLC-Thermostat-DI-MSHP | DLC-Thermostat | 0 | 256004.2098 | 1942310.5563 | 34437.5837 | 0 | 0 | 0 | 1390654.2319 | 230825.9095 |  | 0 | 5856.6935
NS Test Broad | Preferred Plan | Winter Morning | DLC-Thermostat-DI-MSHP | DLC-Thermostat | 0 | 268724.9449 | 2034827.8205 | 36353.1163 | 0 | 0 | 0 | 1453237.924 | 241922.5198 |  | 0 | 6142.126
TRC | Preferred Plan | Winter Morning | DLC-Thermostat-BYOT-MSHP | DLC-Thermostat | 0 | 23149.7966 | 175636.4208 | 3867.9165 | 0 | 0 | 0 | 125766.3768 | 20872.8354 |  | 0 | 529.5622
PAC | Preferred Plan | Winter Morning | DLC-Thermostat-BYOT-MSHP | DLC-Thermostat | 0 | 23149.7966 | 175636.4208 | 3867.9165 | 0 | 0 | 36914.668 | 125766.3768 | 20872.8354 |  | 0 | 529.5622
PCT | Preferred Plan | Winter Morning | DLC-Thermostat-BYOT-MSHP | DLC-Thermostat | 0 | 0 | 0 | 0 | 0 | 0 | 36914.668 | 0 | 0 |  | 0 | 0
RIM | Preferred Plan | Winter Morning | DLC-Thermostat-BYOT-MSHP | DLC-Thermostat | 0 | 23149.7966 | 175636.4208 | 3867.9165 | 0 | 0 | 36914.668 | 125766.3768 | 20872.8354 |  | 0 | 529.5622
SCT | Preferred Plan | Winter Morning | DLC-Thermostat-BYOT-MSHP | DLC-Thermostat | 0 | 23149.7966 | 175636.4208 | 3867.9165 | 0 | 0 | 0 | 125766.3768 | 20872.8354 |  | 0 | 529.5622
NS Test Broad | Preferred Plan | Winter Morning | DLC-Thermostat-BYOT-MSHP | DLC-Thermostat | 0 | 24300.2019 | 184003.4491 | 4077.4021 | 0 | 0 | 0 | 131427.0848 | 21876.3802 |  | 0 | 555.3716
TRC | Preferred Plan | Winter Evening | DLC-Thermostat-BYOT-Central Heat Pump | DLC-Thermostat | 0 | 58691.2426 | 289603.4609 | 8781.3282 | 0 | 0 | 0 | 318650.8701 | 52916.477 |  | 0 | 1082.4432
PAC | Preferred Plan | Winter Evening | DLC-Thermostat-BYOT-Central Heat Pump | DLC-Thermostat | 0 | 58691.2426 | 289603.4609 | 8781.3282 | 0 | 0 | 38305.2764 | 318650.8701 | 52916.477 |  | 0 | 1082.4432
PCT | Preferred Plan | Winter Evening | DLC-Thermostat-BYOT-Central Heat Pump | DLC-Thermostat | 0 | 0 | 0 | 0 | 0 | 0 | 38305.2764 | 0 | 0 |  | 0 | 0
RIM | Preferred Plan | Winter Evening | DLC-Thermostat-BYOT-Central Heat Pump | DLC-Thermostat | 0 | 58691.2426 | 289603.4609 | 8781.3282 | 0 | 0 | 38305.2764 | 318650.8701 | 52916.477 |  | 0 | 1082.4432
SCT | Preferred Plan | Winter Evening | DLC-Thermostat-BYOT-Central Heat Pump | DLC-Thermostat | 0 | 58691.2426 | 289603.4609 | 8781.3282 | 0 | 0 | 0 | 318650.8701 | 52916.477 |  | 0 | 1082.4432
NS Test Broad | Preferred Plan | Winter Evening | DLC-Thermostat-BYOT-Central Heat Pump | DLC-Thermostat | 0 | 61609.7178 | 303497.9732 | 9263.1321 | 0 | 0 | 0 | 333005.9479 | 55462.2823 |  | 0 | 1129.1274
TRC | Preferred Plan | Winter Evening | DLC-Thermostat-DI-Baseboard Heating | DLC-Thermostat | 0 | 441799.4976 | 3042485.002 | 66520.1951 | 0 | 0 | 0 | 2399918.013 | 398347.9194 |  | 0 | 8152.3727
PAC | Preferred Plan | Winter Evening | DLC-Thermostat-DI-Baseboard Heating | DLC-Thermostat | 0 | 441799.4976 | 3042485.002 | 66520.1951 | 0 | 0 | 439078.8807 | 2399918.013 | 398347.9194 |  | 0 | 8152.3727
PCT | Preferred Plan | Winter Evening | DLC-Thermostat-DI-Baseboard Heating | DLC-Thermostat | 0 | 0 | 0 | 0 | 0 | 0 | 439078.8807 | 0 | 0 |  | 0 | 0
RIM | Preferred Plan | Winter Evening | DLC-Thermostat-DI-Baseboard Heating | DLC-Thermostat | 0 | 441799.4976 | 3042485.002 | 66520.1951 | 0 | 0 | 439078.8807 | 2399918.013 | 398347.9194 |  | 0 | 8152.3727
SCT | Preferred Plan | Winter Evening | DLC-Thermostat-DI-Baseboard Heating | DLC-Thermostat | 0 | 441799.4976 | 3042485.002 | 66520.1951 | 0 | 0 | 0 | 2399918.013 | 398347.9194 |  | 0 | 8152.3727
NS Test Broad | Preferred Plan | Winter Evening | DLC-Thermostat-DI-Baseboard Heating | DLC-Thermostat | 0 | 463752.4268 | 3187584.7944 | 70166.9413 | 0 | 0 | 0 | 2507922.1389 | 417497.9851 |  | 0 | 8503.5065
TRC | Preferred Plan | Winter Evening | DLC-Thermostat-BYOT-Baseboard Heating | DLC-Thermostat | 0 | 51654.854 | 571921.3376 | 6718.7865 | 0 | 0 | 0 | 280589.6141 | 46574.3578 |  | 0 | 953.1148
PAC | Preferred Plan | Winter Evening | DLC-Thermostat-BYOT-Baseboard Heating | DLC-Thermostat | 0 | 51654.854 | 571921.3376 | 6718.7865 | 0 | 0 | 138401.9476 | 280589.6141 | 46574.3578 |  | 0 | 953.1148
PCT | Preferred Plan | Winter Evening | DLC-Thermostat-BYOT-Baseboard Heating | DLC-Thermostat | 0 | 0 | 0 | 0 | 0 | 0 | 138401.9476 | 0 | 0 |  | 0 | 0
RIM | Preferred Plan | Winter Evening | DLC-Thermostat-BYOT-Baseboard Heating | DLC-Thermostat | 0 | 51654.854 | 571921.3376 | 6718.7865 | 0 | 0 | 138401.9476 | 280589.6141 | 46574.3578 |  | 0 | 953.1148
SCT | Preferred Plan | Winter Evening | DLC-Thermostat-BYOT-Baseboard Heating | DLC-Thermostat | 0 | 51654.854 | 571921.3376 | 6718.7865 | 0 | 0 | 0 | 280589.6141 | 46574.3578 |  | 0 | 953.1148
NS Test Broad | Preferred Plan | Winter Evening | DLC-Thermostat-BYOT-Baseboard Heating | DLC-Thermostat | 0 | 54221.709 | 599061.7813 | 7094.2401 | 0 | 0 | 0 | 293218.1355 | 48813.4909 |  | 0 | 994.1708
TRC | Preferred Plan | Winter Evening | DLC-Thermostat-DI-MSHP | DLC-Thermostat | 0 | 256004.2098 | 1942310.5563 | 34437.5837 | 0 | 0 | 0 | 1390654.2319 | 230825.9095 |  | 0 | 4723.9467
PAC | Preferred Plan | Winter Evening | DLC-Thermostat-DI-MSHP | DLC-Thermostat | 0 | 256004.2098 | 1942310.5563 | 34437.5837 | 0 | 0 | 342978.6899 | 1390654.2319 | 230825.9095 |  | 0 | 4723.9467
PCT | Preferred Plan | Winter Evening | DLC-Thermostat-DI-MSHP | DLC-Thermostat | 0 | 0 | 0 | 0 | 0 | 0 | 342978.6899 | 0 | 0 |  | 0 | 0
RIM | Preferred Plan | Winter Evening | DLC-Thermostat-DI-MSHP | DLC-Thermostat | 0 | 256004.2098 | 1942310.5563 | 34437.5837 | 0 | 0 | 342978.6899 | 1390654.2319 | 230825.9095 |  | 0 | 4723.9467
SCT | Preferred Plan | Winter Evening | DLC-Thermostat-DI-MSHP | DLC-Thermostat | 0 | 256004.2098 | 1942310.5563 | 34437.5837 | 0 | 0 | 0 | 1390654.2319 | 230825.9095 |  | 0 | 4723.9467
NS Test Broad | Preferred Plan | Winter Evening | DLC-Thermostat-DI-MSHP | DLC-Thermostat | 0 | 268724.9449 | 2034827.8205 | 36353.1163 | 0 | 0 | 0 | 1453237.924 | 241922.5198 |  | 0 | 4927.4117
TRC | Preferred Plan | Winter Evening | DLC-Thermostat-BYOT-MSHP | DLC-Thermostat | 0 | 23149.7966 | 175636.4208 | 3867.9165 | 0 | 0 | 0 | 125766.3768 | 20872.8354 |  | 0 | 427.1284
PAC | Preferred Plan | Winter Evening | DLC-Thermostat-BYOT-MSHP | DLC-Thermostat | 0 | 23149.7966 | 175636.4208 | 3867.9165 | 0 | 0 | 36914.668 | 125766.3768 | 20872.8354 |  | 0 | 427.1284
PCT | Preferred Plan | Winter Evening | DLC-Thermostat-BYOT-MSHP | DLC-Thermostat | 0 | 0 | 0 | 0 | 0 | 0 | 36914.668 | 0 | 0 |  | 0 | 0
RIM | Preferred Plan | Winter Evening | DLC-Thermostat-BYOT-MSHP | DLC-Thermostat | 0 | 23149.7966 | 175636.4208 | 3867.9165 | 0 | 0 | 36914.668 | 125766.3768 | 20872.8354 |  | 0 | 427.1284
SCT | Preferred Plan | Winter Evening | DLC-Thermostat-BYOT-MSHP | DLC-Thermostat | 0 | 23149.7966 | 175636.4208 | 3867.9165 | 0 | 0 | 0 | 125766.3768 | 20872.8354 |  | 0 | 427.1284
NS Test Broad | Preferred Plan | Winter Evening | DLC-Thermostat-BYOT-MSHP | DLC-Thermostat | 0 | 24300.2019 | 184003.4491 | 4077.4021 | 0 | 0 | 0 | 131427.0848 | 21876.3802 |  | 0 | 445.5272
TRC | Preferred Plan | Winter Morning | DLC-Switch-Water Heating | DLC-Water Heating | 0 | 1086713.7305 | 515251.3875 | 81684.707 | 456278.339 | 0 | 0 | 1749638.7717 | 290409.6986 |  | 0 | 5749.722
PAC | Preferred Plan | Winter Morning | DLC-Switch-Water Heating | DLC-Water Heating | 0 | 1086713.7305 | 515251.3875 | 81684.707 | 456278.339 | 0 | 227378.0949 | 1749638.7717 | 290409.6986 |  | 0 | 5749.722
PCT | Preferred Plan | Winter Morning | DLC-Switch-Water Heating | DLC-Water Heating | 0 | 0 | 0 | 0 | 0 | 0 | 227378.0949 | 0 | 0 |  | 0 | 0
RIM | Preferred Plan | Winter Morning | DLC-Switch-Water Heating | DLC-Water Heating | 0 | 1086713.7305 | 515251.3875 | 81684.707 | 456278.339 | 0 | 227378.0949 | 1749638.7717 | 290409.6986 |  | 0 | 5749.722
SCT | Preferred Plan | Winter Morning | DLC-Switch-Water Heating | DLC-Water Heating | 0 | 1086713.7305 | 515251.3875 | 81684.707 | 456278.339 | 0 | 0 | 1749638.7717 | 290409.6986 |  | 0 | 5749.722
NS Test Broad | Preferred Plan | Winter Morning | DLC-Switch-Water Heating | DLC-Water Heating | 0 | 1140766.2878 | 539670.565 | 85758.5949 | 478226.1364 | 0 | 0 | 1828377.9843 | 304370.801 |  | 0 | 6029.9429
TRC | Preferred Plan | Winter Evening | DLC-Switch-Water Heating | DLC-Water Heating | 0 | 1086713.7305 | 515251.3875 | 81684.707 | 456278.339 | 0 | 0 | 1478810.1675 | 245456.8463 |  | 0 | 4103.1892
PAC | Preferred Plan | Winter Evening | DLC-Switch-Water Heating | DLC-Water Heating | 0 | 1086713.7305 | 515251.3875 | 81684.707 | 456278.339 | 0 | 227378.0949 | 1478810.1675 | 245456.8463 |  | 0 | 4103.1892
PCT | Preferred Plan | Winter Evening | DLC-Switch-Water Heating | DLC-Water Heating | 0 | 0 | 0 | 0 | 0 | 0 | 227378.0949 | 0 | 0 |  | 0 | 0
RIM | Preferred Plan | Winter Evening | DLC-Switch-Water Heating | DLC-Water Heating | 0 | 1086713.7305 | 515251.3875 | 81684.707 | 456278.339 | 0 | 227378.0949 | 1478810.1675 | 245456.8463 |  | 0 | 4103.1892
SCT | Preferred Plan | Winter Evening | DLC-Switch-Water Heating | DLC-Water Heating | 0 | 1086713.7305 | 515251.3875 | 81684.707 | 456278.339 | 0 | 0 | 1478810.1675 | 245456.8463 |  | 0 | 4103.1892
NS Test Broad | Preferred Plan | Winter Evening | DLC-Switch-Water Heating | DLC-Water Heating | 0 | 1140766.2878 | 539670.565 | 85758.5949 | 478226.1364 | 0 | 0 | 1545361.2466 | 257256.8936 |  | 0 | 4255.7767
TRC | Preferred Plan | Winter Morning | C&I Curtailment-Turnkey-Manual HVAC Control | C&I Curtailment | 0 | 1619639.6674 | 816171.8178 | 56206.3034 | 0 | 0 | 0 | 12032791.7224 | 2035214.9756 |  | 0 | 76998.8761
PAC | Preferred Plan | Winter Morning | C&I Curtailment-Turnkey-Manual HVAC Control | C&I Curtailment | 0 | 1619639.6674 | 816171.8178 | 56206.3034 | 0 | 0 | 3525911.3091 | 12032791.7224 | 2035214.9756 |  | 0 | 76998.8761
PCT | Preferred Plan | Winter Morning | C&I Curtailment-Turnkey-Manual HVAC Control | C&I Curtailment | 0 | 0 | 0 | 0 | 0 | 0 | 3525911.3091 | 0 | 0 |  | 0 | 0
RIM | Preferred Plan | Winter Morning | C&I Curtailment-Turnkey-Manual HVAC Control | C&I Curtailment | 0 | 1619639.6674 | 816171.8178 | 56206.3034 | 0 | 0 | 3525911.3091 | 12032791.7224 | 2035214.9756 |  | 0 | 76998.8761
SCT | Preferred Plan | Winter Morning | C&I Curtailment-Turnkey-Manual HVAC Control | C&I Curtailment | 0 | 1619639.6674 | 816171.8178 | 56206.3034 | 0 | 0 | 0 | 12032791.7224 | 2035214.9756 |  | 0 | 76998.8761
NS Test Broad | Preferred Plan | Winter Morning | C&I Curtailment-Turnkey-Manual HVAC Control | C&I Curtailment | 0 | 1703328.6544 | 861097.5182 | 59266.3281 | 0 | 0 | 0 | 12677301.5654 | 2149275.9766 |  | 0 | 81543.7452
TRC | Preferred Plan | Winter Morning | C&I Curtailment-Turnkey-Auto-DR HVAC Control | C&I Curtailment | 0 | 107370.8626 | 55668.0964 | 2083.0372 | 0 | 0 | 0 | 812059.2294 | 139984.469 |  | 0 | 5485.1329
PAC | Preferred Plan | Winter Morning | C&I Curtailment-Turnkey-Auto-DR HVAC Control | C&I Curtailment | 0 | 107370.8626 | 55668.0964 | 2083.0372 | 0 | 0 | 240489.5226 | 812059.2294 | 139984.469 |  | 0 | 5485.1329
PCT | Preferred Plan | Winter Morning | C&I Curtailment-Turnkey-Auto-DR HVAC Control | C&I Curtailment | 0 | 0 | 0 | 0 | 0 | 0 | 240489.5226 | 0 | 0 |  | 0 | 0
RIM | Preferred Plan | Winter Morning | C&I Curtailment-Turnkey-Auto-DR HVAC Control | C&I Curtailment | 0 | 107370.8626 | 55668.0964 | 2083.0372 | 0 | 0 | 240489.5226 | 812059.2294 | 139984.469 |  | 0 | 5485.1329
SCT | Preferred Plan | Winter Morning | C&I Curtailment-Turnkey-Auto-DR HVAC Control | C&I Curtailment | 0 | 107370.8626 | 55668.0964 | 2083.0372 | 0 | 0 | 0 | 812059.2294 | 139984.469 |  | 0 | 5485.1329
NS Test Broad | Preferred Plan | Winter Morning | C&I Curtailment-Turnkey-Auto-DR HVAC Control | C&I Curtailment | 0 | 114162.2541 | 59358.2207 | 2209.0168 | 0 | 0 | 0 | 865136.9784 | 149389.2195 |  | 0 | 5881.6105
TRC | Preferred Plan | Winter Morning | C&I Curtailment-Turnkey-Standard Lighting Control | C&I Curtailment | 0 | 588944.6112 | 296698.7041 | 20795.621 | 0 | 0 | 0 | 4375955.5705 | 739795.427 |  | 0 | 28102.7448
PAC | Preferred Plan | Winter Morning | C&I Curtailment-Turnkey-Standard Lighting Control | C&I Curtailment | 0 | 588944.6112 | 296698.7041 | 20795.621 | 0 | 0 | 1281756.2347 | 4375955.5705 | 739795.427 |  | 0 | 28102.7448
PCT | Preferred Plan | Winter Morning | C&I Curtailment-Turnkey-Standard Lighting Control | C&I Curtailment | 0 | 0 | 0 | 0 | 0 | 0 | 1281756.2347 | 0 | 0 |  | 0 | 0
RIM | Preferred Plan | Winter Morning | C&I Curtailment-Turnkey-Standard Lighting Control | C&I Curtailment | 0 | 588944.6112 | 296698.7041 | 20795.621 | 0 | 0 | 1281756.2347 | 4375955.5705 | 739795.427 |  | 0 | 28102.7448
SCT | Preferred Plan | Winter Morning | C&I Curtailment-Turnkey-Standard Lighting Control | C&I Curtailment | 0 | 588944.6112 | 296698.7041 | 20795.621 | 0 | 0 | 0 | 4375955.5705 | 739795.427 |  | 0 | 28102.7448
NS Test Broad | Preferred Plan | Winter Morning | C&I Curtailment-Turnkey-Standard Lighting Control | C&I Curtailment | 0 | 619313.3075 | 313000.9003 | 21925.2744 | 0 | 0 | 0 | 4609816.969 | 781184.5791 |  | 0 | 29757.5247
TRC | Preferred Plan | Winter Morning | C&I Curtailment-Turnkey-Water Heating Control | C&I Curtailment | 0 | 50578.572 | 25557.8593 | 1656.3895 | 0 | 0 | 0 | 376320.1554 | 63782.0122 |  | 0 | 2423.8731
PAC | Preferred Plan | Winter Morning | C&I Curtailment-Turnkey-Water Heating Control | C&I Curtailment | 0 | 50578.572 | 25557.8593 | 1656.3895 | 0 | 0 | 110411.4883 | 376320.1554 | 63782.0122 |  | 0 | 2423.8731
PCT | Preferred Plan | Winter Morning | C&I Curtailment-Turnkey-Water Heating Control | C&I Curtailment | 0 | 0 | 0 | 0 | 0 | 0 | 110411.4883 | 0 | 0 |  | 0 | 0
RIM | Preferred Plan | Winter Morning | C&I Curtailment-Turnkey-Water Heating Control | C&I Curtailment | 0 | 50578.572 | 25557.8593 | 1656.3895 | 0 | 0 | 110411.4883 | 376320.1554 | 63782.0122 |  | 0 | 2423.8731
SCT | Preferred Plan | Winter Morning | C&I Curtailment-Turnkey-Water Heating Control | C&I Curtailment | 0 | 50578.572 | 25557.8593 | 1656.3895 | 0 | 0 | 0 | 376320.1554 | 63782.0122 |  | 0 | 2423.8731
NS Test Broad | Preferred Plan | Winter Morning | C&I Curtailment-Turnkey-Water Heating Control | C&I Curtailment | 0 | 53246.9688 | 26991.6461 | 1747.3339 | 0 | 0 | 0 | 396901.5838 | 67423.2708 |  | 0 | 2570.0777
TRC | Preferred Plan | Winter Morning | C&I Curtailment-Turnkey-Other | C&I Curtailment | 0 | 743303.0884 | 375401.8914 | 24625.5044 | 0 | 0 | 0 | 5528774.4228 | 936708.7899 |  | 0 | 35577.8127
PAC | Preferred Plan | Winter Morning | C&I Curtailment-Turnkey-Other | C&I Curtailment | 0 | 743303.0884 | 375401.8914 | 24625.5044 | 0 | 0 | 1621758.7345 | 5528774.4228 | 936708.7899 |  | 0 | 35577.8127
PCT | Preferred Plan | Winter Morning | C&I Curtailment-Turnkey-Other | C&I Curtailment | 0 | 0 | 0 | 0 | 0 | 0 | 1621758.7345 | 0 | 0 |  | 0 | 0
RIM | Preferred Plan | Winter Morning | C&I Curtailment-Turnkey-Other | C&I Curtailment | 0 | 743303.0884 | 375401.8914 | 24625.5044 | 0 | 0 | 1621758.7345 | 5528774.4228 | 936708.7899 |  | 0 | 35577.8127
SCT | Preferred Plan | Winter Morning | C&I Curtailment-Turnkey-Other | C&I Curtailment | 0 | 743303.0884 | 375401.8914 | 24625.5044 | 0 | 0 | 0 | 5528774.4228 | 936708.7899 |  | 0 | 35577.8127
NS Test Broad | Preferred Plan | Winter Morning | C&I Curtailment-Turnkey-Other | C&I Curtailment | 0 | 782364.0041 | 396386.4634 | 25975.256 | 0 | 0 | 0 | 5829964.4384 | 989998.5442 |  | 0 | 37715.0823
TRC | Preferred Plan | Winter Morning | C&I Curtailment-Turnkey-Industrial | C&I Curtailment | 0 | 4909.8635 | 2477.9082 | 165.4617 | 0 | 0 | 0 | 36506.7504 | 6181.631 |  | 0 | 66.9264
PAC | Preferred Plan | Winter Morning | C&I Curtailment-Turnkey-Industrial | C&I Curtailment | 0 | 4909.8635 | 2477.9082 | 165.4617 | 0 | 0 | 10704.7126 | 36506.7504 | 6181.631 |  | 0 | 66.9264
PCT | Preferred Plan | Winter Morning | C&I Curtailment-Turnkey-Industrial | C&I Curtailment | 0 | 0 | 0 | 0 | 0 | 0 | 10704.7126 | 0 | 0 |  | 0 | 0
RIM | Preferred Plan | Winter Morning | C&I Curtailment-Turnkey-Industrial | C&I Curtailment | 0 | 4909.8635 | 2477.9082 | 165.4617 | 0 | 0 | 10704.7126 | 36506.7504 | 6181.631 |  | 0 | 66.9264
SCT | Preferred Plan | Winter Morning | C&I Curtailment-Turnkey-Industrial | C&I Curtailment | 0 | 4909.8635 | 2477.9082 | 165.4617 | 0 | 0 | 0 | 36506.7504 | 6181.631 |  | 0 | 66.9264
NS Test Broad | Preferred Plan | Winter Morning | C&I Curtailment-Turnkey-Industrial | C&I Curtailment | 0 | 5166.4776 | 2615.737 | 174.5084 | 0 | 0 | 0 | 38484.6587 | 6531.6191 |  | 0 | 70.9255
TRC | Preferred Plan | Winter Evening | C&I Curtailment-Turnkey-Manual HVAC Control | C&I Curtailment | 0 | 1617266.186 | 823754.7056 | 56128.3832 | 0 | 0 | 0 | 12149601.3504 | 2054272.9289 |  | 0 | 77045.3082
PAC | Preferred Plan | Winter Evening | C&I Curtailment-Turnkey-Manual HVAC Control | C&I Curtailment | 0 | 1617266.186 | 823754.7056 | 56128.3832 | 0 | 0 | 3558669.8399 | 12149601.3504 | 2054272.9289 |  | 0 | 77045.3082
PCT | Preferred Plan | Winter Evening | C&I Curtailment-Turnkey-Manual HVAC Control | C&I Curtailment | 0 | 0 | 0 | 0 | 0 | 0 | 3558669.8399 | 0 | 0 |  | 0 | 0
RIM | Preferred Plan | Winter Evening | C&I Curtailment-Turnkey-Manual HVAC Control | C&I Curtailment | 0 | 1617266.186 | 823754.7056 | 56128.3832 | 0 | 0 | 3558669.8399 | 12149601.3504 | 2054272.9289 |  | 0 | 77045.3082
SCT | Preferred Plan | Winter Evening | C&I Curtailment-Turnkey-Manual HVAC Control | C&I Curtailment | 0 | 1617266.186 | 823754.7056 | 56128.3832 | 0 | 0 | 0 | 12149601.3504 | 2054272.9289 |  | 0 | 77045.3082
NS Test Broad | Preferred Plan | Winter Evening | C&I Curtailment-Turnkey-Manual HVAC Control | C&I Curtailment | 0 | 1700830.4548 | 869176.9781 | 59184.1315 | 0 | 0 | 0 | 12801467.6235 | 2169596.7612 |  | 0 | 81600.0192
TRC | Preferred Plan | Winter Evening | C&I Curtailment-Turnkey-Auto-DR HVAC Control | C&I Curtailment | 0 | 107212.3793 | 56228.4799 | 2080.102 | 0 | 0 | 0 | 820521.4792 | 141401.5951 |  | 0 | 5492.2302
PAC | Preferred Plan | Winter Evening | C&I Curtailment-Turnkey-Auto-DR HVAC Control | C&I Curtailment | 0 | 107212.3793 | 56228.4799 | 2080.102 | 0 | 0 | 242910.4129 | 820521.4792 | 141401.5951 |  | 0 | 5492.2302
PCT | Preferred Plan | Winter Evening | C&I Curtailment-Turnkey-Auto-DR HVAC Control | C&I Curtailment | 0 | 0 | 0 | 0 | 0 | 0 | 242910.4129 | 0 | 0 |  | 0 | 0
RIM | Preferred Plan | Winter Evening | C&I Curtailment-Turnkey-Auto-DR HVAC Control | C&I Curtailment | 0 | 107212.3793 | 56228.4799 | 2080.102 | 0 | 0 | 242910.4129 | 820521.4792 | 141401.5951 |  | 0 | 5492.2302
SCT | Preferred Plan | Winter Evening | C&I Curtailment-Turnkey-Auto-DR HVAC Control | C&I Curtailment | 0 | 107212.3793 | 56228.4799 | 2080.102 | 0 | 0 | 0 | 820521.4792 | 141401.5951 |  | 0 | 5492.2302
NS Test Broad | Preferred Plan | Winter Evening | C&I Curtailment-Turnkey-Auto-DR HVAC Control | C&I Curtailment | 0 | 113993.6299 | 59959.9848 | 2205.9022 | 0 | 0 | 0 | 874206.8767 | 150911.8933 |  | 0 | 5889.5614
TRC | Preferred Plan | Winter Evening | C&I Curtailment-Turnkey-Standard Lighting Control | C&I Curtailment | 0 | 588427.9308 | 299627.9238 | 20781.1355 | 0 | 0 | 0 | 4420985.145 | 747152.5977 |  | 0 | 28171.673
PAC | Preferred Plan | Winter Evening | C&I Curtailment-Turnkey-Standard Lighting Control | C&I Curtailment | 0 | 588427.9308 | 299627.9238 | 20781.1355 | 0 | 0 | 1294410.6398 | 4420985.145 | 747152.5977 |  | 0 | 28171.673
PCT | Preferred Plan | Winter Evening | C&I Curtailment-Turnkey-Standard Lighting Control | C&I Curtailment | 0 | 0 | 0 | 0 | 0 | 0 | 1294410.6398 | 0 | 0 |  | 0 | 0
RIM | Preferred Plan | Winter Evening | C&I Curtailment-Turnkey-Standard Lighting Control | C&I Curtailment | 0 | 588427.9308 | 299627.9238 | 20781.1355 | 0 | 0 | 1294410.6398 | 4420985.145 | 747152.5977 |  | 0 | 28171.673
SCT | Preferred Plan | Winter Evening | C&I Curtailment-Turnkey-Standard Lighting Control | C&I Curtailment | 0 | 588427.9308 | 299627.9238 | 20781.1355 | 0 | 0 | 0 | 4420985.145 | 747152.5977 |  | 0 | 28171.673
NS Test Broad | Preferred Plan | Winter Evening | C&I Curtailment-Turnkey-Standard Lighting Control | C&I Curtailment | 0 | 618768.1738 | 316119.3994 | 21909.9737 | 0 | 0 | 0 | 4657646.1111 | 789023.0486 |  | 0 | 29833.0766
TRC | Preferred Plan | Winter Evening | C&I Curtailment-Turnkey-Water Heating Control | C&I Curtailment | 0 | 50936.5325 | 26019.1205 | 1667.0435 | 0 | 0 | 0 | 383263.0756 | 64938.3545 |  | 0 | 2450.2273
PAC | Preferred Plan | Winter Evening | C&I Curtailment-Turnkey-Water Heating Control | C&I Curtailment | 0 | 50936.5325 | 26019.1205 | 1667.0435 | 0 | 0 | 112404.1645 | 383263.0756 | 64938.3545 |  | 0 | 2450.2273
PCT | Preferred Plan | Winter Evening | C&I Curtailment-Turnkey-Water Heating Control | C&I Curtailment | 0 | 0 | 0 | 0 | 0 | 0 | 112404.1645 | 0 | 0 |  | 0 | 0
RIM | Preferred Plan | Winter Evening | C&I Curtailment-Turnkey-Water Heating Control | C&I Curtailment | 0 | 50936.5325 | 26019.1205 | 1667.0435 | 0 | 0 | 112404.1645 | 383263.0756 | 64938.3545 |  | 0 | 2450.2273
SCT | Preferred Plan | Winter Evening | C&I Curtailment-Turnkey-Water Heating Control | C&I Curtailment | 0 | 50936.5325 | 26019.1205 | 1667.0435 | 0 | 0 | 0 | 383263.0756 | 64938.3545 |  | 0 | 2450.2273
NS Test Broad | Preferred Plan | Winter Evening | C&I Curtailment-Turnkey-Water Heating Control | C&I Curtailment | 0 | 53624.3886 | 27481.5565 | 1758.5816 | 0 | 0 | 0 | 404263.1047 | 68652.4465 |  | 0 | 2598.2809
TRC | Preferred Plan | Winter Evening | C&I Curtailment-Turnkey-Other | C&I Curtailment | 0 | 744766.3227 | 380224.4976 | 24668.8181 | 0 | 0 | 0 | 5602065.6129 | 948813.62 |  | 0 | 35770.4638
PAC | Preferred Plan | Winter Evening | C&I Curtailment-Turnkey-Other | C&I Curtailment | 0 | 744766.3227 | 380224.4976 | 24668.8181 | 0 | 0 | 1642592.6831 | 5602065.6129 | 948813.62 |  | 0 | 35770.4638
PCT | Preferred Plan | Winter Evening | C&I Curtailment-Turnkey-Other | C&I Curtailment | 0 | 0 | 0 | 0 | 0 | 0 | 1642592.6831 | 0 | 0 |  | 0 | 0
RIM | Preferred Plan | Winter Evening | C&I Curtailment-Turnkey-Other | C&I Curtailment | 0 | 744766.3227 | 380224.4976 | 24668.8181 | 0 | 0 | 1642592.6831 | 5602065.6129 | 948813.62 |  | 0 | 35770.4638
SCT | Preferred Plan | Winter Evening | C&I Curtailment-Turnkey-Other | C&I Curtailment | 0 | 744766.3227 | 380224.4976 | 24668.8181 | 0 | 0 | 0 | 5602065.6129 | 948813.62 |  | 0 | 35770.4638
NS Test Broad | Preferred Plan | Winter Evening | C&I Curtailment-Turnkey-Other | C&I Curtailment | 0 | 783906.946 | 401516.5427 | 26020.9852 | 0 | 0 | 0 | 5907775.4007 | 1002885.2011 |  | 0 | 37922.7712
TRC | Preferred Plan | Winter Evening | C&I Curtailment-Turnkey-Industrial | C&I Curtailment | 0 | 6137.3139 | 3130.8912 | 206.8349 | 0 | 0 | 0 | 46145.9901 | 7811.1879 |  | 0 | 66.3703
PAC | Preferred Plan | Winter Evening | C&I Curtailment-Turnkey-Industrial | C&I Curtailment | 0 | 6137.3139 | 3130.8912 | 206.8349 | 0 | 0 | 13525.6383 | 46145.9901 | 7811.1879 |  | 0 | 66.3703
PCT | Preferred Plan | Winter Evening | C&I Curtailment-Turnkey-Industrial | C&I Curtailment | 0 | 0 | 0 | 0 | 0 | 0 | 13525.6383 | 0 | 0 |  | 0 | 0
RIM | Preferred Plan | Winter Evening | C&I Curtailment-Turnkey-Industrial | C&I Curtailment | 0 | 6137.3139 | 3130.8912 | 206.8349 | 0 | 0 | 13525.6383 | 46145.9901 | 7811.1879 |  | 0 | 66.3703
SCT | Preferred Plan | Winter Evening | C&I Curtailment-Turnkey-Industrial | C&I Curtailment | 0 | 6137.3139 | 3130.8912 | 206.8349 | 0 | 0 | 0 | 46145.9901 | 7811.1879 |  | 0 | 66.3703
NS Test Broad | Preferred Plan | Winter Evening | C&I Curtailment-Turnkey-Industrial | C&I Curtailment | 0 | 6458.0733 | 3305.3391 | 218.1435 | 0 | 0 | 0 | 48650.2764 | 8254.1706 |  | 0 | 70.3423
TRC | Preferred Plan | Winter Morning | C&I Loadshift to BUGs | C&I Loadshift to BUGs | 0 | 1485621.1147 | 752414.4529 | 44135.0955 | 0 | 0 | 0 | 11212777.1139 | 1866638.6353 |  | 0 | 63677.0308
PAC | Preferred Plan | Winter Morning | C&I Loadshift to BUGs | C&I Loadshift to BUGs | 0 | 1485621.1147 | 752414.4529 | 44135.0955 | 0 | 0 | 3250475.6607 | 11212777.1139 | 1866638.6353 |  | 0 | 63677.0308
PCT | Preferred Plan | Winter Morning | C&I Loadshift to BUGs | C&I Loadshift to BUGs | 0 | 0 | 0 | 0 | 0 | 0 | 3250475.6607 | 0 | 0 |  | 0 | 0
RIM | Preferred Plan | Winter Morning | C&I Loadshift to BUGs | C&I Loadshift to BUGs | 0 | 1485621.1147 | 752414.4529 | 44135.0955 | 0 | 0 | 3250475.6607 | 11212777.1139 | 1866638.6353 |  | 0 | 63677.0308
SCT | Preferred Plan | Winter Morning | C&I Loadshift to BUGs | C&I Loadshift to BUGs | 0 | 1485621.1147 | 752414.4529 | 44135.0955 | 0 | 0 | 0 | 11212777.1139 | 1866638.6353 |  | 0 | 63677.0308
NS Test Broad | Preferred Plan | Winter Morning | C&I Loadshift to BUGs | C&I Loadshift to BUGs | 0 | 1552226.1881 | 788723.8489 | 46559.1416 | 0 | 0 | 0 | 11731583.2521 | 1958622.7497 |  | 0 | 66876.3232
TRC | Preferred Plan | Winter Evening | C&I Loadshift to BUGs | C&I Loadshift to BUGs | 0 | 1485621.1147 | 726486.7971 | 44135.0955 | 0 | 0 | 0 | 10830476.4496 | 1802493.2598 |  | 0 | 58051.6692
PAC | Preferred Plan | Winter Evening | C&I Loadshift to BUGs | C&I Loadshift to BUGs | 0 | 1485621.1147 | 726486.7971 | 44135.0955 | 0 | 0 | 3138466.629 | 10830476.4496 | 1802493.2598 |  | 0 | 58051.6692
PCT | Preferred Plan | Winter Evening | C&I Loadshift to BUGs | C&I Loadshift to BUGs | 0 | 0 | 0 | 0 | 0 | 0 | 3138466.629 | 0 | 0 |  | 0 | 0
RIM | Preferred Plan | Winter Evening | C&I Loadshift to BUGs | C&I Loadshift to BUGs | 0 | 1485621.1147 | 726486.7971 | 44135.0955 | 0 | 0 | 3138466.629 | 10830476.4496 | 1802493.2598 |  | 0 | 58051.6692
SCT | Preferred Plan | Winter Evening | C&I Loadshift to BUGs | C&I Loadshift to BUGs | 0 | 1485621.1147 | 726486.7971 | 44135.0955 | 0 | 0 | 0 | 10830476.4496 | 1802493.2598 |  | 0 | 58051.6692
NS Test Broad | Preferred Plan | Winter Evening | C&I Loadshift to BUGs | C&I Loadshift to BUGs | 0 | 1552226.1881 | 761639.3077 | 46559.1416 | 0 | 0 | 0 | 11332983.6428 | 1891549.7283 |  | 0 | 60975.2546
TRC | Preferred Plan | Winter Morning | Dynamic Pricing with enabling tech. | Dynamic Pricing | 0 | 396774.3785 | 0 | 0 | 2970527.9646 | 0 | 0 | 14750708.9881 | 2583290.2138 |  | 0 | 109137.3038
PAC | Preferred Plan | Winter Morning | Dynamic Pricing with enabling tech. | Dynamic Pricing | 0 | 396774.3785 | 0 | 0 | 2970527.9646 | 0 | 0 | 14750708.9881 | 2583290.2138 |  | 0 | 109137.3038
RIM | Preferred Plan | Winter Morning | Dynamic Pricing with enabling tech. | Dynamic Pricing | 0 | 396774.3785 | 0 | 0 | 2970527.9646 | 0 | 0 | 14750708.9881 | 2583290.2138 |  | 0 | 109137.3038
SCT | Preferred Plan | Winter Morning | Dynamic Pricing with enabling tech. | Dynamic Pricing | 0 | 396774.3785 | 0 | 0 | 2970527.9646 | 0 | 0 | 14750708.9881 | 2583290.2138 |  | 0 | 109137.3038
NS Test Broad | Preferred Plan | Winter Morning | Dynamic Pricing with enabling tech. | Dynamic Pricing | 0 | 423808.5516 | 0 | 0 | 3204178.1569 | 0 | 0 | 15892503.3069 | 2786121.3847 |  | 0 | 118321.6972
TRC | Preferred Plan | Winter Morning | Dynamic Pricing w/o enabling tech. | Dynamic Pricing | 0 | 679934.7162 | 0 | 0 | 0 | 0 | 0 | 19463539.6385 | 3265971.3664 |  | 0 | 124946.8012
PAC | Preferred Plan | Winter Morning | Dynamic Pricing w/o enabling tech. | Dynamic Pricing | 0 | 679934.7162 | 0 | 0 | 0 | 0 | 0 | 19463539.6385 | 3265971.3664 |  | 0 | 124946.8012
RIM | Preferred Plan | Winter Morning | Dynamic Pricing w/o enabling tech. | Dynamic Pricing | 0 | 679934.7162 | 0 | 0 | 0 | 0 | 0 | 19463539.6385 | 3265971.3664 |  | 0 | 124946.8012
SCT | Preferred Plan | Winter Morning | Dynamic Pricing w/o enabling tech. | Dynamic Pricing | 0 | 679934.7162 | 0 | 0 | 0 | 0 | 0 | 19463539.6385 | 3265971.3664 |  | 0 | 124946.8012
NS Test Broad | Preferred Plan | Winter Morning | Dynamic Pricing w/o enabling tech. | Dynamic Pricing | 0 | 705584.4491 | 0 | 0 | 0 | 0 | 0 | 20391382.0171 | 3430486.3354 |  | 0 | 131446.2837
TRC | Preferred Plan | Winter Evening | Dynamic Pricing with enabling tech. | Dynamic Pricing | 0 | 396779.0897 | 0 | 0 | 2970527.9646 | 0 | 0 | 16773212.0309 | 2936826.5942 |  | 0 | 124101.0485
PAC | Preferred Plan | Winter Evening | Dynamic Pricing with enabling tech. | Dynamic Pricing | 0 | 396779.0897 | 0 | 0 | 2970527.9646 | 0 | 0 | 16773212.0309 | 2936826.5942 |  | 0 | 124101.0485
RIM | Preferred Plan | Winter Evening | Dynamic Pricing with enabling tech. | Dynamic Pricing | 0 | 396779.0897 | 0 | 0 | 2970527.9646 | 0 | 0 | 16773212.0309 | 2936826.5942 |  | 0 | 124101.0485
SCT | Preferred Plan | Winter Evening | Dynamic Pricing with enabling tech. | Dynamic Pricing | 0 | 396779.0897 | 0 | 0 | 2970527.9646 | 0 | 0 | 16773212.0309 | 2936826.5942 |  | 0 | 124101.0485
NS Test Broad | Preferred Plan | Winter Evening | Dynamic Pricing with enabling tech. | Dynamic Pricing | 0 | 423813.4207 | 0 | 0 | 3204178.1569 | 0 | 0 | 18072059.4197 | 3167527.1724 |  | 0 | 134547.6919
TRC | Preferred Plan | Winter Evening | Dynamic Pricing w/o enabling tech. | Dynamic Pricing | 0 | 679930.005 | 0 | 0 | 0 | 0 | 0 | 22092050.2018 | 3705661.9606 |  | 0 | 141834.6007
PAC | Preferred Plan | Winter Evening | Dynamic Pricing w/o enabling tech. | Dynamic Pricing | 0 | 679930.005 | 0 | 0 | 0 | 0 | 0 | 22092050.2018 | 3705661.9606 |  | 0 | 141834.6007
RIM | Preferred Plan | Winter Evening | Dynamic Pricing w/o enabling tech. | Dynamic Pricing | 0 | 679930.005 | 0 | 0 | 0 | 0 | 0 | 22092050.2018 | 3705661.9606 |  | 0 | 141834.6007
SCT | Preferred Plan | Winter Evening | Dynamic Pricing w/o enabling tech. | Dynamic Pricing | 0 | 679930.005 | 0 | 0 | 0 | 0 | 0 | 22092050.2018 | 3705661.9606 |  | 0 | 141834.6007
NS Test Broad | Preferred Plan | Winter Evening | Dynamic Pricing w/o enabling tech. | Dynamic Pricing | 0 | 705579.58 | 0 | 0 | 0 | 0 | 0 | 23147391.6773 | 3892705.1934 |  | 0 | 149227.3597
TRC | Preferred Plan | Winter Morning | Behavioral DR | Behavioral DR | 0 | 681718.8631 | 759693.4379 | 0 | 0 | 0 | 0 | 2855923.2055 | 494159.8917 |  | 0 | 18802.0212
PAC | Preferred Plan | Winter Morning | Behavioral DR | Behavioral DR | 0 | 681718.8631 | 759693.4379 | 0 | 0 | 0 | 0 | 2855923.2055 | 494159.8917 |  | 0 | 18802.0212
RIM | Preferred Plan | Winter Morning | Behavioral DR | Behavioral DR | 0 | 681718.8631 | 759693.4379 | 0 | 0 | 0 | 0 | 2855923.2055 | 494159.8917 |  | 0 | 18802.0212
SCT | Preferred Plan | Winter Morning | Behavioral DR | Behavioral DR | 0 | 681718.8631 | 759693.4379 | 0 | 0 | 0 | 0 | 2855923.2055 | 494159.8917 |  | 0 | 18802.0212
NS Test Broad | Preferred Plan | Winter Morning | Behavioral DR | Behavioral DR | 0 | 709935.0771 | 808283.9978 | 0 | 0 | 0 | 0 | 3037277.7911 | 526058.8758 |  | 0 | 20127.848
TRC | Preferred Plan | Winter Evening | Behavioral DR | Behavioral DR | 0 | 681718.8631 | 759693.4379 | 0 | 0 | 0 | 0 | 3245853.0597 | 561392.6436 |  | 0 | 21370.6841
PAC | Preferred Plan | Winter Evening | Behavioral DR | Behavioral DR | 0 | 681718.8631 | 759693.4379 | 0 | 0 | 0 | 0 | 3245853.0597 | 561392.6436 |  | 0 | 21370.6841
RIM | Preferred Plan | Winter Evening | Behavioral DR | Behavioral DR | 0 | 681718.8631 | 759693.4379 | 0 | 0 | 0 | 0 | 3245853.0597 | 561392.6436 |  | 0 | 21370.6841
SCT | Preferred Plan | Winter Evening | Behavioral DR | Behavioral DR | 0 | 681718.8631 | 759693.4379 | 0 | 0 | 0 | 0 | 3245853.0597 | 561392.6436 |  | 0 | 21370.6841
NS Test Broad | Preferred Plan | Winter Evening | Behavioral DR | Behavioral DR | 0 | 709935.0771 | 808283.9978 | 0 | 0 | 0 | 0 | 3452167.9497 | 597671.895 |  | 0 | 22878.8567
TRC | Preferred Plan | Winter Morning | Time-of-Use Rates (TOU) | Time-of-Use Rates (TOU) | 0 | 0 | 0 | 0 | 0 | 0 | 0 | 4080121.0145 | 678404.5327 |  | 0 | 0
PAC | Preferred Plan | Winter Morning | Time-of-Use Rates (TOU) | Time-of-Use Rates (TOU) | 0 | 0 | 0 | 0 | 0 | 0 | 0 | 4080121.0145 | 678404.5327 |  | 0 | 0
RIM | Preferred Plan | Winter Morning | Time-of-Use Rates (TOU) | Time-of-Use Rates (TOU) | 0 | 0 | 0 | 0 | 0 | 0 | 0 | 4080121.0145 | 678404.5327 |  | 0 | 0
SCT | Preferred Plan | Winter Morning | Time-of-Use Rates (TOU) | Time-of-Use Rates (TOU) | 0 | 0 | 0 | 0 | 0 | 0 | 0 | 4080121.0145 | 678404.5327 |  | 0 | 0
NS Test Broad | Preferred Plan | Winter Morning | Time-of-Use Rates (TOU) | Time-of-Use Rates (TOU) | 0 | 0 | 0 | 0 | 0 | 0 | 0 | 4260508.6716 | 710453.7067 |  | 0 | 0
TRC | Preferred Plan | Winter Evening | Time-of-Use Rates (TOU) | Time-of-Use Rates (TOU) | 0 | 0 | 0 | 0 | 0 | 0 | 0 | 4629843.8937 | 769534.4689 |  | 0 | 0
PAC | Preferred Plan | Winter Evening | Time-of-Use Rates (TOU) | Time-of-Use Rates (TOU) | 0 | 0 | 0 | 0 | 0 | 0 | 0 | 4629843.8937 | 769534.4689 |  | 0 | 0
RIM | Preferred Plan | Winter Evening | Time-of-Use Rates (TOU) | Time-of-Use Rates (TOU) | 0 | 0 | 0 | 0 | 0 | 0 | 0 | 4629843.8937 | 769534.4689 |  | 0 | 0
SCT | Preferred Plan | Winter Evening | Time-of-Use Rates (TOU) | Time-of-Use Rates (TOU) | 0 | 0 | 0 | 0 | 0 | 0 | 0 | 4629843.8937 | 769534.4689 |  | 0 | 0
NS Test Broad | Preferred Plan | Winter Evening | Time-of-Use Rates (TOU) | Time-of-Use Rates (TOU) | 0 | 0 | 0 | 0 | 0 | 0 | 0 | 4835009.464 | 805969.3158 |  | 0 | 0

## BCA by Cost Category Average (hidden)
Cost Test | Cases | DR Suboption | DR Option | Program Development Cost | Program Administrative Cost | Program Delivery Cost | Marketing & Recruitment Cost | Technology Enablement Cost | O&M Cost | Incentives | Avoided Generation Capacity Costs | Avoided T&D Capacity Costs | Avoided Energy Purchases | Participant Cost | Energy Impact
TRC | Alternate Scenario | C&I Curtailment-Turnkey-Manual HVAC Control | C&I Curtailment | 0 | 1618452.9267 | 819963.2617 | 56167.3433 | 0 | 0 | 0 | 12091196.5364 | 2044743.9523 |  | 0 | 154044.1843
PAC | Alternate Scenario | C&I Curtailment-Turnkey-Manual HVAC Control | C&I Curtailment | 0 | 1618452.9267 | 819963.2617 | 56167.3433 | 0 | 0 | 3542290.5745 | 12091196.5364 | 2044743.9523 |  | 0 | 154044.1843
PCT | Alternate Scenario | C&I Curtailment-Turnkey-Manual HVAC Control | C&I Curtailment | 0 | 0 | 0 | 0 | 0 | 0 | 3542290.5745 | 0 | 0 |  | 0 | 0
RIM | Alternate Scenario | C&I Curtailment-Turnkey-Manual HVAC Control | C&I Curtailment | 0 | 1618452.9267 | 819963.2617 | 56167.3433 | 0 | 0 | 3542290.5745 | 12091196.5364 | 2044743.9523 |  | 0 | 154044.1843
SCT | Alternate Scenario | C&I Curtailment-Turnkey-Manual HVAC Control | C&I Curtailment | 0 | 1618452.9267 | 819963.2617 | 56167.3433 | 0 | 0 | 0 | 12091196.5364 | 2044743.9523 |  | 0 | 154044.1843
NS Test Broad | Alternate Scenario | C&I Curtailment-Turnkey-Manual HVAC Control | C&I Curtailment | 0 | 1702079.5546 | 865137.2482 | 59225.2298 | 0 | 0 | 0 | 12739384.5944 | 2159436.3689 |  | 0 | 163143.7644
TRC | Alternate Scenario | C&I Curtailment-Turnkey-Auto-DR HVAC Control | C&I Curtailment | 0 | 107291.6209 | 55948.2882 | 2081.5696 | 0 | 0 | 0 | 816290.3543 | 140693.032 |  | 0 | 10977.3631
PAC | Alternate Scenario | C&I Curtailment-Turnkey-Auto-DR HVAC Control | C&I Curtailment | 0 | 107291.6209 | 55948.2882 | 2081.5696 | 0 | 0 | 241699.9677 | 816290.3543 | 140693.032 |  | 0 | 10977.3631
PCT | Alternate Scenario | C&I Curtailment-Turnkey-Auto-DR HVAC Control | C&I Curtailment | 0 | 0 | 0 | 0 | 0 | 0 | 241699.9677 | 0 | 0 |  | 0 | 0
RIM | Alternate Scenario | C&I Curtailment-Turnkey-Auto-DR HVAC Control | C&I Curtailment | 0 | 107291.6209 | 55948.2882 | 2081.5696 | 0 | 0 | 241699.9677 | 816290.3543 | 140693.032 |  | 0 | 10977.3631
SCT | Alternate Scenario | C&I Curtailment-Turnkey-Auto-DR HVAC Control | C&I Curtailment | 0 | 107291.6209 | 55948.2882 | 2081.5696 | 0 | 0 | 0 | 816290.3543 | 140693.032 |  | 0 | 10977.3631
NS Test Broad | Alternate Scenario | C&I Curtailment-Turnkey-Auto-DR HVAC Control | C&I Curtailment | 0 | 114077.942 | 59659.1027 | 2207.4595 | 0 | 0 | 0 | 869671.9275 | 150150.5564 |  | 0 | 11771.1719
TRC | Alternate Scenario | C&I Curtailment-Turnkey-Standard Lighting Control | C&I Curtailment | 0 | 588686.271 | 298163.3139 | 20788.3783 | 0 | 0 | 0 | 4398470.3577 | 743474.0124 |  | 0 | 56274.4178
PAC | Alternate Scenario | C&I Curtailment-Turnkey-Standard Lighting Control | C&I Curtailment | 0 | 588686.271 | 298163.3139 | 20788.3783 | 0 | 0 | 1288083.4372 | 4398470.3577 | 743474.0124 |  | 0 | 56274.4178
PCT | Alternate Scenario | C&I Curtailment-Turnkey-Standard Lighting Control | C&I Curtailment | 0 | 0 | 0 | 0 | 0 | 0 | 1288083.4372 | 0 | 0 |  | 0 | 0
RIM | Alternate Scenario | C&I Curtailment-Turnkey-Standard Lighting Control | C&I Curtailment | 0 | 588686.271 | 298163.3139 | 20788.3783 | 0 | 0 | 1288083.4372 | 4398470.3577 | 743474.0124 |  | 0 | 56274.4178
SCT | Alternate Scenario | C&I Curtailment-Turnkey-Standard Lighting Control | C&I Curtailment | 0 | 588686.271 | 298163.3139 | 20788.3783 | 0 | 0 | 0 | 4398470.3577 | 743474.0124 |  | 0 | 56274.4178
NS Test Broad | Alternate Scenario | C&I Curtailment-Turnkey-Standard Lighting Control | C&I Curtailment | 0 | 619040.7406 | 314560.1498 | 21917.6241 | 0 | 0 | 0 | 4633731.5401 | 785103.8139 |  | 0 | 59590.6013
TRC | Alternate Scenario | C&I Curtailment-Turnkey-Water Heating Control | C&I Curtailment | 0 | 50757.5522 | 25788.4899 | 1661.7165 | 0 | 0 | 0 | 379791.6155 | 64360.1834 |  | 0 | 4874.1005
PAC | Alternate Scenario | C&I Curtailment-Turnkey-Water Heating Control | C&I Curtailment | 0 | 50757.5522 | 25788.4899 | 1661.7165 | 0 | 0 | 111407.8264 | 379791.6155 | 64360.1834 |  | 0 | 4874.1005
PCT | Alternate Scenario | C&I Curtailment-Turnkey-Water Heating Control | C&I Curtailment | 0 | 0 | 0 | 0 | 0 | 0 | 111407.8264 | 0 | 0 |  | 0 | 0
RIM | Alternate Scenario | C&I Curtailment-Turnkey-Water Heating Control | C&I Curtailment | 0 | 50757.5522 | 25788.4899 | 1661.7165 | 0 | 0 | 111407.8264 | 379791.6155 | 64360.1834 |  | 0 | 4874.1005
SCT | Alternate Scenario | C&I Curtailment-Turnkey-Water Heating Control | C&I Curtailment | 0 | 50757.5522 | 25788.4899 | 1661.7165 | 0 | 0 | 0 | 379791.6155 | 64360.1834 |  | 0 | 4874.1005
NS Test Broad | Alternate Scenario | C&I Curtailment-Turnkey-Water Heating Control | C&I Curtailment | 0 | 53435.6787 | 27236.6013 | 1752.9578 | 0 | 0 | 0 | 400582.3443 | 68037.8586 |  | 0 | 5168.3586
TRC | Alternate Scenario | C&I Curtailment-Turnkey-Other | C&I Curtailment | 0 | 744034.7056 | 377813.1945 | 24647.1612 | 0 | 0 | 0 | 5565420.0179 | 942761.2049 |  | 0 | 71348.2766
PAC | Alternate Scenario | C&I Curtailment-Turnkey-Other | C&I Curtailment | 0 | 744034.7056 | 377813.1945 | 24647.1612 | 0 | 0 | 1632175.7088 | 5565420.0179 | 942761.2049 |  | 0 | 71348.2766
PCT | Alternate Scenario | C&I Curtailment-Turnkey-Other | C&I Curtailment | 0 | 0 | 0 | 0 | 0 | 0 | 1632175.7088 | 0 | 0 |  | 0 | 0
RIM | Alternate Scenario | C&I Curtailment-Turnkey-Other | C&I Curtailment | 0 | 744034.7056 | 377813.1945 | 24647.1612 | 0 | 0 | 1632175.7088 | 5565420.0179 | 942761.2049 |  | 0 | 71348.2766
SCT | Alternate Scenario | C&I Curtailment-Turnkey-Other | C&I Curtailment | 0 | 744034.7056 | 377813.1945 | 24647.1612 | 0 | 0 | 0 | 5565420.0179 | 942761.2049 |  | 0 | 71348.2766
NS Test Broad | Alternate Scenario | C&I Curtailment-Turnkey-Other | C&I Curtailment | 0 | 783135.475 | 398951.5031 | 25998.1206 | 0 | 0 | 0 | 5868869.9196 | 996441.8727 |  | 0 | 75637.8535
TRC | Alternate Scenario | C&I Curtailment-Turnkey-Industrial | C&I Curtailment | 0 | 5523.5887 | 2804.3997 | 186.1483 | 0 | 0 | 0 | 41326.3702 | 6996.4095 |  | 0 | 133.2967
PAC | Alternate Scenario | C&I Curtailment-Turnkey-Industrial | C&I Curtailment | 0 | 5523.5887 | 2804.3997 | 186.1483 | 0 | 0 | 12115.1754 | 41326.3702 | 6996.4095 |  | 0 | 133.2967
PCT | Alternate Scenario | C&I Curtailment-Turnkey-Industrial | C&I Curtailment | 0 | 0 | 0 | 0 | 0 | 0 | 12115.1754 | 0 | 0 |  | 0 | 0
RIM | Alternate Scenario | C&I Curtailment-Turnkey-Industrial | C&I Curtailment | 0 | 5523.5887 | 2804.3997 | 186.1483 | 0 | 0 | 12115.1754 | 41326.3702 | 6996.4095 |  | 0 | 133.2967
SCT | Alternate Scenario | C&I Curtailment-Turnkey-Industrial | C&I Curtailment | 0 | 5523.5887 | 2804.3997 | 186.1483 | 0 | 0 | 0 | 41326.3702 | 6996.4095 |  | 0 | 133.2967
NS Test Broad | Alternate Scenario | C&I Curtailment-Turnkey-Industrial | C&I Curtailment | 0 | 5812.2755 | 2960.538 | 196.3259 | 0 | 0 | 0 | 43567.4676 | 7392.8948 |  | 0 | 141.2677
TRC | Alternate Scenario | C&I Loadshift to BUGs | C&I Loadshift to BUGs | 0 | 1485621.1147 | 739450.625 | 44135.0955 | 0 | 0 | 0 | 11021626.7817 | 1834565.9475 |  | 0 | 121728.6999
PAC | Alternate Scenario | C&I Loadshift to BUGs | C&I Loadshift to BUGs | 0 | 1485621.1147 | 739450.625 | 44135.0955 | 0 | 0 | 3194471.1449 | 11021626.7817 | 1834565.9475 |  | 0 | 121728.6999
PCT | Alternate Scenario | C&I Loadshift to BUGs | C&I Loadshift to BUGs | 0 | 0 | 0 | 0 | 0 | 0 | 3194471.1449 | 0 | 0 |  | 0 | 0
RIM | Alternate Scenario | C&I Loadshift to BUGs | C&I Loadshift to BUGs | 0 | 1485621.1147 | 739450.625 | 44135.0955 | 0 | 0 | 3194471.1449 | 11021626.7817 | 1834565.9475 |  | 0 | 121728.6999
SCT | Alternate Scenario | C&I Loadshift to BUGs | C&I Loadshift to BUGs | 0 | 1485621.1147 | 739450.625 | 44135.0955 | 0 | 0 | 0 | 11021626.7817 | 1834565.9475 |  | 0 | 121728.6999
NS Test Broad | Alternate Scenario | C&I Loadshift to BUGs | C&I Loadshift to BUGs | 0 | 1552226.1881 | 775181.5783 | 46559.1416 | 0 | 0 | 0 | 11532283.4474 | 1925086.239 |  | 0 | 127851.5778
TRC | Alternate Scenario | Dynamic Pricing with enabling tech. | Dynamic Pricing | 0 | 535821.0631 | 0 | 0 | 2620127.4761 | 0 | 0 | 13902704.0763 | 2434444.7541 |  | 0 | 205705.3493
PAC | Alternate Scenario | Dynamic Pricing with enabling tech. | Dynamic Pricing | 0 | 535821.0631 | 0 | 0 | 2620127.4761 | 0 | 0 | 13902704.0763 | 2434444.7541 |  | 0 | 205705.3493
RIM | Alternate Scenario | Dynamic Pricing with enabling tech. | Dynamic Pricing | 0 | 535821.0631 | 0 | 0 | 2620127.4761 | 0 | 0 | 13902704.0763 | 2434444.7541 |  | 0 | 205705.3493
SCT | Alternate Scenario | Dynamic Pricing with enabling tech. | Dynamic Pricing | 0 | 535821.0631 | 0 | 0 | 2620127.4761 | 0 | 0 | 13902704.0763 | 2434444.7541 |  | 0 | 205705.3493
NS Test Broad | Alternate Scenario | Dynamic Pricing with enabling tech. | Dynamic Pricing | 0 | 574289.9624 | 0 | 0 | 2826181.8426 | 0 | 0 | 14978888.4697 | 2625606.1708 |  | 0 | 223016.4582
TRC | Alternate Scenario | Dynamic Pricing w/o enabling tech. | Dynamic Pricing | 0 | 540888.0316 | 0 | 0 | 0 | 0 | 0 | 10921745.5928 | 1777269.1931 |  | 0 | 126019.3555
PAC | Alternate Scenario | Dynamic Pricing w/o enabling tech. | Dynamic Pricing | 0 | 540888.0316 | 0 | 0 | 0 | 0 | 0 | 10921745.5928 | 1777269.1931 |  | 0 | 126019.3555
RIM | Alternate Scenario | Dynamic Pricing w/o enabling tech. | Dynamic Pricing | 0 | 540888.0316 | 0 | 0 | 0 | 0 | 0 | 10921745.5928 | 1777269.1931 |  | 0 | 126019.3555
SCT | Alternate Scenario | Dynamic Pricing w/o enabling tech. | Dynamic Pricing | 0 | 540888.0316 | 0 | 0 | 0 | 0 | 0 | 10921745.5928 | 1777269.1931 |  | 0 | 126019.3555
NS Test Broad | Alternate Scenario | Dynamic Pricing w/o enabling tech. | Dynamic Pricing | 0 | 555103.0383 | 0 | 0 | 0 | 0 | 0 | 11229203.3026 | 1831483.081 |  | 0 | 129156.5296
TRC | Alternate Scenario | Behavioral DR | Behavioral DR | 0 | 681718.8631 | 707152.8104 | 0 | 0 | 0 | 0 | 2841568.8224 | 491234.0323 |  | 0 | 37201.9816
PAC | Alternate Scenario | Behavioral DR | Behavioral DR | 0 | 681718.8631 | 707152.8104 | 0 | 0 | 0 | 0 | 2841568.8224 | 491234.0323 |  | 0 | 37201.9816
RIM | Alternate Scenario | Behavioral DR | Behavioral DR | 0 | 681718.8631 | 707152.8104 | 0 | 0 | 0 | 0 | 2841568.8224 | 491234.0323 |  | 0 | 37201.9816
SCT | Alternate Scenario | Behavioral DR | Behavioral DR | 0 | 681718.8631 | 707152.8104 | 0 | 0 | 0 | 0 | 2841568.8224 | 491234.0323 |  | 0 | 37201.9816
NS Test Broad | Alternate Scenario | Behavioral DR | Behavioral DR | 0 | 709935.0771 | 752265.429 | 0 | 0 | 0 | 0 | 3021707.6344 | 522875.0949 |  | 0 | 39817.0701
TRC | Alternate Scenario | Time-of-Use Rates (TOU) | Time-of-Use Rates (TOU) | 0 | 0 | 0 | 0 | 0 | 0 | 0 | 4127895.6411 | 687379.1731 |  | 0 | 0
PAC | Alternate Scenario | Time-of-Use Rates (TOU) | Time-of-Use Rates (TOU) | 0 | 0 | 0 | 0 | 0 | 0 | 0 | 4127895.6411 | 687379.1731 |  | 0 | 0
RIM | Alternate Scenario | Time-of-Use Rates (TOU) | Time-of-Use Rates (TOU) | 0 | 0 | 0 | 0 | 0 | 0 | 0 | 4127895.6411 | 687379.1731 |  | 0 | 0
SCT | Alternate Scenario | Time-of-Use Rates (TOU) | Time-of-Use Rates (TOU) | 0 | 0 | 0 | 0 | 0 | 0 | 0 | 4127895.6411 | 687379.1731 |  | 0 | 0
NS Test Broad | Alternate Scenario | Time-of-Use Rates (TOU) | Time-of-Use Rates (TOU) | 0 | 0 | 0 | 0 | 0 | 0 | 0 | 4313399.0128 | 720272.8893 |  | 0 | 0
TRC | Preferred Plan | DLC-Thermostat-BYOT-Central Heat Pump | DLC-Thermostat | 0 | 58691.2426 | 289603.4609 | 8781.3282 | 0 | 0 | 0 | 318650.8701 | 52916.477 |  | 0 | 2424.5297
PAC | Preferred Plan | DLC-Thermostat-BYOT-Central Heat Pump | DLC-Thermostat | 0 | 58691.2426 | 289603.4609 | 8781.3282 | 0 | 0 | 38305.2764 | 318650.8701 | 52916.477 |  | 0 | 2424.5297
PCT | Preferred Plan | DLC-Thermostat-BYOT-Central Heat Pump | DLC-Thermostat | 0 | 0 | 0 | 0 | 0 | 0 | 38305.2764 | 0 | 0 |  | 0 | 0
RIM | Preferred Plan | DLC-Thermostat-BYOT-Central Heat Pump | DLC-Thermostat | 0 | 58691.2426 | 289603.4609 | 8781.3282 | 0 | 0 | 38305.2764 | 318650.8701 | 52916.477 |  | 0 | 2424.5297
SCT | Preferred Plan | DLC-Thermostat-BYOT-Central Heat Pump | DLC-Thermostat | 0 | 58691.2426 | 289603.4609 | 8781.3282 | 0 | 0 | 0 | 318650.8701 | 52916.477 |  | 0 | 2424.5297
NS Test Broad | Preferred Plan | DLC-Thermostat-BYOT-Central Heat Pump | DLC-Thermostat | 0 | 61609.7178 | 303497.9732 | 9263.1321 | 0 | 0 | 0 | 333005.9479 | 55462.2823 |  | 0 | 2536.71
TRC | Preferred Plan | DLC-Thermostat-DI-Baseboard Heating | DLC-Thermostat | 0 | 441799.4976 | 3042485.002 | 66520.1951 | 0 | 0 | 0 | 2399918.013 | 398347.9194 |  | 0 | 18259.5963
PAC | Preferred Plan | DLC-Thermostat-DI-Baseboard Heating | DLC-Thermostat | 0 | 441799.4976 | 3042485.002 | 66520.1951 | 0 | 0 | 439078.8807 | 2399918.013 | 398347.9194 |  | 0 | 18259.5963
PCT | Preferred Plan | DLC-Thermostat-DI-Baseboard Heating | DLC-Thermostat | 0 | 0 | 0 | 0 | 0 | 0 | 439078.8807 | 0 | 0 |  | 0 | 0
RIM | Preferred Plan | DLC-Thermostat-DI-Baseboard Heating | DLC-Thermostat | 0 | 441799.4976 | 3042485.002 | 66520.1951 | 0 | 0 | 439078.8807 | 2399918.013 | 398347.9194 |  | 0 | 18259.5963
SCT | Preferred Plan | DLC-Thermostat-DI-Baseboard Heating | DLC-Thermostat | 0 | 441799.4976 | 3042485.002 | 66520.1951 | 0 | 0 | 0 | 2399918.013 | 398347.9194 |  | 0 | 18259.5963
NS Test Broad | Preferred Plan | DLC-Thermostat-DI-Baseboard Heating | DLC-Thermostat | 0 | 463752.4268 | 3187584.7944 | 70166.9413 | 0 | 0 | 0 | 2507922.1389 | 417497.9851 |  | 0 | 19103.322
TRC | Preferred Plan | DLC-Thermostat-BYOT-Baseboard Heating | DLC-Thermostat | 0 | 51654.854 | 571921.3376 | 6718.7865 | 0 | 0 | 0 | 280589.6141 | 46574.3578 |  | 0 | 2134.781
PAC | Preferred Plan | DLC-Thermostat-BYOT-Baseboard Heating | DLC-Thermostat | 0 | 51654.854 | 571921.3376 | 6718.7865 | 0 | 0 | 138401.9476 | 280589.6141 | 46574.3578 |  | 0 | 2134.781
PCT | Preferred Plan | DLC-Thermostat-BYOT-Baseboard Heating | DLC-Thermostat | 0 | 0 | 0 | 0 | 0 | 0 | 138401.9476 | 0 | 0 |  | 0 | 0
RIM | Preferred Plan | DLC-Thermostat-BYOT-Baseboard Heating | DLC-Thermostat | 0 | 51654.854 | 571921.3376 | 6718.7865 | 0 | 0 | 138401.9476 | 280589.6141 | 46574.3578 |  | 0 | 2134.781
SCT | Preferred Plan | DLC-Thermostat-BYOT-Baseboard Heating | DLC-Thermostat | 0 | 51654.854 | 571921.3376 | 6718.7865 | 0 | 0 | 0 | 280589.6141 | 46574.3578 |  | 0 | 2134.781
NS Test Broad | Preferred Plan | DLC-Thermostat-BYOT-Baseboard Heating | DLC-Thermostat | 0 | 54221.709 | 599061.7813 | 7094.2401 | 0 | 0 | 0 | 293218.1355 | 48813.4909 |  | 0 | 2233.4327
TRC | Preferred Plan | DLC-Thermostat-DI-MSHP | DLC-Thermostat | 0 | 256004.2098 | 1942310.5563 | 34437.5837 | 0 | 0 | 0 | 1390654.2319 | 230825.9095 |  | 0 | 10580.6401
PAC | Preferred Plan | DLC-Thermostat-DI-MSHP | DLC-Thermostat | 0 | 256004.2098 | 1942310.5563 | 34437.5837 | 0 | 0 | 342978.6899 | 1390654.2319 | 230825.9095 |  | 0 | 10580.6401
PCT | Preferred Plan | DLC-Thermostat-DI-MSHP | DLC-Thermostat | 0 | 0 | 0 | 0 | 0 | 0 | 342978.6899 | 0 | 0 |  | 0 | 0
RIM | Preferred Plan | DLC-Thermostat-DI-MSHP | DLC-Thermostat | 0 | 256004.2098 | 1942310.5563 | 34437.5837 | 0 | 0 | 342978.6899 | 1390654.2319 | 230825.9095 |  | 0 | 10580.6401
SCT | Preferred Plan | DLC-Thermostat-DI-MSHP | DLC-Thermostat | 0 | 256004.2098 | 1942310.5563 | 34437.5837 | 0 | 0 | 0 | 1390654.2319 | 230825.9095 |  | 0 | 10580.6401
NS Test Broad | Preferred Plan | DLC-Thermostat-DI-MSHP | DLC-Thermostat | 0 | 268724.9449 | 2034827.8205 | 36353.1163 | 0 | 0 | 0 | 1453237.924 | 241922.5198 |  | 0 | 11069.5377
TRC | Preferred Plan | DLC-Thermostat-BYOT-MSHP | DLC-Thermostat | 0 | 23149.7966 | 175636.4208 | 3867.9165 | 0 | 0 | 0 | 125766.3768 | 20872.8354 |  | 0 | 956.6906
PAC | Preferred Plan | DLC-Thermostat-BYOT-MSHP | DLC-Thermostat | 0 | 23149.7966 | 175636.4208 | 3867.9165 | 0 | 0 | 36914.668 | 125766.3768 | 20872.8354 |  | 0 | 956.6906
PCT | Preferred Plan | DLC-Thermostat-BYOT-MSHP | DLC-Thermostat | 0 | 0 | 0 | 0 | 0 | 0 | 36914.668 | 0 | 0 |  | 0 | 0
RIM | Preferred Plan | DLC-Thermostat-BYOT-MSHP | DLC-Thermostat | 0 | 23149.7966 | 175636.4208 | 3867.9165 | 0 | 0 | 36914.668 | 125766.3768 | 20872.8354 |  | 0 | 956.6906
SCT | Preferred Plan | DLC-Thermostat-BYOT-MSHP | DLC-Thermostat | 0 | 23149.7966 | 175636.4208 | 3867.9165 | 0 | 0 | 0 | 125766.3768 | 20872.8354 |  | 0 | 956.6906
NS Test Broad | Preferred Plan | DLC-Thermostat-BYOT-MSHP | DLC-Thermostat | 0 | 24300.2019 | 184003.4491 | 4077.4021 | 0 | 0 | 0 | 131427.0848 | 21876.3802 |  | 0 | 1000.8988
TRC | Preferred Plan | DLC-Switch-Water Heating | DLC-Water Heating | 0 | 1086713.7305 | 515251.3875 | 81684.707 | 456278.339 | 0 | 0 | 1614224.4696 | 267933.2724 |  | 0 | 9852.9112
PAC | Preferred Plan | DLC-Switch-Water Heating | DLC-Water Heating | 0 | 1086713.7305 | 515251.3875 | 81684.707 | 456278.339 | 0 | 227378.0949 | 1614224.4696 | 267933.2724 |  | 0 | 9852.9112
PCT | Preferred Plan | DLC-Switch-Water Heating | DLC-Water Heating | 0 | 0 | 0 | 0 | 0 | 0 | 227378.0949 | 0 | 0 |  | 0 | 0
RIM | Preferred Plan | DLC-Switch-Water Heating | DLC-Water Heating | 0 | 1086713.7305 | 515251.3875 | 81684.707 | 456278.339 | 0 | 227378.0949 | 1614224.4696 | 267933.2724 |  | 0 | 9852.9112
SCT | Preferred Plan | DLC-Switch-Water Heating | DLC-Water Heating | 0 | 1086713.7305 | 515251.3875 | 81684.707 | 456278.339 | 0 | 0 | 1614224.4696 | 267933.2724 |  | 0 | 9852.9112
NS Test Broad | Preferred Plan | DLC-Switch-Water Heating | DLC-Water Heating | 0 | 1140766.2878 | 539670.565 | 85758.5949 | 478226.1364 | 0 | 0 | 1686869.6155 | 280813.8473 |  | 0 | 10285.7196
TRC | Preferred Plan | C&I Curtailment-Turnkey-Manual HVAC Control | C&I Curtailment | 0 | 1618452.9267 | 819963.2617 | 56167.3433 | 0 | 0 | 0 | 12091196.5364 | 2044743.9523 |  | 0 | 154044.1843
PAC | Preferred Plan | C&I Curtailment-Turnkey-Manual HVAC Control | C&I Curtailment | 0 | 1618452.9267 | 819963.2617 | 56167.3433 | 0 | 0 | 3542290.5745 | 12091196.5364 | 2044743.9523 |  | 0 | 154044.1843
PCT | Preferred Plan | C&I Curtailment-Turnkey-Manual HVAC Control | C&I Curtailment | 0 | 0 | 0 | 0 | 0 | 0 | 3542290.5745 | 0 | 0 |  | 0 | 0
RIM | Preferred Plan | C&I Curtailment-Turnkey-Manual HVAC Control | C&I Curtailment | 0 | 1618452.9267 | 819963.2617 | 56167.3433 | 0 | 0 | 3542290.5745 | 12091196.5364 | 2044743.9523 |  | 0 | 154044.1843
SCT | Preferred Plan | C&I Curtailment-Turnkey-Manual HVAC Control | C&I Curtailment | 0 | 1618452.9267 | 819963.2617 | 56167.3433 | 0 | 0 | 0 | 12091196.5364 | 2044743.9523 |  | 0 | 154044.1843
NS Test Broad | Preferred Plan | C&I Curtailment-Turnkey-Manual HVAC Control | C&I Curtailment | 0 | 1702079.5546 | 865137.2482 | 59225.2298 | 0 | 0 | 0 | 12739384.5944 | 2159436.3689 |  | 0 | 163143.7644
TRC | Preferred Plan | C&I Curtailment-Turnkey-Auto-DR HVAC Control | C&I Curtailment | 0 | 107291.6209 | 55948.2882 | 2081.5696 | 0 | 0 | 0 | 816290.3543 | 140693.032 |  | 0 | 10977.3631
PAC | Preferred Plan | C&I Curtailment-Turnkey-Auto-DR HVAC Control | C&I Curtailment | 0 | 107291.6209 | 55948.2882 | 2081.5696 | 0 | 0 | 241699.9677 | 816290.3543 | 140693.032 |  | 0 | 10977.3631
PCT | Preferred Plan | C&I Curtailment-Turnkey-Auto-DR HVAC Control | C&I Curtailment | 0 | 0 | 0 | 0 | 0 | 0 | 241699.9677 | 0 | 0 |  | 0 | 0
RIM | Preferred Plan | C&I Curtailment-Turnkey-Auto-DR HVAC Control | C&I Curtailment | 0 | 107291.6209 | 55948.2882 | 2081.5696 | 0 | 0 | 241699.9677 | 816290.3543 | 140693.032 |  | 0 | 10977.3631
SCT | Preferred Plan | C&I Curtailment-Turnkey-Auto-DR HVAC Control | C&I Curtailment | 0 | 107291.6209 | 55948.2882 | 2081.5696 | 0 | 0 | 0 | 816290.3543 | 140693.032 |  | 0 | 10977.3631
NS Test Broad | Preferred Plan | C&I Curtailment-Turnkey-Auto-DR HVAC Control | C&I Curtailment | 0 | 114077.942 | 59659.1027 | 2207.4595 | 0 | 0 | 0 | 869671.9275 | 150150.5564 |  | 0 | 11771.1719
TRC | Preferred Plan | C&I Curtailment-Turnkey-Standard Lighting Control | C&I Curtailment | 0 | 588686.271 | 298163.3139 | 20788.3783 | 0 | 0 | 0 | 4398470.3577 | 743474.0124 |  | 0 | 56274.4178
PAC | Preferred Plan | C&I Curtailment-Turnkey-Standard Lighting Control | C&I Curtailment | 0 | 588686.271 | 298163.3139 | 20788.3783 | 0 | 0 | 1288083.4372 | 4398470.3577 | 743474.0124 |  | 0 | 56274.4178
PCT | Preferred Plan | C&I Curtailment-Turnkey-Standard Lighting Control | C&I Curtailment | 0 | 0 | 0 | 0 | 0 | 0 | 1288083.4372 | 0 | 0 |  | 0 | 0
RIM | Preferred Plan | C&I Curtailment-Turnkey-Standard Lighting Control | C&I Curtailment | 0 | 588686.271 | 298163.3139 | 20788.3783 | 0 | 0 | 1288083.4372 | 4398470.3577 | 743474.0124 |  | 0 | 56274.4178
SCT | Preferred Plan | C&I Curtailment-Turnkey-Standard Lighting Control | C&I Curtailment | 0 | 588686.271 | 298163.3139 | 20788.3783 | 0 | 0 | 0 | 4398470.3577 | 743474.0124 |  | 0 | 56274.4178
NS Test Broad | Preferred Plan | C&I Curtailment-Turnkey-Standard Lighting Control | C&I Curtailment | 0 | 619040.7406 | 314560.1498 | 21917.6241 | 0 | 0 | 0 | 4633731.5401 | 785103.8139 |  | 0 | 59590.6013
TRC | Preferred Plan | C&I Curtailment-Turnkey-Water Heating Control | C&I Curtailment | 0 | 50757.5522 | 25788.4899 | 1661.7165 | 0 | 0 | 0 | 379791.6155 | 64360.1834 |  | 0 | 4874.1005
PAC | Preferred Plan | C&I Curtailment-Turnkey-Water Heating Control | C&I Curtailment | 0 | 50757.5522 | 25788.4899 | 1661.7165 | 0 | 0 | 111407.8264 | 379791.6155 | 64360.1834 |  | 0 | 4874.1005
PCT | Preferred Plan | C&I Curtailment-Turnkey-Water Heating Control | C&I Curtailment | 0 | 0 | 0 | 0 | 0 | 0 | 111407.8264 | 0 | 0 |  | 0 | 0
RIM | Preferred Plan | C&I Curtailment-Turnkey-Water Heating Control | C&I Curtailment | 0 | 50757.5522 | 25788.4899 | 1661.7165 | 0 | 0 | 111407.8264 | 379791.6155 | 64360.1834 |  | 0 | 4874.1005
SCT | Preferred Plan | C&I Curtailment-Turnkey-Water Heating Control | C&I Curtailment | 0 | 50757.5522 | 25788.4899 | 1661.7165 | 0 | 0 | 0 | 379791.6155 | 64360.1834 |  | 0 | 4874.1005
NS Test Broad | Preferred Plan | C&I Curtailment-Turnkey-Water Heating Control | C&I Curtailment | 0 | 53435.6787 | 27236.6013 | 1752.9578 | 0 | 0 | 0 | 400582.3443 | 68037.8586 |  | 0 | 5168.3586
TRC | Preferred Plan | C&I Curtailment-Turnkey-Other | C&I Curtailment | 0 | 744034.7056 | 377813.1945 | 24647.1612 | 0 | 0 | 0 | 5565420.0179 | 942761.2049 |  | 0 | 71348.2766
PAC | Preferred Plan | C&I Curtailment-Turnkey-Other | C&I Curtailment | 0 | 744034.7056 | 377813.1945 | 24647.1612 | 0 | 0 | 1632175.7088 | 5565420.0179 | 942761.2049 |  | 0 | 71348.2766
PCT | Preferred Plan | C&I Curtailment-Turnkey-Other | C&I Curtailment | 0 | 0 | 0 | 0 | 0 | 0 | 1632175.7088 | 0 | 0 |  | 0 | 0
RIM | Preferred Plan | C&I Curtailment-Turnkey-Other | C&I Curtailment | 0 | 744034.7056 | 377813.1945 | 24647.1612 | 0 | 0 | 1632175.7088 | 5565420.0179 | 942761.2049 |  | 0 | 71348.2766
SCT | Preferred Plan | C&I Curtailment-Turnkey-Other | C&I Curtailment | 0 | 744034.7056 | 377813.1945 | 24647.1612 | 0 | 0 | 0 | 5565420.0179 | 942761.2049 |  | 0 | 71348.2766
NS Test Broad | Preferred Plan | C&I Curtailment-Turnkey-Other | C&I Curtailment | 0 | 783135.475 | 398951.5031 | 25998.1206 | 0 | 0 | 0 | 5868869.9196 | 996441.8727 |  | 0 | 75637.8535
TRC | Preferred Plan | C&I Curtailment-Turnkey-Industrial | C&I Curtailment | 0 | 5523.5887 | 2804.3997 | 186.1483 | 0 | 0 | 0 | 41326.3702 | 6996.4095 |  | 0 | 133.2967
PAC | Preferred Plan | C&I Curtailment-Turnkey-Industrial | C&I Curtailment | 0 | 5523.5887 | 2804.3997 | 186.1483 | 0 | 0 | 12115.1754 | 41326.3702 | 6996.4095 |  | 0 | 133.2967
PCT | Preferred Plan | C&I Curtailment-Turnkey-Industrial | C&I Curtailment | 0 | 0 | 0 | 0 | 0 | 0 | 12115.1754 | 0 | 0 |  | 0 | 0
RIM | Preferred Plan | C&I Curtailment-Turnkey-Industrial | C&I Curtailment | 0 | 5523.5887 | 2804.3997 | 186.1483 | 0 | 0 | 12115.1754 | 41326.3702 | 6996.4095 |  | 0 | 133.2967
SCT | Preferred Plan | C&I Curtailment-Turnkey-Industrial | C&I Curtailment | 0 | 5523.5887 | 2804.3997 | 186.1483 | 0 | 0 | 0 | 41326.3702 | 6996.4095 |  | 0 | 133.2967
NS Test Broad | Preferred Plan | C&I Curtailment-Turnkey-Industrial | C&I Curtailment | 0 | 5812.2755 | 2960.538 | 196.3259 | 0 | 0 | 0 | 43567.4676 | 7392.8948 |  | 0 | 141.2677
TRC | Preferred Plan | C&I Loadshift to BUGs | C&I Loadshift to BUGs | 0 | 1485621.1147 | 739450.625 | 44135.0955 | 0 | 0 | 0 | 11021626.7817 | 1834565.9475 |  | 0 | 121728.6999
PAC | Preferred Plan | C&I Loadshift to BUGs | C&I Loadshift to BUGs | 0 | 1485621.1147 | 739450.625 | 44135.0955 | 0 | 0 | 3194471.1449 | 11021626.7817 | 1834565.9475 |  | 0 | 121728.6999
PCT | Preferred Plan | C&I Loadshift to BUGs | C&I Loadshift to BUGs | 0 | 0 | 0 | 0 | 0 | 0 | 3194471.1449 | 0 | 0 |  | 0 | 0
RIM | Preferred Plan | C&I Loadshift to BUGs | C&I Loadshift to BUGs | 0 | 1485621.1147 | 739450.625 | 44135.0955 | 0 | 0 | 3194471.1449 | 11021626.7817 | 1834565.9475 |  | 0 | 121728.6999
SCT | Preferred Plan | C&I Loadshift to BUGs | C&I Loadshift to BUGs | 0 | 1485621.1147 | 739450.625 | 44135.0955 | 0 | 0 | 0 | 11021626.7817 | 1834565.9475 |  | 0 | 121728.6999
NS Test Broad | Preferred Plan | C&I Loadshift to BUGs | C&I Loadshift to BUGs | 0 | 1552226.1881 | 775181.5783 | 46559.1416 | 0 | 0 | 0 | 11532283.4474 | 1925086.239 |  | 0 | 127851.5778
TRC | Preferred Plan | Dynamic Pricing with enabling tech. | Dynamic Pricing | 0 | 396776.7341 | 0 | 0 | 2970527.9646 | 0 | 0 | 15761960.5095 | 2760058.404 |  | 0 | 233238.3523
PAC | Preferred Plan | Dynamic Pricing with enabling tech. | Dynamic Pricing | 0 | 396776.7341 | 0 | 0 | 2970527.9646 | 0 | 0 | 15761960.5095 | 2760058.404 |  | 0 | 233238.3523
RIM | Preferred Plan | Dynamic Pricing with enabling tech. | Dynamic Pricing | 0 | 396776.7341 | 0 | 0 | 2970527.9646 | 0 | 0 | 15761960.5095 | 2760058.404 |  | 0 | 233238.3523
SCT | Preferred Plan | Dynamic Pricing with enabling tech. | Dynamic Pricing | 0 | 396776.7341 | 0 | 0 | 2970527.9646 | 0 | 0 | 15761960.5095 | 2760058.404 |  | 0 | 233238.3523
NS Test Broad | Preferred Plan | Dynamic Pricing with enabling tech. | Dynamic Pricing | 0 | 423810.9862 | 0 | 0 | 3204178.1569 | 0 | 0 | 16982281.3633 | 2976824.2786 |  | 0 | 252869.3891
TRC | Preferred Plan | Dynamic Pricing w/o enabling tech. | Dynamic Pricing | 0 | 679932.3606 | 0 | 0 | 0 | 0 | 0 | 20777794.9202 | 3485816.6635 |  | 0 | 266781.4019
PAC | Preferred Plan | Dynamic Pricing w/o enabling tech. | Dynamic Pricing | 0 | 679932.3606 | 0 | 0 | 0 | 0 | 0 | 20777794.9202 | 3485816.6635 |  | 0 | 266781.4019
RIM | Preferred Plan | Dynamic Pricing w/o enabling tech. | Dynamic Pricing | 0 | 679932.3606 | 0 | 0 | 0 | 0 | 0 | 20777794.9202 | 3485816.6635 |  | 0 | 266781.4019
SCT | Preferred Plan | Dynamic Pricing w/o enabling tech. | Dynamic Pricing | 0 | 679932.3606 | 0 | 0 | 0 | 0 | 0 | 20777794.9202 | 3485816.6635 |  | 0 | 266781.4019
NS Test Broad | Preferred Plan | Dynamic Pricing w/o enabling tech. | Dynamic Pricing | 0 | 705582.0146 | 0 | 0 | 0 | 0 | 0 | 21769386.8472 | 3661595.7644 |  | 0 | 280673.6434
TRC | Preferred Plan | Behavioral DR | Behavioral DR | 0 | 681718.8631 | 759693.4379 | 0 | 0 | 0 | 0 | 3050888.1326 | 527776.2676 |  | 0 | 40172.7053
PAC | Preferred Plan | Behavioral DR | Behavioral DR | 0 | 681718.8631 | 759693.4379 | 0 | 0 | 0 | 0 | 3050888.1326 | 527776.2676 |  | 0 | 40172.7053
RIM | Preferred Plan | Behavioral DR | Behavioral DR | 0 | 681718.8631 | 759693.4379 | 0 | 0 | 0 | 0 | 3050888.1326 | 527776.2676 |  | 0 | 40172.7053
SCT | Preferred Plan | Behavioral DR | Behavioral DR | 0 | 681718.8631 | 759693.4379 | 0 | 0 | 0 | 0 | 3050888.1326 | 527776.2676 |  | 0 | 40172.7053
NS Test Broad | Preferred Plan | Behavioral DR | Behavioral DR | 0 | 709935.0771 | 808283.9978 | 0 | 0 | 0 | 0 | 3244722.8704 | 561865.3854 |  | 0 | 43006.7047
TRC | Preferred Plan | Time-of-Use Rates (TOU) | Time-of-Use Rates (TOU) | 0 | 0 | 0 | 0 | 0 | 0 | 0 | 4354982.4541 | 723969.5008 |  | 0 | 0
PAC | Preferred Plan | Time-of-Use Rates (TOU) | Time-of-Use Rates (TOU) | 0 | 0 | 0 | 0 | 0 | 0 | 0 | 4354982.4541 | 723969.5008 |  | 0 | 0
RIM | Preferred Plan | Time-of-Use Rates (TOU) | Time-of-Use Rates (TOU) | 0 | 0 | 0 | 0 | 0 | 0 | 0 | 4354982.4541 | 723969.5008 |  | 0 | 0
SCT | Preferred Plan | Time-of-Use Rates (TOU) | Time-of-Use Rates (TOU) | 0 | 0 | 0 | 0 | 0 | 0 | 0 | 4354982.4541 | 723969.5008 |  | 0 | 0
NS Test Broad | Preferred Plan | Time-of-Use Rates (TOU) | Time-of-Use Rates (TOU) | 0 | 0 | 0 | 0 | 0 | 0 | 0 | 4547759.0678 | 758211.5113 |  | 0 | 0
[14 empty] | #DIV/0! | 0
[14 empty] | #DIV/0! | 0
[14 empty] | #DIV/0! | 0
[14 empty] | #DIV/0! | 0
[14 empty] | #DIV/0! | 0
[14 empty] | #DIV/0! | 0
[14 empty] | #DIV/0! | 0
[14 empty] | #DIV/0! | 0
[14 empty] | #DIV/0! | 0
[14 empty] | #DIV/0! | 0
[14 empty] | #DIV/0! | 0
[14 empty] | #DIV/0! | 0
[14 empty] | #DIV/0! | 0
[14 empty] | #DIV/0! | 0
[14 empty] | #DIV/0! | 0
[14 empty] | #DIV/0! | 0
[14 empty] | #DIV/0! | 0
[14 empty] | #DIV/0! | 0
[14 empty] | #DIV/0! | 0
[14 empty] | #DIV/0! | 0
[14 empty] | #DIV/0! | 0
[14 empty] | #DIV/0! | 0
[14 empty] | #DIV/0! | 0
[14 empty] | #DIV/0! | 0
[14 empty] | #DIV/0! | 0
[14 empty] | #DIV/0! | 0
[14 empty] | #DIV/0! | 0
[14 empty] | #DIV/0! | 0
[14 empty] | #DIV/0! | 0
[14 empty] | #DIV/0! | 0
[14 empty] | #DIV/0! | 0
[14 empty] | #DIV/0! | 0
[14 empty] | #DIV/0! | 0
[14 empty] | #DIV/0! | 0
[14 empty] | #DIV/0! | 0
[14 empty] | #DIV/0! | 0
[14 empty] | #DIV/0! | 0
[14 empty] | #DIV/0! | 0
[14 empty] | #DIV/0! | 0
[14 empty] | #DIV/0! | 0
[14 empty] | #DIV/0! | 0
[14 empty] | #DIV/0! | 0
[14 empty] | #DIV/0! | 0
[14 empty] | #DIV/0! | 0
[14 empty] | #DIV/0! | 0
[14 empty] | #DIV/0! | 0
[14 empty] | #DIV/0! | 0
[14 empty] | #DIV/0! | 0
[14 empty] | #DIV/0! | 0
[14 empty] | #DIV/0! | 0
[14 empty] | #DIV/0! | 0
[14 empty] | #DIV/0! | 0
[14 empty] | #DIV/0! | 0
[14 empty] | #DIV/0! | 0
[14 empty] | #DIV/0! | 0
[14 empty] | #DIV/0! | 0
[14 empty] | #DIV/0! | 0
[14 empty] | #DIV/0! | 0

## BCA by Year (hidden)
Cases | Customer Class | DR Option | Peak Period | Cost Tests | All Forecast Years | Benefit | Cost | BC Ratio
Alternate Scenario | Residential Charitable | DLC-Thermostat | Winter Morning | TRC | 2025 | 0 | 1070954.27 | 0
Alternate Scenario | Residential Charitable | DLC-Thermostat | Winter Morning | PAC | 2025 | 0 | 1521084.9659 | 0
Alternate Scenario | Residential Charitable | DLC-Thermostat | Winter Morning | PCT | 2025 | 450130.6959 | 0 | 0
Alternate Scenario | Residential Charitable | DLC-Thermostat | Winter Morning | RIM | 2025 | 0 | 1521084.9659 | 0
Alternate Scenario | Residential Charitable | DLC-Thermostat | Winter Morning | SCT | 2025 | 0 | 1070954.27 | 0
Alternate Scenario | Residential Charitable | DLC-Thermostat | Winter Morning | NS Test Broad | 2025 | 0 | 1070954.27 | 0
Alternate Scenario | Residential Charitable | DLC-Thermostat | Winter Evening | TRC | 2025 | 0 | 1055346.4561 | 0
Alternate Scenario | Residential Charitable | DLC-Thermostat | Winter Evening | PAC | 2025 | 0 | 1505477.152 | 0
Alternate Scenario | Residential Charitable | DLC-Thermostat | Winter Evening | PCT | 2025 | 450130.6959 | 0 | 0
Alternate Scenario | Residential Charitable | DLC-Thermostat | Winter Evening | RIM | 2025 | 0 | 1505477.152 | 0
Alternate Scenario | Residential Charitable | DLC-Thermostat | Winter Evening | SCT | 2025 | 0 | 1055346.4561 | 0
Alternate Scenario | Residential Charitable | DLC-Thermostat | Winter Evening | NS Test Broad | 2025 | 0 | 1055346.4561 | 0
Alternate Scenario | Residential Charitable | DLC-Water Heating | Winter Morning | TRC | 2025 | 0 | 524458.3317 | 0
Alternate Scenario | Residential Charitable | DLC-Water Heating | Winter Morning | PAC | 2025 | 0 | 537269.743 | 0
Alternate Scenario | Residential Charitable | DLC-Water Heating | Winter Morning | PCT | 2025 | 12811.4113 | 0 | 0
Alternate Scenario | Residential Charitable | DLC-Water Heating | Winter Morning | RIM | 2025 | 0 | 537269.743 | 0
Alternate Scenario | Residential Charitable | DLC-Water Heating | Winter Morning | SCT | 2025 | 0 | 524458.3317 | 0
Alternate Scenario | Residential Charitable | DLC-Water Heating | Winter Morning | NS Test Broad | 2025 | 0 | 524458.3317 | 0
Alternate Scenario | Residential Charitable | DLC-Water Heating | Winter Evening | TRC | 2025 | 0 | 524458.3317 | 0
Alternate Scenario | Residential Charitable | DLC-Water Heating | Winter Evening | PAC | 2025 | 0 | 537269.743 | 0
Alternate Scenario | Residential Charitable | DLC-Water Heating | Winter Evening | PCT | 2025 | 12811.4113 | 0 | 0
Alternate Scenario | Residential Charitable | DLC-Water Heating | Winter Evening | RIM | 2025 | 0 | 537269.743 | 0
Alternate Scenario | Residential Charitable | DLC-Water Heating | Winter Evening | SCT | 2025 | 0 | 524458.3317 | 0
Alternate Scenario | Residential Charitable | DLC-Water Heating | Winter Evening | NS Test Broad | 2025 | 0 | 524458.3317 | 0
Alternate Scenario | General | C&I Curtailment | Winter Morning | TRC | 2025 | 0 | 231108.3901 | 0
Alternate Scenario | General | C&I Curtailment | Winter Morning | PAC | 2025 | 0 | 429272.1378 | 0
Alternate Scenario | General | C&I Curtailment | Winter Morning | PCT | 2025 | 198163.7478 | 0 | 0
Alternate Scenario | General | C&I Curtailment | Winter Morning | RIM | 2025 | 0 | 429272.1378 | 0
Alternate Scenario | General | C&I Curtailment | Winter Morning | SCT | 2025 | 0 | 231108.3901 | 0
Alternate Scenario | General | C&I Curtailment | Winter Morning | NS Test Broad | 2025 | 0 | 231108.3901 | 0
Alternate Scenario | General | C&I Curtailment | Winter Evening | TRC | 2025 | 0 | 267516.3432 | 0
Alternate Scenario | General | C&I Curtailment | Winter Evening | PAC | 2025 | 0 | 498946.5954 | 0
Alternate Scenario | General | C&I Curtailment | Winter Evening | PCT | 2025 | 231430.2522 | 0 | 0
Alternate Scenario | General | C&I Curtailment | Winter Evening | RIM | 2025 | 0 | 498946.5954 | 0
Alternate Scenario | General | C&I Curtailment | Winter Evening | SCT | 2025 | 0 | 267516.3432 | 0
Alternate Scenario | General | C&I Curtailment | Winter Evening | NS Test Broad | 2025 | 0 | 267516.3432 | 0
Alternate Scenario | Large General | C&I Curtailment | Winter Morning | TRC | 2025 | 0 | 141973.6246 | 0
Alternate Scenario | Large General | C&I Curtailment | Winter Morning | PAC | 2025 | 0 | 263708.8221 | 0
Alternate Scenario | Large General | C&I Curtailment | Winter Morning | PCT | 2025 | 121735.1976 | 0 | 0
Alternate Scenario | Large General | C&I Curtailment | Winter Morning | RIM | 2025 | 0 | 263708.8221 | 0
Alternate Scenario | Large General | C&I Curtailment | Winter Morning | SCT | 2025 | 0 | 141973.6246 | 0
Alternate Scenario | Large General | C&I Curtailment | Winter Morning | NS Test Broad | 2025 | 0 | 141973.6246 | 0
Alternate Scenario | Large General | C&I Curtailment | Winter Evening | TRC | 2025 | 0 | 120732.8185 | 0
Alternate Scenario | Large General | C&I Curtailment | Winter Evening | PAC | 2025 | 0 | 225179.6209 | 0
Alternate Scenario | Large General | C&I Curtailment | Winter Evening | PCT | 2025 | 104446.8024 | 0 | 0
Alternate Scenario | Large General | C&I Curtailment | Winter Evening | RIM | 2025 | 0 | 225179.6209 | 0
Alternate Scenario | Large General | C&I Curtailment | Winter Evening | SCT | 2025 | 0 | 120732.8185 | 0
Alternate Scenario | Large General | C&I Curtailment | Winter Evening | NS Test Broad | 2025 | 0 | 120732.8185 | 0
Alternate Scenario | Small Industrial | C&I Curtailment | Winter Morning | TRC | 2025 | 0 | 21669.2605 | 0
Alternate Scenario | Small Industrial | C&I Curtailment | Winter Morning | PAC | 2025 | 0 | 40249.5546 | 0
Alternate Scenario | Small Industrial | C&I Curtailment | Winter Morning | PCT | 2025 | 18580.2941 | 0 | 0
Alternate Scenario | Small Industrial | C&I Curtailment | Winter Morning | RIM | 2025 | 0 | 40249.5546 | 0
Alternate Scenario | Small Industrial | C&I Curtailment | Winter Morning | SCT | 2025 | 0 | 21669.2605 | 0
Alternate Scenario | Small Industrial | C&I Curtailment | Winter Morning | NS Test Broad | 2025 | 0 | 21669.2605 | 0
Alternate Scenario | Small Industrial | C&I Curtailment | Winter Evening | TRC | 2025 | 0 | 29408.74 | 0
Alternate Scenario | Small Industrial | C&I Curtailment | Winter Evening | PAC | 2025 | 0 | 54850.4459 | 0
Alternate Scenario | Small Industrial | C&I Curtailment | Winter Evening | PCT | 2025 | 25441.7059 | 0 | 0
Alternate Scenario | Small Industrial | C&I Curtailment | Winter Evening | RIM | 2025 | 0 | 54850.4459 | 0
Alternate Scenario | Small Industrial | C&I Curtailment | Winter Evening | SCT | 2025 | 0 | 29408.74 | 0
Alternate Scenario | Small Industrial | C&I Curtailment | Winter Evening | NS Test Broad | 2025 | 0 | 29408.74 | 0
Alternate Scenario | Medium Industrial | C&I Curtailment | Winter Morning | TRC | 2025 | 0 | 476627.7386 | 0
Alternate Scenario | Medium Industrial | C&I Curtailment | Winter Morning | PAC | 2025 | 0 | 885311.9016 | 0
Alternate Scenario | Medium Industrial | C&I Curtailment | Winter Morning | PCT | 2025 | 408684.1631 | 0 | 0
Alternate Scenario | Medium Industrial | C&I Curtailment | Winter Morning | RIM | 2025 | 0 | 885311.9016 | 0
Alternate Scenario | Medium Industrial | C&I Curtailment | Winter Morning | SCT | 2025 | 0 | 476627.7386 | 0
Alternate Scenario | Medium Industrial | C&I Curtailment | Winter Morning | NS Test Broad | 2025 | 0 | 476627.7386 | 0
Alternate Scenario | Medium Industrial | C&I Curtailment | Winter Evening | TRC | 2025 | 0 | 455825.5246 | 0
Alternate Scenario | Medium Industrial | C&I Curtailment | Winter Evening | PAC | 2025 | 0 | 850163.3616 | 0
Alternate Scenario | Medium Industrial | C&I Curtailment | Winter Evening | PCT | 2025 | 394337.8369 | 0 | 0
Alternate Scenario | Medium Industrial | C&I Curtailment | Winter Evening | RIM | 2025 | 0 | 850163.3616 | 0
Alternate Scenario | Medium Industrial | C&I Curtailment | Winter Evening | SCT | 2025 | 0 | 455825.5246 | 0
Alternate Scenario | Medium Industrial | C&I Curtailment | Winter Evening | NS Test Broad | 2025 | 0 | 455825.5246 | 0
Alternate Scenario | Large Industrial | C&I Curtailment | Winter Morning | TRC | 2025 | 0 | 8889.515 | 0
Alternate Scenario | Large Industrial | C&I Curtailment | Winter Morning | PAC | 2025 | 0 | 16511.8242 | 0
Alternate Scenario | Large Industrial | C&I Curtailment | Winter Morning | PCT | 2025 | 7622.3092 | 0 | 0
Alternate Scenario | Large Industrial | C&I Curtailment | Winter Morning | RIM | 2025 | 0 | 16511.8242 | 0
Alternate Scenario | Large Industrial | C&I Curtailment | Winter Morning | SCT | 2025 | 0 | 8889.515 | 0
Alternate Scenario | Large Industrial | C&I Curtailment | Winter Morning | NS Test Broad | 2025 | 0 | 8889.515 | 0
Alternate Scenario | Large Industrial | C&I Curtailment | Winter Evening | TRC | 2025 | 0 | 8736.1345 | 0
Alternate Scenario | Large Industrial | C&I Curtailment | Winter Evening | PAC | 2025 | 0 | 16293.8253 | 0
Alternate Scenario | Large Industrial | C&I Curtailment | Winter Evening | PCT | 2025 | 7557.6908 | 0 | 0
Alternate Scenario | Large Industrial | C&I Curtailment | Winter Evening | RIM | 2025 | 0 | 16293.8253 | 0
Alternate Scenario | Large Industrial | C&I Curtailment | Winter Evening | SCT | 2025 | 0 | 8736.1345 | 0
Alternate Scenario | Large Industrial | C&I Curtailment | Winter Evening | NS Test Broad | 2025 | 0 | 8736.1345 | 0
Alternate Scenario | Small General | Dynamic Pricing | Winter Morning | TRC | 2025 | 0 | 92.863 | 0
Alternate Scenario | Small General | Dynamic Pricing | Winter Morning | PAC | 2025 | 0 | 92.863 | 0
Alternate Scenario | Small General | Dynamic Pricing | Winter Morning | RIM | 2025 | 0 | 92.863 | 0
Alternate Scenario | Small General | Dynamic Pricing | Winter Morning | SCT | 2025 | 0 | 92.863 | 0
Alternate Scenario | Small General | Dynamic Pricing | Winter Morning | NS Test Broad | 2025 | 0 | 92.863 | 0
Alternate Scenario | Small General | Dynamic Pricing | Winter Evening | TRC | 2025 | 0 | 93.7282 | 0
Alternate Scenario | Small General | Dynamic Pricing | Winter Evening | PAC | 2025 | 0 | 93.7282 | 0
Alternate Scenario | Small General | Dynamic Pricing | Winter Evening | RIM | 2025 | 0 | 93.7282 | 0
Alternate Scenario | Small General | Dynamic Pricing | Winter Evening | SCT | 2025 | 0 | 93.7282 | 0
Alternate Scenario | Small General | Dynamic Pricing | Winter Evening | NS Test Broad | 2025 | 0 | 93.7282 | 0
Alternate Scenario | Residential Charitable | Dynamic Pricing | Winter Morning | TRC | 2025 | 0 | 233637.9789 | 0
Alternate Scenario | Residential Charitable | Dynamic Pricing | Winter Morning | PAC | 2025 | 0 | 233637.9789 | 0
Alternate Scenario | Residential Charitable | Dynamic Pricing | Winter Morning | RIM | 2025 | 0 | 233637.9789 | 0
Alternate Scenario | Residential Charitable | Dynamic Pricing | Winter Morning | SCT | 2025 | 0 | 233637.9789 | 0
Alternate Scenario | Residential Charitable | Dynamic Pricing | Winter Morning | NS Test Broad | 2025 | 0 | 233637.9789 | 0
Alternate Scenario | Residential Charitable | Dynamic Pricing | Winter Evening | TRC | 2025 | 0 | 233637.1137 | 0
Alternate Scenario | Residential Charitable | Dynamic Pricing | Winter Evening | PAC | 2025 | 0 | 233637.1137 | 0
Alternate Scenario | Residential Charitable | Dynamic Pricing | Winter Evening | RIM | 2025 | 0 | 233637.1137 | 0
Alternate Scenario | Residential Charitable | Dynamic Pricing | Winter Evening | SCT | 2025 | 0 | 233637.1137 | 0
Alternate Scenario | Residential Charitable | Dynamic Pricing | Winter Evening | NS Test Broad | 2025 | 0 | 233637.1137 | 0
Alternate Scenario | Residential Charitable | BTM Battery Control | Winter Morning | TRC | 2025 | 0 | 21078.4842 | 0
Alternate Scenario | Residential Charitable | BTM Battery Control | Winter Morning | PAC | 2025 | 0 | 27041.247 | 0
Alternate Scenario | Residential Charitable | BTM Battery Control | Winter Morning | PCT | 2025 | 5962.7628 | 0 | 0
Alternate Scenario | Residential Charitable | BTM Battery Control | Winter Morning | RIM | 2025 | 0 | 27041.247 | 0
Alternate Scenario | Residential Charitable | BTM Battery Control | Winter Morning | SCT | 2025 | 0 | 21078.4842 | 0
Alternate Scenario | Residential Charitable | BTM Battery Control | Winter Morning | NS Test Broad | 2025 | 0 | 21078.4842 | 0
Alternate Scenario | Residential Charitable | BTM Battery Control | Winter Evening | TRC | 2025 | 0 | 23814.1225 | 0
Alternate Scenario | Residential Charitable | BTM Battery Control | Winter Evening | PAC | 2025 | 0 | 31258.8853 | 0
Alternate Scenario | Residential Charitable | BTM Battery Control | Winter Evening | PCT | 2025 | 7444.7628 | 0 | 0
Alternate Scenario | Residential Charitable | BTM Battery Control | Winter Evening | RIM | 2025 | 0 | 31258.8853 | 0
Alternate Scenario | Residential Charitable | BTM Battery Control | Winter Evening | SCT | 2025 | 0 | 23814.1225 | 0
Alternate Scenario | Residential Charitable | BTM Battery Control | Winter Evening | NS Test Broad | 2025 | 0 | 23814.1225 | 0
Alternate Scenario | EV Res LDV | EV Charging Control | Winter Morning | TRC | 2025 | 0 | 19286.1005 | 0
Alternate Scenario | EV Res LDV | EV Charging Control | Winter Morning | PAC | 2025 | 0 | 27601.0228 | 0
Alternate Scenario | EV Res LDV | EV Charging Control | Winter Morning | PCT | 2025 | 8314.9223 | 0 | 0
Alternate Scenario | EV Res LDV | EV Charging Control | Winter Morning | RIM | 2025 | 0 | 27601.0228 | 0
Alternate Scenario | EV Res LDV | EV Charging Control | Winter Morning | SCT | 2025 | 0 | 19286.1005 | 0
Alternate Scenario | EV Res LDV | EV Charging Control | Winter Morning | NS Test Broad | 2025 | 0 | 19286.1005 | 0
Alternate Scenario | EV Res LDV | EV Charging Control | Winter Evening | TRC | 2025 | 0 | 28905.8841 | 0
Alternate Scenario | EV Res LDV | EV Charging Control | Winter Evening | PAC | 2025 | 0 | 37220.8064 | 0
Alternate Scenario | EV Res LDV | EV Charging Control | Winter Evening | PCT | 2025 | 8314.9223 | 0 | 0
Alternate Scenario | EV Res LDV | EV Charging Control | Winter Evening | RIM | 2025 | 0 | 37220.8064 | 0
Alternate Scenario | EV Res LDV | EV Charging Control | Winter Evening | SCT | 2025 | 0 | 28905.8841 | 0
Alternate Scenario | EV Res LDV | EV Charging Control | Winter Evening | NS Test Broad | 2025 | 0 | 28905.8841 | 0
Alternate Scenario | EV Com LDV | EV Charging Control | Winter Morning | TRC | 2025 | 0 | 6520.5167 | 0
Alternate Scenario | EV Com LDV | EV Charging Control | Winter Morning | PAC | 2025 | 0 | 9331.7428 | 0
Alternate Scenario | EV Com LDV | EV Charging Control | Winter Morning | PCT | 2025 | 2811.2261 | 0 | 0
Alternate Scenario | EV Com LDV | EV Charging Control | Winter Morning | RIM | 2025 | 0 | 9331.7428 | 0
Alternate Scenario | EV Com LDV | EV Charging Control | Winter Morning | SCT | 2025 | 0 | 6520.5167 | 0
Alternate Scenario | EV Com LDV | EV Charging Control | Winter Morning | NS Test Broad | 2025 | 0 | 6520.5167 | 0
Alternate Scenario | EV Com LDV | EV Charging Control | Winter Evening | TRC | 2025 | 0 | 9772.9087 | 0
Alternate Scenario | EV Com LDV | EV Charging Control | Winter Evening | PAC | 2025 | 0 | 12584.1349 | 0
Alternate Scenario | EV Com LDV | EV Charging Control | Winter Evening | PCT | 2025 | 2811.2261 | 0 | 0
Alternate Scenario | EV Com LDV | EV Charging Control | Winter Evening | RIM | 2025 | 0 | 12584.1349 | 0
Alternate Scenario | EV Com LDV | EV Charging Control | Winter Evening | SCT | 2025 | 0 | 9772.9087 | 0
Alternate Scenario | EV Com LDV | EV Charging Control | Winter Evening | NS Test Broad | 2025 | 0 | 9772.9087 | 0
Alternate Scenario | Residential Charitable | DLC-Thermostat | Winter Morning | TRC | 2026 | 589148.1038 | 1737936.1839 | 0.33899
Alternate Scenario | Residential Charitable | DLC-Thermostat | Winter Morning | PAC | 2026 | 589148.1038 | 2355757.5502 | 0.25009
Alternate Scenario | Residential Charitable | DLC-Thermostat | Winter Morning | PCT | 2026 | 617821.3664 | 0 | 0
Alternate Scenario | Residential Charitable | DLC-Thermostat | Winter Morning | RIM | 2026 | 589148.1038 | 2355757.5502 | 0.25009
Alternate Scenario | Residential Charitable | DLC-Thermostat | Winter Morning | SCT | 2026 | 589148.1038 | 1737936.1839 | 0.33899
Alternate Scenario | Residential Charitable | DLC-Thermostat | Winter Morning | NS Test Broad | 2026 | 589148.1038 | 1737936.1839 | 0.33899
Alternate Scenario | Residential Charitable | DLC-Thermostat | Winter Evening | TRC | 2026 | 586198.9524 | 1712551.018 | 0.3423
Alternate Scenario | Residential Charitable | DLC-Thermostat | Winter Evening | PAC | 2026 | 586198.9524 | 2330372.3844 | 0.25155
Alternate Scenario | Residential Charitable | DLC-Thermostat | Winter Evening | PCT | 2026 | 617821.3664 | 0 | 0
Alternate Scenario | Residential Charitable | DLC-Thermostat | Winter Evening | RIM | 2026 | 586198.9524 | 2330372.3844 | 0.25155
Alternate Scenario | Residential Charitable | DLC-Thermostat | Winter Evening | SCT | 2026 | 586198.9524 | 1712551.018 | 0.3423
Alternate Scenario | Residential Charitable | DLC-Thermostat | Winter Evening | NS Test Broad | 2026 | 586198.9524 | 1712551.018 | 0.3423
Alternate Scenario | Residential Charitable | DLC-Water Heating | Winter Morning | TRC | 2026 | 184884.2546 | 617773.7722 | 0.29928
Alternate Scenario | Residential Charitable | DLC-Water Heating | Winter Morning | PAC | 2026 | 184884.2546 | 662125.9268 | 0.27923
Alternate Scenario | Residential Charitable | DLC-Water Heating | Winter Morning | PCT | 2026 | 44352.1546 | 0 | 0
Alternate Scenario | Residential Charitable | DLC-Water Heating | Winter Morning | RIM | 2026 | 184884.2546 | 662125.9268 | 0.27923
Alternate Scenario | Residential Charitable | DLC-Water Heating | Winter Morning | SCT | 2026 | 184884.2546 | 617773.7722 | 0.29928
Alternate Scenario | Residential Charitable | DLC-Water Heating | Winter Morning | NS Test Broad | 2026 | 184884.2546 | 617773.7722 | 0.29928
Alternate Scenario | Residential Charitable | DLC-Water Heating | Winter Evening | TRC | 2026 | 155508.1115 | 617773.7722 | 0.25172
Alternate Scenario | Residential Charitable | DLC-Water Heating | Winter Evening | PAC | 2026 | 155508.1115 | 662125.9268 | 0.23486
Alternate Scenario | Residential Charitable | DLC-Water Heating | Winter Evening | PCT | 2026 | 44352.1546 | 0 | 0
Alternate Scenario | Residential Charitable | DLC-Water Heating | Winter Evening | RIM | 2026 | 155508.1115 | 662125.9268 | 0.23486
Alternate Scenario | Residential Charitable | DLC-Water Heating | Winter Evening | SCT | 2026 | 155508.1115 | 617773.7722 | 0.25172
Alternate Scenario | Residential Charitable | DLC-Water Heating | Winter Evening | NS Test Broad | 2026 | 155508.1115 | 617773.7722 | 0.25172
Alternate Scenario | General | C&I Curtailment | Winter Morning | TRC | 2026 | 305854.0092 | 161015.913 | 1.8995
Alternate Scenario | General | C&I Curtailment | Winter Morning | PAC | 2026 | 305854.0092 | 322242.5864 | 0.94914
Alternate Scenario | General | C&I Curtailment | Winter Morning | PCT | 2026 | 161226.6734 | 0 | 0
Alternate Scenario | General | C&I Curtailment | Winter Morning | RIM | 2026 | 305854.0092 | 322242.5864 | 0.94914
Alternate Scenario | General | C&I Curtailment | Winter Morning | SCT | 2026 | 305854.0092 | 161015.913 | 1.8995
Alternate Scenario | General | C&I Curtailment | Winter Morning | NS Test Broad | 2026 | 305854.0092 | 161015.913 | 1.8995
Alternate Scenario | General | C&I Curtailment | Winter Evening | TRC | 2026 | 358460.6436 | 186606.5528 | 1.9209
Alternate Scenario | General | C&I Curtailment | Winter Evening | PAC | 2026 | 358460.6436 | 375564.0794 | 0.95446
Alternate Scenario | General | C&I Curtailment | Winter Evening | PCT | 2026 | 188957.5266 | 0 | 0
Alternate Scenario | General | C&I Curtailment | Winter Evening | RIM | 2026 | 358460.6436 | 375564.0794 | 0.95446
Alternate Scenario | General | C&I Curtailment | Winter Evening | SCT | 2026 | 358460.6436 | 186606.5528 | 1.9209
Alternate Scenario | General | C&I Curtailment | Winter Evening | NS Test Broad | 2026 | 358460.6436 | 186606.5528 | 1.9209
Alternate Scenario | Large General | C&I Curtailment | Winter Morning | TRC | 2026 | 187942.0476 | 98941.0545 | 1.8995
Alternate Scenario | Large General | C&I Curtailment | Winter Morning | PAC | 2026 | 187942.0476 | 198012.0826 | 0.94914
Alternate Scenario | Large General | C&I Curtailment | Winter Morning | PCT | 2026 | 99071.028 | 0 | 0
Alternate Scenario | Large General | C&I Curtailment | Winter Morning | RIM | 2026 | 187942.0476 | 198012.0826 | 0.94914
Alternate Scenario | Large General | C&I Curtailment | Winter Morning | SCT | 2026 | 187942.0476 | 98941.0545 | 1.8995
Alternate Scenario | Large General | C&I Curtailment | Winter Morning | NS Test Broad | 2026 | 187942.0476 | 98941.0545 | 1.8995
Alternate Scenario | Large General | C&I Curtailment | Winter Evening | TRC | 2026 | 161820.7908 | 84239.8714 | 1.921
Alternate Scenario | Large General | C&I Curtailment | Winter Evening | PAC | 2026 | 161820.7908 | 169541.4434 | 0.95446
Alternate Scenario | Large General | C&I Curtailment | Winter Evening | PCT | 2026 | 85301.572 | 0 | 0
Alternate Scenario | Large General | C&I Curtailment | Winter Evening | RIM | 2026 | 161820.7908 | 169541.4434 | 0.95446
Alternate Scenario | Large General | C&I Curtailment | Winter Evening | SCT | 2026 | 161820.7908 | 84239.8714 | 1.921
Alternate Scenario | Large General | C&I Curtailment | Winter Evening | NS Test Broad | 2026 | 161820.7908 | 84239.8714 | 1.921
Alternate Scenario | Small Industrial | C&I Curtailment | Winter Morning | TRC | 2026 | 27916.5602 | 15095.1759 | 1.8494
Alternate Scenario | Small Industrial | C&I Curtailment | Winter Morning | PAC | 2026 | 27916.5602 | 30210.0743 | 0.92408
Alternate Scenario | Small Industrial | C&I Curtailment | Winter Morning | PCT | 2026 | 15114.8984 | 0 | 0
Alternate Scenario | Small Industrial | C&I Curtailment | Winter Morning | RIM | 2026 | 27916.5602 | 30210.0743 | 0.92408
Alternate Scenario | Small Industrial | C&I Curtailment | Winter Morning | SCT | 2026 | 27916.5602 | 15095.1759 | 1.8494
Alternate Scenario | Small Industrial | C&I Curtailment | Winter Morning | NS Test Broad | 2026 | 27916.5602 | 15095.1759 | 1.8494
Alternate Scenario | Small Industrial | C&I Curtailment | Winter Evening | TRC | 2026 | 38360.7358 | 20511.3378 | 1.8702
Alternate Scenario | Small Industrial | C&I Curtailment | Winter Evening | PAC | 2026 | 38360.7358 | 41281.0394 | 0.92926
Alternate Scenario | Small Industrial | C&I Curtailment | Winter Evening | PCT | 2026 | 20769.7016 | 0 | 0
Alternate Scenario | Small Industrial | C&I Curtailment | Winter Evening | RIM | 2026 | 38360.7358 | 41281.0394 | 0.92926
Alternate Scenario | Small Industrial | C&I Curtailment | Winter Evening | SCT | 2026 | 38360.7358 | 20511.3378 | 1.8702
Alternate Scenario | Small Industrial | C&I Curtailment | Winter Evening | NS Test Broad | 2026 | 38360.7358 | 20511.3378 | 1.8702
Alternate Scenario | Medium Industrial | C&I Curtailment | Winter Morning | TRC | 2026 | 630885.7928 | 332126.9405 | 1.8995
Alternate Scenario | Medium Industrial | C&I Curtailment | Winter Morning | PAC | 2026 | 630885.7928 | 664689.5834 | 0.94914
Alternate Scenario | Medium Industrial | C&I Curtailment | Winter Morning | PCT | 2026 | 332562.6429 | 0 | 0
Alternate Scenario | Medium Industrial | C&I Curtailment | Winter Morning | RIM | 2026 | 630885.7928 | 664689.5834 | 0.94914
Alternate Scenario | Medium Industrial | C&I Curtailment | Winter Morning | SCT | 2026 | 630885.7928 | 332126.9405 | 1.8995
Alternate Scenario | Medium Industrial | C&I Curtailment | Winter Morning | NS Test Broad | 2026 | 630885.7928 | 332126.9405 | 1.8995
Alternate Scenario | Medium Industrial | C&I Curtailment | Winter Evening | TRC | 2026 | 610889.6536 | 318014.4984 | 1.9209
Alternate Scenario | Medium Industrial | C&I Curtailment | Winter Evening | PAC | 2026 | 610889.6536 | 640036.4555 | 0.95446
Alternate Scenario | Medium Industrial | C&I Curtailment | Winter Evening | PCT | 2026 | 322021.9571 | 0 | 0
Alternate Scenario | Medium Industrial | C&I Curtailment | Winter Evening | RIM | 2026 | 610889.6536 | 640036.4555 | 0.95446
Alternate Scenario | Medium Industrial | C&I Curtailment | Winter Evening | SCT | 2026 | 610889.6536 | 318014.4984 | 1.9209
Alternate Scenario | Medium Industrial | C&I Curtailment | Winter Evening | NS Test Broad | 2026 | 610889.6536 | 318014.4984 | 1.9209
Alternate Scenario | Large Industrial | C&I Curtailment | Winter Morning | TRC | 2026 | 11766.2773 | 6194.3055 | 1.8995
Alternate Scenario | Large Industrial | C&I Curtailment | Winter Morning | PAC | 2026 | 11766.2773 | 12396.7344 | 0.94914
Alternate Scenario | Large Industrial | C&I Curtailment | Winter Morning | PCT | 2026 | 6202.4289 | 0 | 0
Alternate Scenario | Large Industrial | C&I Curtailment | Winter Morning | RIM | 2026 | 11766.2773 | 12396.7344 | 0.94914
Alternate Scenario | Large Industrial | C&I Curtailment | Winter Morning | SCT | 2026 | 11766.2773 | 6194.3055 | 1.8995
Alternate Scenario | Large Industrial | C&I Curtailment | Winter Morning | NS Test Broad | 2026 | 11766.2773 | 6194.3055 | 1.8995
Alternate Scenario | Large Industrial | C&I Curtailment | Winter Evening | TRC | 2026 | 11707.7387 | 6094.7704 | 1.9209
Alternate Scenario | Large Industrial | C&I Curtailment | Winter Evening | PAC | 2026 | 11707.7387 | 12266.3415 | 0.95446
Alternate Scenario | Large Industrial | C&I Curtailment | Winter Evening | PCT | 2026 | 6171.5711 | 0 | 0
Alternate Scenario | Large Industrial | C&I Curtailment | Winter Evening | RIM | 2026 | 11707.7387 | 12266.3415 | 0.95446
Alternate Scenario | Large Industrial | C&I Curtailment | Winter Evening | SCT | 2026 | 11707.7387 | 6094.7704 | 1.9209
Alternate Scenario | Large Industrial | C&I Curtailment | Winter Evening | NS Test Broad | 2026 | 11707.7387 | 6094.7704 | 1.9209
Alternate Scenario | Large General | C&I Loadshift to BUGs | Winter Morning | TRC | 2026 | 586131.9816 | 297927.3469 | 1.9674
Alternate Scenario | Large General | C&I Loadshift to BUGs | Winter Morning | PAC | 2026 | 586131.9816 | 606898.6426 | 0.96578
Alternate Scenario | Large General | C&I Loadshift to BUGs | Winter Morning | PCT | 2026 | 308971.2958 | 0 | 0
Alternate Scenario | Large General | C&I Loadshift to BUGs | Winter Morning | RIM | 2026 | 586131.9816 | 606898.6426 | 0.96578
Alternate Scenario | Large General | C&I Loadshift to BUGs | Winter Morning | SCT | 2026 | 586131.9816 | 297927.3469 | 1.9674
Alternate Scenario | Large General | C&I Loadshift to BUGs | Winter Morning | NS Test Broad | 2026 | 586131.9816 | 297927.3469 | 1.9674
Alternate Scenario | Large General | C&I Loadshift to BUGs | Winter Evening | TRC | 2026 | 504668.0184 | 262821.493 | 1.9202
Alternate Scenario | Large General | C&I Loadshift to BUGs | Winter Evening | PAC | 2026 | 504668.0184 | 528850.1972 | 0.95427
Alternate Scenario | Large General | C&I Loadshift to BUGs | Winter Evening | PCT | 2026 | 266028.7042 | 0 | 0
Alternate Scenario | Large General | C&I Loadshift to BUGs | Winter Evening | RIM | 2026 | 504668.0184 | 528850.1972 | 0.95427
Alternate Scenario | Large General | C&I Loadshift to BUGs | Winter Evening | SCT | 2026 | 504668.0184 | 262821.493 | 1.9202
Alternate Scenario | Large General | C&I Loadshift to BUGs | Winter Evening | NS Test Broad | 2026 | 504668.0184 | 262821.493 | 1.9202
Alternate Scenario | Small Industrial | C&I Loadshift to BUGs | Winter Morning | TRC | 2026 | 152089.964 | 79402.8553 | 1.9154
Alternate Scenario | Small Industrial | C&I Loadshift to BUGs | Winter Morning | PAC | 2026 | 152089.964 | 161749.1164 | 0.94028
Alternate Scenario | Small Industrial | C&I Loadshift to BUGs | Winter Morning | PCT | 2026 | 82346.2611 | 0 | 0
Alternate Scenario | Small Industrial | C&I Loadshift to BUGs | Winter Morning | RIM | 2026 | 152089.964 | 161749.1164 | 0.94028
Alternate Scenario | Small Industrial | C&I Loadshift to BUGs | Winter Morning | SCT | 2026 | 152089.964 | 79402.8553 | 1.9154
Alternate Scenario | Small Industrial | C&I Loadshift to BUGs | Winter Morning | NS Test Broad | 2026 | 152089.964 | 79402.8553 | 1.9154
Alternate Scenario | Small Industrial | C&I Loadshift to BUGs | Winter Evening | TRC | 2026 | 208990.036 | 111789.5705 | 1.8695
Alternate Scenario | Small Industrial | C&I Loadshift to BUGs | Winter Evening | PAC | 2026 | 208990.036 | 224943.3094 | 0.92908
Alternate Scenario | Small Industrial | C&I Loadshift to BUGs | Winter Evening | PCT | 2026 | 113153.7389 | 0 | 0
Alternate Scenario | Small Industrial | C&I Loadshift to BUGs | Winter Evening | RIM | 2026 | 208990.036 | 224943.3094 | 0.92908
Alternate Scenario | Small Industrial | C&I Loadshift to BUGs | Winter Evening | SCT | 2026 | 208990.036 | 111789.5705 | 1.8695
Alternate Scenario | Small Industrial | C&I Loadshift to BUGs | Winter Evening | NS Test Broad | 2026 | 208990.036 | 111789.5705 | 1.8695
Alternate Scenario | Medium Industrial | C&I Loadshift to BUGs | Winter Morning | TRC | 2026 | 591866.9113 | 300842.377 | 1.9674
Alternate Scenario | Medium Industrial | C&I Loadshift to BUGs | Winter Morning | PAC | 2026 | 591866.9113 | 612836.7609 | 0.96578
Alternate Scenario | Medium Industrial | C&I Loadshift to BUGs | Winter Morning | PCT | 2026 | 311994.3839 | 0 | 0
Alternate Scenario | Medium Industrial | C&I Loadshift to BUGs | Winter Morning | RIM | 2026 | 591866.9113 | 612836.7609 | 0.96578
Alternate Scenario | Medium Industrial | C&I Loadshift to BUGs | Winter Morning | SCT | 2026 | 591866.9113 | 300842.377 | 1.9674
Alternate Scenario | Medium Industrial | C&I Loadshift to BUGs | Winter Morning | NS Test Broad | 2026 | 591866.9113 | 300842.377 | 1.9674
Alternate Scenario | Medium Industrial | C&I Loadshift to BUGs | Winter Evening | TRC | 2026 | 573107.4887 | 298463.4658 | 1.9202
Alternate Scenario | Medium Industrial | C&I Loadshift to BUGs | Winter Evening | PAC | 2026 | 573107.4887 | 600569.0819 | 0.95427
Alternate Scenario | Medium Industrial | C&I Loadshift to BUGs | Winter Evening | PCT | 2026 | 302105.6161 | 0 | 0
Alternate Scenario | Medium Industrial | C&I Loadshift to BUGs | Winter Evening | RIM | 2026 | 573107.4887 | 600569.0819 | 0.95427
Alternate Scenario | Medium Industrial | C&I Loadshift to BUGs | Winter Evening | SCT | 2026 | 573107.4887 | 298463.4658 | 1.9202
Alternate Scenario | Medium Industrial | C&I Loadshift to BUGs | Winter Evening | NS Test Broad | 2026 | 573107.4887 | 298463.4658 | 1.9202
Alternate Scenario | Small General | Dynamic Pricing | Winter Morning | TRC | 2026 | 487.9058 | 186.4787 | 2.6164
Alternate Scenario | Small General | Dynamic Pricing | Winter Morning | PAC | 2026 | 487.9058 | 186.4787 | 2.6164
Alternate Scenario | Small General | Dynamic Pricing | Winter Morning | RIM | 2026 | 487.9058 | 186.4787 | 2.6164
Alternate Scenario | Small General | Dynamic Pricing | Winter Morning | SCT | 2026 | 487.9058 | 186.4787 | 2.6164
Alternate Scenario | Small General | Dynamic Pricing | Winter Morning | NS Test Broad | 2026 | 487.9058 | 186.4787 | 2.6164
Alternate Scenario | Small General | Dynamic Pricing | Winter Evening | TRC | 2026 | 566.8908 | 187.8342 | 3.018
Alternate Scenario | Small General | Dynamic Pricing | Winter Evening | PAC | 2026 | 566.8908 | 187.8342 | 3.018
Alternate Scenario | Small General | Dynamic Pricing | Winter Evening | RIM | 2026 | 566.8908 | 187.8342 | 3.018
Alternate Scenario | Small General | Dynamic Pricing | Winter Evening | SCT | 2026 | 566.8908 | 187.8342 | 3.018
Alternate Scenario | Small General | Dynamic Pricing | Winter Evening | NS Test Broad | 2026 | 566.8908 | 187.8342 | 3.018
Alternate Scenario | Residential Charitable | Dynamic Pricing | Winter Morning | TRC | 2026 | 1632120.8321 | 261373.21 | 6.2444
Alternate Scenario | Residential Charitable | Dynamic Pricing | Winter Morning | PAC | 2026 | 1632120.8321 | 261373.21 | 6.2444
Alternate Scenario | Residential Charitable | Dynamic Pricing | Winter Morning | RIM | 2026 | 1632120.8321 | 261373.21 | 6.2444
Alternate Scenario | Residential Charitable | Dynamic Pricing | Winter Morning | SCT | 2026 | 1632120.8321 | 261373.21 | 6.2444
Alternate Scenario | Residential Charitable | Dynamic Pricing | Winter Morning | NS Test Broad | 2026 | 1632120.8321 | 261373.21 | 6.2444
Alternate Scenario | Residential Charitable | Dynamic Pricing | Winter Evening | TRC | 2026 | 1859835.49 | 261371.8544 | 7.1157
Alternate Scenario | Residential Charitable | Dynamic Pricing | Winter Evening | PAC | 2026 | 1859835.49 | 261371.8544 | 7.1157
Alternate Scenario | Residential Charitable | Dynamic Pricing | Winter Evening | RIM | 2026 | 1859835.49 | 261371.8544 | 7.1157
Alternate Scenario | Residential Charitable | Dynamic Pricing | Winter Evening | SCT | 2026 | 1859835.49 | 261371.8544 | 7.1157
Alternate Scenario | Residential Charitable | Dynamic Pricing | Winter Evening | NS Test Broad | 2026 | 1859835.49 | 261371.8544 | 7.1157
Alternate Scenario | Residential Charitable | BTM Battery Control | Winter Morning | TRC | 2026 | 20144.4163 | 68295.5408 | 0.29496
Alternate Scenario | Residential Charitable | BTM Battery Control | Winter Morning | PAC | 2026 | 20144.4163 | 101320.073 | 0.19882
Alternate Scenario | Residential Charitable | BTM Battery Control | Winter Morning | PCT | 2026 | 33024.5322 | 0 | 0
Alternate Scenario | Residential Charitable | BTM Battery Control | Winter Morning | RIM | 2026 | 20144.4163 | 101320.073 | 0.19882
Alternate Scenario | Residential Charitable | BTM Battery Control | Winter Morning | SCT | 2026 | 20144.4163 | 68295.5408 | 0.29496
Alternate Scenario | Residential Charitable | BTM Battery Control | Winter Morning | NS Test Broad | 2026 | 20144.4163 | 68295.5408 | 0.29496
Alternate Scenario | Residential Charitable | BTM Battery Control | Winter Evening | TRC | 2026 | 26199.4551 | 78321.1557 | 0.33451
Alternate Scenario | Residential Charitable | BTM Battery Control | Winter Evening | PAC | 2026 | 26199.4551 | 119553.6879 | 0.21914
Alternate Scenario | Residential Charitable | BTM Battery Control | Winter Evening | PCT | 2026 | 41232.5322 | 0 | 0
Alternate Scenario | Residential Charitable | BTM Battery Control | Winter Evening | RIM | 2026 | 26199.4551 | 119553.6879 | 0.21914
Alternate Scenario | Residential Charitable | BTM Battery Control | Winter Evening | SCT | 2026 | 26199.4551 | 78321.1557 | 0.33451
Alternate Scenario | Residential Charitable | BTM Battery Control | Winter Evening | NS Test Broad | 2026 | 26199.4551 | 78321.1557 | 0.33451
Alternate Scenario | EV Res LDV | EV Charging Control | Winter Morning | TRC | 2026 | 552.3583 | 34628.6693 | 0.015951
Alternate Scenario | EV Res LDV | EV Charging Control | Winter Morning | PAC | 2026 | 552.3583 | 49339.3449 | 0.011195
Alternate Scenario | EV Res LDV | EV Charging Control | Winter Morning | PCT | 2026 | 14710.6756 | 0 | 0
Alternate Scenario | EV Res LDV | EV Charging Control | Winter Morning | RIM | 2026 | 552.3583 | 49339.3449 | 0.011195
Alternate Scenario | EV Res LDV | EV Charging Control | Winter Morning | SCT | 2026 | 552.3583 | 34628.6693 | 0.015951
Alternate Scenario | EV Res LDV | EV Charging Control | Winter Morning | NS Test Broad | 2026 | 552.3583 | 34628.6693 | 0.015951
Alternate Scenario | EV Res LDV | EV Charging Control | Winter Evening | TRC | 2026 | 6711.434 | 46005.254 | 0.14588
Alternate Scenario | EV Res LDV | EV Charging Control | Winter Evening | PAC | 2026 | 6711.434 | 60715.9297 | 0.11054
Alternate Scenario | EV Res LDV | EV Charging Control | Winter Evening | PCT | 2026 | 14710.6756 | 0 | 0
Alternate Scenario | EV Res LDV | EV Charging Control | Winter Evening | RIM | 2026 | 6711.434 | 60715.9297 | 0.11054
Alternate Scenario | EV Res LDV | EV Charging Control | Winter Evening | SCT | 2026 | 6711.434 | 46005.254 | 0.14588
Alternate Scenario | EV Res LDV | EV Charging Control | Winter Evening | NS Test Broad | 2026 | 6711.434 | 46005.254 | 0.14588
Alternate Scenario | EV Com LDV | EV Charging Control | Winter Morning | TRC | 2026 | 193.3818 | 12048.5713 | 0.01605
Alternate Scenario | EV Com LDV | EV Charging Control | Winter Morning | PAC | 2026 | 193.3818 | 17198.8097 | 0.011244
Alternate Scenario | EV Com LDV | EV Charging Control | Winter Morning | PCT | 2026 | 5150.2384 | 0 | 0
Alternate Scenario | EV Com LDV | EV Charging Control | Winter Morning | RIM | 2026 | 193.3818 | 17198.8097 | 0.011244
Alternate Scenario | EV Com LDV | EV Charging Control | Winter Morning | SCT | 2026 | 193.3818 | 12048.5713 | 0.01605
Alternate Scenario | EV Com LDV | EV Charging Control | Winter Morning | NS Test Broad | 2026 | 193.3818 | 12048.5713 | 0.01605
Alternate Scenario | EV Com LDV | EV Charging Control | Winter Evening | TRC | 2026 | 2349.6871 | 16031.5375 | 0.14657
Alternate Scenario | EV Com LDV | EV Charging Control | Winter Evening | PAC | 2026 | 2349.6871 | 21181.7759 | 0.11093
Alternate Scenario | EV Com LDV | EV Charging Control | Winter Evening | PCT | 2026 | 5150.2384 | 0 | 0
Alternate Scenario | EV Com LDV | EV Charging Control | Winter Evening | RIM | 2026 | 2349.6871 | 21181.7759 | 0.11093
Alternate Scenario | EV Com LDV | EV Charging Control | Winter Evening | SCT | 2026 | 2349.6871 | 16031.5375 | 0.14657
Alternate Scenario | EV Com LDV | EV Charging Control | Winter Evening | NS Test Broad | 2026 | 2349.6871 | 16031.5375 | 0.14657
Alternate Scenario | Residential Charitable | Behavioral DR | Winter Morning | TRC | 2026 | 49734.3388 | 383167.7724 | 0.1298
Alternate Scenario | Residential Charitable | Behavioral DR | Winter Morning | PAC | 2026 | 49734.3388 | 383167.7724 | 0.1298
Alternate Scenario | Residential Charitable | Behavioral DR | Winter Morning | RIM | 2026 | 49734.3388 | 383167.7724 | 0.1298
Alternate Scenario | Residential Charitable | Behavioral DR | Winter Morning | SCT | 2026 | 49734.3388 | 383167.7724 | 0.1298
Alternate Scenario | Residential Charitable | Behavioral DR | Winter Morning | NS Test Broad | 2026 | 49734.3388 | 383167.7724 | 0.1298
Alternate Scenario | Residential Charitable | Behavioral DR | Winter Evening | TRC | 2026 | 56673.3091 | 383167.7724 | 0.14791
Alternate Scenario | Residential Charitable | Behavioral DR | Winter Evening | PAC | 2026 | 56673.3091 | 383167.7724 | 0.14791
Alternate Scenario | Residential Charitable | Behavioral DR | Winter Evening | RIM | 2026 | 56673.3091 | 383167.7724 | 0.14791
Alternate Scenario | Residential Charitable | Behavioral DR | Winter Evening | SCT | 2026 | 56673.3091 | 383167.7724 | 0.14791
Alternate Scenario | Residential Charitable | Behavioral DR | Winter Evening | NS Test Broad | 2026 | 56673.3091 | 383167.7724 | 0.14791
Alternate Scenario | Residential Charitable | Time-of-Use Rates (TOU) | Winter Morning | TRC | 2026 | 422459.309 | 0 | 0
Alternate Scenario | Residential Charitable | Time-of-Use Rates (TOU) | Winter Morning | PAC | 2026 | 422459.309 | 0 | 0
Alternate Scenario | Residential Charitable | Time-of-Use Rates (TOU) | Winter Morning | RIM | 2026 | 422459.309 | 0 | 0
Alternate Scenario | Residential Charitable | Time-of-Use Rates (TOU) | Winter Morning | SCT | 2026 | 422459.309 | 0 | 0
Alternate Scenario | Residential Charitable | Time-of-Use Rates (TOU) | Winter Morning | NS Test Broad | 2026 | 422459.309 | 0 | 0
Alternate Scenario | Residential Charitable | Time-of-Use Rates (TOU) | Winter Evening | TRC | 2026 | 481401.1318 | 0 | 0
Alternate Scenario | Residential Charitable | Time-of-Use Rates (TOU) | Winter Evening | PAC | 2026 | 481401.1318 | 0 | 0
Alternate Scenario | Residential Charitable | Time-of-Use Rates (TOU) | Winter Evening | RIM | 2026 | 481401.1318 | 0 | 0
Alternate Scenario | Residential Charitable | Time-of-Use Rates (TOU) | Winter Evening | SCT | 2026 | 481401.1318 | 0 | 0
Alternate Scenario | Residential Charitable | Time-of-Use Rates (TOU) | Winter Evening | NS Test Broad | 2026 | 481401.1318 | 0 | 0
Alternate Scenario | General | C&I Curtailment | Winter Morning | TRC | 2027 | 1480322.3172 | 228917.2598 | 6.4666
Alternate Scenario | General | C&I Curtailment | Winter Morning | PAC | 2027 | 1480322.3172 | 522259.1432 | 2.8345
Alternate Scenario | General | C&I Curtailment | Winter Morning | PCT | 2027 | 293341.8835 | 0 | 0
Alternate Scenario | General | C&I Curtailment | Winter Morning | RIM | 2027 | 1480322.3172 | 522259.1432 | 2.8345
Alternate Scenario | General | C&I Curtailment | Winter Morning | SCT | 2027 | 1480322.3172 | 228917.2598 | 6.4666
Alternate Scenario | General | C&I Curtailment | Winter Morning | NS Test Broad | 2027 | 1480322.3172 | 228917.2598 | 6.4666
Alternate Scenario | General | C&I Curtailment | Winter Evening | TRC | 2027 | 1722265.8721 | 264966.3786 | 6.4999
Alternate Scenario | General | C&I Curtailment | Winter Evening | PAC | 2027 | 1722265.8721 | 606251.9952 | 2.8408
Alternate Scenario | General | C&I Curtailment | Winter Evening | PCT | 2027 | 341285.6165 | 0 | 0
Alternate Scenario | General | C&I Curtailment | Winter Evening | RIM | 2027 | 1722265.8721 | 606251.9952 | 2.8408
Alternate Scenario | General | C&I Curtailment | Winter Evening | SCT | 2027 | 1722265.8721 | 264966.3786 | 6.4999
Alternate Scenario | General | C&I Curtailment | Winter Evening | NS Test Broad | 2027 | 1722265.8721 | 264966.3786 | 6.4999
Alternate Scenario | Large General | C&I Curtailment | Winter Morning | TRC | 2027 | 909119.8585 | 140587.3944 | 6.4666
Alternate Scenario | Large General | C&I Curtailment | Winter Morning | PAC | 2027 | 909119.8585 | 320739.3306 | 2.8345
Alternate Scenario | Large General | C&I Curtailment | Winter Morning | PCT | 2027 | 180151.9361 | 0 | 0
Alternate Scenario | Large General | C&I Curtailment | Winter Morning | RIM | 2027 | 909119.8585 | 320739.3306 | 2.8345
Alternate Scenario | Large General | C&I Curtailment | Winter Morning | SCT | 2027 | 909119.8585 | 140587.3944 | 6.4666
Alternate Scenario | Large General | C&I Curtailment | Winter Morning | NS Test Broad | 2027 | 909119.8585 | 140587.3944 | 6.4666
Alternate Scenario | Large General | C&I Curtailment | Winter Evening | TRC | 2027 | 777048.4815 | 119547.8223 | 6.4999